## Failing to Passing
Measures Changing from Failing to Passing | [7 empty] | Measures Changing from Failing to Passing | [7 empty] | Measures Changing from Failing to Passing | [7 empty] | Measures Changing from Failing to Passing
High Fuel Economic Potential - RIM | [7 empty] | High Fuel Economic Potential - TRC | [7 empty] | 1 Year Payback Economic Potential - RIM | [7 empty] | 1 Year Payback Economic Potential - TRC
Customer Class | Measure Name | TRC | RIM | PCT | Summer (KW) | Winter (KW) | Energy (KWh) | Customer Class | Measure Name | TRC | RIM | PCT | Summer (KW) | Winter (KW) | Energy (KWh) | Customer Class | Measure Name | TRC | RIM | PCT | Summer (KW) | Winter (KW) | Energy (KWh) | Customer Class | Measure Name | TRC | RIM | PCT | Summer (KW) | Winter (KW) | Energy (KWh)
Residential | Wall Insulation | 1.0572 | 1.0192 | 1.0374 | 0.15001 | 0.77472 | 1113 | Residential | Energy Star Clothes Washer | 8.214 | 0.50056 | 16.4096 | 0.085635 | 0.049737 | 544.539 | Commercial | Duct Sealing Repair | 8.5156 | 1.1373 | 9.2553 | 4.53 | 16.0439 | 22992.2611 | Residential | Energy Star Clothes Washer | 3.1918 | 0.39642 | 15.6498 | 0.085635 | 0.049737 | 544.539
Residential | Wall Insulation | 1.2349 | 1.0313 | 1.1974 | 0.10063 | 0.61978 | 859 | Residential | 15 SEER Air Source Heat Pump | 1.0671 | 0.73085 | 1.4601 | 0.1045 | 0.11103 | 393.6521 | Commercial | Duct Sealing Repair | 10.7575 | 1.1373 | 12.5955 | 52.6466 | 186.4593 | 267212.6796 | Residential | Energy Star Clothes Washer | 3.1918 | 0.39642 | 15.6498 | 0.085635 | 0.049737 | 544.539
Commercial | Geothermal Heat Pump | 0.10026 | 1.0121 | 0.099064 | 1.3254 | 1.018 | 3082.1028 | Residential | 15 SEER Air Source Heat Pump | 1.0671 | 0.73085 | 1.4601 | 0.1045 | 0.11103 | 393.6521 | Commercial | Duct Sealing Repair | 8.5156 | 1.1373 | 9.2553 | 4.53 | 16.0439 | 22992.2611 | Residential | Energy Star Clothes Washer | 3.1918 | 0.39642 | 15.6498 | 0.085635 | 0.049737 | 544.539
Commercial | Geothermal Heat Pump | 0.055619 | 1.0121 | 0.054957 | 0.7353 | 0.56477 | 1709.8289 | Residential | 15 SEER Air Source Heat Pump | 1.0671 | 0.73085 | 1.4601 | 0.1045 | 0.11103 | 393.6521 | Commercial | Duct Sealing Repair | 10.7575 | 1.1373 | 12.5955 | 52.6466 | 186.4593 | 267212.6796 | Residential | Energy Star Clothes Washer | 3.1918 | 0.39642 | 15.6498 | 0.085635 | 0.049737 | 544.539
Commercial | Geothermal Heat Pump | 0.21804 | 1.0121 | 0.21544 | 2.8825 | 2.214 | 6702.8082 | Residential | 15 SEER Air Source Heat Pump | 1.0671 | 0.73085 | 1.4601 | 0.1045 | 0.11103 | 393.6521 | Commercial | Retro-Commissioning | 11.1644 | 1.1272 | 11.4151 | 23.8781 | 46.2663 | 77338.89 | Residential | Energy Star Clothes Washer | 3.1918 | 0.39642 | 15.6498 | 0.085635 | 0.049737 | 544.539
Commercial | Geothermal Heat Pump | 0.054223 | 1.0121 | 0.053577 | 0.71685 | 0.5506 | 1666.9131 | Residential | 21 SEER ASHP from base electric resistance heating | 1.1055 | 0.6131 | 1.8032 | 0.36362 | 1.3674 | 4976.2972 | Commercial | Retro-Commissioning | 9.3218 | 1.1272 | 9.2715 | 6.5654 | 12.7211 | 21264.66 | Residential | Energy Star Clothes Washer | 3.1918 | 0.39642 | 15.6498 | 0.085635 | 0.049737 | 544.539
Commercial | Geothermal Heat Pump | 0.16549 | 1.0121 | 0.16352 | 2.1879 | 1.6805 | 5087.5501 | Residential | 21 SEER ASHP from base electric resistance heating | 1.1055 | 0.6131 | 1.8032 | 0.36362 | 1.3674 | 4976.2972 | Commercial | Retro-Commissioning | 11.1644 | 1.1272 | 11.4151 | 23.8781 | 46.2663 | 77338.89 | Residential | Energy Star Room AC | 3.2224 | 0.55343 | 13.5288 | 0.093 | 0 | 150.6455
Commercial | Geothermal Heat Pump | 0.055996 | 1.0121 | 0.055329 | 0.74028 | 0.5686 | 1721.4094 | Residential | Heat Trap | 1.0987 | 0.55181 | 1.9911 | 0.011912 | 0.025641 | 132.247 | Commercial | Retro-Commissioning | 9.3218 | 1.1272 | 9.2715 | 6.5654 | 12.7211 | 21264.66 | Residential | Energy Star Room AC | 3.2224 | 0.55343 | 13.5288 | 0.093 | 0 | 150.6455
Commercial | Geothermal Heat Pump | 0.11273 | 1.0121 | 0.11139 | 1.4903 | 1.1447 | 3465.48 | Residential | Heat Trap | 1.0987 | 0.55181 | 1.9911 | 0.011912 | 0.025641 | 132.247 | Industrial | Motor Improved Controls | 26.858 | 2.9268 | 11.8243 | 8.166 | 123.3881 | 60641.0516 | Residential | Energy Star Room AC | 3.2224 | 0.55343 | 13.5288 | 0.093 | 0 | 150.6455
Commercial | Geothermal Heat Pump | 0.16289 | 1.0121 | 0.16095 | 2.1534 | 1.654 | 5007.3906 | Residential | Programmable Thermostat | 1.2981 | 0.32922 | 3.943 | 0 | 0 | 74.0116 | Industrial | Lighting Controls | 14.1881 | 1.8228 | 8.8496 | 7.5012 | 57.5708 | 52552.657 | Residential | Energy Star Room AC | 3.2224 | 0.55343 | 13.5288 | 0.093 | 0 | 150.6455
Commercial | Geothermal Heat Pump | 0.12755 | 1.0121 | 0.12603 | 1.6862 | 1.2951 | 3920.9945 | Residential | Smart Thermostat | 1.1605 | 0.32922 | 3.525 | 0 | 0 | 264.6876 | Industrial | Building Envelope Improvements | 8.8871 | 1.0677 | 11.211 | 4.9109 | 16.8114 | 34473.6184 | Residential | Energy Star Room AC | 3.2224 | 0.55343 | 13.5288 | 0.093 | 0 | 150.6455
Commercial | Geothermal Heat Pump | 0.1109 | 1.0121 | 0.10958 | 1.4661 | 1.1261 | 3409.1643 | Residential | Smart Thermostat | 1.1352 | 0.32922 | 3.4482 | 0 | 0 | 258.92 | Industrial | Motor Improved Controls | 103.0858 | 11.0511 | 12.0839 | 8.9891 | 587.6064 | 66753.4475 | Residential | Energy Star Room AC | 3.2224 | 0.55343 | 13.5288 | 0.093 | 0 | 150.6455
Commercial | Geothermal Heat Pump | 0.024379 | 1.0121 | 0.024089 | 0.3223 | 0.24755 | 749.4538 | Residential | Spray Foam Insulation(Base R2) | 1.1066 | 0.94005 | 1.1772 | 1.1778 | 1.6459 | 3485 | Industrial | Lighting Controls | 12.698 | 1.6145 | 8.9566 | 1.0953 | 7.087 | 7673.2034 | Residential | CFL-23W | 3.8672 | 0.37127 | 14.6076 | 0.00065139 | 0.00068392 | 7.4054
Commercial | Geothermal Heat Pump | 0.10026 | 1.0121 | 0.099064 | 1.3254 | 1.018 | 3082.1028 | Residential | Spray Foam Insulation(Base R2) | 1.1066 | 0.94005 | 1.1772 | 1.1778 | 1.6459 | 3485 | Industrial | Process Other Systems Optimization | 9.9773 | 1.1945 | 10.458 | 0.52643 | 2.255 | 3823.7724 | Residential | CFL-23W | 3.8672 | 0.37127 | 14.6076 | 0.00065139 | 0.00068392 | 7.4054
Commercial | Geothermal Heat Pump | 0.055619 | 1.0121 | 0.054957 | 0.7353 | 0.56477 | 1709.8289 | Residential | Wall Insulation | 1.0572 | 1.0192 | 1.0374 | 0.15001 | 0.77472 | 1113 | Industrial | Lighting Controls | 15.5153 | 2.0282 | 8.6735 | 1.6662 | 14.7675 | 11673.4857 | Residential | CFL-23W | 3.8672 | 0.37127 | 14.6076 | 0.00065139 | 0.00068392 | 7.4054
Commercial | Geothermal Heat Pump | 0.21804 | 1.0121 | 0.21544 | 2.8825 | 2.214 | 6702.8082 | Commercial | Solar Water Heater | 1.1921 | 0.46636 | 2.5562 | 0.82429 | 0.11573 | 11028.4843 | Industrial | Process Other Systems Optimization | 44.7958 | 5.2958 | 10.6299 | 0.12282 | 3.5742 | 892.1452 | Residential | CFL-23W | 3.8672 | 0.37127 | 14.6076 | 0.00065139 | 0.00068392 | 7.4054
Commercial | Geothermal Heat Pump | 0.054223 | 1.0121 | 0.053577 | 0.71685 | 0.5506 | 1666.9131 | Commercial | Solar Water Heater | 1.1802 | 0.46636 | 2.5306 | 2.4481 | 0.3437 | 32754.5983 | Industrial | Lighting Controls | 8.1596 | 1.0827 | 8.5257 | 0.97034 | 3.2955 | 6798.0735 | Residential | CFL-23W | 3.8672 | 0.37127 | 14.6076 | 0.00065139 | 0.00068392 | 7.4054
Commercial | Geothermal Heat Pump | 0.16549 | 1.0121 | 0.16352 | 2.1879 | 1.6805 | 5087.5501 | Commercial | Solar Water Heater | 1.1921 | 0.46636 | 2.5562 | 0.82429 | 0.11573 | 11028.4843 | Industrial | Lighting Controls | 9.5302 | 1.2862 | 8.3608 | 0.4493 | 2.0546 | 3147.7563 | Residential | CFL-23W | 3.8672 | 0.37127 | 14.6076 | 0.00065139 | 0.00068392 | 7.4054
Commercial | Geothermal Heat Pump | 0.055996 | 1.0121 | 0.055329 | 0.74028 | 0.5686 | 1721.4094 | Commercial | Solar Water Heater | 1.1921 | 0.46636 | 2.5562 | 0.82429 | 0.11573 | 11028.4843 | Industrial | Lighting Controls | 17.98 | 2.1237 | 9.7601 | 2.7192 | 25.6002 | 19050.5994 | Residential | LED - 14W | 3.9558 | 0.37127 | 15.096 | 0.0014889 | 0.0015632 | 16.9267
Commercial | Geothermal Heat Pump | 0.11273 | 1.0121 | 0.11139 | 1.4903 | 1.1447 | 3465.48 | Commercial | Solar Water Heater | 1.1802 | 0.46636 | 2.5306 | 2.4481 | 0.3437 | 32754.5983 | Industrial | Lighting Controls | 10.4092 | 1.2543 | 9.5338 | 11.3592 | 49.8499 | 79581.2618 | Residential | LED - 14W | 3.9558 | 0.37127 | 15.096 | 0.0014889 | 0.0015632 | 16.9267
Commercial | Geothermal Heat Pump | 0.16289 | 1.0121 | 0.16095 | 2.1534 | 1.654 | 5007.3906 | Commercial | Solar Water Heater | 1.1921 | 0.46636 | 2.5562 | 0.82429 | 0.11573 | 11028.4843 | Industrial | Motor Improved Controls | 103.0858 | 11.0511 | 12.0839 | 20.9745 | 1371.0815 | 155758.0323 | Residential | LED - 14W | 3.9558 | 0.37127 | 15.096 | 0.0014889 | 0.0015632 | 16.9267
Commercial | Geothermal Heat Pump | 0.12755 | 1.0121 | 0.12603 | 1.6862 | 1.2951 | 3920.9945 | Commercial | High Efficiency Chiller (Water cooled-centrifugal, 200 tons) | 1.0422 | 0.6798 | 1.5331 | 3.6687 | 0.15891 | 9318.3048 | Industrial | Lighting Controls | 12.698 | 1.6145 | 8.9566 | 2.5556 | 16.5363 | 17904.1413 | Residential | LED - 14W | 3.9558 | 0.37127 | 15.096 | 0.0014889 | 0.0015632 | 16.9267
Commercial | Geothermal Heat Pump | 0.1109 | 1.0121 | 0.10958 | 1.4661 | 1.1261 | 3409.1643 | Commercial | High Efficiency Chiller (Water cooled-centrifugal, 200 tons) | 1.0191 | 0.6798 | 1.4991 | 3.5874 | 0.15539 | 9111.8049 | Industrial | Motor Improved Controls | 103.0858 | 11.0511 | 12.0839 | 338.0166 | 22095.7504 | 2510128.8507 | Residential | LED - 14W | 3.9558 | 0.37127 | 15.096 | 0.0014889 | 0.0015632 | 16.9267
Commercial | Geothermal Heat Pump | 0.024379 | 1.0121 | 0.024089 | 0.3223 | 0.24755 | 749.4538 | Commercial | High Efficiency Chiller (Water cooled-centrifugal, 200 tons) | 1.0537 | 0.6798 | 1.5501 | 3.7093 | 0.16067 | 9421.5547 | Industrial | Lighting Controls | 12.698 | 1.6145 | 8.9566 | 64.8142 | 419.3903 | 454080.4223 | Residential | LED - 14W | 3.9558 | 0.37127 | 15.096 | 0.0014889 | 0.0015632 | 16.9267
Commercial | Demand Controlled Ventilation | 5.1498 | 1.0527 | 4.8921 | 0.4871 | 2.7424 | 4678.5352 | Commercial | High Efficiency Chiller (Water cooled-centrifugal, 200 tons) | 1.0422 | 0.6798 | 1.5331 | 3.6687 | 0.15891 | 9318.3048 | [8 empty] | Residential | LED - 9W | 3.6215 | 0.37127 | 13.3033 | 0.0008375 | 0.00087932 | 9.5213
Commercial | Demand Controlled Ventilation | 10.2525 | 1.0527 | 9.7395 | 2.9093 | 16.3792 | 27943.0441 | Commercial | High Efficiency Chiller (Water cooled-centrifugal, 200 tons) | 1.0191 | 0.6798 | 1.4991 | 3.5874 | 0.15539 | 9111.8049 | [8 empty] | Residential | LED - 9W | 3.6215 | 0.37127 | 13.3033 | 0.0008375 | 0.00087932 | 9.5213
Commercial | Demand Controlled Ventilation | 2.3393 | 1.0527 | 2.2223 | 0.22127 | 1.2458 | 2125.2697 | Commercial | High Efficiency Chiller (Water cooled-centrifugal, 200 tons) | 1.0537 | 0.6798 | 1.5501 | 3.7093 | 0.16067 | 9421.5547 | [8 empty] | Residential | LED - 9W | 3.6215 | 0.37127 | 13.3033 | 0.0008375 | 0.00087932 | 9.5213
Commercial | Demand Controlled Ventilation | 9.9899 | 1.0527 | 9.49 | 0.94492 | 5.3199 | 9075.7228 | Commercial | High Efficiency Chiller (Water cooled-positive displacement, 100 tons) | 1.0975 | 0.6798 | 1.6145 | 2.1073 | 0.091277 | 5352.4904 | [8 empty] | Residential | LED - 9W | 3.6215 | 0.37127 | 13.3033 | 0.0008375 | 0.00087932 | 9.5213
Commercial | Demand Controlled Ventilation | 14.8704 | 1.0527 | 14.1263 | 9.8459 | 55.4323 | 94567.6036 | Commercial | High Efficiency Chiller (Water cooled-positive displacement, 100 tons) | 1.0975 | 0.6798 | 1.6145 | 2.1073 | 0.091277 | 5352.4904 | [8 empty] | Residential | LED - 9W | 3.6215 | 0.37127 | 13.3033 | 0.0008375 | 0.00087932 | 9.5213
Commercial | Demand Controlled Ventilation | 10.2429 | 1.0527 | 9.7303 | 0.96884 | 5.4546 | 9305.5485 | Commercial | High Efficiency DX 135k- less than 240k BTU | 1.033 | 0.67585 | 1.5285 | 1.3417 | 0 | 3244.7118 | [8 empty] | Residential | LED - 9W | 3.6215 | 0.37127 | 13.3033 | 0.0008375 | 0.00087932 | 9.5213
Commercial | Demand Controlled Ventilation | 8.3921 | 1.0527 | 7.9722 | 1.5876 | 8.938 | 15248.3191 | Commercial | High Efficiency DX 135k- less than 240k BTU | 1.0134 | 0.67585 | 1.4994 | 1.3163 | 0 | 3183.0938 | [8 empty] | Residential | Linear LED | 2.0851 | 0.23684 | 11.5502 | 0 | 8.6271e-10 | 14.8108
Commercial | Demand Controlled Ventilation | 7.613 | 1.0527 | 7.232 | 1.4402 | 8.1082 | 13832.6709 | Commercial | High Efficiency DX 135k- less than 240k BTU | 1.033 | 0.67585 | 1.5285 | 1.3417 | 0 | 3244.7118 | [8 empty] | Residential | Linear LED | 2.0851 | 0.23684 | 11.5502 | 0 | 8.6271e-10 | 14.8108
Commercial | Demand Controlled Ventilation | 7.9762 | 1.0527 | 7.5771 | 0.75445 | 4.2476 | 7246.3338 | Commercial | High Efficiency DX 135k- less than 240k BTU | 1.0134 | 0.67585 | 1.4994 | 1.3163 | 0 | 3183.0938 | [8 empty] | Residential | Linear LED | 2.0851 | 0.23684 | 11.5502 | 0 | 8.6271e-10 | 14.8108
Commercial | Demand Controlled Ventilation | 2.5221 | 1.0527 | 2.3959 | 0.23856 | 1.3431 | 2291.3025 | Commercial | Variable Refrigerant Flow (VRF) HVAC Systems | 1.0639 | 0.69879 | 1.5225 | 0.6786 | 0.49856 | 3198.4374 | [8 empty] | Residential | Linear LED | 2.0851 | 0.23684 | 11.5502 | 0 | 8.6271e-10 | 14.8108
Commercial | Demand Controlled Ventilation | 5.6429 | 1.0527 | 5.3605 | 0.53375 | 3.005 | 5126.5164 | Commercial | Variable Refrigerant Flow (VRF) HVAC Systems | 1.0639 | 0.69879 | 1.5225 | 0.6786 | 0.49856 | 3198.4374 | [8 empty] | Residential | Linear LED | 2.0851 | 0.23684 | 11.5502 | 0 | 8.6271e-10 | 14.8108
Commercial | Demand Controlled Ventilation | 10.544 | 1.0527 | 10.0164 | 1.9947 | 11.2299 | 19158.2709 | Commercial | ENERGY STAR Commercial Clothes Washer | 1.2321 | 0.40752 | 3.0233 | 0 | 0 | 1060.1591 | [8 empty] | Residential | Linear LED | 2.0851 | 0.23684 | 11.5502 | 0 | 8.6271e-10 | 14.8108
Commercial | Demand Controlled Ventilation | 2.0949 | 1.0527 | 1.9901 | 0.19815 | 1.1156 | 1903.19 | Commercial | ENERGY STAR Commercial Clothes Washer | 1.2321 | 0.40752 | 3.0233 | 0 | 0 | 1060.1591 | [8 empty] | Residential | Faucet Aerator | 3.1286 | 0.43767 | 16.2096 | 0.0026123 | 0.0056233 | 29.0032
Commercial | Demand Controlled Ventilation | 5.1498 | 1.0527 | 4.8921 | 0.4871 | 2.7424 | 4678.5352 | Commercial | ENERGY STAR Commercial Clothes Washer | 1.2321 | 0.40752 | 3.0233 | 0 | 0 | 1060.1591 | [8 empty] | Residential | Faucet Aerator | 2.8185 | 0.43767 | 12.7418 | 0.0020535 | 0.0044203 | 22.7984
Commercial | Demand Controlled Ventilation | 10.2525 | 1.0527 | 9.7395 | 2.9093 | 16.3792 | 27943.0441 | Commercial | ENERGY STAR Commercial Clothes Washer | 1.2321 | 0.40752 | 3.0233 | 0 | 0 | 1060.1591 | [8 empty] | Residential | Faucet Aerator | 2.808 | 0.43767 | 12.6402 | 0.0020371 | 0.0043851 | 22.6167
Commercial | Demand Controlled Ventilation | 2.3393 | 1.0527 | 2.2223 | 0.22127 | 1.2458 | 2125.2697 | Commercial | ENERGY STAR Commercial Clothes Washer | 1.2321 | 0.40752 | 3.0233 | 0 | 0 | 1060.1591 | [8 empty] | Residential | Hot Water Pipe Insulation | 2.92 | 0.43767 | 13.775 | 0.01332 | 0.028672 | 147.8828
Commercial | Demand Controlled Ventilation | 9.9899 | 1.0527 | 9.49 | 0.94492 | 5.3199 | 9075.7228 | Commercial | ENERGY STAR Commercial Clothes Washer | 1.2321 | 0.40752 | 3.0233 | 0 | 0 | 1060.1591 | [8 empty] | Residential | Hot Water Pipe Insulation | 2.7183 | 0.43767 | 11.8027 | 0.011413 | 0.024567 | 126.7083
Commercial | Demand Controlled Ventilation | 14.8704 | 1.0527 | 14.1263 | 9.8459 | 55.4323 | 94567.6036 | Commercial | ENERGY STAR Commercial Clothes Washer | 1.2321 | 0.40752 | 3.0233 | 0 | 0 | 1060.1591 | [8 empty] | Residential | Hot Water Pipe Insulation | 2.92 | 0.43767 | 13.775 | 0.01332 | 0.028672 | 147.8828
Commercial | Demand Controlled Ventilation | 10.2429 | 1.0527 | 9.7303 | 0.96884 | 5.4546 | 9305.5485 | Commercial | ENERGY STAR Commercial Clothes Washer | 1.2321 | 0.40752 | 3.0233 | 0 | 0 | 1060.1591 | [8 empty] | Residential | Hot Water Pipe Insulation | 2.7183 | 0.43767 | 11.8027 | 0.011413 | 0.024567 | 126.7083
Commercial | Demand Controlled Ventilation | 8.3921 | 1.0527 | 7.9722 | 1.5876 | 8.938 | 15248.3191 | Commercial | ENERGY STAR Commercial Clothes Washer | 1.2321 | 0.40752 | 3.0233 | 0 | 0 | 1060.1591 | [8 empty] | Residential | Smart Power Strip | 2.171 | 0.36502 | 9.0206 | 0.0059262 | 0.0046242 | 53.801
Commercial | Demand Controlled Ventilation | 7.613 | 1.0527 | 7.232 | 1.4402 | 8.1082 | 13832.6709 | Commercial | ENERGY STAR Commercial Clothes Washer | 1.2321 | 0.40752 | 3.0233 | 0 | 0 | 1060.1591 | [8 empty] | Residential | Smart Power Strip | 2.171 | 0.36502 | 9.0206 | 0.0059262 | 0.0046242 | 53.801
Commercial | Demand Controlled Ventilation | 7.9762 | 1.0527 | 7.5771 | 0.75445 | 4.2476 | 7246.3338 | Commercial | Server Virtualization | 1.1292 | 0.60611 | 1.863 | 3.1292 | 2.1764 | 21024 | [8 empty] | Residential | Smart Power Strip | 2.171 | 0.36502 | 9.0206 | 0.0059262 | 0.0046242 | 53.801
Commercial | Demand Controlled Ventilation | 2.5221 | 1.0527 | 2.3959 | 0.23856 | 1.3431 | 2291.3025 | Commercial | Server Virtualization | 1.1292 | 0.60611 | 1.863 | 3.1292 | 2.1764 | 21024 | [8 empty] | Residential | Smart Power Strip | 2.171 | 0.36502 | 9.0206 | 0.0059262 | 0.0046242 | 53.801
Commercial | Demand Controlled Ventilation | 5.6429 | 1.0527 | 5.3605 | 0.53375 | 3.005 | 5126.5164 | Commercial | Server Virtualization | 1.1292 | 0.60611 | 1.863 | 3.1292 | 2.1764 | 21024 | [8 empty] | Residential | Smart Power Strip | 2.171 | 0.36502 | 9.0206 | 0.0059262 | 0.0046242 | 53.801
Commercial | Demand Controlled Ventilation | 10.544 | 1.0527 | 10.0164 | 1.9947 | 11.2299 | 19158.2709 | Commercial | Server Virtualization | 1.1292 | 0.60611 | 1.863 | 3.1292 | 2.1764 | 21024 | [8 empty] | Residential | Smart Power Strip | 2.171 | 0.36502 | 9.0206 | 0.0059262 | 0.0046242 | 53.801
Commercial | Demand Controlled Ventilation | 2.0949 | 1.0527 | 1.9901 | 0.19815 | 1.1156 | 1903.19 | Commercial | Server Virtualization | 1.1292 | 0.60611 | 1.863 | 3.1292 | 2.1764 | 21024 | [8 empty] | Commercial | Energy Star Commercial Oven | 3.6801 | 0.50697 | 8.0035 | 1.0341 | 0.54113 | 6368
Commercial | ENERGY STAR certified buildings program | 0.74666 | 1.0268 | 0.7272 | 3.0616 | 9.492 | 18312.7076 | Commercial | Server Virtualization | 1.1292 | 0.60611 | 1.863 | 3.1292 | 2.1764 | 21024 | [8 empty] | Commercial | Energy Star Commercial Oven | 3.6801 | 0.50697 | 8.0035 | 1.0341 | 0.54113 | 6368
Commercial | ENERGY STAR certified buildings program | 2.5187 | 1.0268 | 2.453 | 10.785 | 33.4376 | 64510.3866 | Commercial | Server Virtualization | 1.1292 | 0.60611 | 1.863 | 3.1292 | 2.1764 | 21024 | [8 empty] | Commercial | Energy Star Commercial Oven | 3.6801 | 0.50697 | 8.0035 | 1.0341 | 0.54113 | 6368
Commercial | ENERGY STAR certified buildings program | 2.8397 | 1.0268 | 2.7657 | 12.4675 | 38.6543 | 74574.6947 | Commercial | Server Virtualization | 1.1292 | 0.60611 | 1.863 | 3.1292 | 2.1764 | 21024 | [8 empty] | Commercial | Energy Star Commercial Oven | 3.6801 | 0.50697 | 8.0035 | 1.0341 | 0.54113 | 6368
Commercial | ENERGY STAR certified buildings program | 1.9395 | 1.0268 | 1.8889 | 118.8615 | 368.5175 | 710971.58 | Commercial | Server Virtualization | 1.1292 | 0.60611 | 1.863 | 3.1292 | 2.1764 | 21024 | [8 empty] | Commercial | Energy Star Commercial Oven | 3.6801 | 0.50697 | 8.0035 | 1.0341 | 0.54113 | 6368
Commercial | ENERGY STAR certified buildings program | 2.5988 | 1.0268 | 2.5311 | 8.8849 | 27.5468 | 53145.4 | Commercial | Server Virtualization | 1.1292 | 0.60611 | 1.863 | 3.1292 | 2.1764 | 21024 | [8 empty] | Commercial | Energy Star Commercial Oven | 3.6801 | 0.50697 | 8.0035 | 1.0341 | 0.54113 | 6368
Commercial | ENERGY STAR certified buildings program | 0.94852 | 1.0268 | 0.9238 | 10.509 | 32.582 | 62859.5605 | Commercial | Server Virtualization | 1.1292 | 0.60611 | 1.863 | 3.1292 | 2.1764 | 21024 | [8 empty] | Commercial | Energy Star Commercial Oven | 3.6801 | 0.50697 | 8.0035 | 1.0341 | 0.54113 | 6368
Commercial | ENERGY STAR certified buildings program | 0.30537 | 1.0268 | 0.29742 | 1.044 | 3.2367 | 6244.4932 | Commercial | Server Virtualization | 1.1292 | 0.60611 | 1.863 | 3.1292 | 2.1764 | 21024 | [8 empty] | Commercial | Energy Star Commercial Oven | 3.6801 | 0.50697 | 8.0035 | 1.0341 | 0.54113 | 6368
Commercial | ENERGY STAR certified buildings program | 0.74666 | 1.0268 | 0.7272 | 3.0616 | 9.492 | 18312.7076 | Commercial | Server Virtualization | 1.1292 | 0.60611 | 1.863 | 3.1292 | 2.1764 | 21024 | [8 empty] | Commercial | Energy Star Commercial Oven | 3.6801 | 0.50697 | 8.0035 | 1.0341 | 0.54113 | 6368
Commercial | ENERGY STAR certified buildings program | 2.5187 | 1.0268 | 2.453 | 10.785 | 33.4376 | 64510.3866 | Commercial | Server Virtualization | 1.1292 | 0.60611 | 1.863 | 3.1292 | 2.1764 | 21024 | [8 empty] | Commercial | Energy Star Commercial Oven | 3.6801 | 0.50697 | 8.0035 | 1.0341 | 0.54113 | 6368
Commercial | ENERGY STAR certified buildings program | 2.8397 | 1.0268 | 2.7657 | 12.4675 | 38.6543 | 74574.6947 | Commercial | Server Virtualization | 1.1292 | 0.60611 | 1.863 | 3.1292 | 2.1764 | 21024 | [8 empty] | Commercial | Energy Star Commercial Oven | 3.6801 | 0.50697 | 8.0035 | 1.0341 | 0.54113 | 6368
Commercial | ENERGY STAR certified buildings program | 1.9395 | 1.0268 | 1.8889 | 118.8615 | 368.5175 | 710971.58 | Commercial | Server Virtualization | 1.1292 | 0.60611 | 1.863 | 3.1292 | 2.1764 | 21024 | [8 empty] | Commercial | Energy Star Commercial Oven | 3.6801 | 0.50697 | 8.0035 | 1.0341 | 0.54113 | 6368
Commercial | ENERGY STAR certified buildings program | 2.5988 | 1.0268 | 2.5311 | 8.8849 | 27.5468 | 53145.4 | Commercial | Server Virtualization | 1.1292 | 0.60611 | 1.863 | 3.1292 | 2.1764 | 21024 | [8 empty] | Commercial | Energy Star Commercial Oven | 3.6801 | 0.50697 | 8.0035 | 1.0341 | 0.54113 | 6368
Commercial | ENERGY STAR certified buildings program | 0.94852 | 1.0268 | 0.9238 | 10.509 | 32.582 | 62859.5605 | Commercial | Server Virtualization | 1.1292 | 0.60611 | 1.863 | 3.1292 | 2.1764 | 21024 | [8 empty] | Commercial | Energy Star Commercial Oven | 3.6801 | 0.50697 | 8.0035 | 1.0341 | 0.54113 | 6368
Commercial | ENERGY STAR certified buildings program | 0.30537 | 1.0268 | 0.29742 | 1.044 | 3.2367 | 6244.4932 | Commercial | Server Virtualization | 1.1292 | 0.60611 | 1.863 | 3.1292 | 2.1764 | 21024 | [8 empty] | Commercial | Energy Star Commercial Oven | 3.6801 | 0.50697 | 8.0035 | 1.0341 | 0.54113 | 6368
Commercial | Retro-Commissioning | 5.4069 | 1.0268 | 5.266 | 3.2444 | 10.0589 | 19406.44 | Commercial | Server Virtualization | 1.1292 | 0.60611 | 1.863 | 3.1292 | 2.1764 | 21024 | [8 empty] | Commercial | Energy Star Commercial Oven | 3.6801 | 0.50697 | 8.0035 | 1.0341 | 0.54113 | 6368
Commercial | Retro-Commissioning | 21.7584 | 1.0268 | 21.1914 | 13.6345 | 42.2724 | 81555.02 | Commercial | Server Virtualization | 1.1292 | 0.60611 | 1.863 | 3.1292 | 2.1764 | 21024 | [8 empty] | Commercial | Energy Star Commercial Oven | 3.6801 | 0.50697 | 8.0035 | 1.0341 | 0.54113 | 6368
Commercial | Retro-Commissioning | 24.5318 | 1.0268 | 23.8925 | 15.7616 | 48.8673 | 94278.48 | Commercial | Server Virtualization | 1.1292 | 0.60611 | 1.863 | 3.1292 | 2.1764 | 21024 | [8 empty] | Commercial | Energy Star Commercial Oven | 3.6801 | 0.50697 | 8.0035 | 1.0341 | 0.54113 | 6368
Commercial | Retro-Commissioning | 16.7546 | 1.0268 | 16.318 | 150.2665 | 465.8856 | 898821.23 | Commercial | Server Virtualization | 1.1292 | 0.60611 | 1.863 | 3.1292 | 2.1764 | 21024 | [8 empty] | Commercial | Energy Star Commercial Oven | 3.6801 | 0.50697 | 8.0035 | 1.0341 | 0.54113 | 6368
Commercial | Retro-Commissioning | 22.4505 | 1.0268 | 21.8655 | 11.2325 | 34.8251 | 67187.23 | Commercial | Server Virtualization | 1.1292 | 0.60611 | 1.863 | 3.1292 | 2.1764 | 21024 | [8 empty] | Commercial | Energy Star Commercial Oven | 3.6801 | 0.50697 | 8.0035 | 1.0341 | 0.54113 | 6368
Commercial | Retro-Commissioning | 8.1941 | 1.0268 | 7.9805 | 13.2856 | 41.1906 | 79468.03 | Commercial | Server Virtualization | 1.1292 | 0.60611 | 1.863 | 3.1292 | 2.1764 | 21024 | [8 empty] | Commercial | Energy Star Commercial Oven | 3.6801 | 0.50697 | 8.0035 | 1.0341 | 0.54113 | 6368
Commercial | Retro-Commissioning | 2.6381 | 1.0268 | 2.5693 | 1.3198 | 4.0919 | 7894.4 | Commercial | Server Virtualization | 1.1292 | 0.60611 | 1.863 | 3.1292 | 2.1764 | 21024 | [8 empty] | Commercial | Energy Star Commercial Oven | 3.6801 | 0.50697 | 8.0035 | 1.0341 | 0.54113 | 6368
Commercial | Retro-Commissioning | 5.4069 | 1.0268 | 5.266 | 3.2444 | 10.0589 | 19406.44 | Commercial | Energy Star Refrigerator | 1.0213 | 0.59504 | 1.7163 | 0.017577 | 0.01383 | 133.5 | [8 empty] | Commercial | Energy Star Commercial Oven | 3.6801 | 0.50697 | 8.0035 | 1.0341 | 0.54113 | 6368
Commercial | Retro-Commissioning | 21.7584 | 1.0268 | 21.1914 | 13.6345 | 42.2724 | 81555.02 | Commercial | Energy Star Refrigerator | 1.0213 | 0.59504 | 1.7163 | 0.017577 | 0.01383 | 133.5 | [8 empty] | Commercial | Energy Star Commercial Oven | 3.6801 | 0.50697 | 8.0035 | 1.0341 | 0.54113 | 6368
Commercial | Retro-Commissioning | 24.5318 | 1.0268 | 23.8925 | 15.7616 | 48.8673 | 94278.48 | Commercial | Energy Star Refrigerator | 1.0213 | 0.59504 | 1.7163 | 0.017577 | 0.01383 | 133.5 | [8 empty] | Commercial | Energy Star Commercial Oven | 3.6801 | 0.50697 | 8.0035 | 1.0341 | 0.54113 | 6368
Commercial | Retro-Commissioning | 16.7546 | 1.0268 | 16.318 | 150.2665 | 465.8856 | 898821.23 | Commercial | Energy Star Refrigerator | 1.0213 | 0.59504 | 1.7163 | 0.017577 | 0.01383 | 133.5 | [8 empty] | Commercial | Energy Star Commercial Oven | 3.6801 | 0.50697 | 8.0035 | 1.0341 | 0.54113 | 6368
Commercial | Retro-Commissioning | 22.4505 | 1.0268 | 21.8655 | 11.2325 | 34.8251 | 67187.23 | Commercial | Energy Star Refrigerator | 1.0213 | 0.59504 | 1.7163 | 0.017577 | 0.01383 | 133.5 | [8 empty] | Commercial | Heat Pump Water Heater | 8.6138 | 0.7332 | 13.9814 | 0.65925 | 3.4586 | 9396.427
Commercial | Retro-Commissioning | 8.1941 | 1.0268 | 7.9805 | 13.2856 | 41.1906 | 79468.03 | Commercial | Energy Star Refrigerator | 1.0213 | 0.59504 | 1.7163 | 0.017577 | 0.01383 | 133.5 | [8 empty] | Commercial | Heat Pump Water Heater | 4.4808 | 0.5393 | 9.321 | 1.0586 | 0.70411 | 6264.2846
Commercial | Retro-Commissioning | 2.6381 | 1.0268 | 2.5693 | 1.3198 | 4.0919 | 7894.4 | Commercial | Energy Star Refrigerator | 1.0213 | 0.59504 | 1.7163 | 0.017577 | 0.01383 | 133.5 | [8 empty] | Commercial | Heat Pump Water Heater | 7.39 | 0.7332 | 11.6512 | 1.0987 | 5.7643 | 15660.7116
Industrial | Motor Improved Controls | 21.0642 | 1.008 | 20.8961 | 0.4129 | 1.1114 | 3066.2258 | Commercial | Energy Star Refrigerator | 1.0213 | 0.59504 | 1.7163 | 0.017577 | 0.01383 | 133.5 | [8 empty] | Commercial | Heat Pump Water Heater | 8.5423 | 0.7332 | 13.8416 | 1.958 | 10.2719 | 27907.3881
Industrial | HVAC Improved Controls | 10.1058 | 1.0308 | 9.8036 | 4.9987 | 13.2285 | 35090.1596 | Commercial | Energy Star Refrigerator | 1.0213 | 0.59504 | 1.7163 | 0.017577 | 0.01383 | 133.5 | [8 empty] | Commercial | Heat Pump Water Heater | 6.3358 | 0.5393 | 13.9814 | 1.5879 | 1.0562 | 9396.427
Industrial | Lighting Controls | 11.8818 | 1.006 | 11.8107 | 6.6756 | 16.6217 | 46768.735 | Commercial | Energy Star Refrigerator | 1.0213 | 0.59504 | 1.7163 | 0.017577 | 0.01383 | 133.5 | [8 empty] | Commercial | Heat Pump Water Heater | 8.6138 | 0.7332 | 13.9814 | 0.65925 | 3.4586 | 9396.427
[8 empty] | Commercial | Energy Star Refrigerator | 1.0213 | 0.59504 | 1.7163 | 0.017577 | 0.01383 | 133.5 | [8 empty] | Commercial | Heat Pump Water Heater | 4.4808 | 0.5393 | 9.321 | 1.0586 | 0.70411 | 6264.2846
[8 empty] | Commercial | Energy Star Refrigerator | 1.0213 | 0.59504 | 1.7163 | 0.017577 | 0.01383 | 133.5 | [8 empty] | Commercial | Heat Pump Water Heater | 7.39 | 0.7332 | 11.6512 | 1.0987 | 5.7643 | 15660.7116
[8 empty] | Commercial | Energy Star Refrigerator | 1.0213 | 0.59504 | 1.7163 | 0.017577 | 0.01383 | 133.5 | [8 empty] | Commercial | Heat Pump Water Heater | 8.5423 | 0.7332 | 13.8416 | 1.958 | 10.2719 | 27907.3881
[8 empty] | Commercial | Energy Star Refrigerator | 1.0213 | 0.59504 | 1.7163 | 0.017577 | 0.01383 | 133.5 | [8 empty] | Commercial | Heat Pump Water Heater | 6.3358 | 0.5393 | 13.9814 | 1.5879 | 1.0562 | 9396.427
[8 empty] | Commercial | Energy Star Refrigerator | 1.0213 | 0.59504 | 1.7163 | 0.017577 | 0.01383 | 133.5 | [8 empty] | Commercial | LED Street Lights | 2.8995 | 0.31172 | 10.6107 | 0 | 0 | 1691.1226
[8 empty] | Commercial | Energy Star Refrigerator | 1.0213 | 0.59504 | 1.7163 | 0.017577 | 0.01383 | 133.5 | [8 empty] | Commercial | LED Street Lights | 2.8995 | 0.31172 | 10.6107 | 0 | 0 | 1691.1226
[8 empty] | Commercial | Energy Star Refrigerator | 1.0213 | 0.59504 | 1.7163 | 0.017577 | 0.01383 | 133.5 | [8 empty] | Commercial | LED Street Lights | 2.8995 | 0.31172 | 10.6107 | 0 | 0 | 1691.1226
[8 empty] | Commercial | Energy Star Refrigerator | 1.0213 | 0.59504 | 1.7163 | 0.017577 | 0.01383 | 133.5 | [8 empty] | Commercial | LED Street Lights | 2.8995 | 0.31172 | 10.6107 | 0 | 0 | 1691.1226
[8 empty] | Commercial | Energy Star Refrigerator | 1.0213 | 0.59504 | 1.7163 | 0.017577 | 0.01383 | 133.5 | [8 empty] | Commercial | LED Street Lights | 2.8995 | 0.31172 | 10.6107 | 0 | 0 | 1691.1226
[8 empty] | Commercial | Energy Star Refrigerator | 1.0213 | 0.59504 | 1.7163 | 0.017577 | 0.01383 | 133.5 | [8 empty] | Commercial | LED Street Lights | 2.8995 | 0.31172 | 10.6107 | 0 | 0 | 1691.1226
[8 empty] | Commercial | Energy Star Refrigerator | 1.0213 | 0.59504 | 1.7163 | 0.017577 | 0.01383 | 133.5 | [8 empty] | Commercial | LED Street Lights | 2.8995 | 0.31172 | 10.6107 | 0 | 0 | 1691.1226
[8 empty] | Commercial | Energy Star Refrigerator | 1.0213 | 0.59504 | 1.7163 | 0.017577 | 0.01383 | 133.5 | [8 empty] | Commercial | LED Street Lights | 2.8995 | 0.31172 | 10.6107 | 0 | 0 | 1691.1226
[8 empty] | Commercial | Energy Star Refrigerator | 1.0213 | 0.59504 | 1.7163 | 0.017577 | 0.01383 | 133.5 | [8 empty] | Commercial | LED Street Lights | 2.8995 | 0.31172 | 10.6107 | 0 | 0 | 1691.1226
[8 empty] | Commercial | Energy Star Refrigerator | 1.0213 | 0.59504 | 1.7163 | 0.017577 | 0.01383 | 133.5 | [8 empty] | Commercial | LED Street Lights | 2.8995 | 0.31172 | 10.6107 | 0 | 0 | 1691.1226
[8 empty] | Commercial | Energy Star Refrigerator | 1.0213 | 0.59504 | 1.7163 | 0.017577 | 0.01383 | 133.5 | [8 empty] | Commercial | LED Street Lights | 2.8995 | 0.31172 | 10.6107 | 0 | 0 | 1691.1226
[8 empty] | Commercial | Energy Star Refrigerator | 1.0213 | 0.59504 | 1.7163 | 0.017577 | 0.01383 | 133.5 | [8 empty] | Commercial | LED Street Lights | 2.8995 | 0.31172 | 10.6107 | 0 | 0 | 1691.1226
[8 empty] | Commercial | Hot Water Circulation Pump Control | 1.0847 | 0.48761 | 2.2246 | 0.030962 | 0.032526 | 651 | [8 empty] | Commercial | LED Street Lights | 2.8995 | 0.31172 | 10.6107 | 0 | 0 | 1691.1226
[8 empty] | Commercial | Hot Water Circulation Pump Control | 1.0847 | 0.48761 | 2.2246 | 0.030962 | 0.032526 | 651 | [8 empty] | Commercial | LED Street Lights | 2.8995 | 0.31172 | 10.6107 | 0 | 0 | 1691.1226
[8 empty] | Commercial | Hot Water Circulation Pump Control | 1.0847 | 0.48761 | 2.2246 | 0.77405 | 0.81316 | 16275 | [8 empty] | Commercial | LED Street Lights | 2.8995 | 0.31172 | 10.6107 | 0 | 0 | 1691.1226
[8 empty] | Commercial | Hot Water Circulation Pump Control | 1.0847 | 0.48761 | 2.2246 | 0.61924 | 0.65053 | 13020 | [8 empty] | Commercial | LED Street Lights | 2.8995 | 0.31172 | 10.6107 | 0 | 0 | 1691.1226
[8 empty] | Commercial | Hot Water Circulation Pump Control | 1.0847 | 0.48761 | 2.2246 | 0.092886 | 0.097579 | 1953 | [8 empty] | Commercial | LED Street Lights | 2.8995 | 0.31172 | 10.6107 | 0 | 0 | 1691.1226
[8 empty] | Commercial | Hot Water Circulation Pump Control | 1.0847 | 0.48761 | 2.2246 | 0.030962 | 0.032526 | 651 | [8 empty] | Commercial | LED Street Lights | 2.8995 | 0.31172 | 10.6107 | 0 | 0 | 1691.1226
[8 empty] | Commercial | Hot Water Circulation Pump Control | 1.0847 | 0.48761 | 2.2246 | 0.030962 | 0.032526 | 651 | [8 empty] | Commercial | LED Street Lights | 2.8995 | 0.31172 | 10.6107 | 0 | 0 | 1691.1226
[8 empty] | Commercial | Hot Water Circulation Pump Control | 1.0847 | 0.48761 | 2.2246 | 0.030962 | 0.032526 | 651 | [8 empty] | Commercial | LED Street Lights | 2.8995 | 0.31172 | 10.6107 | 0 | 0 | 1691.1226
[8 empty] | Commercial | Hot Water Circulation Pump Control | 1.0847 | 0.48761 | 2.2246 | 0.030962 | 0.032526 | 651 | [8 empty] | Commercial | LED Street Lights | 2.8995 | 0.31172 | 10.6107 | 0 | 0 | 1691.1226
[8 empty] | Commercial | Hot Water Circulation Pump Control | 1.0847 | 0.48761 | 2.2246 | 0.77405 | 0.81316 | 16275 | [8 empty] | Commercial | LED Street Lights | 2.8995 | 0.31172 | 10.6107 | 0 | 0 | 1691.1226
[8 empty] | Commercial | Hot Water Circulation Pump Control | 1.0847 | 0.48761 | 2.2246 | 0.61924 | 0.65053 | 13020 | [8 empty] | Commercial | LED Street Lights | 2.8995 | 0.31172 | 10.6107 | 0 | 0 | 1691.1226
[8 empty] | Commercial | Hot Water Circulation Pump Control | 1.0847 | 0.48761 | 2.2246 | 0.092886 | 0.097579 | 1953 | [8 empty] | Commercial | LED Street Lights | 2.8995 | 0.31172 | 10.6107 | 0 | 0 | 1691.1226
[8 empty] | Commercial | Hot Water Circulation Pump Control | 1.0847 | 0.48761 | 2.2246 | 0.030962 | 0.032526 | 651 | [8 empty] | Commercial | LED Street Lights | 2.8995 | 0.31172 | 10.6107 | 0 | 0 | 1691.1226
[8 empty] | Commercial | Hot Water Circulation Pump Control | 1.0847 | 0.48761 | 2.2246 | 0.030962 | 0.032526 | 651 | [8 empty] | Commercial | LED Street Lights | 2.8995 | 0.31172 | 10.6107 | 0 | 0 | 1691.1226
[8 empty] | Commercial | ECM Motors on Furnaces | 1.1705 | 0.52001 | 2.2508 | 0 | 0.047016 | 411.8623 | [8 empty] | Commercial | High Efficiency PTAC | 4.9629 | 0.63591 | 9.7596 | 0.40872 | 0 | 821.5157
[8 empty] | Commercial | ECM Motors on Furnaces | 1.1705 | 0.52001 | 2.2508 | 0 | 0.047016 | 411.8623 | [8 empty] | Commercial | High Efficiency PTAC | 4.1918 | 0.49596 | 10.8274 | 0.26032 | 0 | 911.3984
[8 empty] | Commercial | Facility Commissioning | 1.0413 | 0.56821 | 1.8326 | 5.8599 | 0.5882 | 27271.1197 | [8 empty] | Commercial | High Efficiency PTAC | 4.9621 | 0.58074 | 10.9842 | 0.38277 | 0 | 924.598
[8 empty] | Commercial | Facility Commissioning | 1.174 | 0.56821 | 2.0662 | 6.7742 | 0.67996 | 31525.7048 | [8 empty] | Commercial | High Efficiency PTAC | 5.9449 | 0.63591 | 12.3955 | 0.5191 | 0 | 1043.394
[8 empty] | Commercial | Facility Commissioning | 1.0744 | 0.56821 | 1.8909 | 4.8276 | 0.48457 | 22466.6847 | [8 empty] | Commercial | High Efficiency PTAC | 5.3549 | 0.63591 | 10.7751 | 0.45124 | 0 | 906.9985
[8 empty] | Commercial | Facility Energy Management System | 1.1209 | 0.56128 | 1.997 | 3.8562 | 0.3316 | 18398.4231 | [8 empty] | Commercial | High Efficiency PTAC | 4.9629 | 0.63591 | 9.7596 | 0.40872 | 0 | 821.5157
[8 empty] | Commercial | Facility Energy Management System | 1.1209 | 0.56128 | 1.997 | 3.8562 | 0.3316 | 18398.4231 | [8 empty] | Commercial | High Efficiency PTAC | 4.1918 | 0.49596 | 10.8274 | 0.26032 | 0 | 911.3984
[8 empty] | Commercial | Hotel Card Energy Control Systems | 1.2746 | 0.39779 | 3.3868 | 0.0044883 | -0.016893 | 561.42 | [8 empty] | Commercial | High Efficiency PTAC | 4.9621 | 0.58074 | 10.9842 | 0.38277 | 0 | 924.598
[8 empty] | Commercial | Hotel Card Energy Control Systems | 1.2746 | 0.39779 | 3.3868 | 0.0044883 | -0.016893 | 561.42 | [8 empty] | Commercial | High Efficiency PTAC | 5.9449 | 0.63591 | 12.3955 | 0.5191 | 0 | 1043.394
[8 empty] | Commercial | HVAC tune-up_RTU | 1.1105 | 0.57196 | 1.9416 | 0.086017 | 0.015659 | 433.2607 | [8 empty] | Commercial | High Efficiency PTAC | 5.3549 | 0.63591 | 10.7751 | 0.45124 | 0 | 906.9985
[8 empty] | Commercial | HVAC tune-up_RTU | 1.0859 | 0.57196 | 1.8986 | 0.084111 | 0.015312 | 423.6594 | [8 empty] | Commercial | High Efficiency PTHP | 4.9794 | 0.63599 | 9.7997 | 0.41028 | 0.00015022 | 824.8913
[8 empty] | Commercial | HVAC tune-up_RTU | 1.1228 | 0.57196 | 1.9631 | 0.08697 | 0.015832 | 438.0614 | [8 empty] | Commercial | High Efficiency PTHP | 4.9286 | 0.5815 | 10.8675 | 0.26026 | 0.078693 | 914.774
[8 empty] | Commercial | HVAC tune-up_RTU | 1.1105 | 0.57196 | 1.9416 | 0.086017 | 0.015659 | 433.2607 | [8 empty] | Commercial | High Efficiency PTHP | 5.4429 | 0.63599 | 11.0076 | 0.46085 | 0.00016873 | 926.5693
[8 empty] | Commercial | HVAC tune-up_RTU | 1.0859 | 0.57196 | 1.8986 | 0.084111 | 0.015312 | 423.6594 | [8 empty] | Commercial | High Efficiency PTHP | 5.9782 | 0.63599 | 12.4882 | 0.52283 | 0.00019143 | 1051.1985
[8 empty] | Commercial | HVAC tune-up_RTU | 1.1228 | 0.57196 | 1.9631 | 0.08697 | 0.015832 | 438.0614 | [8 empty] | Commercial | High Efficiency PTHP | 5.3878 | 0.63599 | 10.8605 | 0.45469 | 0.00016648 | 914.1819
[8 empty] | Commercial | Infiltration Reduction - Air Sealing | 1.0167 | 1.1983 | 0.84843 | 3.1349e-05 | 9.3089e-05 | 0.14172 | [8 empty] | Commercial | High Efficiency PTHP | 4.9794 | 0.63599 | 9.7997 | 0.41028 | 0.00015022 | 824.8913
[8 empty] | Commercial | Infiltration Reduction - Air Sealing | 1.0103 | 1.1983 | 0.84311 | 3.1152e-05 | 9.2505e-05 | 0.14083 | [8 empty] | Commercial | High Efficiency PTHP | 4.9286 | 0.5815 | 10.8675 | 0.26026 | 0.078693 | 914.774
[8 empty] | Commercial | Programmable Thermostat | 1.0731 | 0.35307 | 4.4333 | 0.099841 | -1.3816 | 8408.4813 | [8 empty] | Commercial | High Efficiency PTHP | 5.4429 | 0.63599 | 11.0076 | 0.46085 | 0.00016873 | 926.5693
[8 empty] | Commercial | Programmable Thermostat | 1.0284 | 0.35307 | 4.1315 | 0.071151 | -0.98461 | 5992.2752 | [8 empty] | Commercial | High Efficiency PTHP | 5.9782 | 0.63599 | 12.4882 | 0.52283 | 0.00019143 | 1051.1985
[8 empty] | Commercial | Programmable Thermostat | 1.1003 | 0.64729 | 1.6999 | 0.70282 | -0.0013337 | 1896.5464 | [8 empty] | Commercial | High Efficiency PTHP | 5.3878 | 0.63599 | 10.8605 | 0.45469 | 0.00016648 | 914.1819
[8 empty] | Commercial | Programmable Thermostat | 1.0731 | 0.35307 | 4.4333 | 0.099841 | -1.3816 | 8408.4813 | [8 empty] | Commercial | High Bay Fluorescent (T5) | 4.8117 | 0.62021 | 8.6244 | 0.10655 | 0.10454 | 576.1587
[8 empty] | Commercial | Programmable Thermostat | 1.0284 | 0.35307 | 4.1315 | 0.071151 | -0.98461 | 5992.2752 | [8 empty] | Commercial | High Bay Fluorescent (T5) | 6.9541 | 0.62021 | 13.2185 | 0.16331 | 0.16022 | 883.0693
[8 empty] | Commercial | Programmable Thermostat | 1.1003 | 0.64729 | 1.6999 | 0.70282 | -0.0013337 | 1896.5464 | [8 empty] | Commercial | High Bay Fluorescent (T5) | 7.7531 | 0.62021 | 15.0777 | 0.18628 | 0.18276 | 1007.276
[8 empty] | Commercial | Smart Thermostat | 1.2149 | 0.35307 | 5.5181 | 2.644 | -36.5889 | 222677.233 | [8 empty] | Commercial | High Bay Fluorescent (T5) | 5.4287 | 0.62021 | 9.8929 | 0.12222 | 0.11991 | 660.8997
[8 empty] | Commercial | Smart Thermostat | 1.2149 | 0.35307 | 5.5181 | 2.644 | -36.5889 | 222677.233 | [8 empty] | Commercial | High Bay Fluorescent (T5) | 6.0702 | 0.62021 | 11.2573 | 0.13908 | 0.13645 | 752.0513
[8 empty] | Commercial | Warehouse Loading Dock Seals | 1.0592 | 0.68067 | 1.5561 | 3.2165e-05 | 5.7389e-05 | 0.28345 | [8 empty] | Commercial | High Bay Fluorescent (T5) | 6.9541 | 0.62021 | 13.2185 | 0.16331 | 0.16022 | 883.0693
[8 empty] | Commercial | Warehouse Loading Dock Seals | 1.0525 | 0.68067 | 1.5463 | 3.1963e-05 | 5.703e-05 | 0.28167 | [8 empty] | Commercial | High Bay Fluorescent (T5) | 5.3626 | 0.62021 | 9.7549 | 0.12052 | 0.11824 | 651.6843
[8 empty] | Commercial | Bi-Level Lighting Control (Interior) | 1.1759 | 0.4093 | 2.873 | 0.0018785 | 0 | 683.24 | [8 empty] | Commercial | High Bay Fluorescent (T5) | 5.5118 | 0.62021 | 10.0668 | 0.12437 | 0.12202 | 672.519
[8 empty] | Commercial | Bi-Level Lighting Control (Interior) | 1.3413 | 0.4093 | 3.2771 | 0.0021427 | 0 | 779.34 | [8 empty] | Commercial | High Bay Fluorescent (T5) | 7.6976 | 0.62021 | 14.9458 | 0.18465 | 0.18116 | 998.4613
[8 empty] | Commercial | Bi-Level Lighting Control (Interior) | 1.0167 | 0.41554 | 2.4468 | 0.0071882 | 0 | 581.87 | [8 empty] | Commercial | High Bay Fluorescent (T5) | 6.1669 | 0.62021 | 11.4672 | 0.14167 | 0.13899 | 766.0747
[8 empty] | Commercial | Bi-Level Lighting Control (Interior) | 1.1759 | 0.4093 | 2.873 | 0.0018785 | 0 | 683.24 | [8 empty] | Commercial | High Bay Fluorescent (T5) | 4.8117 | 0.62021 | 8.6244 | 0.10655 | 0.10454 | 576.1587
[8 empty] | Commercial | Bi-Level Lighting Control (Interior) | 1.0201 | 0.4093 | 2.4924 | 0.0016296 | 0 | 592.72 | [8 empty] | Commercial | High Bay Fluorescent (T5) | 6.9541 | 0.62021 | 13.2185 | 0.16331 | 0.16022 | 883.0693
[8 empty] | Commercial | Bi-Level Lighting Control (Interior) | 1.1759 | 0.4093 | 2.873 | 0.0018785 | 0 | 683.24 | [8 empty] | Commercial | High Bay Fluorescent (T5) | 7.7531 | 0.62021 | 15.0777 | 0.18628 | 0.18276 | 1007.276
[8 empty] | Commercial | Bi-Level Lighting Control (Interior) | 1.3413 | 0.4093 | 3.2771 | 0.0021427 | 0 | 779.34 | [8 empty] | Commercial | High Bay Fluorescent (T5) | 5.4287 | 0.62021 | 9.8929 | 0.12222 | 0.11991 | 660.8997
[8 empty] | Commercial | Bi-Level Lighting Control (Interior) | 1.0167 | 0.41554 | 2.4468 | 0.0071882 | 0 | 581.87 | [8 empty] | Commercial | High Bay Fluorescent (T5) | 6.0702 | 0.62021 | 11.2573 | 0.13908 | 0.13645 | 752.0513
[8 empty] | Commercial | Bi-Level Lighting Control (Interior) | 1.1759 | 0.4093 | 2.873 | 0.0018785 | 0 | 683.24 | [8 empty] | Commercial | High Bay Fluorescent (T5) | 6.9541 | 0.62021 | 13.2185 | 0.16331 | 0.16022 | 883.0693
[8 empty] | Commercial | Bi-Level Lighting Control (Interior) | 1.0201 | 0.4093 | 2.4924 | 0.0016296 | 0 | 592.72 | [8 empty] | Commercial | High Bay Fluorescent (T5) | 5.3626 | 0.62021 | 9.7549 | 0.12052 | 0.11824 | 651.6843
[8 empty] | Industrial | HVAC Recommissioning | 1.0521 | 0.91909 | 1.1448 | 106.4588 | 209.7025 | 747322.4633 | [8 empty] | Commercial | High Bay Fluorescent (T5) | 5.5118 | 0.62021 | 10.0668 | 0.12437 | 0.12202 | 672.519
[24 empty] | Commercial | High Bay Fluorescent (T5) | 7.6976 | 0.62021 | 14.9458 | 0.18465 | 0.18116 | 998.4613
[24 empty] | Commercial | High Bay Fluorescent (T5) | 6.1669 | 0.62021 | 11.4672 | 0.14167 | 0.13899 | 766.0747
[24 empty] | Commercial | High Bay LED | 4.977 | 0.62021 | 8.96 | 0.16494 | 0.16182 | 891.8853
[24 empty] | Commercial | High Bay LED | 6.0756 | 0.62021 | 11.2691 | 0.20744 | 0.20353 | 1121.736
[24 empty] | Commercial | High Bay LED | 5.5847 | 0.62021 | 10.2203 | 0.18814 | 0.18458 | 1017.332
[24 empty] | Commercial | High Bay LED | 7.2193 | 0.62021 | 13.8263 | 0.25451 | 0.24971 | 1376.2713
[24 empty] | Commercial | High Bay LED | 4.977 | 0.62021 | 8.96 | 0.16494 | 0.16182 | 891.8853
[24 empty] | Commercial | High Bay LED | 5.5422 | 0.62021 | 10.1309 | 0.18649 | 0.18297 | 1008.4293
[24 empty] | Commercial | High Bay LED | 4.3859 | 0.62021 | 7.7729 | 0.14308 | 0.14038 | 773.7227
[24 empty] | Commercial | High Bay LED | 4.977 | 0.62021 | 8.96 | 0.16494 | 0.16182 | 891.8853
[24 empty] | Commercial | High Bay LED | 6.0756 | 0.62021 | 11.2691 | 0.20744 | 0.20353 | 1121.736
[24 empty] | Commercial | High Bay LED | 5.5847 | 0.62021 | 10.2203 | 0.18814 | 0.18458 | 1017.332
[24 empty] | Commercial | High Bay LED | 7.2193 | 0.62021 | 13.8263 | 0.25451 | 0.24971 | 1376.2713
[24 empty] | Commercial | High Bay LED | 4.977 | 0.62021 | 8.96 | 0.16494 | 0.16182 | 891.8853
[24 empty] | Commercial | High Bay LED | 5.5422 | 0.62021 | 10.1309 | 0.18649 | 0.18297 | 1008.4293
[24 empty] | Commercial | High Bay LED | 4.3859 | 0.62021 | 7.7729 | 0.14308 | 0.14038 | 773.7227
[24 empty] | Commercial | LED Display Lighting (Interior) | 5.3339 | 0.53268 | 11.5621 | 0.066388 | 0.014997 | 270.344
[24 empty] | Commercial | LED Display Lighting (Interior) | 5.9893 | 0.53268 | 13.2626 | 0.076152 | 0.017203 | 310.106
[24 empty] | Commercial | LED Display Lighting (Interior) | 5.9329 | 0.47424 | 15.0918 | 0.085589 | 6.1628e-06 | 352.876
[24 empty] | Commercial | LED Display Lighting (Interior) | 5.9194 | 0.53268 | 13.0777 | 0.07509 | 0.016963 | 305.782
[24 empty] | Commercial | LED Display Lighting (Interior) | 5.4102 | 0.47424 | 13.4958 | 0.076537 | 5.511e-06 | 315.558
[24 empty] | Commercial | LED Display Lighting (Interior) | 4.5269 | 0.53268 | 9.564 | 0.054915 | 0.012405 | 223.626
[24 empty] | Commercial | LED Display Lighting (Interior) | 6.7652 | 0.53268 | 15.3732 | 0.08827 | 0.01994 | 359.456
[24 empty] | Commercial | LED Display Lighting (Interior) | 5.3339 | 0.53268 | 11.5621 | 0.066388 | 0.014997 | 270.344
[24 empty] | Commercial | LED Display Lighting (Interior) | 5.9893 | 0.53268 | 13.2626 | 0.076152 | 0.017203 | 310.106
[24 empty] | Commercial | LED Display Lighting (Interior) | 5.9329 | 0.47424 | 15.0918 | 0.085589 | 6.1628e-06 | 352.876
[24 empty] | Commercial | LED Display Lighting (Interior) | 5.9194 | 0.53268 | 13.0777 | 0.07509 | 0.016963 | 305.782
[24 empty] | Commercial | LED Display Lighting (Interior) | 5.4102 | 0.47424 | 13.4958 | 0.076537 | 5.511e-06 | 315.558
[24 empty] | Commercial | LED Display Lighting (Interior) | 4.5269 | 0.53268 | 9.564 | 0.054915 | 0.012405 | 223.626
[24 empty] | Commercial | LED Display Lighting (Interior) | 6.7652 | 0.53268 | 15.3732 | 0.08827 | 0.01994 | 359.456
[24 empty] | Commercial | LED Linear - Fixture Replacement | 6.65 | 0.53054 | 15.1274 | 0.048995 | 0.011208 | 202.1198
[24 empty] | Commercial | LED Linear - Fixture Replacement | 6.65 | 0.53054 | 15.1274 | 0.048995 | 0.011208 | 202.1198
[24 empty] | Commercial | LED Linear - Lamp Replacement | 6.3568 | 0.52998 | 14.3367 | 0.0049742 | 0.0011421 | 20.5922
[24 empty] | Commercial | LED Linear - Lamp Replacement | 5.4229 | 0.52998 | 11.8592 | 0.0041146 | 0.00094471 | 17.0336
[24 empty] | Commercial | LED Linear - Lamp Replacement | 6.3568 | 0.52998 | 14.3367 | 0.0049742 | 0.0011421 | 20.5922
[24 empty] | Commercial | LED Linear - Lamp Replacement | 5.4229 | 0.52998 | 11.8592 | 0.0041146 | 0.00094471 | 17.0336
[24 empty] | Commercial | ENERGY STAR Water Cooler | 4.8497 | 0.60041 | 9.6417 | 0.095219 | 0.095219 | 547.5
[24 empty] | Commercial | ENERGY STAR Water Cooler | 4.8497 | 0.60041 | 9.6417 | 0.095219 | 0.095219 | 547.5
[24 empty] | Commercial | ENERGY STAR Water Cooler | 4.8497 | 0.60041 | 9.6417 | 0.095219 | 0.095219 | 547.5
[24 empty] | Commercial | ENERGY STAR Water Cooler | 4.8497 | 0.60041 | 9.6417 | 0.095219 | 0.095219 | 547.5
[24 empty] | Commercial | ENERGY STAR Water Cooler | 4.8497 | 0.60041 | 9.6417 | 0.095219 | 0.095219 | 547.5
[24 empty] | Commercial | ENERGY STAR Water Cooler | 4.8497 | 0.60041 | 9.6417 | 0.095219 | 0.095219 | 547.5
[24 empty] | Commercial | ENERGY STAR Water Cooler | 4.8497 | 0.60041 | 9.6417 | 0.095219 | 0.095219 | 547.5
[24 empty] | Commercial | ENERGY STAR Water Cooler | 4.8497 | 0.60041 | 9.6417 | 0.095219 | 0.095219 | 547.5
[24 empty] | Commercial | ENERGY STAR Water Cooler | 4.8497 | 0.60041 | 9.6417 | 0.095219 | 0.095219 | 547.5
[24 empty] | Commercial | ENERGY STAR Water Cooler | 4.8497 | 0.60041 | 9.6417 | 0.095219 | 0.095219 | 547.5
[24 empty] | Commercial | ENERGY STAR Water Cooler | 4.8497 | 0.60041 | 9.6417 | 0.095219 | 0.095219 | 547.5
[24 empty] | Commercial | ENERGY STAR Water Cooler | 4.8497 | 0.60041 | 9.6417 | 0.095219 | 0.095219 | 547.5
[24 empty] | Commercial | ENERGY STAR Water Cooler | 4.8497 | 0.60041 | 9.6417 | 0.095219 | 0.095219 | 547.5
[24 empty] | Commercial | ENERGY STAR Water Cooler | 4.8497 | 0.60041 | 9.6417 | 0.095219 | 0.095219 | 547.5
[24 empty] | Commercial | ENERGY STAR Water Cooler | 4.8497 | 0.60041 | 9.6417 | 0.095219 | 0.095219 | 547.5
[24 empty] | Commercial | ENERGY STAR Water Cooler | 4.8497 | 0.60041 | 9.6417 | 0.095219 | 0.095219 | 547.5
[24 empty] | Commercial | ENERGY STAR Water Cooler | 4.8497 | 0.60041 | 9.6417 | 0.095219 | 0.095219 | 547.5
[24 empty] | Commercial | ENERGY STAR Water Cooler | 4.8497 | 0.60041 | 9.6417 | 0.095219 | 0.095219 | 547.5
[24 empty] | Commercial | ENERGY STAR Water Cooler | 4.8497 | 0.60041 | 9.6417 | 0.095219 | 0.095219 | 547.5
[24 empty] | Commercial | ENERGY STAR Water Cooler | 4.8497 | 0.60041 | 9.6417 | 0.095219 | 0.095219 | 547.5
[24 empty] | Commercial | ENERGY STAR Water Cooler | 4.8497 | 0.60041 | 9.6417 | 0.095219 | 0.095219 | 547.5
[24 empty] | Commercial | ENERGY STAR Water Cooler | 4.8497 | 0.60041 | 9.6417 | 0.095219 | 0.095219 | 547.5
[24 empty] | Commercial | ENERGY STAR Water Cooler | 4.8497 | 0.60041 | 9.6417 | 0.095219 | 0.095219 | 547.5
[24 empty] | Commercial | ENERGY STAR Water Cooler | 4.8497 | 0.60041 | 9.6417 | 0.095219 | 0.095219 | 547.5
[24 empty] | Commercial | ENERGY STAR Water Cooler | 4.8497 | 0.60041 | 9.6417 | 0.095219 | 0.095219 | 547.5
[24 empty] | Commercial | ENERGY STAR Water Cooler | 4.8497 | 0.60041 | 9.6417 | 0.095219 | 0.095219 | 547.5
[24 empty] | Commercial | Two Speed Pool Pump | 5.1269 | 0.50256 | 12.9288 | 0.72975 | 0.11327 | 3100.8409
[24 empty] | Commercial | Two Speed Pool Pump | 5.1269 | 0.50256 | 12.9288 | 0.72975 | 0.11327 | 3100.8409
[24 empty] | Commercial | Two Speed Pool Pump | 5.1269 | 0.50256 | 12.9288 | 0.72975 | 0.11327 | 3100.8409
[24 empty] | Commercial | Two Speed Pool Pump | 5.1269 | 0.50256 | 12.9288 | 0.72975 | 0.11327 | 3100.8409
[24 empty] | Commercial | Two Speed Pool Pump | 5.1269 | 0.50256 | 12.9288 | 0.72975 | 0.11327 | 3100.8409
[24 empty] | Commercial | Two Speed Pool Pump | 5.1269 | 0.50256 | 12.9288 | 0.72975 | 0.11327 | 3100.8409
[24 empty] | Commercial | Two Speed Pool Pump | 5.1269 | 0.50256 | 12.9288 | 0.72975 | 0.11327 | 3100.8409
[24 empty] | Commercial | Two Speed Pool Pump | 5.1269 | 0.50256 | 12.9288 | 0.72975 | 0.11327 | 3100.8409
[24 empty] | Commercial | Two Speed Pool Pump | 5.1269 | 0.50256 | 12.9288 | 0.72975 | 0.11327 | 3100.8409
[24 empty] | Commercial | Two Speed Pool Pump | 5.1269 | 0.50256 | 12.9288 | 0.72975 | 0.11327 | 3100.8409
[24 empty] | Commercial | Two Speed Pool Pump | 5.1269 | 0.50256 | 12.9288 | 0.72975 | 0.11327 | 3100.8409
[24 empty] | Commercial | Two Speed Pool Pump | 5.1269 | 0.50256 | 12.9288 | 0.72975 | 0.11327 | 3100.8409
[24 empty] | Commercial | Two Speed Pool Pump | 5.1269 | 0.50256 | 12.9288 | 0.72975 | 0.11327 | 3100.8409
[24 empty] | Commercial | Two Speed Pool Pump | 5.1269 | 0.50256 | 12.9288 | 0.72975 | 0.11327 | 3100.8409
[24 empty] | Commercial | Two Speed Pool Pump | 5.1269 | 0.50256 | 12.9288 | 0.72975 | 0.11327 | 3100.8409
[24 empty] | Commercial | Two Speed Pool Pump | 5.1269 | 0.50256 | 12.9288 | 0.72975 | 0.11327 | 3100.8409
[24 empty] | Commercial | Two Speed Pool Pump | 5.1269 | 0.50256 | 12.9288 | 0.72975 | 0.11327 | 3100.8409
[24 empty] | Commercial | Two Speed Pool Pump | 5.1269 | 0.50256 | 12.9288 | 0.72975 | 0.11327 | 3100.8409
[24 empty] | Commercial | Two Speed Pool Pump | 5.1269 | 0.50256 | 12.9288 | 0.72975 | 0.11327 | 3100.8409
[24 empty] | Commercial | Two Speed Pool Pump | 5.1269 | 0.50256 | 12.9288 | 0.72975 | 0.11327 | 3100.8409
[24 empty] | Commercial | Two Speed Pool Pump | 5.1269 | 0.50256 | 12.9288 | 0.72975 | 0.11327 | 3100.8409
[24 empty] | Commercial | Two Speed Pool Pump | 5.1269 | 0.50256 | 12.9288 | 0.72975 | 0.11327 | 3100.8409
[24 empty] | Commercial | Two Speed Pool Pump | 5.1269 | 0.50256 | 12.9288 | 0.72975 | 0.11327 | 3100.8409
[24 empty] | Commercial | Two Speed Pool Pump | 5.1269 | 0.50256 | 12.9288 | 0.72975 | 0.11327 | 3100.8409
[24 empty] | Commercial | Two Speed Pool Pump | 5.1269 | 0.50256 | 12.9288 | 0.72975 | 0.11327 | 3100.8409
[24 empty] | Commercial | Two Speed Pool Pump | 5.1269 | 0.50256 | 12.9288 | 0.72975 | 0.11327 | 3100.8409
[24 empty] | Commercial | Energy Star PCs | 3.3583 | 0.40714 | 9.2444 | 0.017591 | 0 | 123.5154
[24 empty] | Commercial | Energy Star PCs | 5.2423 | 0.63554 | 9.2444 | 0.023703 | 0.023703 | 123.5154
[24 empty] | Commercial | Energy Star PCs | 3.8219 | 0.46334 | 9.2444 | 0.017591 | 0.0068231 | 123.5154
[24 empty] | Commercial | Energy Star PCs | 3.8219 | 0.46334 | 9.2444 | 0.017591 | 0.0068231 | 123.5154
[24 empty] | Commercial | Energy Star PCs | 5.2423 | 0.63554 | 9.2444 | 0.023703 | 0.023703 | 123.5154
[24 empty] | Commercial | Energy Star PCs | 3.3583 | 0.40714 | 9.2444 | 0.017591 | 0 | 123.5154
[24 empty] | Commercial | Energy Star PCs | 3.8219 | 0.46334 | 9.2444 | 0.017591 | 0.0068231 | 123.5154
[24 empty] | Commercial | Energy Star PCs | 3.3583 | 0.40714 | 9.2444 | 0.017591 | 0 | 123.5154
[24 empty] | Commercial | Energy Star PCs | 3.8219 | 0.46334 | 9.2444 | 0.017591 | 0.0068231 | 123.5154
[24 empty] | Commercial | Energy Star PCs | 3.3583 | 0.40714 | 9.2444 | 0.017591 | 0 | 123.5154
[24 empty] | Commercial | Energy Star PCs | 3.8219 | 0.46334 | 9.2444 | 0.017591 | 0.0068231 | 123.5154
[24 empty] | Commercial | Energy Star PCs | 3.8219 | 0.46334 | 9.2444 | 0.017591 | 0.0068231 | 123.5154
[24 empty] | Commercial | Energy Star PCs | 3.3583 | 0.40714 | 9.2444 | 0.017591 | 0 | 123.5154
[24 empty] | Commercial | Energy Star PCs | 3.3583 | 0.40714 | 9.2444 | 0.017591 | 0 | 123.5154
[24 empty] | Commercial | Energy Star PCs | 5.2423 | 0.63554 | 9.2444 | 0.023703 | 0.023703 | 123.5154
[24 empty] | Commercial | Energy Star PCs | 3.8219 | 0.46334 | 9.2444 | 0.017591 | 0.0068231 | 123.5154
[24 empty] | Commercial | Energy Star PCs | 3.8219 | 0.46334 | 9.2444 | 0.017591 | 0.0068231 | 123.5154
[24 empty] | Commercial | Energy Star PCs | 5.2423 | 0.63554 | 9.2444 | 0.023703 | 0.023703 | 123.5154
[24 empty] | Commercial | Energy Star PCs | 3.3583 | 0.40714 | 9.2444 | 0.017591 | 0 | 123.5154
[24 empty] | Commercial | Energy Star PCs | 3.8219 | 0.46334 | 9.2444 | 0.017591 | 0.0068231 | 123.5154
[24 empty] | Commercial | Energy Star PCs | 3.3583 | 0.40714 | 9.2444 | 0.017591 | 0 | 123.5154
[24 empty] | Commercial | Energy Star PCs | 3.8219 | 0.46334 | 9.2444 | 0.017591 | 0.0068231 | 123.5154
[24 empty] | Commercial | Energy Star PCs | 3.3583 | 0.40714 | 9.2444 | 0.017591 | 0 | 123.5154
[24 empty] | Commercial | Energy Star PCs | 3.8219 | 0.46334 | 9.2444 | 0.017591 | 0.0068231 | 123.5154
[24 empty] | Commercial | Energy Star PCs | 3.8219 | 0.46334 | 9.2444 | 0.017591 | 0.0068231 | 123.5154
[24 empty] | Commercial | Energy Star PCs | 3.3583 | 0.40714 | 9.2444 | 0.017591 | 0 | 123.5154
[24 empty] | Commercial | Energy Star Commercial Glass Door Refrigerator | 3.4999 | 0.46067 | 8.4233 | 0.13478 | 0.046356 | 922.8665
[24 empty] | Commercial | Energy Star Commercial Glass Door Refrigerator | 3.8677 | 0.50908 | 8.4233 | 0.11965 | 0.10023 | 922.8665
[24 empty] | Commercial | Energy Star Commercial Glass Door Refrigerator | 3.4999 | 0.46067 | 8.4233 | 0.13478 | 0.046356 | 922.8665
[24 empty] | Commercial | Energy Star Commercial Glass Door Refrigerator | 3.8677 | 0.50908 | 8.4233 | 0.11965 | 0.10023 | 922.8665
[24 empty] | Commercial | Energy Star Commercial Glass Door Refrigerator | 3.8677 | 0.50908 | 8.4233 | 0.11965 | 0.10023 | 922.8665
[24 empty] | Commercial | Energy Star Commercial Glass Door Refrigerator | 3.4999 | 0.46067 | 8.4233 | 0.13478 | 0.046356 | 922.8665
[24 empty] | Commercial | Energy Star Commercial Glass Door Refrigerator | 3.8677 | 0.50908 | 8.4233 | 0.11965 | 0.10023 | 922.8665
[24 empty] | Commercial | Energy Star Commercial Glass Door Refrigerator | 3.4999 | 0.46067 | 8.4233 | 0.13478 | 0.046356 | 922.8665
[24 empty] | Commercial | Energy Star Commercial Glass Door Refrigerator | 3.4999 | 0.46067 | 8.4233 | 0.13478 | 0.046356 | 922.8665
[24 empty] | Commercial | Energy Star Commercial Glass Door Refrigerator | 3.8677 | 0.50908 | 8.4233 | 0.11965 | 0.10023 | 922.8665
[24 empty] | Commercial | Energy Star Commercial Glass Door Refrigerator | 3.4999 | 0.46067 | 8.4233 | 0.13478 | 0.046356 | 922.8665
[24 empty] | Commercial | Energy Star Commercial Glass Door Refrigerator | 3.8677 | 0.50908 | 8.4233 | 0.11965 | 0.10023 | 922.8665
[24 empty] | Commercial | Energy Star Commercial Glass Door Refrigerator | 3.4999 | 0.46067 | 8.4233 | 0.13478 | 0.046356 | 922.8665
[24 empty] | Commercial | Energy Star Commercial Glass Door Refrigerator | 3.4999 | 0.46067 | 8.4233 | 0.13478 | 0.046356 | 922.8665
[24 empty] | Commercial | Energy Star Commercial Glass Door Refrigerator | 3.8677 | 0.50908 | 8.4233 | 0.11965 | 0.10023 | 922.8665
[24 empty] | Commercial | Energy Star Commercial Glass Door Refrigerator | 3.4999 | 0.46067 | 8.4233 | 0.13478 | 0.046356 | 922.8665
[24 empty] | Commercial | Energy Star Commercial Glass Door Refrigerator | 3.8677 | 0.50908 | 8.4233 | 0.11965 | 0.10023 | 922.8665
[24 empty] | Commercial | Energy Star Commercial Glass Door Refrigerator | 3.8677 | 0.50908 | 8.4233 | 0.11965 | 0.10023 | 922.8665
[24 empty] | Commercial | Energy Star Commercial Glass Door Refrigerator | 3.4999 | 0.46067 | 8.4233 | 0.13478 | 0.046356 | 922.8665
[24 empty] | Commercial | Energy Star Commercial Glass Door Refrigerator | 3.8677 | 0.50908 | 8.4233 | 0.11965 | 0.10023 | 922.8665
[24 empty] | Commercial | Energy Star Commercial Glass Door Refrigerator | 3.4999 | 0.46067 | 8.4233 | 0.13478 | 0.046356 | 922.8665
[24 empty] | Commercial | Energy Star Commercial Glass Door Refrigerator | 3.4999 | 0.46067 | 8.4233 | 0.13478 | 0.046356 | 922.8665
[24 empty] | Commercial | Energy Star Commercial Glass Door Refrigerator | 3.8677 | 0.50908 | 8.4233 | 0.11965 | 0.10023 | 922.8665
[24 empty] | Commercial | Energy Star Commercial Glass Door Refrigerator | 3.4999 | 0.46067 | 8.4233 | 0.13478 | 0.046356 | 922.8665
[24 empty] | Commercial | Energy Star Commercial Glass Door Refrigerator | 3.8677 | 0.50908 | 8.4233 | 0.11965 | 0.10023 | 922.8665
[24 empty] | Commercial | Energy Star Commercial Glass Door Refrigerator | 3.4999 | 0.46067 | 8.4233 | 0.13478 | 0.046356 | 922.8665
[24 empty] | Commercial | Energy Star Commercial Solid Door Refrigerator | 3.3862 | 0.4797 | 7.7575 | 0.12695 | 0.056728 | 849.9239
[24 empty] | Commercial | Energy Star Commercial Solid Door Refrigerator | 3.5936 | 0.50908 | 7.7575 | 0.1102 | 0.092304 | 849.9239
[24 empty] | Commercial | Energy Star Commercial Solid Door Refrigerator | 3.3862 | 0.4797 | 7.7575 | 0.12695 | 0.056728 | 849.9239
[24 empty] | Commercial | Energy Star Commercial Solid Door Refrigerator | 3.5936 | 0.50908 | 7.7575 | 0.1102 | 0.092304 | 849.9239
[24 empty] | Commercial | Energy Star Commercial Solid Door Refrigerator | 3.5936 | 0.50908 | 7.7575 | 0.1102 | 0.092304 | 849.9239
[24 empty] | Commercial | Energy Star Commercial Solid Door Refrigerator | 3.3862 | 0.4797 | 7.7575 | 0.12695 | 0.056728 | 849.9239
[24 empty] | Commercial | Energy Star Commercial Solid Door Refrigerator | 3.5936 | 0.50908 | 7.7575 | 0.1102 | 0.092304 | 849.9239
[24 empty] | Commercial | Energy Star Commercial Solid Door Refrigerator | 3.3862 | 0.4797 | 7.7575 | 0.12695 | 0.056728 | 849.9239
[24 empty] | Commercial | Energy Star Commercial Solid Door Refrigerator | 3.3862 | 0.4797 | 7.7575 | 0.12695 | 0.056728 | 849.9239
[24 empty] | Commercial | Energy Star Commercial Solid Door Refrigerator | 3.5936 | 0.50908 | 7.7575 | 0.1102 | 0.092304 | 849.9239
[24 empty] | Commercial | Energy Star Commercial Solid Door Refrigerator | 3.3862 | 0.4797 | 7.7575 | 0.12695 | 0.056728 | 849.9239
[24 empty] | Commercial | Energy Star Commercial Solid Door Refrigerator | 3.5936 | 0.50908 | 7.7575 | 0.1102 | 0.092304 | 849.9239
[24 empty] | Commercial | Energy Star Commercial Solid Door Refrigerator | 3.3862 | 0.4797 | 7.7575 | 0.12695 | 0.056728 | 849.9239
[24 empty] | Commercial | Energy Star Commercial Solid Door Refrigerator | 3.3862 | 0.4797 | 7.7575 | 0.12695 | 0.056728 | 849.9239
[24 empty] | Commercial | Energy Star Commercial Solid Door Refrigerator | 3.5936 | 0.50908 | 7.7575 | 0.1102 | 0.092304 | 849.9239
[24 empty] | Commercial | Energy Star Commercial Solid Door Refrigerator | 3.3862 | 0.4797 | 7.7575 | 0.12695 | 0.056728 | 849.9239
[24 empty] | Commercial | Energy Star Commercial Solid Door Refrigerator | 3.5936 | 0.50908 | 7.7575 | 0.1102 | 0.092304 | 849.9239
[24 empty] | Commercial | Energy Star Commercial Solid Door Refrigerator | 3.5936 | 0.50908 | 7.7575 | 0.1102 | 0.092304 | 849.9239
[24 empty] | Commercial | Energy Star Commercial Solid Door Refrigerator | 3.3862 | 0.4797 | 7.7575 | 0.12695 | 0.056728 | 849.9239
[24 empty] | Commercial | Energy Star Commercial Solid Door Refrigerator | 3.5936 | 0.50908 | 7.7575 | 0.1102 | 0.092304 | 849.9239
[24 empty] | Commercial | Energy Star Commercial Solid Door Refrigerator | 3.3862 | 0.4797 | 7.7575 | 0.12695 | 0.056728 | 849.9239
[24 empty] | Commercial | Energy Star Commercial Solid Door Refrigerator | 3.3862 | 0.4797 | 7.7575 | 0.12695 | 0.056728 | 849.9239
[24 empty] | Commercial | Energy Star Commercial Solid Door Refrigerator | 3.5936 | 0.50908 | 7.7575 | 0.1102 | 0.092304 | 849.9239
[24 empty] | Commercial | Energy Star Commercial Solid Door Refrigerator | 3.3862 | 0.4797 | 7.7575 | 0.12695 | 0.056728 | 849.9239
[24 empty] | Commercial | Energy Star Commercial Solid Door Refrigerator | 3.5936 | 0.50908 | 7.7575 | 0.1102 | 0.092304 | 849.9239
[24 empty] | Commercial | Energy Star Commercial Solid Door Refrigerator | 3.3862 | 0.4797 | 7.7575 | 0.12695 | 0.056728 | 849.9239
[24 empty] | Commercial | Hot Water Pipe Insulation | 5.0397 | 0.5143 | 11.2731 | 0.15144 | 0.1702 | 1355.592
[24 empty] | Commercial | Hot Water Pipe Insulation | 4.942 | 0.50434 | 11.2731 | 1.5475 | 1.5475 | 13555.9203
[24 empty] | Commercial | Hot Water Pipe Insulation | 4.9274 | 0.50285 | 11.2731 | 0.10667 | 0.18442 | 1355.592
[24 empty] | Commercial | Hot Water Pipe Insulation | 5.0397 | 0.5143 | 11.2731 | 0.15144 | 0.1702 | 1355.592
[24 empty] | Commercial | Hot Water Pipe Insulation | 4.942 | 0.50434 | 11.2731 | 2.3212 | 2.3212 | 20333.8804
[24 empty] | Commercial | Hot Water Pipe Insulation | 5.0397 | 0.5143 | 11.2731 | 3.786 | 4.255 | 33889.8007
[24 empty] | Commercial | Hot Water Pipe Insulation | 4.9274 | 0.50285 | 11.2731 | 0.32002 | 0.55325 | 4066.7761
[24 empty] | Commercial | Hot Water Pipe Insulation | 5.0397 | 0.5143 | 11.2731 | 3.0288 | 3.404 | 27111.8406
[24 empty] | Commercial | Hot Water Pipe Insulation | 5.0397 | 0.5143 | 11.2731 | 0.45432 | 0.51059 | 4066.7761
[24 empty] | Commercial | Hot Water Pipe Insulation | 4.9274 | 0.50285 | 11.2731 | 0.21335 | 0.36883 | 2711.1841
[24 empty] | Commercial | Hot Water Pipe Insulation | 4.9274 | 0.50285 | 11.2731 | 0.32002 | 0.55325 | 4066.7761
[24 empty] | Commercial | Hot Water Pipe Insulation | 5.0397 | 0.5143 | 11.2731 | 0.15144 | 0.1702 | 1355.592
[24 empty] | Commercial | Hot Water Pipe Insulation | 5.0397 | 0.5143 | 11.2731 | 0.15144 | 0.1702 | 1355.592
[24 empty] | Commercial | Hot Water Pipe Insulation | 5.0397 | 0.5143 | 11.2731 | 0.15144 | 0.1702 | 1355.592
[24 empty] | Commercial | Hot Water Pipe Insulation | 4.942 | 0.50434 | 11.2731 | 1.5475 | 1.5475 | 13555.9203
[24 empty] | Commercial | Hot Water Pipe Insulation | 4.9274 | 0.50285 | 11.2731 | 0.10667 | 0.18442 | 1355.592
[24 empty] | Commercial | Hot Water Pipe Insulation | 5.0397 | 0.5143 | 11.2731 | 0.15144 | 0.1702 | 1355.592
[24 empty] | Commercial | Hot Water Pipe Insulation | 4.942 | 0.50434 | 11.2731 | 2.3212 | 2.3212 | 20333.8804
[24 empty] | Commercial | Hot Water Pipe Insulation | 5.0397 | 0.5143 | 11.2731 | 3.786 | 4.255 | 33889.8007
[24 empty] | Commercial | Hot Water Pipe Insulation | 4.9274 | 0.50285 | 11.2731 | 0.32002 | 0.55325 | 4066.7761
[24 empty] | Commercial | Hot Water Pipe Insulation | 5.0397 | 0.5143 | 11.2731 | 3.0288 | 3.404 | 27111.8406
[24 empty] | Commercial | Hot Water Pipe Insulation | 5.0397 | 0.5143 | 11.2731 | 0.45432 | 0.51059 | 4066.7761
[24 empty] | Commercial | Hot Water Pipe Insulation | 4.9274 | 0.50285 | 11.2731 | 0.21335 | 0.36883 | 2711.1841
[24 empty] | Commercial | Hot Water Pipe Insulation | 4.9274 | 0.50285 | 11.2731 | 0.32002 | 0.55325 | 4066.7761
[24 empty] | Commercial | Hot Water Pipe Insulation | 5.0397 | 0.5143 | 11.2731 | 0.15144 | 0.1702 | 1355.592
[24 empty] | Commercial | Hot Water Pipe Insulation | 5.0397 | 0.5143 | 11.2731 | 0.15144 | 0.1702 | 1355.592
[24 empty] | Commercial | Chilled Water Controls Optimization | 5.5166 | 0.57567 | 12.8234 | 0.37535 | 0.00037409 | 925.209
[24 empty] | Commercial | Chilled Water Controls Optimization | 5.5166 | 0.57567 | 12.8234 | 0.37535 | 0.00037409 | 925.209
[24 empty] | Commercial | Duct Sealing Repair | 8.5156 | 1.1373 | 9.2553 | 4.53 | 16.0439 | 22992.2611
[24 empty] | Commercial | Duct Sealing Repair | 10.7575 | 1.1373 | 12.5955 | 52.6466 | 186.4593 | 267212.6796
[24 empty] | Commercial | Duct Sealing Repair | 8.5156 | 1.1373 | 9.2553 | 4.53 | 16.0439 | 22992.2611
[24 empty] | Commercial | Duct Sealing Repair | 10.7575 | 1.1373 | 12.5955 | 52.6466 | 186.4593 | 267212.6796
[24 empty] | Commercial | Facility Energy Management System | 3.6586 | 0.47048 | 8.647 | 18.7338 | 1.6109 | 89381.399
[24 empty] | Commercial | Facility Energy Management System | 3.3809 | 0.47048 | 7.9134 | 13.3506 | 1.148 | 63697.3454
[24 empty] | Commercial | Facility Energy Management System | 3.6586 | 0.47048 | 8.647 | 18.7338 | 1.6109 | 89381.399
[24 empty] | Commercial | Facility Energy Management System | 3.3809 | 0.47048 | 7.9134 | 13.3506 | 1.148 | 63697.3454
[24 empty] | Commercial | HVAC tune-up | 4.9038 | 0.58206 | 10.7817 | 0.13282 | 0.016126 | 378.1457
[24 empty] | Commercial | HVAC tune-up | 5.5374 | 0.68505 | 10.213 | 0.13538 | 0.045758 | 358.2013
[24 empty] | Commercial | HVAC tune-up | 3.952 | 0.58206 | 8.1848 | 0.10083 | 0.012242 | 287.0663
[24 empty] | Commercial | HVAC tune-up | 3.1734 | 0.47468 | 8.0294 | 0.05591 | 0.010178 | 281.6148
[24 empty] | Commercial | HVAC tune-up | 4.9038 | 0.58206 | 10.7817 | 0.13282 | 0.016126 | 378.1457
[24 empty] | Commercial | HVAC tune-up | 5.5374 | 0.68505 | 10.213 | 0.13538 | 0.045758 | 358.2013
[24 empty] | Commercial | HVAC tune-up | 3.952 | 0.58206 | 8.1848 | 0.10083 | 0.012242 | 287.0663
[24 empty] | Commercial | HVAC tune-up | 3.1734 | 0.47468 | 8.0294 | 0.05591 | 0.010178 | 281.6148
[24 empty] | Commercial | Programmable Thermostat | 4.0068 | 0.55136 | 8.9114 | 1.5442 | -0.0029304 | 4167.1083
[24 empty] | Commercial | Programmable Thermostat | 4.0068 | 0.55136 | 8.9114 | 1.5442 | -0.0029304 | 4167.1083
[24 empty] | Commercial | Smart Thermostat | 5.3892 | 0.55136 | 13.1786 | 4.4698 | -0.0084818 | 12061.5342
[24 empty] | Commercial | Smart Thermostat | 5.3892 | 0.55136 | 13.1786 | 4.4698 | -0.0084818 | 12061.5342
[24 empty] | Commercial | Interior Lighting Controls | 2.5396 | 0.31172 | 9.1153 | 0 | 0 | 952.28
[24 empty] | Commercial | Interior Lighting Controls | 2.5396 | 0.31172 | 9.1153 | 0 | 0 | 952.28
[24 empty] | Commercial | Smart Strip Plug Outlet | 3.107 | 0.41134 | 8.3682 | 0.0083127 | 0 | 55.9044
[24 empty] | Commercial | Smart Strip Plug Outlet | 4.9535 | 0.51648 | 10.9945 | 0.021843 | 0.015181 | 146.8994
[24 empty] | Commercial | Smart Strip Plug Outlet | 4.819 | 0.51648 | 10.6488 | 0.010578 | 0.0073516 | 71.1401
[24 empty] | Commercial | Smart Strip Plug Outlet | 6.4172 | 0.51648 | 14.9657 | 0.014866 | 0.010332 | 99.9794
[24 empty] | Commercial | Smart Strip Plug Outlet | 4.7407 | 0.41134 | 13.6618 | 0.013571 | 0 | 91.2687
[24 empty] | Commercial | Smart Strip Plug Outlet | 5.4464 | 0.51648 | 12.2882 | 0.012207 | 0.0084835 | 82.0924
[24 empty] | Commercial | Smart Strip Plug Outlet | 4.7159 | 0.51648 | 10.3857 | 0.010317 | 0.00717 | 69.3824
[24 empty] | Commercial | Smart Strip Plug Outlet | 3.6383 | 0.41134 | 10.0123 | 0.0099458 | 0 | 66.8878
[24 empty] | Commercial | Smart Strip Plug Outlet | 6.4558 | 0.51648 | 15.0761 | 0.014976 | 0.010408 | 100.717
[24 empty] | Commercial | Smart Strip Plug Outlet | 3.107 | 0.41134 | 8.3682 | 0.0083127 | 0 | 55.9044
[24 empty] | Commercial | Smart Strip Plug Outlet | 4.9535 | 0.51648 | 10.9945 | 0.021843 | 0.015181 | 146.8994
[24 empty] | Commercial | Smart Strip Plug Outlet | 4.819 | 0.51648 | 10.6488 | 0.010578 | 0.0073516 | 71.1401
[24 empty] | Commercial | Smart Strip Plug Outlet | 6.4172 | 0.51648 | 14.9657 | 0.014866 | 0.010332 | 99.9794
[24 empty] | Commercial | Smart Strip Plug Outlet | 4.7407 | 0.41134 | 13.6618 | 0.013571 | 0 | 91.2687
[24 empty] | Commercial | Smart Strip Plug Outlet | 5.4464 | 0.51648 | 12.2882 | 0.012207 | 0.0084835 | 82.0924
[24 empty] | Commercial | Smart Strip Plug Outlet | 4.7159 | 0.51648 | 10.3857 | 0.010317 | 0.00717 | 69.3824
[24 empty] | Commercial | Smart Strip Plug Outlet | 3.6383 | 0.41134 | 10.0123 | 0.0099458 | 0 | 66.8878
[24 empty] | Commercial | Smart Strip Plug Outlet | 6.4558 | 0.51648 | 15.0761 | 0.014976 | 0.010408 | 100.717
[24 empty] | Commercial | Anti-Sweat Controls | 3.5842 | 0.44701 | 8.9518 | 0.081727 | 0.082167 | 1022.6336
[24 empty] | Commercial | Anti-Sweat Controls | 4.0819 | 0.50908 | 8.9518 | 0.13259 | 0.11106 | 1022.6336
[24 empty] | Commercial | Anti-Sweat Controls | 3.5842 | 0.44701 | 8.9518 | 0.081727 | 0.082167 | 1022.6336
[24 empty] | Commercial | Anti-Sweat Controls | 4.0819 | 0.50908 | 8.9518 | 0.13259 | 0.11106 | 1022.6336
[24 empty] | Commercial | Anti-Sweat Controls | 4.0819 | 0.50908 | 8.9518 | 0.13259 | 0.11106 | 1022.6336
[24 empty] | Commercial | Anti-Sweat Controls | 3.5842 | 0.44701 | 8.9518 | 0.081727 | 0.082167 | 1022.6336
[24 empty] | Commercial | Anti-Sweat Controls | 4.0819 | 0.50908 | 8.9518 | 0.13259 | 0.11106 | 1022.6336
[24 empty] | Commercial | Anti-Sweat Controls | 3.5842 | 0.44701 | 8.9518 | 0.081727 | 0.082167 | 1022.6336
[24 empty] | Commercial | Anti-Sweat Controls | 3.5842 | 0.44701 | 8.9518 | 0.081727 | 0.082167 | 1022.6336
[24 empty] | Commercial | Anti-Sweat Controls | 4.0819 | 0.50908 | 8.9518 | 0.13259 | 0.11106 | 1022.6336
[24 empty] | Commercial | Anti-Sweat Controls | 3.5842 | 0.44701 | 8.9518 | 0.081727 | 0.082167 | 1022.6336
[24 empty] | Commercial | Anti-Sweat Controls | 4.0819 | 0.50908 | 8.9518 | 0.13259 | 0.11106 | 1022.6336
[24 empty] | Commercial | Anti-Sweat Controls | 3.5842 | 0.44701 | 8.9518 | 0.081727 | 0.082167 | 1022.6336
[24 empty] | Commercial | Anti-Sweat Controls | 3.5842 | 0.44701 | 8.9518 | 0.081727 | 0.082167 | 1022.6336
[24 empty] | Commercial | Anti-Sweat Controls | 4.0819 | 0.50908 | 8.9518 | 0.13259 | 0.11106 | 1022.6336
[24 empty] | Commercial | Anti-Sweat Controls | 3.5842 | 0.44701 | 8.9518 | 0.081727 | 0.082167 | 1022.6336
[24 empty] | Commercial | Anti-Sweat Controls | 4.0819 | 0.50908 | 8.9518 | 0.13259 | 0.11106 | 1022.6336
[24 empty] | Commercial | Anti-Sweat Controls | 4.0819 | 0.50908 | 8.9518 | 0.13259 | 0.11106 | 1022.6336
[24 empty] | Commercial | Anti-Sweat Controls | 3.5842 | 0.44701 | 8.9518 | 0.081727 | 0.082167 | 1022.6336
[24 empty] | Commercial | Anti-Sweat Controls | 4.0819 | 0.50908 | 8.9518 | 0.13259 | 0.11106 | 1022.6336
[24 empty] | Commercial | Anti-Sweat Controls | 3.5842 | 0.44701 | 8.9518 | 0.081727 | 0.082167 | 1022.6336
[24 empty] | Commercial | Anti-Sweat Controls | 3.5842 | 0.44701 | 8.9518 | 0.081727 | 0.082167 | 1022.6336
[24 empty] | Commercial | Anti-Sweat Controls | 4.0819 | 0.50908 | 8.9518 | 0.13259 | 0.11106 | 1022.6336
[24 empty] | Commercial | Anti-Sweat Controls | 3.5842 | 0.44701 | 8.9518 | 0.081727 | 0.082167 | 1022.6336
[24 empty] | Commercial | Anti-Sweat Controls | 4.0819 | 0.50908 | 8.9518 | 0.13259 | 0.11106 | 1022.6336
[24 empty] | Commercial | Anti-Sweat Controls | 3.5842 | 0.44701 | 8.9518 | 0.081727 | 0.082167 | 1022.6336
[24 empty] | Commercial | Floating Head Pressure Controls | 5.1153 | 0.48454 | 12.3045 | 0.38051 | 0.1781 | 2523.5714
[24 empty] | Commercial | Floating Head Pressure Controls | 5.3743 | 0.50908 | 12.3045 | 0.32719 | 0.27407 | 2523.5714
[24 empty] | Commercial | Floating Head Pressure Controls | 5.1153 | 0.48454 | 12.3045 | 0.38051 | 0.1781 | 2523.5714
[24 empty] | Commercial | Floating Head Pressure Controls | 5.3743 | 0.50908 | 12.3045 | 0.32719 | 0.27407 | 2523.5714
[24 empty] | Commercial | Floating Head Pressure Controls | 5.3743 | 0.50908 | 12.3045 | 0.32719 | 0.27407 | 2523.5714
[24 empty] | Commercial | Floating Head Pressure Controls | 5.1153 | 0.48454 | 12.3045 | 0.38051 | 0.1781 | 2523.5714
[24 empty] | Commercial | Floating Head Pressure Controls | 5.3743 | 0.50908 | 12.3045 | 0.32719 | 0.27407 | 2523.5714
[24 empty] | Commercial | Floating Head Pressure Controls | 5.1153 | 0.48454 | 12.3045 | 0.38051 | 0.1781 | 2523.5714
[24 empty] | Commercial | Floating Head Pressure Controls | 5.1153 | 0.48454 | 12.3045 | 0.38051 | 0.1781 | 2523.5714
[24 empty] | Commercial | Floating Head Pressure Controls | 5.3743 | 0.50908 | 12.3045 | 0.32719 | 0.27407 | 2523.5714
[24 empty] | Commercial | Floating Head Pressure Controls | 5.1153 | 0.48454 | 12.3045 | 0.38051 | 0.1781 | 2523.5714
[24 empty] | Commercial | Floating Head Pressure Controls | 5.3743 | 0.50908 | 12.3045 | 0.32719 | 0.27407 | 2523.5714
[24 empty] | Commercial | Floating Head Pressure Controls | 5.1153 | 0.48454 | 12.3045 | 0.38051 | 0.1781 | 2523.5714
[24 empty] | Commercial | Floating Head Pressure Controls | 5.1153 | 0.48454 | 12.3045 | 0.38051 | 0.1781 | 2523.5714
[24 empty] | Commercial | Floating Head Pressure Controls | 5.3743 | 0.50908 | 12.3045 | 0.32719 | 0.27407 | 2523.5714
[24 empty] | Commercial | Floating Head Pressure Controls | 5.1153 | 0.48454 | 12.3045 | 0.38051 | 0.1781 | 2523.5714
[24 empty] | Commercial | Floating Head Pressure Controls | 5.3743 | 0.50908 | 12.3045 | 0.32719 | 0.27407 | 2523.5714
[24 empty] | Commercial | Floating Head Pressure Controls | 5.3743 | 0.50908 | 12.3045 | 0.32719 | 0.27407 | 2523.5714
[24 empty] | Commercial | Floating Head Pressure Controls | 5.1153 | 0.48454 | 12.3045 | 0.38051 | 0.1781 | 2523.5714
[24 empty] | Commercial | Floating Head Pressure Controls | 5.3743 | 0.50908 | 12.3045 | 0.32719 | 0.27407 | 2523.5714
[24 empty] | Commercial | Floating Head Pressure Controls | 5.1153 | 0.48454 | 12.3045 | 0.38051 | 0.1781 | 2523.5714
[24 empty] | Commercial | Floating Head Pressure Controls | 5.1153 | 0.48454 | 12.3045 | 0.38051 | 0.1781 | 2523.5714
[24 empty] | Commercial | Floating Head Pressure Controls | 5.3743 | 0.50908 | 12.3045 | 0.32719 | 0.27407 | 2523.5714
[24 empty] | Commercial | Floating Head Pressure Controls | 5.1153 | 0.48454 | 12.3045 | 0.38051 | 0.1781 | 2523.5714
[24 empty] | Commercial | Floating Head Pressure Controls | 5.3743 | 0.50908 | 12.3045 | 0.32719 | 0.27407 | 2523.5714
[24 empty] | Commercial | Floating Head Pressure Controls | 5.1153 | 0.48454 | 12.3045 | 0.38051 | 0.1781 | 2523.5714
[24 empty] | Commercial | CO Sensors for Parking Garage Exhaust | 3.4752 | 0.37427 | 12.2809 | 0.20046 | 0.20046 | 4980.032
[24 empty] | Commercial | CO Sensors for Parking Garage Exhaust | 3.4752 | 0.37427 | 12.2809 | 0.20046 | 0.20046 | 4980.032
[24 empty] | Commercial | CO Sensors for Parking Garage Exhaust | 3.4752 | 0.37427 | 12.2809 | 0.20046 | 0.20046 | 4980.032
[24 empty] | Commercial | CO Sensors for Parking Garage Exhaust | 3.4752 | 0.37427 | 12.2809 | 0.20046 | 0.20046 | 4980.032
[24 empty] | Commercial | CO Sensors for Parking Garage Exhaust | 3.4752 | 0.37427 | 12.2809 | 0.20046 | 0.20046 | 4980.032
[24 empty] | Commercial | CO Sensors for Parking Garage Exhaust | 3.4752 | 0.37427 | 12.2809 | 0.20046 | 0.20046 | 4980.032
[24 empty] | Commercial | CO Sensors for Parking Garage Exhaust | 3.4752 | 0.37427 | 12.2809 | 0.20046 | 0.20046 | 4980.032
[24 empty] | Commercial | CO Sensors for Parking Garage Exhaust | 3.4752 | 0.37427 | 12.2809 | 0.20046 | 0.20046 | 4980.032
[24 empty] | Commercial | CO Sensors for Parking Garage Exhaust | 3.4752 | 0.37427 | 12.2809 | 0.20046 | 0.20046 | 4980.032
[24 empty] | Commercial | CO Sensors for Parking Garage Exhaust | 3.4752 | 0.37427 | 12.2809 | 0.20046 | 0.20046 | 4980.032
[24 empty] | Commercial | CO Sensors for Parking Garage Exhaust | 3.4752 | 0.37427 | 12.2809 | 0.20046 | 0.20046 | 4980.032
[24 empty] | Commercial | CO Sensors for Parking Garage Exhaust | 3.4752 | 0.37427 | 12.2809 | 0.20046 | 0.20046 | 4980.032
[24 empty] | Commercial | CO Sensors for Parking Garage Exhaust | 3.4752 | 0.37427 | 12.2809 | 0.20046 | 0.20046 | 4980.032
[24 empty] | Commercial | CO Sensors for Parking Garage Exhaust | 3.4752 | 0.37427 | 12.2809 | 0.20046 | 0.20046 | 4980.032
[24 empty] | Commercial | CO Sensors for Parking Garage Exhaust | 3.4752 | 0.37427 | 12.2809 | 0.20046 | 0.20046 | 4980.032
[24 empty] | Commercial | CO Sensors for Parking Garage Exhaust | 3.4752 | 0.37427 | 12.2809 | 0.20046 | 0.20046 | 4980.032
[24 empty] | Commercial | CO Sensors for Parking Garage Exhaust | 3.4752 | 0.37427 | 12.2809 | 0.20046 | 0.20046 | 4980.032
[24 empty] | Commercial | CO Sensors for Parking Garage Exhaust | 3.4752 | 0.37427 | 12.2809 | 0.20046 | 0.20046 | 4980.032
[24 empty] | Commercial | CO Sensors for Parking Garage Exhaust | 3.4752 | 0.37427 | 12.2809 | 0.20046 | 0.20046 | 4980.032
[24 empty] | Commercial | CO Sensors for Parking Garage Exhaust | 3.4752 | 0.37427 | 12.2809 | 0.20046 | 0.20046 | 4980.032
[24 empty] | Commercial | CO Sensors for Parking Garage Exhaust | 3.4752 | 0.37427 | 12.2809 | 0.20046 | 0.20046 | 4980.032
[24 empty] | Commercial | CO Sensors for Parking Garage Exhaust | 3.4752 | 0.37427 | 12.2809 | 0.20046 | 0.20046 | 4980.032
[24 empty] | Commercial | CO Sensors for Parking Garage Exhaust | 3.4752 | 0.37427 | 12.2809 | 0.20046 | 0.20046 | 4980.032
[24 empty] | Commercial | CO Sensors for Parking Garage Exhaust | 3.4752 | 0.37427 | 12.2809 | 0.20046 | 0.20046 | 4980.032
[24 empty] | Commercial | CO Sensors for Parking Garage Exhaust | 3.4752 | 0.37427 | 12.2809 | 0.20046 | 0.20046 | 4980.032
[24 empty] | Commercial | CO Sensors for Parking Garage Exhaust | 3.4752 | 0.37427 | 12.2809 | 0.20046 | 0.20046 | 4980.032
[24 empty] | Commercial | Demand Controlled Ventilation | 7.2422 | 0.96399 | 9.295 | 2.9093 | 16.3792 | 27943.0441
[24 empty] | Commercial | Demand Controlled Ventilation | 7.0957 | 0.96399 | 9.0568 | 0.94492 | 5.3199 | 9075.7228
[24 empty] | Commercial | Demand Controlled Ventilation | 9.5773 | 0.96399 | 13.4815 | 9.8459 | 55.4323 | 94567.6036
[24 empty] | Commercial | Demand Controlled Ventilation | 7.2368 | 0.96399 | 9.2862 | 0.96884 | 5.4546 | 9305.5485
[24 empty] | Commercial | Demand Controlled Ventilation | 7.4028 | 0.96399 | 9.5592 | 1.9947 | 11.2299 | 19158.2709
[24 empty] | Commercial | Demand Controlled Ventilation | 7.2422 | 0.96399 | 9.295 | 2.9093 | 16.3792 | 27943.0441
[24 empty] | Commercial | Demand Controlled Ventilation | 7.0957 | 0.96399 | 9.0568 | 0.94492 | 5.3199 | 9075.7228
[24 empty] | Commercial | Demand Controlled Ventilation | 9.5773 | 0.96399 | 13.4815 | 9.8459 | 55.4323 | 94567.6036
[24 empty] | Commercial | Demand Controlled Ventilation | 7.2368 | 0.96399 | 9.2862 | 0.96884 | 5.4546 | 9305.5485
[24 empty] | Commercial | Demand Controlled Ventilation | 7.4028 | 0.96399 | 9.5592 | 1.9947 | 11.2299 | 19158.2709
[24 empty] | Commercial | Retro-Commissioning | 11.1644 | 1.1272 | 11.4151 | 23.8781 | 46.2663 | 77338.89
[24 empty] | Commercial | Retro-Commissioning | 9.3218 | 1.1272 | 9.2715 | 6.5654 | 12.7211 | 21264.66
[24 empty] | Commercial | Retro-Commissioning | 11.1644 | 1.1272 | 11.4151 | 23.8781 | 46.2663 | 77338.89
[24 empty] | Commercial | Retro-Commissioning | 9.3218 | 1.1272 | 9.2715 | 6.5654 | 12.7211 | 21264.66
[24 empty] | Industrial | Pump System Optimization | 4.9619 | 0.50483 | 12.9631 | 172.2183 | 21.9447 | 1278901.5035
[24 empty] | Industrial | Motor Optimization | 4.9679 | 0.49238 | 13.4332 | 59.6902 | 3.0121 | 443262.1051
[24 empty] | Industrial | Motor Improved Controls | 26.858 | 2.9268 | 11.8243 | 8.166 | 123.3881 | 60641.0516
[24 empty] | Industrial | Fan System Optimization | 7.3037 | 0.6601 | 15.2742 | 225.0626 | 244.8634 | 1671326.2975
[24 empty] | Industrial | Lighting Controls | 14.1881 | 1.8228 | 8.8496 | 7.5012 | 57.5708 | 52552.657
[24 empty] | Industrial | Building Envelope Improvements | 8.8871 | 1.0677 | 11.211 | 4.9109 | 16.8114 | 34473.6184
[24 empty] | Industrial | HVAC Equipment Upgrades | 4.5363 | 0.4868 | 13.1719 | 29.8249 | 0.017499 | 209365.5158
[24 empty] | Industrial | Lighting Controls - Exterior | 2.9684 | 0.38135 | 8.8496 | 0 | 0 | 6818.8224
[24 empty] | Industrial | Efficient Lighting - Exterior | 3.5611 | 0.38152 | 10.9546 | 0 | 0.0054386 | 38470.7608
[24 empty] | Industrial | Compressed Air Equipment | 3.6842 | 0.48432 | 9.2872 | 75.4877 | 0.04538 | 560575.4177
[24 empty] | Industrial | Process Refrig System Optimization | 4.3781 | 0.50091 | 11.0911 | 37.6646 | 3.2599 | 273581.6695
[24 empty] | Industrial | Motor Improved Controls | 103.0858 | 11.0511 | 12.0839 | 8.9891 | 587.6064 | 66753.4475
[24 empty] | Industrial | Pump Equipment Upgrade | 3.8611 | 0.50223 | 9.4115 | 6.5564 | 0.73013 | 48688.3375
[24 empty] | Industrial | Lighting Controls | 12.698 | 1.6145 | 8.9566 | 1.0953 | 7.087 | 7673.2034
[24 empty] | Industrial | Building Envelope Improvements | 6.1298 | 0.89055 | 8.6787 | 1.404 | 3.3409 | 9856.015
[24 empty] | Industrial | HVAC Equipment Upgrades | 3.4809 | 0.4867 | 9.1266 | 2.9799 | 0 | 20918.5285
[24 empty] | Industrial | Lighting Controls - Exterior | 2.9994 | 0.38135 | 8.9566 | 0 | 0 | 1003.3697
[24 empty] | Industrial | Efficient Lighting - Exterior | 3.5619 | 0.3816 | 10.9546 | 0 | 0.0011512 | 5660.8594
[24 empty] | Industrial | Compressed Air Equipment | 4.5235 | 0.48436 | 12.103 | 1.9719 | 0.0016681 | 14643.6468
[24 empty] | Industrial | Process Other Systems Optimization | 9.9773 | 1.1945 | 10.458 | 0.52643 | 2.255 | 3823.7724
[24 empty] | Industrial | Process Refrig Equipment Upgrade | 5.034 | 0.48678 | 13.8962 | 2.7713 | 0.0028118 | 20129.5865
[24 empty] | Industrial | Lighting Controls | 15.5153 | 2.0282 | 8.6735 | 1.6662 | 14.7675 | 11673.4857
[24 empty] | Industrial | HVAC Improved Controls | 6.7421 | 0.93584 | 9.2148 | 4.9987 | 13.2285 | 35090.1596
[24 empty] | Industrial | HVAC Equipment Upgrades | 3.7462 | 0.4868 | 10.0656 | 9.6481 | 0.0056609 | 67727.9747
[24 empty] | Industrial | Lighting Controls - Exterior | 2.9172 | 0.38135 | 8.6735 | 0 | 0 | 1853.9556
[24 empty] | Industrial | Efficient Lighting - Exterior | 3.5604 | 0.38144 | 10.9546 | 0 | 0.00078701 | 10459.736
[24 empty] | Industrial | Process Other Systems Optimization | 44.7958 | 5.2958 | 10.6299 | 0.12282 | 3.5742 | 892.1452
[24 empty] | Industrial | Plant Energy Management | 4.7675 | 0.57417 | 10.3789 | 118.727 | 65.0498 | 875489.2368
[24 empty] | Industrial | Process Other Equipment Upgrades | 5.1456 | 0.48677 | 14.3257 | 4.1809 | 0.004006 | 30368.7563
[24 empty] | Industrial | Motor Optimization | 5.8833 | 0.51663 | 15.9148 | 23.9197 | 4.7953 | 177628.9684
[24 empty] | Industrial | HVAC Equipment Upgrades | 3.7462 | 0.4868 | 10.0656 | 3.8257 | 0.0022447 | 26855.5661
[24 empty] | Industrial | Efficient Lighting - Exterior | 3.5645 | 0.38188 | 10.9546 | 0 | 0.012876 | 29333.5239
[24 empty] | Industrial | Compressed Air Equipment | 3.4667 | 0.48432 | 8.6097 | 51.065 | 0.030768 | 379211.5144
[24 empty] | Industrial | Plant Energy Management | 5.6372 | 0.56403 | 13.2608 | 74.7727 | 35.9801 | 549253.5812
[24 empty] | Industrial | Process Heat Equipment Upgrade | 4.5886 | 0.48671 | 12.2566 | 17.7256 | 0.010464 | 128751.8678
[24 empty] | Industrial | Motor Optimization | 5.7099 | 0.51177 | 15.4563 | 18.4624 | 3.1456 | 137102.9842
[24 empty] | Industrial | Pump Equipment Upgrade | 3.5941 | 0.50592 | 8.53 | 3.5013 | 0.46977 | 26001.014
[24 empty] | Industrial | Fan Equipment Upgrades | 3.44 | 0.48423 | 8.53 | 1.5007 | 2.0577e-05 | 11144.1513
[24 empty] | Industrial | Building Envelope Improvements | 5.5235 | 0.73662 | 9.7196 | 11.9843 | 17.6473 | 84127.6842
[24 empty] | Industrial | HVAC Equipment Upgrades | 3.2775 | 0.4868 | 8.4327 | 21.7241 | 0.012746 | 152499.2808
[24 empty] | Industrial | Efficient Lighting - Exterior | 3.5623 | 0.38165 | 10.9546 | 0 | 0.0060272 | 24539.4621
[24 empty] | Industrial | Compressed Air Equipment | 4.6886 | 0.48433 | 12.6994 | 4.0542 | 0.0024481 | 30106.8043
[24 empty] | Industrial | Process Heat System Optimization | 5.3664 | 0.78819 | 8.0962 | 0.19523 | 0.35626 | 1418.0451
[24 empty] | Industrial | Pump System Optimization | 3.6503 | 0.49605 | 8.9104 | 13.964 | 1.0211 | 103697.2396
[24 empty] | Industrial | Pump Equipment Upgrade | 3.8179 | 0.49661 | 9.4115 | 5.6322 | 0.43153 | 41824.7917
[24 empty] | Industrial | Lighting Controls | 8.7393 | 0.92593 | 11.1014 | 6.6756 | 16.6217 | 46768.735
[24 empty] | Industrial | Building Envelope Improvements | 7.3755 | 0.81816 | 12.5529 | 12.0615 | 23.5555 | 84669.4452
[24 empty] | Industrial | Lighting Controls - Exterior | 3.5994 | 0.38135 | 11.1014 | 0 | 0 | 3956.0478
[24 empty] | Industrial | Efficient Lighting - Exterior | 3.5603 | 0.38143 | 10.9546 | 0 | 0.0014541 | 22319.4209
[24 empty] | Industrial | Process Refrig Equipment Upgrade | 3.4567 | 0.48685 | 8.5242 | 0.81373 | 0.0011802 | 5910.6576
[24 empty] | Industrial | Pump Equipment Upgrade | 4.3088 | 0.48713 | 11.2655 | 1.8446 | 0.033091 | 13697.7443
[24 empty] | Industrial | Fan Equipment Upgrades | 4.2834 | 0.48426 | 11.2655 | 0.77902 | 0.00013707 | 5785.0059
[24 empty] | Industrial | Lighting Controls | 8.1596 | 1.0827 | 8.5257 | 0.97034 | 3.2955 | 6798.0735
[24 empty] | Industrial | Building Envelope Improvements | 6.6803 | 0.89608 | 9.6443 | 0.217 | 0.52342 | 1523.2948
[24 empty] | Industrial | Lighting Controls - Exterior | 2.8741 | 0.38135 | 8.5257 | 0 | 0 | 629.4231
[24 empty] | Industrial | Efficient Lighting - Exterior | 3.5622 | 0.38164 | 10.9546 | 0 | 0.00084159 | 3551.1097
[24 empty] | Industrial | Compressed Air Equipment | 4.0178 | 0.48428 | 10.368 | 2.1246 | 0.00071468 | 15777.5537
[24 empty] | Industrial | Lighting Controls | 9.5302 | 1.2862 | 8.3608 | 0.4493 | 2.0546 | 3147.7563
[24 empty] | Industrial | Building Envelope Improvements | 3.6208 | 0.5552 | 8.0931 | 0.17807 | 0.071867 | 1250.0148
[24 empty] | Industrial | HVAC Equipment Upgrades | 3.7462 | 0.4868 | 10.0656 | 0.20228 | 0.00011868 | 1419.954
[24 empty] | Industrial | Lighting Controls - Exterior | 2.8257 | 0.38135 | 8.3608 | 0 | 0 | 379.1873
[24 empty] | Industrial | Efficient Lighting - Exterior | 3.5631 | 0.38173 | 10.9546 | 0 | 0.00066499 | 2139.3172
[24 empty] | Industrial | Pump Equipment Upgrade | 4.068 | 0.51248 | 9.7995 | 2.4453 | 0.42742 | 18159.0785
[24 empty] | Industrial | Motor Equipment Upgrades | 3.5674 | 0.48489 | 8.908 | 1.579 | 0.0064436 | 11725.9161
[24 empty] | Industrial | Fan Equipment Upgrades | 3.8444 | 0.48432 | 9.7995 | 1.3673 | 0.00075069 | 10153.7324
[24 empty] | Industrial | Lighting Controls | 17.98 | 2.1237 | 9.7601 | 2.7192 | 25.6002 | 19050.5994
[24 empty] | Industrial | HVAC Equipment Upgrades | 3.6776 | 0.4868 | 9.8176 | 11.0244 | 0.0064684 | 77389.68
[24 empty] | Industrial | Lighting Controls - Exterior | 3.2287 | 0.38135 | 9.7601 | 0 | 0 | 2909.2683
[24 empty] | Industrial | Efficient Lighting - Exterior | 3.5607 | 0.38147 | 10.9546 | 0 | 0.0015967 | 16413.65
[24 empty] | Industrial | Compressed Air Equipment | 3.8919 | 0.48433 | 9.9533 | 2.0069 | 0.0012798 | 14903.5798
[24 empty] | Industrial | Process Heat System Optimization | 5.2621 | 0.51919 | 13.5165 | 1.5832 | 0.31216 | 11499.8593
[24 empty] | Industrial | Process Refrig Equipment Upgrade | 4.0089 | 0.48786 | 10.2414 | 0.88216 | 0.0067081 | 6407.6975
[24 empty] | Industrial | Pump System Optimization | 5.8444 | 0.51133 | 15.9994 | 331.4261 | 55.5613 | 2461187.2442
[24 empty] | Industrial | Motor Optimization | 6.5537 | 0.60109 | 14.9597 | 15.1516 | 10.954 | 112516.4928
[24 empty] | Industrial | Lighting Controls | 10.4092 | 1.2543 | 9.5338 | 11.3592 | 49.8499 | 79581.2618
[24 empty] | Industrial | Building Envelope Improvements | 6.2779 | 0.86894 | 9.2497 | 22.4499 | 50.5609 | 157594.3067
[24 empty] | Industrial | HVAC Equipment Upgrades | 3.7462 | 0.4868 | 10.0656 | 66.8108 | 0.0392 | 469000.0172
[24 empty] | Industrial | Lighting Controls - Exterior | 3.1647 | 0.38135 | 9.5338 | 0 | 0 | 4855.1205
[24 empty] | Industrial | Efficient Lighting - Exterior | 3.5598 | 0.38138 | 10.9546 | 0 | 0.00097984 | 50284.5572
[24 empty] | Industrial | Compressed Air Equipment | 5.1631 | 0.48516 | 14.4604 | 10.4261 | 0.05991 | 77424.4293
[24 empty] | Industrial | Process Refrig System Optimization | 4.3781 | 0.50091 | 11.0911 | 87.884 | 7.6065 | 638357.2285
[24 empty] | Industrial | Motor Improved Controls | 103.0858 | 11.0511 | 12.0839 | 20.9745 | 1371.0815 | 155758.0323
[24 empty] | Industrial | Pump Equipment Upgrade | 3.8611 | 0.50223 | 9.4115 | 15.2983 | 1.7036 | 113606.1209
[24 empty] | Industrial | Lighting Controls | 12.698 | 1.6145 | 8.9566 | 2.5556 | 16.5363 | 17904.1413
[24 empty] | Industrial | Building Envelope Improvements | 6.1298 | 0.89055 | 8.6787 | 3.2761 | 7.7955 | 22997.3682
[24 empty] | Industrial | HVAC Equipment Upgrades | 3.4809 | 0.4867 | 9.1266 | 6.9531 | 0 | 48809.8998
[24 empty] | Industrial | Lighting Controls - Exterior | 2.9994 | 0.38135 | 8.9566 | 0 | 0 | 2341.1959
[24 empty] | Industrial | Efficient Lighting - Exterior | 3.5619 | 0.3816 | 10.9546 | 0 | 0.002686 | 13208.6718
[24 empty] | Industrial | Compressed Air Equipment | 4.5371 | 0.48582 | 12.103 | 4.6012 | 0.045276 | 34168.5097
[24 empty] | Industrial | Motor Improved Controls | 103.0858 | 11.0511 | 12.0839 | 338.0166 | 22095.7504 | 2510128.8507
[24 empty] | Industrial | Pump Equipment Upgrade | 3.8611 | 0.50223 | 9.4115 | 246.5411 | 27.4549 | 1830826.5377
[24 empty] | Industrial | Lighting Controls | 12.698 | 1.6145 | 8.9566 | 64.8142 | 419.3903 | 454080.4223
[24 empty] | Industrial | Building Envelope Improvements | 6.1298 | 0.89055 | 8.6787 | 94.5076 | 224.8841 | 663426.7203
[24 empty] | Industrial | HVAC Equipment Upgrades | 3.4809 | 0.4867 | 9.1266 | 200.584 | 0 | 1408065.1076
[24 empty] | Industrial | Lighting Controls - Exterior | 2.9994 | 0.38135 | 8.9566 | 0 | 0 | 59376.8345
[24 empty] | Industrial | Efficient Lighting - Exterior | 3.561 | 0.38151 | 10.9546 | 0 | 0.043287 | 334995.0834
[24 empty] | Industrial | Compressed Air Equipment | 4.5228 | 0.48429 | 12.103 | 74.1504 | 0.026485 | 550644.7563

## Passing to Failing
Measures Changing from Passing to Failing | [8 empty] | Measures Changing from Passing to Failing | [8 empty] | Measures Changing from Passing to Failing | [8 empty] | Measures Changing from Passing to Failing
Low Fuel Economic Potential - RIM | [8 empty] | Low Fuel Economic Potential - TRC | [8 empty] | 3 Year Payback Economic Potential - RIM | [8 empty] | 3 Year Payback Economic Potential - TRC
Customer Class | Measure Name | TRC | RIM | PCT | Summer (KW) | Winter (KW) | Energy (KWh) | Reason for Failure | Customer Class | Measure Name | TRC | RIM | PCT | Summer (KW) | Winter (KW) | Energy (KWh) | Reason for Failure | Customer Class | Measure Name | TRC | RIM | PCT | Summer (KW) | Winter (KW) | Energy (KWh) | Reason for Failure | Customer Class | Measure Name | TRC | RIM | PCT | Summer (KW) | Winter (KW) | Energy (KWh) | Reason for Failure
Residential | Wall Insulation | 0.48223 | 0.9663 | 0.49905 | 0.034571 | 0.29831 | 391 | RIM | Residential | Heat Pump Water Heater | 0.85551 | 0.44784 | 1.9103 | 0.082447 | 0.30796 | 1226.1991 | TRC | Commercial | Duct Sealing Repair | 6.1177 | 1.1373 | 6.1753 | 6.789 | 24.0448 | 34458.2784 | 3 Year Payback | Residential | Energy Star Personal Computer | 1.7105 | 0.34769 | 6.7377 | 0.018954 | 0.0040635 | 119.5512 | 3 Year Payback
Industrial | Compressed Air Controls | 22.133 | 0.9725 | 22.7589 | 4.9038 | 15.3189 | 36415.8827 | RIM | Residential | Heat Pump Water Heater | 0.84869 | 0.44784 | 1.8951 | 0.081789 | 0.30551 | 1216.4239 | TRC | Commercial | Duct Sealing Repair | 7.2063 | 1.1373 | 7.5173 | 1.2455 | 4.4113 | 6321.8213 | 3 Year Payback | Residential | Energy Star Personal Computer | 1.7105 | 0.34769 | 6.7377 | 0.018954 | 0.0040635 | 119.5512 | 3 Year Payback
[9 empty] | Residential | Heat Pump Water Heater | 0.85551 | 0.44784 | 1.9103 | 0.082447 | 0.30796 | 1226.1991 | TRC | Commercial | Duct Sealing Repair | 6.1177 | 1.1373 | 6.1753 | 4.6547 | 16.4855 | 23625.2368 | 3 Year Payback | Residential | Energy Star Personal Computer | 1.7105 | 0.34769 | 6.7377 | 0.018954 | 0.0040635 | 119.5512 | 3 Year Payback
[9 empty] | Residential | Heat Pump Water Heater | 0.84869 | 0.44784 | 1.8951 | 0.081789 | 0.30551 | 1216.4239 | TRC | Commercial | Duct Sealing Repair | 6.1177 | 1.1373 | 6.1753 | 6.789 | 24.0448 | 34458.2784 | 3 Year Payback | Residential | Energy Star Personal Computer | 1.7105 | 0.34769 | 6.7377 | 0.018954 | 0.0040635 | 119.5512 | 3 Year Payback
[9 empty] | Residential | Solar Pool Heater | 0.71466 | 0.1565 | 4.5664 | 0 | 0 | 10130.719 | TRC | Commercial | Duct Sealing Repair | 7.2063 | 1.1373 | 7.5173 | 1.2455 | 4.4113 | 6321.8213 | 3 Year Payback | Residential | Energy Star Personal Computer | 1.7105 | 0.34769 | 6.7377 | 0.018954 | 0.0040635 | 119.5512 | 3 Year Payback
[9 empty] | Residential | Solar Pool Heater | 0.71466 | 0.1565 | 4.5664 | 0 | 0 | 10130.719 | TRC | Commercial | Duct Sealing Repair | 6.1177 | 1.1373 | 6.1753 | 4.6547 | 16.4855 | 23625.2368 | 3 Year Payback | Residential | Energy Star Personal Computer | 1.7105 | 0.34769 | 6.7377 | 0.018954 | 0.0040635 | 119.5512 | 3 Year Payback
[9 empty] | Residential | Solar Pool Heater | 0.71466 | 0.1565 | 4.5664 | 0 | 0 | 10130.719 | TRC | Commercial | ENERGY STAR certified buildings program | 6.0381 | 1.1272 | 5.7275 | 11.4107 | 22.1093 | 36958.0211 | 3 Year Payback | Residential | CFL-13W | 2.1337 | 0.37127 | 6.7189 | 0.00046528 | 0.00048851 | 5.2896 | 3 Year Payback
[9 empty] | Residential | Solar Pool Heater | 0.71466 | 0.1565 | 4.5664 | 0 | 0 | 10130.719 | TRC | Commercial | ENERGY STAR certified buildings program | 5.8512 | 1.1272 | 5.5356 | 11.89 | 23.038 | 38510.4852 | 3 Year Payback | Residential | CFL-13W | 2.1337 | 0.37127 | 6.7189 | 0.00046528 | 0.00048851 | 5.2896 | 3 Year Payback
[9 empty] | Residential | Solar Pool Heater | 0.71466 | 0.1565 | 4.5664 | 0 | 0 | 10130.719 | TRC | Commercial | ENERGY STAR certified buildings program | 6.0381 | 1.1272 | 5.7275 | 11.4107 | 22.1093 | 36958.0211 | 3 Year Payback | Residential | CFL-13W | 2.1337 | 0.37127 | 6.7189 | 0.00046528 | 0.00048851 | 5.2896 | 3 Year Payback
[9 empty] | Residential | Solar Pool Heater | 0.71466 | 0.1565 | 4.5664 | 0 | 0 | 10130.719 | TRC | Commercial | ENERGY STAR certified buildings program | 5.8512 | 1.1272 | 5.5356 | 11.89 | 23.038 | 38510.4852 | 3 Year Payback | Residential | CFL-13W | 2.1337 | 0.37127 | 6.7189 | 0.00046528 | 0.00048851 | 5.2896 | 3 Year Payback
[9 empty] | Residential | Water Heater Blanket | 0.95725 | 0.40619 | 2.3566 | 0.022742 | 0.048955 | 252.4943 | TRC | Industrial | Lighting Controls | 7.7133 | 1.1899 | 7.181 | 7.082 | 28.4428 | 49615.3661 | 3 Year Payback | Residential | CFL-13W | 2.1337 | 0.37127 | 6.7189 | 0.00046528 | 0.00048851 | 5.2896 | 3 Year Payback
[9 empty] | Residential | Water Heater Blanket | 0.95725 | 0.40619 | 2.3566 | 0.022742 | 0.048955 | 252.4943 | TRC | Industrial | Lighting Controls | 10.3882 | 1.4776 | 7.8735 | 4.7041 | 26.7154 | 32956.4587 | 3 Year Payback | Residential | CFL-13W | 2.1337 | 0.37127 | 6.7189 | 0.00046528 | 0.00048851 | 5.2896 | 3 Year Payback
[9 empty] | Residential | Water Heater Blanket | 0.95725 | 0.40619 | 2.3566 | 0.022742 | 0.048955 | 252.4943 | TRC | Industrial | Process Other Systems Optimization | 105.3085 | 18.5752 | 6.5005 | 0.27252 | 29.8277 | 1979.4745 | 3 Year Payback | Residential | LED - 9W Flood | 1.9219 | 0.37127 | 5.9314 | 0.00097708 | 0.0010259 | 11.1081 | 3 Year Payback
[9 empty] | Residential | Ceiling Insulation(R12 to R38) | 0.98459 | 0.8417 | 1.1698 | 0.17642 | 0.24653 | 522 | TRC | [9 empty] | Residential | LED - 9W Flood | 1.9219 | 0.37127 | 5.9314 | 0.00097708 | 0.0010259 | 11.1081 | 3 Year Payback
[9 empty] | Residential | Ceiling Insulation(R12 to R38) | 0.92471 | 0.8417 | 1.0986 | 0.1748 | 0.24426 | 517.2 | TRC | [9 empty] | Residential | LED - 9W Flood | 1.9219 | 0.37127 | 5.9314 | 0.00097708 | 0.0010259 | 11.1081 | 3 Year Payback
[9 empty] | Residential | Ceiling Insulation(R12 to R38) | 0.98459 | 0.8417 | 1.1698 | 0.17642 | 0.24653 | 522 | TRC | [9 empty] | Residential | LED - 9W Flood | 1.9219 | 0.37127 | 5.9314 | 0.00097708 | 0.0010259 | 11.1081 | 3 Year Payback
[9 empty] | Residential | Ceiling Insulation(R12 to R38) | 0.92471 | 0.8417 | 1.0986 | 0.1748 | 0.24426 | 517.2 | TRC | [9 empty] | Residential | LED - 9W Flood | 1.9219 | 0.37127 | 5.9314 | 0.00097708 | 0.0010259 | 11.1081 | 3 Year Payback
[9 empty] | Residential | Central AC Tune Up | 0.93525 | 0.5574 | 1.6779 | 0.11566 | 0 | 187.352 | TRC | [9 empty] | Residential | LED - 9W Flood | 1.9219 | 0.37127 | 5.9314 | 0.00097708 | 0.0010259 | 11.1081 | 3 Year Payback
[9 empty] | Residential | Energy Star Windows | 0.9596 | 0.55538 | 1.7278 | 0.04998 | 0.12762 | 396.8827 | TRC | [9 empty] | Residential | LED Specialty Lamps-5W Chandelier | 2.0228 | 0.37127 | 6.3028 | 0.00065139 | 0.00068392 | 7.4054 | 3 Year Payback
[9 empty] | Residential | Energy Star Windows | 0.9596 | 0.55538 | 1.7278 | 0.04998 | 0.12762 | 396.8827 | TRC | [9 empty] | Residential | LED Specialty Lamps-5W Chandelier | 2.0228 | 0.37127 | 6.3028 | 0.00065139 | 0.00068392 | 7.4054 | 3 Year Payback
[9 empty] | Residential | Energy Star Windows | 0.9596 | 0.55538 | 1.7278 | 0.04998 | 0.12762 | 396.8827 | TRC | [9 empty] | Residential | LED Specialty Lamps-5W Chandelier | 2.0228 | 0.37127 | 6.3028 | 0.00065139 | 0.00068392 | 7.4054 | 3 Year Payback
[9 empty] | Residential | Home Energy Management System | 0.76727 | 0.33788 | 2.2709 | 0.10672 | 0.057972 | 697.3117 | TRC | [9 empty] | Residential | LED Specialty Lamps-5W Chandelier | 2.0228 | 0.37127 | 6.3028 | 0.00065139 | 0.00068392 | 7.4054 | 3 Year Payback
[9 empty] | Residential | Home Energy Management System | 0.8522 | 0.33788 | 2.5222 | 0.11854 | 0.064389 | 774.5016 | TRC | [9 empty] | Residential | LED Specialty Lamps-5W Chandelier | 2.0228 | 0.37127 | 6.3028 | 0.00065139 | 0.00068392 | 7.4054 | 3 Year Payback
[9 empty] | Residential | Home Energy Management System | 0.79558 | 0.35034 | 2.2709 | 0.10627 | 0.067088 | 697.3117 | TRC | [9 empty] | Residential | LED Specialty Lamps-5W Chandelier | 2.0228 | 0.37127 | 6.3028 | 0.00065139 | 0.00068392 | 7.4054 | 3 Year Payback
[9 empty] | Residential | Home Energy Management System | 0.88365 | 0.35034 | 2.5222 | 0.11803 | 0.074515 | 774.5016 | TRC | [9 empty] | Commercial | Efficient Exhaust Hood | 3.084 | 0.54549 | 6.0737 | 1.7635 | 0.69217 | 8066.5 | 3 Year Payback
[9 empty] | Residential | Programmable Thermostat | 0.84596 | 0.1565 | 5.4054 | 0 | 0 | 113.8157 | TRC | [9 empty] | Commercial | Efficient Exhaust Hood | 3.084 | 0.54549 | 6.0737 | 1.7635 | 0.69217 | 8066.5 | 3 Year Payback
[9 empty] | Residential | Programmable Thermostat | 0.82753 | 0.1565 | 5.2876 | 0 | 0 | 111.3356 | TRC | [9 empty] | Commercial | Efficient Exhaust Hood | 3.084 | 0.54549 | 6.0737 | 1.7635 | 0.69217 | 8066.5 | 3 Year Payback
[9 empty] | Residential | ENERGY STAR Certified Home | 0.85469 | 0.50569 | 1.6901 | 1.9801 | 0.60051 | 5378.2595 | TRC | [9 empty] | Commercial | Efficient Exhaust Hood | 3.084 | 0.54549 | 6.0737 | 1.7635 | 0.69217 | 8066.5 | 3 Year Payback
[9 empty] | Residential | ENERGY STAR Certified Home | 0.85469 | 0.50569 | 1.6901 | 1.9801 | 0.60051 | 5378.2595 | TRC | [9 empty] | Commercial | Efficient Exhaust Hood | 3.084 | 0.54549 | 6.0737 | 1.7635 | 0.69217 | 8066.5 | 3 Year Payback
[9 empty] | Commercial | Solar Water Heater | 0.75462 | 0.28788 | 2.6213 | 9.4793 | 1.3308 | 126827.5691 | TRC | [9 empty] | Commercial | Efficient Exhaust Hood | 3.084 | 0.54549 | 6.0737 | 1.7635 | 0.69217 | 8066.5 | 3 Year Payback
[9 empty] | Commercial | Solar Water Heater | 0.88221 | 0.28788 | 3.0645 | 16.6232 | 2.3338 | 222407.7661 | TRC | [9 empty] | Commercial | Efficient Exhaust Hood | 3.084 | 0.54549 | 6.0737 | 1.7635 | 0.69217 | 8066.5 | 3 Year Payback
[9 empty] | Commercial | Solar Water Heater | 0.98428 | 0.28788 | 3.4191 | 24.7287 | 3.4718 | 330854.5281 | TRC | [9 empty] | Commercial | Efficient Exhaust Hood | 3.084 | 0.54549 | 6.0737 | 1.7635 | 0.69217 | 8066.5 | 3 Year Payback
[9 empty] | Commercial | Solar Water Heater | 0.91137 | 0.28788 | 3.1658 | 3.4345 | 0.48219 | 45952.0178 | TRC | [9 empty] | Commercial | Efficient Exhaust Hood | 3.084 | 0.54549 | 6.0737 | 1.7635 | 0.69217 | 8066.5 | 3 Year Payback
[9 empty] | Commercial | Solar Water Heater | 0.75462 | 0.28788 | 2.6213 | 9.4793 | 1.3308 | 126827.5691 | TRC | [9 empty] | Commercial | Efficient Exhaust Hood | 3.084 | 0.54549 | 6.0737 | 1.7635 | 0.69217 | 8066.5 | 3 Year Payback
[9 empty] | Commercial | Solar Water Heater | 0.88221 | 0.28788 | 3.0645 | 16.6232 | 2.3338 | 222407.7661 | TRC | [9 empty] | Commercial | Efficient Exhaust Hood | 3.084 | 0.54549 | 6.0737 | 1.7635 | 0.69217 | 8066.5 | 3 Year Payback
[9 empty] | Commercial | Solar Water Heater | 0.98428 | 0.28788 | 3.4191 | 24.7287 | 3.4718 | 330854.5281 | TRC | [9 empty] | Commercial | Efficient Exhaust Hood | 3.084 | 0.54549 | 6.0737 | 1.7635 | 0.69217 | 8066.5 | 3 Year Payback
[9 empty] | Commercial | Solar Water Heater | 0.91137 | 0.28788 | 3.1658 | 3.4345 | 0.48219 | 45952.0178 | TRC | [9 empty] | Commercial | Efficient Exhaust Hood | 3.084 | 0.54549 | 6.0737 | 1.7635 | 0.69217 | 8066.5 | 3 Year Payback
[9 empty] | Commercial | High Efficiency HID Lighting | 0.77677 | 0.22189 | 3.5007 | 0 | 0 | 484.169 | TRC | [9 empty] | Commercial | Efficient Exhaust Hood | 3.084 | 0.54549 | 6.0737 | 1.7635 | 0.69217 | 8066.5 | 3 Year Payback
[9 empty] | Commercial | High Efficiency HID Lighting | 0.77677 | 0.22189 | 3.5007 | 0 | 0 | 484.169 | TRC | [9 empty] | Commercial | Efficient Exhaust Hood | 3.084 | 0.54549 | 6.0737 | 1.7635 | 0.69217 | 8066.5 | 3 Year Payback
[9 empty] | Commercial | High Efficiency HID Lighting | 0.77677 | 0.22189 | 3.5007 | 0 | 0 | 484.169 | TRC | [9 empty] | Commercial | Efficient Exhaust Hood | 3.084 | 0.54549 | 6.0737 | 1.7635 | 0.69217 | 8066.5 | 3 Year Payback
[9 empty] | Commercial | High Efficiency HID Lighting | 0.77677 | 0.22189 | 3.5007 | 0 | 0 | 484.169 | TRC | [9 empty] | Commercial | Efficient Exhaust Hood | 3.084 | 0.54549 | 6.0737 | 1.7635 | 0.69217 | 8066.5 | 3 Year Payback
[9 empty] | Commercial | High Efficiency HID Lighting | 0.77677 | 0.22189 | 3.5007 | 0 | 0 | 484.169 | TRC | [9 empty] | Commercial | Efficient Exhaust Hood | 3.084 | 0.54549 | 6.0737 | 1.7635 | 0.69217 | 8066.5 | 3 Year Payback
[9 empty] | Commercial | High Efficiency HID Lighting | 0.77677 | 0.22189 | 3.5007 | 0 | 0 | 484.169 | TRC | [9 empty] | Commercial | Efficient Exhaust Hood | 3.084 | 0.54549 | 6.0737 | 1.7635 | 0.69217 | 8066.5 | 3 Year Payback
[9 empty] | Commercial | High Efficiency HID Lighting | 0.77677 | 0.22189 | 3.5007 | 0 | 0 | 484.169 | TRC | [9 empty] | Commercial | Efficient Exhaust Hood | 3.084 | 0.54549 | 6.0737 | 1.7635 | 0.69217 | 8066.5 | 3 Year Payback
[9 empty] | Commercial | High Efficiency HID Lighting | 0.77677 | 0.22189 | 3.5007 | 0 | 0 | 484.169 | TRC | [9 empty] | Commercial | Efficient Exhaust Hood | 3.084 | 0.54549 | 6.0737 | 1.7635 | 0.69217 | 8066.5 | 3 Year Payback
[9 empty] | Commercial | High Efficiency HID Lighting | 0.77677 | 0.22189 | 3.5007 | 0 | 0 | 484.169 | TRC | [9 empty] | Commercial | Efficient Exhaust Hood | 3.084 | 0.54549 | 6.0737 | 1.7635 | 0.69217 | 8066.5 | 3 Year Payback
[9 empty] | Commercial | High Efficiency HID Lighting | 0.77677 | 0.22189 | 3.5007 | 0 | 0 | 484.169 | TRC | [9 empty] | Commercial | Efficient Exhaust Hood | 3.084 | 0.54549 | 6.0737 | 1.7635 | 0.69217 | 8066.5 | 3 Year Payback
[9 empty] | Commercial | High Efficiency HID Lighting | 0.77677 | 0.22189 | 3.5007 | 0 | 0 | 484.169 | TRC | [9 empty] | Commercial | Efficient Exhaust Hood | 3.084 | 0.54549 | 6.0737 | 1.7635 | 0.69217 | 8066.5 | 3 Year Payback
[9 empty] | Commercial | High Efficiency HID Lighting | 0.77677 | 0.22189 | 3.5007 | 0 | 0 | 484.169 | TRC | [9 empty] | Commercial | Efficient Exhaust Hood | 3.084 | 0.54549 | 6.0737 | 1.7635 | 0.69217 | 8066.5 | 3 Year Payback
[9 empty] | Commercial | High Efficiency HID Lighting | 0.77677 | 0.22189 | 3.5007 | 0 | 0 | 484.169 | TRC | [9 empty] | Commercial | Efficient Exhaust Hood | 3.084 | 0.54549 | 6.0737 | 1.7635 | 0.69217 | 8066.5 | 3 Year Payback
[9 empty] | Commercial | High Efficiency HID Lighting | 0.77677 | 0.22189 | 3.5007 | 0 | 0 | 484.169 | TRC | [9 empty] | Commercial | Heat Pump Water Heater | 3.466 | 0.5393 | 6.9907 | 0.79397 | 0.52808 | 4698.2135 | 3 Year Payback
[9 empty] | Commercial | High Efficiency HID Lighting | 0.77677 | 0.22189 | 3.5007 | 0 | 0 | 484.169 | TRC | [9 empty] | Commercial | Heat Pump Water Heater | 3.466 | 0.5393 | 6.9907 | 0.79397 | 0.52808 | 4698.2135 | 3 Year Payback
[9 empty] | Commercial | High Efficiency HID Lighting | 0.77677 | 0.22189 | 3.5007 | 0 | 0 | 484.169 | TRC | [9 empty] | Commercial | High Efficiency Chiller (Air Cooled, 50 tons) | 4.4276 | 0.78499 | 6.5329 | 8.4466 | 8.5719 | 29677.5385 | 3 Year Payback
[9 empty] | Commercial | High Efficiency HID Lighting | 0.77677 | 0.22189 | 3.5007 | 0 | 0 | 484.169 | TRC | [9 empty] | Commercial | High Efficiency Chiller (Air Cooled, 50 tons) | 4.2301 | 0.78499 | 6.1883 | 8.0011 | 8.1198 | 28112.2675 | 3 Year Payback
[9 empty] | Commercial | High Efficiency HID Lighting | 0.77677 | 0.22189 | 3.5007 | 0 | 0 | 484.169 | TRC | [9 empty] | Commercial | High Efficiency Chiller (Air Cooled, 50 tons) | 4.4276 | 0.78499 | 6.5329 | 8.4466 | 8.5719 | 29677.5385 | 3 Year Payback
[9 empty] | Commercial | High Efficiency HID Lighting | 0.77677 | 0.22189 | 3.5007 | 0 | 0 | 484.169 | TRC | [9 empty] | Commercial | High Efficiency Chiller (Air Cooled, 50 tons) | 4.2301 | 0.78499 | 6.1883 | 8.0011 | 8.1198 | 28112.2675 | 3 Year Payback
[9 empty] | Commercial | High Efficiency HID Lighting | 0.77677 | 0.22189 | 3.5007 | 0 | 0 | 484.169 | TRC | [9 empty] | Commercial | High Efficiency Chiller (Water cooled-centrifugal, 200 tons) | 2.9645 | 0.58445 | 5.7633 | 14.4512 | 0.62594 | 36705.3445 | 3 Year Payback
[9 empty] | Commercial | High Efficiency HID Lighting | 0.77677 | 0.22189 | 3.5007 | 0 | 0 | 484.169 | TRC | [9 empty] | Commercial | High Efficiency Chiller (Water cooled-centrifugal, 200 tons) | 2.8298 | 0.58445 | 5.4593 | 13.689 | 0.59293 | 34769.4086 | 3 Year Payback
[9 empty] | Commercial | High Efficiency HID Lighting | 0.77677 | 0.22189 | 3.5007 | 0 | 0 | 484.169 | TRC | [9 empty] | Commercial | High Efficiency Chiller (Water cooled-centrifugal, 200 tons) | 2.9645 | 0.58445 | 5.7633 | 14.4512 | 0.62594 | 36705.3445 | 3 Year Payback
[9 empty] | Commercial | High Efficiency HID Lighting | 0.77677 | 0.22189 | 3.5007 | 0 | 0 | 484.169 | TRC | [9 empty] | Commercial | High Efficiency Chiller (Water cooled-centrifugal, 200 tons) | 2.8298 | 0.58445 | 5.4593 | 13.689 | 0.59293 | 34769.4086 | 3 Year Payback
[9 empty] | Commercial | High Efficiency HID Lighting | 0.77677 | 0.22189 | 3.5007 | 0 | 0 | 484.169 | TRC | [9 empty] | Commercial | High Efficiency PTAC | 3.0458 | 0.63591 | 5.3913 | 0.22578 | 0 | 453.8135 | 3 Year Payback
[9 empty] | Commercial | High Efficiency HID Lighting | 0.77677 | 0.22189 | 3.5007 | 0 | 0 | 484.169 | TRC | [9 empty] | Commercial | High Efficiency PTAC | 2.9874 | 0.63591 | 5.2718 | 0.22078 | 0 | 443.7567 | 3 Year Payback
[9 empty] | Commercial | High Efficiency HID Lighting | 0.77677 | 0.22189 | 3.5007 | 0 | 0 | 484.169 | TRC | [9 empty] | Commercial | High Efficiency PTAC | 2.8082 | 0.58074 | 5.451 | 0.18996 | 0 | 458.8419 | 3 Year Payback
[9 empty] | Commercial | LED Exterior Lighting | 0.82551 | 0.22189 | 3.7203 | 0 | 0 | 763.42 | TRC | [9 empty] | Commercial | High Efficiency PTAC | 3.0458 | 0.63591 | 5.3913 | 0.22578 | 0 | 453.8135 | 3 Year Payback
[9 empty] | Commercial | LED Exterior Lighting | 0.82551 | 0.22189 | 3.7203 | 0 | 0 | 763.42 | TRC | [9 empty] | Commercial | High Efficiency PTAC | 2.9874 | 0.63591 | 5.2718 | 0.22078 | 0 | 443.7567 | 3 Year Payback
[9 empty] | Commercial | LED Exterior Lighting | 0.82551 | 0.22189 | 3.7203 | 0 | 0 | 763.42 | TRC | [9 empty] | Commercial | High Efficiency PTAC | 2.8082 | 0.58074 | 5.451 | 0.18996 | 0 | 458.8419 | 3 Year Payback
[9 empty] | Commercial | LED Exterior Lighting | 0.82551 | 0.22189 | 3.7203 | 0 | 0 | 763.42 | TRC | [9 empty] | Commercial | High Efficiency PTHP | 3.0798 | 0.63599 | 5.4603 | 0.2286 | 8.37e-05 | 459.6197 | 3 Year Payback
[9 empty] | Commercial | LED Exterior Lighting | 0.82551 | 0.22189 | 3.7203 | 0 | 0 | 763.42 | TRC | [9 empty] | Commercial | High Efficiency PTHP | 3.005 | 0.63599 | 5.3068 | 0.22217 | 8.1347e-05 | 446.7003 | 3 Year Payback
[9 empty] | Commercial | LED Exterior Lighting | 0.82551 | 0.22189 | 3.7203 | 0 | 0 | 763.42 | TRC | [9 empty] | Commercial | High Efficiency PTHP | 3.0861 | 0.63599 | 5.4732 | 0.22914 | 8.3898e-05 | 460.7053 | 3 Year Payback
[9 empty] | Commercial | LED Exterior Lighting | 0.82551 | 0.22189 | 3.7203 | 0 | 0 | 763.42 | TRC | [9 empty] | Commercial | High Efficiency PTHP | 3.0798 | 0.63599 | 5.4603 | 0.2286 | 8.37e-05 | 459.6197 | 3 Year Payback
[9 empty] | Commercial | LED Exterior Lighting | 0.82551 | 0.22189 | 3.7203 | 0 | 0 | 763.42 | TRC | [9 empty] | Commercial | High Efficiency PTHP | 3.005 | 0.63599 | 5.3068 | 0.22217 | 8.1347e-05 | 446.7003 | 3 Year Payback
[9 empty] | Commercial | LED Exterior Lighting | 0.82551 | 0.22189 | 3.7203 | 0 | 0 | 763.42 | TRC | [9 empty] | Commercial | High Efficiency PTHP | 3.0861 | 0.63599 | 5.4732 | 0.22914 | 8.3898e-05 | 460.7053 | 3 Year Payback
[9 empty] | Commercial | LED Exterior Lighting | 0.82551 | 0.22189 | 3.7203 | 0 | 0 | 763.42 | TRC | [9 empty] | Commercial | High Bay Fluorescent (T5) | 4.0599 | 0.62021 | 7.134 | 0.088136 | 0.086472 | 476.593 | 3 Year Payback
[9 empty] | Commercial | LED Exterior Lighting | 0.82551 | 0.22189 | 3.7203 | 0 | 0 | 763.42 | TRC | [9 empty] | Commercial | High Bay Fluorescent (T5) | 4.0599 | 0.62021 | 7.134 | 0.088136 | 0.086472 | 476.593 | 3 Year Payback
[9 empty] | Commercial | LED Exterior Lighting | 0.82551 | 0.22189 | 3.7203 | 0 | 0 | 763.42 | TRC | [9 empty] | Commercial | High Bay LED | 3.3855 | 0.62021 | 5.846 | 0.10761 | 0.10558 | 581.9107 | 3 Year Payback
[9 empty] | Commercial | LED Exterior Lighting | 0.82551 | 0.22189 | 3.7203 | 0 | 0 | 763.42 | TRC | [9 empty] | Commercial | High Bay LED | 3.8383 | 0.62021 | 6.7058 | 0.12344 | 0.12111 | 667.4977 | 3 Year Payback
[9 empty] | Commercial | LED Exterior Lighting | 0.82551 | 0.22189 | 3.7203 | 0 | 0 | 763.42 | TRC | [9 empty] | Commercial | High Bay LED | 4.3138 | 0.62021 | 7.6307 | 0.14047 | 0.13781 | 759.5593 | 3 Year Payback
[9 empty] | Commercial | LED Exterior Lighting | 0.82551 | 0.22189 | 3.7203 | 0 | 0 | 763.42 | TRC | [9 empty] | Commercial | High Bay LED | 3.7896 | 0.62021 | 6.6123 | 0.12172 | 0.11942 | 658.1903 | 3 Year Payback
[9 empty] | Commercial | LED Exterior Lighting | 0.82551 | 0.22189 | 3.7203 | 0 | 0 | 763.42 | TRC | [9 empty] | Commercial | High Bay LED | 3.8996 | 0.62021 | 6.8237 | 0.12561 | 0.12324 | 679.233 | 3 Year Payback
[9 empty] | Commercial | LED Exterior Lighting | 0.82551 | 0.22189 | 3.7203 | 0 | 0 | 763.42 | TRC | [9 empty] | Commercial | High Bay LED | 3.3855 | 0.62021 | 5.846 | 0.10761 | 0.10558 | 581.9107 | 3 Year Payback
[9 empty] | Commercial | LED Exterior Lighting | 0.82551 | 0.22189 | 3.7203 | 0 | 0 | 763.42 | TRC | [9 empty] | Commercial | High Bay LED | 3.8383 | 0.62021 | 6.7058 | 0.12344 | 0.12111 | 667.4977 | 3 Year Payback
[9 empty] | Commercial | LED Exterior Lighting | 0.82551 | 0.22189 | 3.7203 | 0 | 0 | 763.42 | TRC | [9 empty] | Commercial | High Bay LED | 4.3138 | 0.62021 | 7.6307 | 0.14047 | 0.13781 | 759.5593 | 3 Year Payback
[9 empty] | Commercial | LED Exterior Lighting | 0.82551 | 0.22189 | 3.7203 | 0 | 0 | 763.42 | TRC | [9 empty] | Commercial | High Bay LED | 3.7896 | 0.62021 | 6.6123 | 0.12172 | 0.11942 | 658.1903 | 3 Year Payback
[9 empty] | Commercial | LED Exterior Lighting | 0.82551 | 0.22189 | 3.7203 | 0 | 0 | 763.42 | TRC | [9 empty] | Commercial | High Bay LED | 3.8996 | 0.62021 | 6.8237 | 0.12561 | 0.12324 | 679.233 | 3 Year Payback
[9 empty] | Commercial | LED Exterior Lighting | 0.82551 | 0.22189 | 3.7203 | 0 | 0 | 763.42 | TRC | [9 empty] | Commercial | Premium T8 - Fixture Replacement | 2.4292 | 0.48082 | 5.376 | 0.0075271 | 0.0069818 | 71.8291 | 3 Year Payback
[9 empty] | Commercial | LED Exterior Lighting | 0.82551 | 0.22189 | 3.7203 | 0 | 0 | 763.42 | TRC | [9 empty] | Commercial | Premium T8 - Fixture Replacement | 2.4292 | 0.48082 | 5.376 | 0.0075271 | 0.0069818 | 71.8291 | 3 Year Payback
[9 empty] | Commercial | LED Exterior Lighting | 0.82551 | 0.22189 | 3.7203 | 0 | 0 | 763.42 | TRC | [9 empty] | Commercial | Energy Star Uninterruptable Power Supply | 2.4608 | 0.50434 | 5.1777 | 0.00061097 | 0.00061097 | 5.3521 | 3 Year Payback
[9 empty] | Commercial | LED Exterior Lighting | 0.82551 | 0.22189 | 3.7203 | 0 | 0 | 763.42 | TRC | [9 empty] | Commercial | Energy Star Uninterruptable Power Supply | 2.4608 | 0.50434 | 5.1777 | 0.00061097 | 0.00061097 | 5.3521 | 3 Year Payback
[9 empty] | Commercial | LED Exterior Lighting | 0.82551 | 0.22189 | 3.7203 | 0 | 0 | 763.42 | TRC | [9 empty] | Commercial | Energy Star Uninterruptable Power Supply | 2.4608 | 0.50434 | 5.1777 | 0.00061097 | 0.00061097 | 5.3521 | 3 Year Payback
[9 empty] | Commercial | High Efficiency Chiller (Water cooled-positive displacement, 100 tons) | 0.84208 | 0.52724 | 1.5971 | 2.3379 | 0.10126 | 5938.111 | TRC | [9 empty] | Commercial | Energy Star Uninterruptable Power Supply | 2.4608 | 0.50434 | 5.1777 | 0.00061097 | 0.00061097 | 5.3521 | 3 Year Payback
[9 empty] | Commercial | High Efficiency Chiller (Water cooled-positive displacement, 100 tons) | 0.85427 | 0.52724 | 1.6203 | 2.3717 | 0.10273 | 6024.1113 | TRC | [9 empty] | Commercial | Energy Star Uninterruptable Power Supply | 2.4608 | 0.50434 | 5.1777 | 0.00061097 | 0.00061097 | 5.3521 | 3 Year Payback
[9 empty] | Commercial | High Efficiency Chiller (Water cooled-positive displacement, 100 tons) | 0.96403 | 0.52724 | 1.8285 | 2.6765 | 0.11593 | 6798.1133 | TRC | [9 empty] | Commercial | Energy Star Uninterruptable Power Supply | 2.4608 | 0.50434 | 5.1777 | 0.00061097 | 0.00061097 | 5.3521 | 3 Year Payback
[9 empty] | Commercial | High Efficiency Chiller (Water cooled-positive displacement, 100 tons) | 0.83801 | 0.52724 | 1.5894 | 2.3266 | 0.10077 | 5909.4443 | TRC | [9 empty] | Commercial | Energy Star Uninterruptable Power Supply | 2.4608 | 0.50434 | 5.1777 | 0.00061097 | 0.00061097 | 5.3521 | 3 Year Payback
[9 empty] | Commercial | High Efficiency Chiller (Water cooled-positive displacement, 100 tons) | 0.84208 | 0.52724 | 1.5971 | 2.3379 | 0.10126 | 5938.111 | TRC | [9 empty] | Commercial | Energy Star Uninterruptable Power Supply | 2.4608 | 0.50434 | 5.1777 | 0.00061097 | 0.00061097 | 5.3521 | 3 Year Payback
[9 empty] | Commercial | High Efficiency Chiller (Water cooled-positive displacement, 100 tons) | 0.85427 | 0.52724 | 1.6203 | 2.3717 | 0.10273 | 6024.1113 | TRC | [9 empty] | Commercial | Energy Star Uninterruptable Power Supply | 2.4608 | 0.50434 | 5.1777 | 0.00061097 | 0.00061097 | 5.3521 | 3 Year Payback
[9 empty] | Commercial | High Efficiency Chiller (Water cooled-positive displacement, 100 tons) | 0.96403 | 0.52724 | 1.8285 | 2.6765 | 0.11593 | 6798.1133 | TRC | [9 empty] | Commercial | Energy Star Uninterruptable Power Supply | 2.4608 | 0.50434 | 5.1777 | 0.00061097 | 0.00061097 | 5.3521 | 3 Year Payback
[9 empty] | Commercial | High Efficiency Chiller (Water cooled-positive displacement, 100 tons) | 0.83801 | 0.52724 | 1.5894 | 2.3266 | 0.10077 | 5909.4443 | TRC | [9 empty] | Commercial | Energy Star Uninterruptable Power Supply | 2.4608 | 0.50434 | 5.1777 | 0.00061097 | 0.00061097 | 5.3521 | 3 Year Payback
[9 empty] | Commercial | High Efficiency DX 135k- less than 240k BTU | 0.93864 | 0.52281 | 1.7954 | 1.7674 | 0 | 4274.1826 | TRC | [9 empty] | Commercial | Energy Star Uninterruptable Power Supply | 2.4608 | 0.50434 | 5.1777 | 0.00061097 | 0.00061097 | 5.3521 | 3 Year Payback
[9 empty] | Commercial | High Efficiency DX 135k- less than 240k BTU | 0.88914 | 0.52281 | 1.7007 | 1.6742 | 0 | 4048.751 | TRC | [9 empty] | Commercial | Energy Star Uninterruptable Power Supply | 2.4608 | 0.50434 | 5.1777 | 0.00061097 | 0.00061097 | 5.3521 | 3 Year Payback
[9 empty] | Commercial | High Efficiency DX 135k- less than 240k BTU | 0.93864 | 0.52281 | 1.7954 | 1.7674 | 0 | 4274.1826 | TRC | [9 empty] | Commercial | Energy Star Uninterruptable Power Supply | 2.4608 | 0.50434 | 5.1777 | 0.00061097 | 0.00061097 | 5.3521 | 3 Year Payback
[9 empty] | Commercial | High Efficiency DX 135k- less than 240k BTU | 0.88914 | 0.52281 | 1.7007 | 1.6742 | 0 | 4048.751 | TRC | [9 empty] | Commercial | Energy Star Uninterruptable Power Supply | 2.4608 | 0.50434 | 5.1777 | 0.00061097 | 0.00061097 | 5.3521 | 3 Year Payback
[9 empty] | Commercial | Variable Refrigerant Flow (VRF) HVAC Systems | 0.9599 | 0.78319 | 1.2256 | 0.87862 | 0.88806 | 2887.4418 | TRC | [9 empty] | Commercial | Energy Star Uninterruptable Power Supply | 2.4608 | 0.50434 | 5.1777 | 0.00061097 | 0.00061097 | 5.3521 | 3 Year Payback
[9 empty] | Commercial | Variable Refrigerant Flow (VRF) HVAC Systems | 0.9599 | 0.78319 | 1.2256 | 0.87862 | 0.88806 | 2887.4418 | TRC | [9 empty] | Commercial | Energy Star Uninterruptable Power Supply | 2.4608 | 0.50434 | 5.1777 | 0.00061097 | 0.00061097 | 5.3521 | 3 Year Payback
[9 empty] | Commercial | Premium T8 - Fixture Replacement | 0.97605 | 0.45957 | 2.1238 | 0.0073619 | 0.0016841 | 30.3706 | TRC | [9 empty] | Commercial | Energy Star Uninterruptable Power Supply | 2.4608 | 0.50434 | 5.1777 | 0.00061097 | 0.00061097 | 5.3521 | 3 Year Payback
[9 empty] | Commercial | Premium T8 - Fixture Replacement | 0.99006 | 0.39937 | 2.4791 | 0.0086452 | 4.7362e-07 | 35.4499 | TRC | [9 empty] | Commercial | Energy Star Uninterruptable Power Supply | 2.4608 | 0.50434 | 5.1777 | 0.00061097 | 0.00061097 | 5.3521 | 3 Year Payback
[9 empty] | Commercial | Premium T8 - Fixture Replacement | 0.80738 | 0.45957 | 1.7568 | 0.0060897 | 0.0013931 | 25.1222 | TRC | [9 empty] | Commercial | Energy Star Uninterruptable Power Supply | 2.4608 | 0.50434 | 5.1777 | 0.00061097 | 0.00061097 | 5.3521 | 3 Year Payback
[9 empty] | Commercial | Premium T8 - Fixture Replacement | 0.97605 | 0.45957 | 2.1238 | 0.0073619 | 0.0016841 | 30.3706 | TRC | [9 empty] | Commercial | Energy Star Uninterruptable Power Supply | 2.4608 | 0.50434 | 5.1777 | 0.00061097 | 0.00061097 | 5.3521 | 3 Year Payback
[9 empty] | Commercial | Premium T8 - Fixture Replacement | 0.99006 | 0.39937 | 2.4791 | 0.0086452 | 4.7362e-07 | 35.4499 | TRC | [9 empty] | Commercial | Energy Star Uninterruptable Power Supply | 2.4608 | 0.50434 | 5.1777 | 0.00061097 | 0.00061097 | 5.3521 | 3 Year Payback
[9 empty] | Commercial | Premium T8 - Fixture Replacement | 0.80738 | 0.45957 | 1.7568 | 0.0060897 | 0.0013931 | 25.1222 | TRC | [9 empty] | Commercial | Energy Star Uninterruptable Power Supply | 2.4608 | 0.50434 | 5.1777 | 0.00061097 | 0.00061097 | 5.3521 | 3 Year Payback
[9 empty] | Commercial | ENERGY STAR Commercial Clothes Washer | 0.95876 | 0.35563 | 2.6959 | 0.092846 | 0.067168 | 1060.1591 | TRC | [9 empty] | Commercial | Energy Star Uninterruptable Power Supply | 2.4608 | 0.50434 | 5.1777 | 0.00061097 | 0.00061097 | 5.3521 | 3 Year Payback
[9 empty] | Commercial | ENERGY STAR Commercial Clothes Washer | 0.95876 | 0.35563 | 2.6959 | 0.092846 | 0.067168 | 1060.1591 | TRC | [9 empty] | Commercial | Energy Star Uninterruptable Power Supply | 2.4608 | 0.50434 | 5.1777 | 0.00061097 | 0.00061097 | 5.3521 | 3 Year Payback
[9 empty] | Commercial | ENERGY STAR Commercial Clothes Washer | 0.95876 | 0.35563 | 2.6959 | 0.092846 | 0.067168 | 1060.1591 | TRC | [9 empty] | Commercial | Energy Star Uninterruptable Power Supply | 2.4608 | 0.50434 | 5.1777 | 0.00061097 | 0.00061097 | 5.3521 | 3 Year Payback
[9 empty] | Commercial | ENERGY STAR Commercial Clothes Washer | 0.95876 | 0.35563 | 2.6959 | 0.092846 | 0.067168 | 1060.1591 | TRC | [9 empty] | Commercial | Outdoor Lighting Controls | 1.8691 | 0.31172 | 6.4771 | 0 | 0 | 562.52 | 3 Year Payback
[9 empty] | Commercial | ENERGY STAR Commercial Clothes Washer | 0.95876 | 0.35563 | 2.6959 | 0.092846 | 0.067168 | 1060.1591 | TRC | [9 empty] | Commercial | Outdoor Lighting Controls | 1.8691 | 0.31172 | 6.4771 | 0 | 0 | 562.52 | 3 Year Payback
[9 empty] | Commercial | ENERGY STAR Commercial Clothes Washer | 0.95876 | 0.35563 | 2.6959 | 0.092846 | 0.067168 | 1060.1591 | TRC | [9 empty] | Commercial | Outdoor Lighting Controls | 1.8691 | 0.31172 | 6.4771 | 0 | 0 | 562.52 | 3 Year Payback
[9 empty] | Commercial | ENERGY STAR Commercial Clothes Washer | 0.95876 | 0.35563 | 2.6959 | 0.092846 | 0.067168 | 1060.1591 | TRC | [9 empty] | Commercial | Outdoor Lighting Controls | 1.8691 | 0.31172 | 6.4771 | 0 | 0 | 562.52 | 3 Year Payback
[9 empty] | Commercial | ENERGY STAR Commercial Clothes Washer | 0.95876 | 0.35563 | 2.6959 | 0.092846 | 0.067168 | 1060.1591 | TRC | [9 empty] | Commercial | Outdoor Lighting Controls | 1.8691 | 0.31172 | 6.4771 | 0 | 0 | 562.52 | 3 Year Payback
[9 empty] | Commercial | Hot Water Circulation Pump Control | 0.8929 | 0.45013 | 1.9837 | 0.8107 | 0.8107 | 6510 | TRC | [9 empty] | Commercial | Outdoor Lighting Controls | 1.8691 | 0.31172 | 6.4771 | 0 | 0 | 562.52 | 3 Year Payback
[9 empty] | Commercial | Hot Water Circulation Pump Control | 0.8929 | 0.45013 | 1.9837 | 1.2161 | 1.2161 | 9765 | TRC | [9 empty] | Commercial | Outdoor Lighting Controls | 1.8691 | 0.31172 | 6.4771 | 0 | 0 | 562.52 | 3 Year Payback
[9 empty] | Commercial | Hot Water Circulation Pump Control | 0.8929 | 0.45013 | 1.9837 | 0.8107 | 0.8107 | 6510 | TRC | [9 empty] | Commercial | Outdoor Lighting Controls | 1.8691 | 0.31172 | 6.4771 | 0 | 0 | 562.52 | 3 Year Payback
[9 empty] | Commercial | Hot Water Circulation Pump Control | 0.8929 | 0.45013 | 1.9837 | 1.2161 | 1.2161 | 9765 | TRC | [9 empty] | Commercial | Outdoor Lighting Controls | 1.8691 | 0.31172 | 6.4771 | 0 | 0 | 562.52 | 3 Year Payback
[9 empty] | Commercial | Tank Wrap on Water Heater | 0.89635 | 0.40772 | 2.1984 | 0.026439 | 0.026975 | 263.9459 | TRC | [9 empty] | Commercial | Outdoor Lighting Controls | 1.8691 | 0.31172 | 6.4771 | 0 | 0 | 562.52 | 3 Year Payback
[9 empty] | Commercial | Tank Wrap on Water Heater | 0.89635 | 0.40772 | 2.1984 | 0.26439 | 0.26975 | 2639.4593 | TRC | [9 empty] | Commercial | Outdoor Lighting Controls | 1.8691 | 0.31172 | 6.4771 | 0 | 0 | 562.52 | 3 Year Payback
[9 empty] | Commercial | Tank Wrap on Water Heater | 0.89635 | 0.40772 | 2.1984 | 0.026439 | 0.026975 | 263.9459 | TRC | [9 empty] | Commercial | Outdoor Lighting Controls | 1.8691 | 0.31172 | 6.4771 | 0 | 0 | 562.52 | 3 Year Payback
[9 empty] | Commercial | Tank Wrap on Water Heater | 0.89635 | 0.40772 | 2.1984 | 0.026439 | 0.026975 | 263.9459 | TRC | [9 empty] | Commercial | Outdoor Lighting Controls | 1.8691 | 0.31172 | 6.4771 | 0 | 0 | 562.52 | 3 Year Payback
[9 empty] | Commercial | Tank Wrap on Water Heater | 0.89635 | 0.40772 | 2.1984 | 0.39659 | 0.40463 | 3959.189 | TRC | [9 empty] | Commercial | Outdoor Lighting Controls | 1.8691 | 0.31172 | 6.4771 | 0 | 0 | 562.52 | 3 Year Payback
[9 empty] | Commercial | Tank Wrap on Water Heater | 0.89635 | 0.40772 | 2.1984 | 0.66098 | 0.67439 | 6598.6483 | TRC | [9 empty] | Commercial | Outdoor Lighting Controls | 1.8691 | 0.31172 | 6.4771 | 0 | 0 | 562.52 | 3 Year Payback
[9 empty] | Commercial | Tank Wrap on Water Heater | 0.89635 | 0.40772 | 2.1984 | 0.079318 | 0.080926 | 791.8378 | TRC | [9 empty] | Commercial | Outdoor Lighting Controls | 1.8691 | 0.31172 | 6.4771 | 0 | 0 | 562.52 | 3 Year Payback
[9 empty] | Commercial | Tank Wrap on Water Heater | 0.89635 | 0.40772 | 2.1984 | 0.52878 | 0.53951 | 5278.9187 | TRC | [9 empty] | Commercial | Outdoor Lighting Controls | 1.8691 | 0.31172 | 6.4771 | 0 | 0 | 562.52 | 3 Year Payback
[9 empty] | Commercial | Tank Wrap on Water Heater | 0.89635 | 0.40772 | 2.1984 | 0.079318 | 0.080926 | 791.8378 | TRC | [9 empty] | Commercial | Outdoor Lighting Controls | 1.8691 | 0.31172 | 6.4771 | 0 | 0 | 562.52 | 3 Year Payback
[9 empty] | Commercial | Tank Wrap on Water Heater | 0.89635 | 0.40772 | 2.1984 | 0.052878 | 0.053951 | 527.8919 | TRC | [9 empty] | Commercial | Outdoor Lighting Controls | 1.8691 | 0.31172 | 6.4771 | 0 | 0 | 562.52 | 3 Year Payback
[9 empty] | Commercial | Tank Wrap on Water Heater | 0.89635 | 0.40772 | 2.1984 | 0.079318 | 0.080926 | 791.8378 | TRC | [9 empty] | Commercial | Outdoor Lighting Controls | 1.8691 | 0.31172 | 6.4771 | 0 | 0 | 562.52 | 3 Year Payback
[9 empty] | Commercial | Tank Wrap on Water Heater | 0.89635 | 0.40772 | 2.1984 | 0.026439 | 0.026975 | 263.9459 | TRC | [9 empty] | Commercial | Outdoor Lighting Controls | 1.8691 | 0.31172 | 6.4771 | 0 | 0 | 562.52 | 3 Year Payback
[9 empty] | Commercial | Tank Wrap on Water Heater | 0.89635 | 0.40772 | 2.1984 | 0.026439 | 0.026975 | 263.9459 | TRC | [9 empty] | Commercial | Outdoor Lighting Controls | 1.8691 | 0.31172 | 6.4771 | 0 | 0 | 562.52 | 3 Year Payback
[9 empty] | Commercial | Tank Wrap on Water Heater | 0.85746 | 0.40772 | 2.103 | 0.025292 | 0.025805 | 252.4943 | TRC | [9 empty] | Commercial | Outdoor Lighting Controls | 1.8691 | 0.31172 | 6.4771 | 0 | 0 | 562.52 | 3 Year Payback
[9 empty] | Commercial | Tank Wrap on Water Heater | 0.85746 | 0.40772 | 2.103 | 0.25292 | 0.25805 | 2524.9431 | TRC | [9 empty] | Commercial | Outdoor Lighting Controls | 1.8691 | 0.31172 | 6.4771 | 0 | 0 | 562.52 | 3 Year Payback
[9 empty] | Commercial | Tank Wrap on Water Heater | 0.85746 | 0.40772 | 2.103 | 0.025292 | 0.025805 | 252.4943 | TRC | [9 empty] | Commercial | Outdoor Lighting Controls | 1.8691 | 0.31172 | 6.4771 | 0 | 0 | 562.52 | 3 Year Payback
[9 empty] | Commercial | Tank Wrap on Water Heater | 0.85746 | 0.40772 | 2.103 | 0.025292 | 0.025805 | 252.4943 | TRC | [9 empty] | Commercial | Outdoor Lighting Controls | 1.8691 | 0.31172 | 6.4771 | 0 | 0 | 562.52 | 3 Year Payback
[9 empty] | Commercial | Tank Wrap on Water Heater | 0.85746 | 0.40772 | 2.103 | 0.37938 | 0.38708 | 3787.4147 | TRC | [9 empty] | Commercial | Chilled Water System - Variable Speed Drives | 3.0126 | 0.4972 | 7.1196 | 1.0305 | 1.0305 | 9027.4109 | 3 Year Payback
[9 empty] | Commercial | Tank Wrap on Water Heater | 0.85746 | 0.40772 | 2.103 | 0.6323 | 0.64513 | 6312.3578 | TRC | [9 empty] | Commercial | Chilled Water System - Variable Speed Drives | 3.0126 | 0.4972 | 7.1196 | 1.0305 | 1.0305 | 9027.4109 | 3 Year Payback
[9 empty] | Commercial | Tank Wrap on Water Heater | 0.85746 | 0.40772 | 2.103 | 0.075876 | 0.077415 | 757.4829 | TRC | [9 empty] | Commercial | Chilled Water System - Variable Speed Drives | 3.0126 | 0.4972 | 7.1196 | 1.0305 | 1.0305 | 9027.4109 | 3 Year Payback
[9 empty] | Commercial | Tank Wrap on Water Heater | 0.85746 | 0.40772 | 2.103 | 0.50584 | 0.5161 | 5049.8862 | TRC | [9 empty] | Commercial | Chilled Water System - Variable Speed Drives | 3.0126 | 0.4972 | 7.1196 | 1.0305 | 1.0305 | 9027.4109 | 3 Year Payback
[9 empty] | Commercial | Tank Wrap on Water Heater | 0.85746 | 0.40772 | 2.103 | 0.075876 | 0.077415 | 757.4829 | TRC | [9 empty] | Commercial | Chilled Water System - Variable Speed Drives | 3.0126 | 0.4972 | 7.1196 | 1.0305 | 1.0305 | 9027.4109 | 3 Year Payback
[9 empty] | Commercial | Tank Wrap on Water Heater | 0.85746 | 0.40772 | 2.103 | 0.050584 | 0.05161 | 504.9886 | TRC | [9 empty] | Commercial | Chilled Water System - Variable Speed Drives | 3.0126 | 0.4972 | 7.1196 | 1.0305 | 1.0305 | 9027.4109 | 3 Year Payback
[9 empty] | Commercial | Tank Wrap on Water Heater | 0.85746 | 0.40772 | 2.103 | 0.075876 | 0.077415 | 757.4829 | TRC | [9 empty] | Commercial | Chilled Water System - Variable Speed Drives | 3.0126 | 0.4972 | 7.1196 | 1.0305 | 1.0305 | 9027.4109 | 3 Year Payback
[9 empty] | Commercial | Tank Wrap on Water Heater | 0.85746 | 0.40772 | 2.103 | 0.025292 | 0.025805 | 252.4943 | TRC | [9 empty] | Commercial | Chilled Water System - Variable Speed Drives | 3.0126 | 0.4972 | 7.1196 | 1.0305 | 1.0305 | 9027.4109 | 3 Year Payback
[9 empty] | Commercial | Tank Wrap on Water Heater | 0.85746 | 0.40772 | 2.103 | 0.025292 | 0.025805 | 252.4943 | TRC | [9 empty] | Commercial | Chilled Water System - Variable Speed Drives | 3.0126 | 0.4972 | 7.1196 | 1.0305 | 1.0305 | 9027.4109 | 3 Year Payback
[9 empty] | Commercial | Dedicated Outdoor Air System on VRF unit | 0.87595 | 0.78319 | 1.1184 | 0.24347 | 0.24609 | 800.1307 | TRC | [9 empty] | Commercial | Chilled Water System - Variable Speed Drives | 3.0126 | 0.4972 | 7.1196 | 1.0305 | 1.0305 | 9027.4109 | 3 Year Payback
[9 empty] | Commercial | Dedicated Outdoor Air System on VRF unit | 0.99903 | 0.54854 | 1.8213 | 0.27644 | 0.2031 | 1302.9413 | TRC | [9 empty] | Commercial | Chilled Water System - Variable Speed Drives | 3.0126 | 0.4972 | 7.1196 | 1.0305 | 1.0305 | 9027.4109 | 3 Year Payback
[9 empty] | Commercial | Dedicated Outdoor Air System on VRF unit | 0.96718 | 0.78319 | 1.2349 | 0.26883 | 0.27172 | 883.4693 | TRC | [9 empty] | Commercial | Chilled Water System - Variable Speed Drives | 3.0126 | 0.4972 | 7.1196 | 1.0305 | 1.0305 | 9027.4109 | 3 Year Payback
[9 empty] | Commercial | Dedicated Outdoor Air System on VRF unit | 0.87595 | 0.78319 | 1.1184 | 0.24347 | 0.24609 | 800.1307 | TRC | [9 empty] | Commercial | Chilled Water System - Variable Speed Drives | 3.0126 | 0.4972 | 7.1196 | 1.0305 | 1.0305 | 9027.4109 | 3 Year Payback
[9 empty] | Commercial | Dedicated Outdoor Air System on VRF unit | 0.99903 | 0.54854 | 1.8213 | 0.27644 | 0.2031 | 1302.9413 | TRC | [9 empty] | Commercial | Chilled Water System - Variable Speed Drives | 3.0126 | 0.4972 | 7.1196 | 1.0305 | 1.0305 | 9027.4109 | 3 Year Payback
[9 empty] | Commercial | Dedicated Outdoor Air System on VRF unit | 0.96718 | 0.78319 | 1.2349 | 0.26883 | 0.27172 | 883.4693 | TRC | [9 empty] | Commercial | Chilled Water System - Variable Speed Drives | 3.0126 | 0.4972 | 7.1196 | 1.0305 | 1.0305 | 9027.4109 | 3 Year Payback
[9 empty] | Commercial | Facility Commissioning | 0.85884 | 0.52555 | 1.6342 | 52.6188 | 43.4343 | 284160.7767 | TRC | [9 empty] | Commercial | Chilled Water System - Variable Speed Drives | 3.0126 | 0.4972 | 7.1196 | 1.0305 | 1.0305 | 9027.4109 | 3 Year Payback
[9 empty] | Commercial | Smart Thermostat | 0.74491 | 0.31001 | 2.4029 | 2.4002 | 0.70909 | 28715.232 | TRC | [9 empty] | Commercial | Chilled Water System - Variable Speed Drives | 3.0126 | 0.4972 | 7.1196 | 1.0305 | 1.0305 | 9027.4109 | 3 Year Payback
[9 empty] | Commercial | Smart Thermostat | 0.65694 | 0.18918 | 6.0667 | 0.23991 | -3.3199 | 20204.7382 | TRC | [9 empty] | Commercial | Chilled Water System - Variable Speed Drives | 3.0126 | 0.4972 | 7.1196 | 1.0305 | 1.0305 | 9027.4109 | 3 Year Payback
[9 empty] | Commercial | Smart Thermostat | 0.70325 | 0.18918 | 7.0132 | 0.27734 | -3.8379 | 23356.8925 | TRC | [9 empty] | Commercial | Chilled Water System - Variable Speed Drives | 3.0126 | 0.4972 | 7.1196 | 1.0305 | 1.0305 | 9027.4109 | 3 Year Payback
[9 empty] | Commercial | Smart Thermostat | 0.68078 | 0.18918 | 6.5358 | 0.19764 | -2.735 | 16645.2088 | TRC | [9 empty] | Commercial | Chilled Water System - Variable Speed Drives | 3.0126 | 0.4972 | 7.1196 | 1.0305 | 1.0305 | 9027.4109 | 3 Year Payback
[9 empty] | Commercial | Smart Thermostat | 0.74491 | 0.31001 | 2.4029 | 2.4002 | 0.70909 | 28715.232 | TRC | [9 empty] | Commercial | Chilled Water System - Variable Speed Drives | 3.0126 | 0.4972 | 7.1196 | 1.0305 | 1.0305 | 9027.4109 | 3 Year Payback
[9 empty] | Commercial | Smart Thermostat | 0.65694 | 0.18918 | 6.0667 | 0.23991 | -3.3199 | 20204.7382 | TRC | [9 empty] | Commercial | Chilled Water System - Variable Speed Drives | 3.0126 | 0.4972 | 7.1196 | 1.0305 | 1.0305 | 9027.4109 | 3 Year Payback
[9 empty] | Commercial | Smart Thermostat | 0.70325 | 0.18918 | 7.0132 | 0.27734 | -3.8379 | 23356.8925 | TRC | [9 empty] | Commercial | Chilled Water System - Variable Speed Drives | 3.0126 | 0.4972 | 7.1196 | 1.0305 | 1.0305 | 9027.4109 | 3 Year Payback
[9 empty] | Commercial | Smart Thermostat | 0.68078 | 0.18918 | 6.5358 | 0.19764 | -2.735 | 16645.2088 | TRC | [9 empty] | Commercial | Chilled Water System - Variable Speed Drives | 3.0126 | 0.4972 | 7.1196 | 1.0305 | 1.0305 | 9027.4109 | 3 Year Payback
[9 empty] | Commercial | Water Cooled Refrigeration Heat Recovery | 0.73987 | 0.29577 | 2.5015 | 0 | 2.3284 | 34829.6652 | TRC | [9 empty] | Commercial | Chilled Water System - Variable Speed Drives | 3.0126 | 0.4972 | 7.1196 | 1.0305 | 1.0305 | 9027.4109 | 3 Year Payback
[9 empty] | Commercial | Water Cooled Refrigeration Heat Recovery | 0.73987 | 0.29577 | 2.5015 | 0 | 2.3284 | 34829.6652 | TRC | [9 empty] | Commercial | Chilled Water System - Variable Speed Drives | 3.0126 | 0.4972 | 7.1196 | 1.0305 | 1.0305 | 9027.4109 | 3 Year Payback
[9 empty] | Commercial | Bi-Level Lighting Control (Interior) | 0.74394 | 0.23088 | 3.2222 | 0.010616 | 0 | 859.32 | TRC | [9 empty] | Commercial | Duct Sealing Repair | 6.1177 | 1.1373 | 6.1753 | 6.789 | 24.0448 | 34458.2784 | 3 Year Payback
[9 empty] | Commercial | Bi-Level Lighting Control (Interior) | 0.88512 | 0.22389 | 3.9533 | 0.0028987 | 0 | 1054.31 | TRC | [9 empty] | Commercial | Duct Sealing Repair | 7.2063 | 1.1373 | 7.5173 | 1.2455 | 4.4113 | 6321.8213 | 3 Year Payback
[9 empty] | Commercial | Bi-Level Lighting Control (Interior) | 0.66879 | 0.23088 | 2.8967 | 0.0095434 | 0 | 772.52 | TRC | [9 empty] | Commercial | Duct Sealing Repair | 6.1177 | 1.1373 | 6.1753 | 4.6547 | 16.4855 | 23625.2368 | 3 Year Payback
[9 empty] | Commercial | Bi-Level Lighting Control (Interior) | 0.74394 | 0.23088 | 3.2222 | 0.010616 | 0 | 859.32 | TRC | [9 empty] | Commercial | Duct Sealing Repair | 6.1177 | 1.1373 | 6.1753 | 6.789 | 24.0448 | 34458.2784 | 3 Year Payback
[9 empty] | Commercial | Bi-Level Lighting Control (Interior) | 0.88512 | 0.22389 | 3.9533 | 0.0028987 | 0 | 1054.31 | TRC | [9 empty] | Commercial | Duct Sealing Repair | 7.2063 | 1.1373 | 7.5173 | 1.2455 | 4.4113 | 6321.8213 | 3 Year Payback
[9 empty] | Commercial | Bi-Level Lighting Control (Interior) | 0.66879 | 0.23088 | 2.8967 | 0.0095434 | 0 | 772.52 | TRC | [9 empty] | Commercial | Duct Sealing Repair | 6.1177 | 1.1373 | 6.1753 | 4.6547 | 16.4855 | 23625.2368 | 3 Year Payback
[9 empty] | Commercial | Interior Lighting Controls | 0.79906 | 0.22189 | 3.6011 | 0 | 0 | 402.64 | TRC | [9 empty] | Commercial | Facility Energy Management System | 3.2873 | 0.47048 | 7.6695 | 16.2055 | 1.3935 | 77318.837 | 3 Year Payback
[9 empty] | Commercial | Interior Lighting Controls | 0.91659 | 0.22189 | 4.1308 | 0 | 0 | 461.86 | TRC | [9 empty] | Commercial | Facility Energy Management System | 3.7801 | 0.54101 | 7.6695 | 119.2704 | 103.029 | 805650.1165 | 3 Year Payback
[9 empty] | Commercial | Interior Lighting Controls | 0.90381 | 0.22189 | 4.0732 | 0 | 0 | 455.42 | TRC | [9 empty] | Commercial | Facility Energy Management System | 2.5864 | 0.47048 | 5.8911 | 178.6019 | 15.3582 | 852134.0156 | 3 Year Payback
[9 empty] | Commercial | Interior Lighting Controls | 0.9327 | 0.22189 | 4.2034 | 0 | 0 | 469.98 | TRC | [9 empty] | Commercial | Facility Energy Management System | 3.2873 | 0.47048 | 7.6695 | 16.2055 | 1.3935 | 77318.837 | 3 Year Payback
[9 empty] | Commercial | Interior Lighting Controls | 0.66098 | 0.22189 | 2.9788 | 0 | 0 | 333.06 | TRC | [9 empty] | Commercial | Facility Energy Management System | 3.7801 | 0.54101 | 7.6695 | 119.2704 | 103.029 | 805650.1165 | 3 Year Payback
[9 empty] | Commercial | Interior Lighting Controls | 0.79906 | 0.22189 | 3.6011 | 0 | 0 | 402.64 | TRC | [9 empty] | Commercial | Facility Energy Management System | 2.5864 | 0.47048 | 5.8911 | 178.6019 | 15.3582 | 852134.0156 | 3 Year Payback
[9 empty] | Commercial | Interior Lighting Controls | 0.91659 | 0.22189 | 4.1308 | 0 | 0 | 461.86 | TRC | [9 empty] | Commercial | HVAC tune-up | 3.3366 | 0.68505 | 5.497 | 0.072865 | 0.024629 | 192.7958 | 3 Year Payback
[9 empty] | Commercial | Interior Lighting Controls | 0.90381 | 0.22189 | 4.0732 | 0 | 0 | 455.42 | TRC | [9 empty] | Commercial | HVAC tune-up | 2.3407 | 0.47468 | 5.5766 | 0.038831 | 0.0070688 | 195.588 | 3 Year Payback
[9 empty] | Commercial | Interior Lighting Controls | 0.9327 | 0.22189 | 4.2034 | 0 | 0 | 469.98 | TRC | [9 empty] | Commercial | HVAC tune-up | 2.5945 | 0.47468 | 6.2931 | 0.04382 | 0.007977 | 220.718 | 3 Year Payback
[9 empty] | Commercial | Interior Lighting Controls | 0.66098 | 0.22189 | 2.9788 | 0 | 0 | 333.06 | TRC | [9 empty] | Commercial | HVAC tune-up | 2.3024 | 0.47468 | 5.4705 | 0.038092 | 0.0069343 | 191.8651 | 3 Year Payback
[9 empty] | Commercial | Freezer-Cooler Replacement Gaskets | 0.85893 | 0.38026 | 2.2588 | 0.022767 | 0.0074125 | 156.3315 | TRC | [9 empty] | Commercial | HVAC tune-up | 3.3366 | 0.68505 | 5.497 | 0.072865 | 0.024629 | 192.7958 | 3 Year Payback
[9 empty] | Commercial | Freezer-Cooler Replacement Gaskets | 0.98539 | 0.43625 | 2.2588 | 0.020269 | 0.016978 | 156.3315 | TRC | [9 empty] | Commercial | HVAC tune-up | 2.3407 | 0.47468 | 5.5766 | 0.038831 | 0.0070688 | 195.588 | 3 Year Payback
[9 empty] | Commercial | Freezer-Cooler Replacement Gaskets | 0.85893 | 0.38026 | 2.2588 | 0.022767 | 0.0074125 | 156.3315 | TRC | [9 empty] | Commercial | HVAC tune-up | 2.5945 | 0.47468 | 6.2931 | 0.04382 | 0.007977 | 220.718 | 3 Year Payback
[9 empty] | Commercial | Freezer-Cooler Replacement Gaskets | 0.98539 | 0.43625 | 2.2588 | 0.020269 | 0.016978 | 156.3315 | TRC | [9 empty] | Commercial | HVAC tune-up | 2.3024 | 0.47468 | 5.4705 | 0.038092 | 0.0069343 | 191.8651 | 3 Year Payback
[9 empty] | Commercial | Freezer-Cooler Replacement Gaskets | 0.98539 | 0.43625 | 2.2588 | 0.020269 | 0.016978 | 156.3315 | TRC | [9 empty] | Commercial | HVAC tune-up_RTU | 3.5999 | 0.58206 | 7.2989 | 0.59942 | 0.072781 | 1706.6392 | 3 Year Payback
[9 empty] | Commercial | Freezer-Cooler Replacement Gaskets | 0.85893 | 0.38026 | 2.2588 | 0.022767 | 0.0074125 | 156.3315 | TRC | [9 empty] | Commercial | HVAC tune-up_RTU | 4.0512 | 0.68505 | 6.914 | 0.61098 | 0.20652 | 1616.6266 | 3 Year Payback
[9 empty] | Commercial | Freezer-Cooler Replacement Gaskets | 0.98539 | 0.43625 | 2.2588 | 0.020269 | 0.016978 | 156.3315 | TRC | [9 empty] | Commercial | HVAC tune-up_RTU | 2.8545 | 0.58206 | 5.5409 | 0.45505 | 0.055251 | 1295.5816 | 3 Year Payback
[9 empty] | Commercial | Freezer-Cooler Replacement Gaskets | 0.85893 | 0.38026 | 2.2588 | 0.022767 | 0.0074125 | 156.3315 | TRC | [9 empty] | Commercial | HVAC tune-up_RTU | 2.2898 | 0.47468 | 5.4357 | 0.25233 | 0.045935 | 1270.9781 | 3 Year Payback
[9 empty] | Commercial | Freezer-Cooler Replacement Gaskets | 0.85893 | 0.38026 | 2.2588 | 0.022767 | 0.0074125 | 156.3315 | TRC | [9 empty] | Commercial | HVAC tune-up_RTU | 3.5999 | 0.58206 | 7.2989 | 0.59942 | 0.072781 | 1706.6392 | 3 Year Payback
[9 empty] | Commercial | Freezer-Cooler Replacement Gaskets | 0.98539 | 0.43625 | 2.2588 | 0.020269 | 0.016978 | 156.3315 | TRC | [9 empty] | Commercial | HVAC tune-up_RTU | 4.0512 | 0.68505 | 6.914 | 0.61098 | 0.20652 | 1616.6266 | 3 Year Payback
[9 empty] | Commercial | Freezer-Cooler Replacement Gaskets | 0.85893 | 0.38026 | 2.2588 | 0.022767 | 0.0074125 | 156.3315 | TRC | [9 empty] | Commercial | HVAC tune-up_RTU | 2.8545 | 0.58206 | 5.5409 | 0.45505 | 0.055251 | 1295.5816 | 3 Year Payback
[9 empty] | Commercial | Freezer-Cooler Replacement Gaskets | 0.98539 | 0.43625 | 2.2588 | 0.020269 | 0.016978 | 156.3315 | TRC | [9 empty] | Commercial | HVAC tune-up_RTU | 2.2898 | 0.47468 | 5.4357 | 0.25233 | 0.045935 | 1270.9781 | 3 Year Payback
[9 empty] | Commercial | Freezer-Cooler Replacement Gaskets | 0.85893 | 0.38026 | 2.2588 | 0.022767 | 0.0074125 | 156.3315 | TRC | [9 empty] | Commercial | Programmable Thermostat | 3.4598 | 0.55136 | 7.4286 | 1.6091 | -0.0030535 | 4342.1523 | 3 Year Payback
[9 empty] | Commercial | PSC to ECM Evaporator Fan Motor (Walk-In, Refrigerator) | 0.8716 | 0.33727 | 2.5843 | 0.04552 | 0.00417 | 327.0516 | TRC | [9 empty] | Commercial | Programmable Thermostat | 3.4598 | 0.55136 | 7.4286 | 1.6091 | -0.0030535 | 4342.1523 | 3 Year Payback
[9 empty] | Commercial | PSC to ECM Evaporator Fan Motor (Walk-In, Refrigerator) | 0.8716 | 0.33727 | 2.5843 | 0.04552 | 0.00417 | 327.0516 | TRC | [9 empty] | Commercial | Smart Thermostat | 2.2716 | 0.38728 | 6.8461 | 17.5975 | 5.1988 | 210530.1929 | 3 Year Payback
[9 empty] | Commercial | PSC to ECM Evaporator Fan Motor (Walk-In, Refrigerator) | 0.8716 | 0.33727 | 2.5843 | 0.04552 | 0.00417 | 327.0516 | TRC | [9 empty] | Commercial | Smart Thermostat | 2.2716 | 0.38728 | 6.8461 | 17.5975 | 5.1988 | 210530.1929 | 3 Year Payback
[9 empty] | Commercial | PSC to ECM Evaporator Fan Motor (Walk-In, Refrigerator) | 0.8716 | 0.33727 | 2.5843 | 0.04552 | 0.00417 | 327.0516 | TRC | [9 empty] | Commercial | Interior Lighting Controls | 1.7179 | 0.31172 | 5.9071 | 0 | 0 | 617.12 | 3 Year Payback
[9 empty] | Commercial | PSC to ECM Evaporator Fan Motor (Walk-In, Refrigerator) | 0.8716 | 0.33727 | 2.5843 | 0.04552 | 0.00417 | 327.0516 | TRC | [9 empty] | Commercial | Interior Lighting Controls | 2.1166 | 0.31172 | 7.4295 | 0 | 0 | 776.16 | 3 Year Payback
[9 empty] | Commercial | PSC to ECM Evaporator Fan Motor (Walk-In, Refrigerator) | 0.8716 | 0.33727 | 2.5843 | 0.04552 | 0.00417 | 327.0516 | TRC | [9 empty] | Commercial | Interior Lighting Controls | 1.9376 | 0.31172 | 6.738 | 0 | 0 | 703.92 | 3 Year Payback
[9 empty] | Commercial | PSC to ECM Evaporator Fan Motor (Walk-In, Refrigerator) | 0.8716 | 0.33727 | 2.5843 | 0.04552 | 0.00417 | 327.0516 | TRC | [9 empty] | Commercial | Interior Lighting Controls | 1.7179 | 0.31172 | 5.9071 | 0 | 0 | 617.12 | 3 Year Payback
[9 empty] | Commercial | PSC to ECM Evaporator Fan Motor (Walk-In, Refrigerator) | 0.8716 | 0.33727 | 2.5843 | 0.04552 | 0.00417 | 327.0516 | TRC | [9 empty] | Commercial | Interior Lighting Controls | 1.9221 | 0.31172 | 6.679 | 0 | 0 | 697.76 | 3 Year Payback
[9 empty] | Commercial | PSC to ECM Evaporator Fan Motor (Walk-In, Refrigerator) | 0.8716 | 0.33727 | 2.5843 | 0.04552 | 0.00417 | 327.0516 | TRC | [9 empty] | Commercial | Interior Lighting Controls | 1.7179 | 0.31172 | 5.9071 | 0 | 0 | 617.12 | 3 Year Payback
[9 empty] | Commercial | PSC to ECM Evaporator Fan Motor (Walk-In, Refrigerator) | 0.8716 | 0.33727 | 2.5843 | 0.04552 | 0.00417 | 327.0516 | TRC | [9 empty] | Commercial | Interior Lighting Controls | 2.1166 | 0.31172 | 7.4295 | 0 | 0 | 776.16 | 3 Year Payback
[9 empty] | Commercial | PSC to ECM Evaporator Fan Motor (Walk-In, Refrigerator) | 0.8716 | 0.33727 | 2.5843 | 0.04552 | 0.00417 | 327.0516 | TRC | [9 empty] | Commercial | Interior Lighting Controls | 1.9376 | 0.31172 | 6.738 | 0 | 0 | 703.92 | 3 Year Payback
[9 empty] | Commercial | PSC to ECM Evaporator Fan Motor (Walk-In, Refrigerator) | 0.8716 | 0.33727 | 2.5843 | 0.04552 | 0.00417 | 327.0516 | TRC | [9 empty] | Commercial | Interior Lighting Controls | 1.7179 | 0.31172 | 5.9071 | 0 | 0 | 617.12 | 3 Year Payback
[9 empty] | Commercial | PSC to ECM Evaporator Fan Motor (Walk-In, Refrigerator) | 0.8716 | 0.33727 | 2.5843 | 0.04552 | 0.00417 | 327.0516 | TRC | [9 empty] | Commercial | Interior Lighting Controls | 1.9221 | 0.31172 | 6.679 | 0 | 0 | 697.76 | 3 Year Payback
[9 empty] | Commercial | PSC to ECM Evaporator Fan Motor (Walk-In, Refrigerator) | 0.8716 | 0.33727 | 2.5843 | 0.04552 | 0.00417 | 327.0516 | TRC | [9 empty] | Commercial | Network PC Power Management | 2.3852 | 0.41138 | 6.2433 | 0.39582 | 0 | 2661.0035 | 3 Year Payback
[9 empty] | Industrial | Process Refrig Controls | 0.92603 | 0.71136 | 1.3018 | 1.0393 | 1.6996 | 7549.4389 | TRC | [9 empty] | Commercial | Network PC Power Management | 3.0528 | 0.51977 | 6.3319 | 0.93955 | 0.81114 | 6992.2928 | 3 Year Payback
[9 empty] | Industrial | Process Refrig Controls | 0.92603 | 0.71136 | 1.3018 | 1.0309 | 1.6858 | 7488.3835 | TRC | [9 empty] | Commercial | Network PC Power Management | 2.9959 | 0.51678 | 6.2423 | 0.5037 | 0.3508 | 3386.2106 | 3 Year Payback
[9 empty] | Industrial | Motor Optimization | 0.87348 | 0.47234 | 1.8492 | 1.1783 | 0.43709 | 8750.2777 | TRC | [9 empty] | Commercial | Network PC Power Management | 3.0205 | 0.51678 | 6.2985 | 0.70789 | 0.49301 | 4758.9388 | 3 Year Payback
[9 empty] | Industrial | Process Refrig Controls | 0.92603 | 0.71136 | 1.3018 | 0.15011 | 0.24546 | 1090.3132 | TRC | [9 empty] | Commercial | Network PC Power Management | 3.0799 | 0.51977 | 6.3935 | 5.6089 | 4.8423 | 41742.7 | 3 Year Payback
[9 empty] | Industrial | Process Refrig Controls | 0.93454 | 0.7179 | 1.3018 | 0.16417 | 0.27423 | 1192.4436 | TRC | [9 empty] | Commercial | Network PC Power Management | 2.3802 | 0.41138 | 6.2288 | 0.64622 | 0 | 4344.3187 | 3 Year Payback
[9 empty] | Industrial | Process Refrig Controls | 0.92603 | 0.71136 | 1.3018 | 2.0094 | 3.2858 | 14595.422 | TRC | [9 empty] | Commercial | Network PC Power Management | 3.0225 | 0.51678 | 6.3029 | 0.58124 | 0.40481 | 3907.5345 | 3 Year Payback
[27 empty] | Commercial | Network PC Power Management | 2.4373 | 0.41138 | 6.3924 | 8.6767 | 0 | 58330.5263 | 3 Year Payback
[27 empty] | Commercial | Network PC Power Management | 3.0272 | 0.51678 | 6.3136 | 0.49125 | 0.34213 | 3302.5466 | 3 Year Payback
[27 empty] | Commercial | Network PC Power Management | 2.4122 | 0.41138 | 6.3207 | 0.47359 | 0 | 3183.805 | 3 Year Payback
[27 empty] | Commercial | Network PC Power Management | 2.9758 | 0.51678 | 6.1965 | 0.21429 | 0.14924 | 1440.5919 | 3 Year Payback
[27 empty] | Commercial | Network PC Power Management | 3.0409 | 0.51678 | 6.3449 | 0.71311 | 0.49665 | 4794.046 | 3 Year Payback
[27 empty] | Commercial | Network PC Power Management | 2.3852 | 0.41138 | 6.2433 | 0.39582 | 0 | 2661.0035 | 3 Year Payback
[27 empty] | Commercial | Network PC Power Management | 3.0528 | 0.51977 | 6.3319 | 0.93955 | 0.81114 | 6992.2928 | 3 Year Payback
[27 empty] | Commercial | Network PC Power Management | 2.9959 | 0.51678 | 6.2423 | 0.5037 | 0.3508 | 3386.2106 | 3 Year Payback
[27 empty] | Commercial | Network PC Power Management | 3.0205 | 0.51678 | 6.2985 | 0.70789 | 0.49301 | 4758.9388 | 3 Year Payback
[27 empty] | Commercial | Network PC Power Management | 3.0799 | 0.51977 | 6.3935 | 5.6089 | 4.8423 | 41742.7 | 3 Year Payback
[27 empty] | Commercial | Network PC Power Management | 2.3802 | 0.41138 | 6.2288 | 0.64622 | 0 | 4344.3187 | 3 Year Payback
[27 empty] | Commercial | Network PC Power Management | 3.0225 | 0.51678 | 6.3029 | 0.58124 | 0.40481 | 3907.5345 | 3 Year Payback
[27 empty] | Commercial | Network PC Power Management | 2.4373 | 0.41138 | 6.3924 | 8.6767 | 0 | 58330.5263 | 3 Year Payback
[27 empty] | Commercial | Network PC Power Management | 3.0272 | 0.51678 | 6.3136 | 0.49125 | 0.34213 | 3302.5466 | 3 Year Payback
[27 empty] | Commercial | Network PC Power Management | 2.4122 | 0.41138 | 6.3207 | 0.47359 | 0 | 3183.805 | 3 Year Payback
[27 empty] | Commercial | Network PC Power Management | 2.9758 | 0.51678 | 6.1965 | 0.21429 | 0.14924 | 1440.5919 | 3 Year Payback
[27 empty] | Commercial | Network PC Power Management | 3.0409 | 0.51678 | 6.3449 | 0.71311 | 0.49665 | 4794.046 | 3 Year Payback
[27 empty] | Commercial | Demand Controlled Ventilation | 6.1685 | 0.96399 | 7.6083 | 1.5876 | 8.938 | 15248.3191 | 3 Year Payback
[27 empty] | Commercial | Demand Controlled Ventilation | 5.6925 | 0.96399 | 6.9019 | 1.4402 | 8.1082 | 13832.6709 | 3 Year Payback
[27 empty] | Commercial | Demand Controlled Ventilation | 5.9165 | 0.96399 | 7.2313 | 0.75445 | 4.2476 | 7246.3338 | 3 Year Payback
[27 empty] | Commercial | Demand Controlled Ventilation | 6.1685 | 0.96399 | 7.6083 | 1.5876 | 8.938 | 15248.3191 | 3 Year Payback
[27 empty] | Commercial | Demand Controlled Ventilation | 5.6925 | 0.96399 | 6.9019 | 1.4402 | 8.1082 | 13832.6709 | 3 Year Payback
[27 empty] | Commercial | Demand Controlled Ventilation | 5.9165 | 0.96399 | 7.2313 | 0.75445 | 4.2476 | 7246.3338 | 3 Year Payback
[27 empty] | Commercial | ENERGY STAR certified buildings program | 6.0381 | 1.1272 | 5.7275 | 11.4107 | 22.1093 | 36958.0211 | 3 Year Payback
[27 empty] | Commercial | ENERGY STAR certified buildings program | 5.8512 | 1.1272 | 5.5356 | 11.89 | 23.038 | 38510.4852 | 3 Year Payback
[27 empty] | Commercial | ENERGY STAR certified buildings program | 6.0381 | 1.1272 | 5.7275 | 11.4107 | 22.1093 | 36958.0211 | 3 Year Payback
[27 empty] | Commercial | ENERGY STAR certified buildings program | 5.8512 | 1.1272 | 5.5356 | 11.89 | 23.038 | 38510.4852 | 3 Year Payback
[27 empty] | Commercial | Retro-Commissioning | 4.1602 | 0.59914 | 7.6163 | 48.8723 | 0.56148 | 115907.03 | 3 Year Payback
[27 empty] | Commercial | Retro-Commissioning | 6.6038 | 0.95107 | 7.6163 | 13.2856 | 41.1906 | 79468.03 | 3 Year Payback
[27 empty] | Commercial | Retro-Commissioning | 4.1602 | 0.59914 | 7.6163 | 48.8723 | 0.56148 | 115907.03 | 3 Year Payback
[27 empty] | Commercial | Retro-Commissioning | 6.6038 | 0.95107 | 7.6163 | 13.2856 | 41.1906 | 79468.03 | 3 Year Payback
[27 empty] | Industrial | Process Heat Equipment Upgrade | 2.3531 | 0.48674 | 5.4016 | 51.3378 | 0.042354 | 372899.0621 | 3 Year Payback
[27 empty] | Industrial | Process Refrig Equipment Upgrade | 3.1187 | 0.48673 | 7.5212 | 14.4231 | 0.010418 | 104764.1734 | 3 Year Payback
[27 empty] | Industrial | Pump Equipment Upgrade | 2.7009 | 0.54774 | 5.5259 | 12.3175 | 4.8396 | 91470.4329 | 3 Year Payback
[27 empty] | Industrial | Motor Equipment Upgrades | 2.5065 | 0.48428 | 5.8441 | 12.4413 | 0.0037986 | 92389.9439 | 3 Year Payback
[27 empty] | Industrial | Fan Equipment Upgrades | 2.3852 | 0.48428 | 5.5183 | 3.0196 | 0.0010308 | 22424.0311 | 3 Year Payback
[27 empty] | Industrial | Efficient Lighting - High Bay | 2.6548 | 0.49562 | 5.8055 | 29.6666 | 0.06272 | 207840.5819 | 3 Year Payback
[27 empty] | Industrial | Compressed Air Controls | 4.6852 | 0.78748 | 6.8825 | 29.1161 | 54.6204 | 216217.9848 | 3 Year Payback
[27 empty] | Industrial | Process Refrig Equipment Upgrade | 2.6001 | 0.48675 | 6.0626 | 3.338 | 0.0027999 | 24246.1475 | 3 Year Payback
[27 empty] | Industrial | Motor Equipment Upgrades | 3.1076 | 0.48519 | 7.5175 | 1.9479 | 0.011646 | 14465.1137 | 3 Year Payback
[27 empty] | Industrial | Fan Equipment Upgrades | 2.8769 | 0.48424 | 6.8706 | 1.7775 | 0.00019251 | 13199.911 | 3 Year Payback
[27 empty] | Industrial | Efficient Lighting - High Bay | 2.654 | 0.49547 | 5.8055 | 6.7236 | 0.008313 | 47104.4787 | 3 Year Payback
[27 empty] | Industrial | HVAC Recommissioning | 2.8454 | 0.60341 | 5.4243 | 54.9287 | 37.7726 | 385589.7688 | 3 Year Payback
[27 empty] | Industrial | Motor Equipment Upgrades | 3.1376 | 0.48429 | 7.6225 | 1.8725 | 0.00070761 | 13905.0488 | 3 Year Payback
[27 empty] | Industrial | Efficient Lighting - High Bay | 2.6544 | 0.49555 | 5.8055 | 8.066 | 0.013665 | 56509.3495 | 3 Year Payback
[27 empty] | Industrial | Building Envelope Improvements | 4.1961 | 0.7051 | 7.2058 | 1.9368 | 2.4922 | 13595.8007 | 3 Year Payback
[27 empty] | Industrial | Fan Equipment Upgrades | 2.3459 | 0.48437 | 5.4129 | 14.3301 | 0.012533 | 106415.7778 | 3 Year Payback
[27 empty] | Industrial | Lighting Controls | 7.7133 | 1.1899 | 7.181 | 7.082 | 28.4428 | 49615.3661 | 3 Year Payback
[27 empty] | Industrial | Efficient Lighting - High Bay | 2.6544 | 0.49554 | 5.8055 | 22.6204 | 0.037637 | 158476.1221 | 3 Year Payback
[27 empty] | Industrial | Lighting Controls - Exterior | 2.472 | 0.38135 | 7.181 | 0 | 0 | 5199.276 | 3 Year Payback
[27 empty] | Industrial | Process Other Systems Optimization | 4.1593 | 0.68391 | 7.0647 | 22.3493 | 26.6825 | 162337.0485 | 3 Year Payback
[27 empty] | Industrial | Process Heat System Optimization | 3.1883 | 0.56217 | 6.5033 | 0.5236 | 0.23939 | 3803.2156 | 3 Year Payback
[27 empty] | Industrial | Process Refrig Equipment Upgrade | 2.7275 | 0.48699 | 6.4081 | 2.1677 | 0.0049683 | 15745.1958 | 3 Year Payback
[27 empty] | Industrial | Motor Equipment Upgrades | 2.8756 | 0.48574 | 6.8419 | 1.8066 | 0.016898 | 13415.9728 | 3 Year Payback
[27 empty] | Industrial | Lighting Controls | 10.3882 | 1.4776 | 7.8735 | 4.7041 | 26.7154 | 32956.4587 | 3 Year Payback
[27 empty] | Industrial | Efficient Lighting - High Bay | 2.6534 | 0.49536 | 5.8055 | 40.5305 | 0.023826 | 283951.7988 | 3 Year Payback
[27 empty] | Industrial | Lighting Controls - Exterior | 2.6812 | 0.38135 | 7.8735 | 0 | 0 | 4349.5433 | 3 Year Payback
[27 empty] | Industrial | Motor Equipment Upgrades | 2.4823 | 0.48571 | 5.7589 | 1.1513 | 0.010566 | 8549.39 | 3 Year Payback
[27 empty] | Industrial | Fan Equipment Upgrades | 2.8791 | 0.48462 | 6.8706 | 0.72421 | 0.0017454 | 5377.9863 | 3 Year Payback
[27 empty] | Industrial | Efficient Lighting - High Bay | 2.6534 | 0.49535 | 5.8055 | 17.2115 | 0.0091486 | 120582.0063 | 3 Year Payback
[27 empty] | Industrial | Process Other Systems Optimization | 105.3085 | 18.5752 | 6.5005 | 0.27252 | 29.8277 | 1979.4745 | 3 Year Payback
[27 empty] | Industrial | Process Heat System Optimization | 3.5538 | 0.57336 | 7.2269 | 0.81437 | 0.42747 | 5915.2632 | 3 Year Payback
[27 empty] | Industrial | Motor Equipment Upgrades | 3.0526 | 0.49097 | 7.2539 | 0.30697 | 0.012804 | 2279.609 | 3 Year Payback
[27 empty] | Industrial | Efficient Lighting - High Bay | 2.6532 | 0.49532 | 5.8055 | 5.6307 | 0.0021544 | 39447.941 | 3 Year Payback
[27 empty] | Industrial | Process Heat Equipment Upgrade | 2.353 | 0.48671 | 5.4016 | 14.0696 | 0.0083817 | 102196.3614 | 3 Year Payback
[27 empty] | Industrial | Pump Equipment Upgrade | 3.1617 | 0.53219 | 6.8706 | 0.71429 | 0.21191 | 5304.3314 | 3 Year Payback
[27 empty] | Industrial | Fan Equipment Upgrades | 2.8774 | 0.48433 | 6.8706 | 0.3312 | 0.00020037 | 2459.536 | 3 Year Payback
[27 empty] | Industrial | Efficient Lighting - High Bay | 2.6537 | 0.49541 | 5.8055 | 1.6497 | 0.0014799 | 11557.7893 | 3 Year Payback
[27 empty] | Industrial | Compressed Air Equipment | 2.4388 | 0.48435 | 5.6609 | 0.63312 | 0.00046659 | 4701.6121 | 3 Year Payback
[27 empty] | Industrial | Process Refrig Equipment Upgrade | 3.1498 | 0.4867 | 7.6122 | 1.356 | 0.0007953 | 9849.5873 | 3 Year Payback
[27 empty] | Industrial | Efficient Lighting - High Bay | 2.6546 | 0.49557 | 5.8055 | 12.6573 | 0.022889 | 88675.7254 | 3 Year Payback
[27 empty] | Industrial | Efficient Lighting - High Bay | 2.6549 | 0.49564 | 5.8055 | 38.7768 | 0.086705 | 271665.3277 | 3 Year Payback
[27 empty] | Industrial | Process Refrig Equipment Upgrade | 2.6001 | 0.48675 | 6.0626 | 7.7887 | 0.0065331 | 56574.344 | 3 Year Payback
[27 empty] | Industrial | Motor Equipment Upgrades | 3.1076 | 0.48519 | 7.5175 | 4.5451 | 0.027174 | 33751.9319 | 3 Year Payback
[27 empty] | Industrial | Fan Equipment Upgrades | 2.8769 | 0.48424 | 6.8706 | 4.1475 | 0.0004492 | 30799.7926 | 3 Year Payback
[27 empty] | Industrial | Efficient Lighting - High Bay | 2.654 | 0.49547 | 5.8055 | 15.6883 | 0.019397 | 109910.4505 | 3 Year Payback
[27 empty] | Industrial | HVAC Recommissioning | 2.8454 | 0.60341 | 5.4243 | 128.1669 | 88.136 | 899709.4613 | 3 Year Payback
[27 empty] | Industrial | Motor Equipment Upgrades | 3.1076 | 0.48519 | 7.5175 | 73.2464 | 0.43793 | 543931.3642 | 3 Year Payback
[27 empty] | Industrial | Fan Equipment Upgrades | 2.877 | 0.48425 | 6.8706 | 66.8398 | 0.011392 | 496355.9739 | 3 Year Payback
[27 empty] | Industrial | Efficient Lighting - High Bay | 2.6541 | 0.49548 | 5.8055 | 397.8832 | 0.51535 | 2787521.787 | 3 Year Payback
[27 empty] | Industrial | HVAC Recommissioning | 2.8454 | 0.60341 | 5.4243 | 3697.3517 | 2542.5419 | 25954765.474 | 3 Year Payback