## RES RIM
Segment | Vintage | (1) Measure | RIM NPV Benefits | RIM NPV Costs | RIM Benefit/Cost Ratio
No Measures Passing RIM/PT/2 yr payback

## RES TRC
Segment | Vintage | (1) Measure | TRC NPV Benefits | TRC NPV Costs | TRC Benefit/Cost Ratio | Max Incentive | 16 Individual Measures
Single Family | Turnover | High Efficiency Induction Cooktop | 1722.3492 | 1258.5593 | 1.3685 | 117.1418
Multi-Family | Turnover | High Efficiency Induction Cooktop | 1722.3492 | 1258.5593 | 1.3685 | 117.1418
Manufactured Home | Turnover | High Efficiency Induction Cooktop | 1722.3492 | 1258.5593 | 1.3685 | 117.1418
Single Family | New | High Efficiency Induction Cooktop | 1722.3492 | 1258.5593 | 1.3685 | 117.1418
Multi-Family | New | High Efficiency Induction Cooktop | 1722.3492 | 1258.5593 | 1.3685 | 117.1418
Manufactured Home | New | High Efficiency Induction Cooktop | 1722.3492 | 1258.5593 | 1.3685 | 117.1418
Single Family | Turnover | Heat Pump Water Heater | 5899.1895 | 5432.7392 | 1.0859 | 686.5146
Single Family | New | Heat Pump Water Heater | 5899.1895 | 5432.7392 | 1.0859 | 686.5146
Single Family | Turnover | Energy Star Personal Computer | 325.3742 | 190.226 | 1.7105 | 5.2648
Multi-Family | Turnover | Energy Star Personal Computer | 325.3742 | 190.226 | 1.7105 | 5.2648
Manufactured Home | Turnover | Energy Star Personal Computer | 325.3742 | 190.226 | 1.7105 | 5.2648
Single Family | New | Energy Star Personal Computer | 325.3742 | 190.226 | 1.7105 | 5.2648
Multi-Family | New | Energy Star Personal Computer | 325.3742 | 190.226 | 1.7105 | 5.2648
Manufactured Home | New | Energy Star Personal Computer | 325.3742 | 190.226 | 1.7105 | 5.2648
Single Family | Turnover | 21 SEER ASHP from base electric resistance heating | 29613.2973 | 29210.3198 | 1.0138 | 3680.504
Manufactured Home | Turnover | 21 SEER ASHP from base electric resistance heating | 29613.2973 | 29210.3198 | 1.0138 | 3680.504
Single Family | New | 21 SEER ASHP from base electric resistance heating | 29613.2973 | 29210.3198 | 1.0138 | 3680.504
Single Family | Turnover | CFL-13W | 14.8206 | 6.946 | 2.1337 | 0.23665
Multi-Family | Turnover | CFL-13W | 14.8206 | 6.946 | 2.1337 | 0.23665
Manufactured Home | Turnover | CFL-13W | 14.8206 | 6.946 | 2.1337 | 0.23665
Single Family | New | CFL-13W | 14.8206 | 6.946 | 2.1337 | 0.23665
Multi-Family | New | CFL-13W | 14.8206 | 6.946 | 2.1337 | 0.23665
Manufactured Home | New | CFL-13W | 14.8206 | 6.946 | 2.1337 | 0.23665
Single Family | Turnover | LED - 9W Flood | 31.1233 | 16.194 | 1.9219 | 0.86495
Multi-Family | Turnover | LED - 9W Flood | 31.1233 | 16.194 | 1.9219 | 0.86495
Manufactured Home | Turnover | LED - 9W Flood | 31.1233 | 16.194 | 1.9219 | 0.86495
Single Family | New | LED - 9W Flood | 31.1233 | 16.194 | 1.9219 | 0.86495
Multi-Family | New | LED - 9W Flood | 31.1233 | 16.194 | 1.9219 | 0.86495
Manufactured Home | New | LED - 9W Flood | 31.1233 | 16.194 | 1.9219 | 0.86495
Single Family | Turnover | LED Specialty Lamps-5W Chandelier | 20.7489 | 10.2573 | 2.0228 | 0.4533
Multi-Family | Turnover | LED Specialty Lamps-5W Chandelier | 20.7489 | 10.2573 | 2.0228 | 0.4533
Manufactured Home | Turnover | LED Specialty Lamps-5W Chandelier | 20.7489 | 10.2573 | 2.0228 | 0.4533
Single Family | New | LED Specialty Lamps-5W Chandelier | 20.7489 | 10.2573 | 2.0228 | 0.4533
Multi-Family | New | LED Specialty Lamps-5W Chandelier | 20.7489 | 10.2573 | 2.0228 | 0.4533
Manufactured Home | New | LED Specialty Lamps-5W Chandelier | 20.7489 | 10.2573 | 2.0228 | 0.4533
Single Family | Turnover | Two Speed Pool Pump | 3664.2031 | 2007.6625 | 1.8251 | 180.4728
Multi-Family | Turnover | Two Speed Pool Pump | 3664.2031 | 2007.6625 | 1.8251 | 180.4728
Manufactured Home | Turnover | Two Speed Pool Pump | 3664.2031 | 2007.6625 | 1.8251 | 180.4728
Single Family | New | Two Speed Pool Pump | 3664.2031 | 2007.6625 | 1.8251 | 180.4728
Multi-Family | New | Two Speed Pool Pump | 3664.2031 | 2007.6625 | 1.8251 | 180.4728
Manufactured Home | New | Two Speed Pool Pump | 3664.2031 | 2007.6625 | 1.8251 | 180.4728
Single Family | Turnover | Variable Speed Pool Pump | 11075.381 | 6067.7722 | 1.8253 | 545.3655
Multi-Family | Turnover | Variable Speed Pool Pump | 11075.381 | 6067.7722 | 1.8253 | 545.3655
Manufactured Home | Turnover | Variable Speed Pool Pump | 11075.381 | 6067.7722 | 1.8253 | 545.3655
Single Family | New | Variable Speed Pool Pump | 11075.381 | 6067.7722 | 1.8253 | 545.3655
Multi-Family | New | Variable Speed Pool Pump | 11075.381 | 6067.7722 | 1.8253 | 545.3655
Manufactured Home | New | Variable Speed Pool Pump | 11075.381 | 6067.7722 | 1.8253 | 545.3655
Single Family | Existing | Thermostatic Shower Restriction Valve | 323.934 | 192.5025 | 1.6828 | 10.9762
Multi-Family | Existing | Thermostatic Shower Restriction Valve | 254.6335 | 179.306 | 1.4201 | 15.0354
Manufactured Home | Existing | Thermostatic Shower Restriction Valve | 252.6036 | 178.9194 | 1.4118 | 15.1543
Single Family | New | Thermostatic Shower Restriction Valve | 323.934 | 192.5025 | 1.6828 | 10.9762
Multi-Family | New | Thermostatic Shower Restriction Valve | 254.6335 | 179.306 | 1.4201 | 15.0354
Manufactured Home | New | Thermostatic Shower Restriction Valve | 252.6036 | 178.9194 | 1.4118 | 15.1543
Single Family | Existing | Water Heater Blanket | 922.9261 | 909.1995 | 1.0151 | 113.8615
Multi-Family | Existing | Water Heater Blanket | 922.9261 | 909.1995 | 1.0151 | 113.8615
Manufactured Home | Existing | Water Heater Blanket | 922.9261 | 909.1995 | 1.0151 | 113.8615
Single Family | Existing | Air Sealing-Infiltration Control | 3542.7935 | 3041.9484 | 1.1646 | 456.5226
Multi-Family | Existing | Air Sealing-Infiltration Control | 2486.5684 | 1834.1322 | 1.3557 | 263.9036
Manufactured Home | Existing | Air Sealing-Infiltration Control | 3810.3185 | 2085.4648 | 1.8271 | 242.7684
Single Family | Existing | Ceiling Insulation(R12 to R38) | 5460.9329 | 4406.9791 | 1.2392 | 669.353
Single Family | New | Ceiling Insulation(R12 to R38) | 5460.9329 | 4406.9791 | 1.2392 | 669.353
Single Family | Existing | Ceiling Insulation(R2 to R38) | 19456.1685 | 7228.5755 | 2.6916 | 351.3242
Multi-Family | Existing | Ceiling Insulation(R2 to R38) | 11718.193 | 5365.0346 | 2.1842 | 443.1434
Manufactured Home | Existing | Ceiling Insulation(R2 to R38) | 12070.5805 | 5617.9444 | 2.1486 | 477.4348
Single Family | New | Ceiling Insulation(R2 to R38) | 19456.1685 | 7228.5755 | 2.6916 | 351.3242
Multi-Family | New | Ceiling Insulation(R2 to R38) | 11718.193 | 5365.0346 | 2.1842 | 443.1434
Manufactured Home | New | Ceiling Insulation(R2 to R38) | 12070.5805 | 5617.9444 | 2.1486 | 477.4348
Single Family | Existing | Duct Repair | 4723.7247 | 1888.0379 | 2.5019 | 112.3688
Multi-Family | Existing | Duct Repair | 3315.4246 | 1647.8212 | 2.012 | 169.2448
Manufactured Home | Existing | Duct Repair | 5080.4247 | 1873.0707 | 2.7124 | 115.9125
Single Family | Existing | Heat Pump Tune Up | 1968.2186 | 1050.5743 | 1.8735 | 107.237
Multi-Family | Existing | Heat Pump Tune Up | 1381.4269 | 950.484 | 1.4534 | 130.9353
Manufactured Home | Existing | Heat Pump Tune Up | 2116.8436 | 1044.3379 | 2.027 | 108.7136

## COM RIM
Segment | Vintage | (1) Measure | RIM NPV Benefits | RIM NPV Costs | RIM Benefit/Cost Ratio | Max Incentive | 5 Individual Measures
Assembly | Existing | Duct Sealing Repair | 44163.7625 | 43726.4978 | 1.01 | 999.6098
College and University | Existing | Duct Sealing Repair | 263772.7201 | 261161.1103 | 1.01 | 1664.6009
Retail | Existing | Duct Sealing Repair | 48392.551 | 47913.4171 | 1.01 | 31.8125
Schools K-12 | Existing | Duct Sealing Repair | 180847.4847 | 179056.9166 | 1.01 | 1141.2813
Warehouse | Existing | Duct Sealing Repair | 17965.4586 | 17787.5828 | 1.01 | 455.8604
Assembly | New | Duct Sealing Repair | 44163.7625 | 43726.4978 | 1.01 | 999.6098
College and University | New | Duct Sealing Repair | 263772.7201 | 261161.1103 | 1.01 | 1664.6009
Retail | New | Duct Sealing Repair | 48392.551 | 47913.4171 | 1.01 | 31.8125
Schools K-12 | New | Duct Sealing Repair | 180847.4847 | 179056.9166 | 1.01 | 1141.2813
Warehouse | New | Duct Sealing Repair | 17965.4586 | 17787.5828 | 1.01 | 455.8604
Grocery | Existing | Energy Recovery Ventilation System (ERV) | 198160.5143 | 196198.5295 | 1.01 | 26387.2428
Restaurants | Existing | Energy Recovery Ventilation System (ERV) | 226540.5819 | 224297.6063 | 1.01 | 28326.1283
Grocery | New | Energy Recovery Ventilation System (ERV) | 198160.5143 | 196198.5295 | 1.01 | 26387.2428
Restaurants | New | Energy Recovery Ventilation System (ERV) | 226540.5819 | 224297.6063 | 1.01 | 28326.1283
Lodging/Hospitality | Existing | Programmable Thermostat | 152407.7157 | 150898.7286 | 1.01 | 3385.9506
Lodging/Hospitality | New | Programmable Thermostat | 152407.7157 | 150898.7286 | 1.01 | 3385.9506
Lodging/Hospitality | Existing | Smart Thermostat | 423354.7658 | 419163.1358 | 1.01 | 3679.1684
Lodging/Hospitality | New | Smart Thermostat | 423354.7658 | 419163.1358 | 1.01 | 3679.1684
Grocery | Existing | ENERGY STAR certified buildings program | 276422.929 | 273686.0709 | 1.01 | 2485.7479
Lodging/Hospitality | Existing | ENERGY STAR certified buildings program | 457553.848 | 453023.6129 | 1.01 | 10784.3942
Restaurants | Existing | ENERGY STAR certified buildings program | 288034.3914 | 285182.5669 | 1.01 | 2939.0178
Retail | Existing | ENERGY STAR certified buildings program | 125806.3995 | 124560.7923 | 1.01 | 2965.2157
Grocery | New | ENERGY STAR certified buildings program | 276422.929 | 273686.0709 | 1.01 | 2485.7479
Lodging/Hospitality | New | ENERGY STAR certified buildings program | 457553.848 | 453023.6129 | 1.01 | 10784.3942
Restaurants | New | ENERGY STAR certified buildings program | 288034.3914 | 285182.5669 | 1.01 | 2939.0178
Retail | New | ENERGY STAR certified buildings program | 125806.3995 | 124560.7923 | 1.01 | 2965.2157

## COM TRC
Segment | Vintage | (1) Measure | TRC NPV Benefits | TRC NPV Costs | TRC Benefit/Cost Ratio | Max Incentive | 54 Individual Measures
Assembly | Turnover | Efficient Exhaust Hood | 29196.7606 | 9467.0796 | 3.084 | 422.3625
College and University | Turnover | Efficient Exhaust Hood | 29196.7606 | 9467.0796 | 3.084 | 422.3625
Grocery | Turnover | Efficient Exhaust Hood | 29196.7606 | 9467.0796 | 3.084 | 422.3625
Healthcare | Turnover | Efficient Exhaust Hood | 29196.7606 | 9467.0796 | 3.084 | 422.3625
Hospitals | Turnover | Efficient Exhaust Hood | 29196.7606 | 9467.0796 | 3.084 | 422.3625
Institutional | Turnover | Efficient Exhaust Hood | 29196.7606 | 9467.0796 | 3.084 | 422.3625
Lodging/Hospitality | Turnover | Efficient Exhaust Hood | 29196.7606 | 9467.0796 | 3.084 | 422.3625
Miscellaneous | Turnover | Efficient Exhaust Hood | 29196.7606 | 9467.0796 | 3.084 | 422.3625
Offices | Turnover | Efficient Exhaust Hood | 29196.7606 | 9467.0796 | 3.084 | 422.3625
Restaurants | Turnover | Efficient Exhaust Hood | 29196.7606 | 9467.0796 | 3.084 | 422.3625
Retail | Turnover | Efficient Exhaust Hood | 29196.7606 | 9467.0796 | 3.084 | 422.3625
Schools K-12 | Turnover | Efficient Exhaust Hood | 29196.7606 | 9467.0796 | 3.084 | 422.3625
Warehouse | Turnover | Efficient Exhaust Hood | 29196.7606 | 9467.0796 | 3.084 | 422.3625
Assembly | New | Efficient Exhaust Hood | 29196.7606 | 9467.0796 | 3.084 | 422.3625
College and University | New | Efficient Exhaust Hood | 29196.7606 | 9467.0796 | 3.084 | 422.3625
Grocery | New | Efficient Exhaust Hood | 29196.7606 | 9467.0796 | 3.084 | 422.3625
Healthcare | New | Efficient Exhaust Hood | 29196.7606 | 9467.0796 | 3.084 | 422.3625
Hospitals | New | Efficient Exhaust Hood | 29196.7606 | 9467.0796 | 3.084 | 422.3625
Institutional | New | Efficient Exhaust Hood | 29196.7606 | 9467.0796 | 3.084 | 422.3625
Lodging/Hospitality | New | Efficient Exhaust Hood | 29196.7606 | 9467.0796 | 3.084 | 422.3625
Miscellaneous | New | Efficient Exhaust Hood | 29196.7606 | 9467.0796 | 3.084 | 422.3625
Offices | New | Efficient Exhaust Hood | 29196.7606 | 9467.0796 | 3.084 | 422.3625
Restaurants | New | Efficient Exhaust Hood | 29196.7606 | 9467.0796 | 3.084 | 422.3625
Retail | New | Efficient Exhaust Hood | 29196.7606 | 9467.0796 | 3.084 | 422.3625
Schools K-12 | New | Efficient Exhaust Hood | 29196.7606 | 9467.0796 | 3.084 | 422.3625
Warehouse | New | Efficient Exhaust Hood | 29196.7606 | 9467.0796 | 3.084 | 422.3625
Assembly | Turnover | Energy Star Hot Food Holding Cabinet | 6035.6702 | 3710.4397 | 1.6267 | 475.2026
College and University | Turnover | Energy Star Hot Food Holding Cabinet | 6035.6702 | 3710.4397 | 1.6267 | 475.2026
Grocery | Turnover | Energy Star Hot Food Holding Cabinet | 6035.6702 | 3710.4397 | 1.6267 | 475.2026
Healthcare | Turnover | Energy Star Hot Food Holding Cabinet | 6035.6702 | 3710.4397 | 1.6267 | 475.2026
Hospitals | Turnover | Energy Star Hot Food Holding Cabinet | 6035.6702 | 3710.4397 | 1.6267 | 475.2026
Institutional | Turnover | Energy Star Hot Food Holding Cabinet | 6035.6702 | 3710.4397 | 1.6267 | 475.2026
Lodging/Hospitality | Turnover | Energy Star Hot Food Holding Cabinet | 6035.6702 | 3710.4397 | 1.6267 | 475.2026
Miscellaneous | Turnover | Energy Star Hot Food Holding Cabinet | 6035.6702 | 3710.4397 | 1.6267 | 475.2026
Offices | Turnover | Energy Star Hot Food Holding Cabinet | 6035.6702 | 3710.4397 | 1.6267 | 475.2026
Restaurants | Turnover | Energy Star Hot Food Holding Cabinet | 6035.6702 | 3710.4397 | 1.6267 | 475.2026
Retail | Turnover | Energy Star Hot Food Holding Cabinet | 6035.6702 | 3710.4397 | 1.6267 | 475.2026
Schools K-12 | Turnover | Energy Star Hot Food Holding Cabinet | 6035.6702 | 3710.4397 | 1.6267 | 475.2026
Warehouse | Turnover | Energy Star Hot Food Holding Cabinet | 6035.6702 | 3710.4397 | 1.6267 | 475.2026
Assembly | New | Energy Star Hot Food Holding Cabinet | 6035.6702 | 3710.4397 | 1.6267 | 475.2026
College and University | New | Energy Star Hot Food Holding Cabinet | 6035.6702 | 3710.4397 | 1.6267 | 475.2026
Grocery | New | Energy Star Hot Food Holding Cabinet | 6035.6702 | 3710.4397 | 1.6267 | 475.2026
Healthcare | New | Energy Star Hot Food Holding Cabinet | 6035.6702 | 3710.4397 | 1.6267 | 475.2026
Hospitals | New | Energy Star Hot Food Holding Cabinet | 6035.6702 | 3710.4397 | 1.6267 | 475.2026
Institutional | New | Energy Star Hot Food Holding Cabinet | 6035.6702 | 3710.4397 | 1.6267 | 475.2026
Lodging/Hospitality | New | Energy Star Hot Food Holding Cabinet | 6035.6702 | 3710.4397 | 1.6267 | 475.2026
Miscellaneous | New | Energy Star Hot Food Holding Cabinet | 6035.6702 | 3710.4397 | 1.6267 | 475.2026
Offices | New | Energy Star Hot Food Holding Cabinet | 6035.6702 | 3710.4397 | 1.6267 | 475.2026
Restaurants | New | Energy Star Hot Food Holding Cabinet | 6035.6702 | 3710.4397 | 1.6267 | 475.2026
Retail | New | Energy Star Hot Food Holding Cabinet | 6035.6702 | 3710.4397 | 1.6267 | 475.2026
Schools K-12 | New | Energy Star Hot Food Holding Cabinet | 6035.6702 | 3710.4397 | 1.6267 | 475.2026
Warehouse | New | Energy Star Hot Food Holding Cabinet | 6035.6702 | 3710.4397 | 1.6267 | 475.2026
Assembly | Turnover | Heat Pump Water Heater | 16812.1802 | 4850.564 | 3.466 | 94.1176
Schools K-12 | Turnover | Heat Pump Water Heater | 7005.2286 | 4584.2809 | 1.5281 | 626.0407
Assembly | New | Heat Pump Water Heater | 16812.1802 | 4850.564 | 3.466 | 94.1176
Schools K-12 | New | Heat Pump Water Heater | 7005.2286 | 4584.2809 | 1.5281 | 626.0407
College and University | Turnover | Solar Water Heater | 313451.0735 | 307896.3259 | 1.018 | 43053.8716
Hospitals | Turnover | Solar Water Heater | 549675.0709 | 464969.8738 | 1.1822 | 58337.5864
Institutional | Turnover | Solar Water Heater | 1090264.6033 | 781795.871 | 1.3946 | 83553.6838
Lodging/Hospitality | Turnover | Solar Water Heater | 130831.7524 | 93815.5045 | 1.3946 | 10026.4421
Miscellaneous | Turnover | Solar Water Heater | 817698.4525 | 623293.5757 | 1.3119 | 71124.0129
Offices | Turnover | Solar Water Heater | 113569.2295 | 93136.8495 | 1.2194 | 11382.1129
College and University | New | Solar Water Heater | 313451.0735 | 307896.3259 | 1.018 | 43053.8716
Hospitals | New | Solar Water Heater | 549675.0709 | 464969.8738 | 1.1822 | 58337.5864
Institutional | New | Solar Water Heater | 1090264.6033 | 781795.871 | 1.3946 | 83553.6838
Lodging/Hospitality | New | Solar Water Heater | 130831.7524 | 93815.5045 | 1.3946 | 10026.4421
Miscellaneous | New | Solar Water Heater | 817698.4525 | 623293.5757 | 1.3119 | 71124.0129
Offices | New | Solar Water Heater | 113569.2295 | 93136.8495 | 1.2194 | 11382.1129
Assembly | Turnover | High Efficiency HID Lighting | 1001.4416 | 891.963 | 1.1227 | 99.467
College and University | Turnover | High Efficiency HID Lighting | 1001.4416 | 891.963 | 1.1227 | 99.467
Grocery | Turnover | High Efficiency HID Lighting | 1001.4416 | 891.963 | 1.1227 | 99.467
Healthcare | Turnover | High Efficiency HID Lighting | 1001.4416 | 891.963 | 1.1227 | 99.467
Hospitals | Turnover | High Efficiency HID Lighting | 1001.4416 | 891.963 | 1.1227 | 99.467
Institutional | Turnover | High Efficiency HID Lighting | 1001.4416 | 891.963 | 1.1227 | 99.467
Lodging/Hospitality | Turnover | High Efficiency HID Lighting | 1001.4416 | 891.963 | 1.1227 | 99.467
Miscellaneous | Turnover | High Efficiency HID Lighting | 1001.4416 | 891.963 | 1.1227 | 99.467
Offices | Turnover | High Efficiency HID Lighting | 1001.4416 | 891.963 | 1.1227 | 99.467
Restaurants | Turnover | High Efficiency HID Lighting | 1001.4416 | 891.963 | 1.1227 | 99.467
Retail | Turnover | High Efficiency HID Lighting | 1001.4416 | 891.963 | 1.1227 | 99.467
Schools K-12 | Turnover | High Efficiency HID Lighting | 1001.4416 | 891.963 | 1.1227 | 99.467
Warehouse | Turnover | High Efficiency HID Lighting | 1001.4416 | 891.963 | 1.1227 | 99.467
Assembly | New | High Efficiency HID Lighting | 1001.4416 | 891.963 | 1.1227 | 99.467
College and University | New | High Efficiency HID Lighting | 1001.4416 | 891.963 | 1.1227 | 99.467
Grocery | New | High Efficiency HID Lighting | 1001.4416 | 891.963 | 1.1227 | 99.467
Healthcare | New | High Efficiency HID Lighting | 1001.4416 | 891.963 | 1.1227 | 99.467
Hospitals | New | High Efficiency HID Lighting | 1001.4416 | 891.963 | 1.1227 | 99.467
Institutional | New | High Efficiency HID Lighting | 1001.4416 | 891.963 | 1.1227 | 99.467
Lodging/Hospitality | New | High Efficiency HID Lighting | 1001.4416 | 891.963 | 1.1227 | 99.467
Miscellaneous | New | High Efficiency HID Lighting | 1001.4416 | 891.963 | 1.1227 | 99.467
Offices | New | High Efficiency HID Lighting | 1001.4416 | 891.963 | 1.1227 | 99.467
Restaurants | New | High Efficiency HID Lighting | 1001.4416 | 891.963 | 1.1227 | 99.467
Retail | New | High Efficiency HID Lighting | 1001.4416 | 891.963 | 1.1227 | 99.467
Schools K-12 | New | High Efficiency HID Lighting | 1001.4416 | 891.963 | 1.1227 | 99.467
Warehouse | New | High Efficiency HID Lighting | 1001.4416 | 891.963 | 1.1227 | 99.467
Assembly | Turnover | LED Exterior Lighting | 1579.0365 | 1327.7532 | 1.1893 | 138.8268
College and University | Turnover | LED Exterior Lighting | 1579.0365 | 1327.7532 | 1.1893 | 138.8268
Grocery | Turnover | LED Exterior Lighting | 1579.0365 | 1327.7532 | 1.1893 | 138.8268
Healthcare | Turnover | LED Exterior Lighting | 1579.0365 | 1327.7532 | 1.1893 | 138.8268
Hospitals | Turnover | LED Exterior Lighting | 1579.0365 | 1327.7532 | 1.1893 | 138.8268
Institutional | Turnover | LED Exterior Lighting | 1579.0365 | 1327.7532 | 1.1893 | 138.8268
Lodging/Hospitality | Turnover | LED Exterior Lighting | 1579.0365 | 1327.7532 | 1.1893 | 138.8268
Miscellaneous | Turnover | LED Exterior Lighting | 1579.0365 | 1327.7532 | 1.1893 | 138.8268
Offices | Turnover | LED Exterior Lighting | 1579.0365 | 1327.7532 | 1.1893 | 138.8268
Restaurants | Turnover | LED Exterior Lighting | 1579.0365 | 1327.7532 | 1.1893 | 138.8268
Retail | Turnover | LED Exterior Lighting | 1579.0365 | 1327.7532 | 1.1893 | 138.8268
Schools K-12 | Turnover | LED Exterior Lighting | 1579.0365 | 1327.7532 | 1.1893 | 138.8268
Warehouse | Turnover | LED Exterior Lighting | 1579.0365 | 1327.7532 | 1.1893 | 138.8268
Assembly | New | LED Exterior Lighting | 1579.0365 | 1327.7532 | 1.1893 | 138.8268
College and University | New | LED Exterior Lighting | 1579.0365 | 1327.7532 | 1.1893 | 138.8268
Grocery | New | LED Exterior Lighting | 1579.0365 | 1327.7532 | 1.1893 | 138.8268
Healthcare | New | LED Exterior Lighting | 1579.0365 | 1327.7532 | 1.1893 | 138.8268
Hospitals | New | LED Exterior Lighting | 1579.0365 | 1327.7532 | 1.1893 | 138.8268
Institutional | New | LED Exterior Lighting | 1579.0365 | 1327.7532 | 1.1893 | 138.8268
Lodging/Hospitality | New | LED Exterior Lighting | 1579.0365 | 1327.7532 | 1.1893 | 138.8268
Miscellaneous | New | LED Exterior Lighting | 1579.0365 | 1327.7532 | 1.1893 | 138.8268
Offices | New | LED Exterior Lighting | 1579.0365 | 1327.7532 | 1.1893 | 138.8268
Restaurants | New | LED Exterior Lighting | 1579.0365 | 1327.7532 | 1.1893 | 138.8268
Retail | New | LED Exterior Lighting | 1579.0365 | 1327.7532 | 1.1893 | 138.8268
Schools K-12 | New | LED Exterior Lighting | 1579.0365 | 1327.7532 | 1.1893 | 138.8268
Warehouse | New | LED Exterior Lighting | 1579.0365 | 1327.7532 | 1.1893 | 138.8268
Assembly | Turnover | High Efficiency Chiller (Air Cooled, 50 tons) | 72059.8938 | 32326.8193 | 2.2291 | 4152.8415
College and University | Turnover | High Efficiency Chiller (Air Cooled, 50 tons) | 79944.029 | 32614.0603 | 2.4512 | 3863.2136
Grocery | Turnover | High Efficiency Chiller (Air Cooled, 50 tons) | 39806.6131 | 31151.7428 | 1.2778 | 5337.6829
Healthcare | Turnover | High Efficiency Chiller (Air Cooled, 50 tons) | 156800.5645 | 35414.1571 | 4.4276 | 1039.8478
Hospitals | Turnover | High Efficiency Chiller (Air Cooled, 50 tons) | 148530.4925 | 35112.8555 | 4.2301 | 1343.6533
Institutional | Turnover | High Efficiency Chiller (Air Cooled, 50 tons) | 38924.4721 | 31119.604 | 1.2508 | 5370.0888
Lodging/Hospitality | Turnover | High Efficiency Chiller (Air Cooled, 50 tons) | 119033.9025 | 34038.2128 | 3.4971 | 2427.2262
Miscellaneous | Turnover | High Efficiency Chiller (Air Cooled, 50 tons) | 40247.6836 | 31167.8123 | 1.2913 | 5321.4799
Offices | Turnover | High Efficiency Chiller (Air Cooled, 50 tons) | 81101.8391 | 32656.2425 | 2.4835 | 3820.6808
Restaurants | Turnover | High Efficiency Chiller (Air Cooled, 50 tons) | 116773.4162 | 33955.857 | 3.439 | 2510.2664
Retail | Turnover | High Efficiency Chiller (Air Cooled, 50 tons) | 91522.1298 | 33035.8826 | 2.7704 | 3437.8859
Schools K-12 | Turnover | High Efficiency Chiller (Air Cooled, 50 tons) | 79558.0923 | 32599.9995 | 2.4404 | 3877.3911
Assembly | New | High Efficiency Chiller (Air Cooled, 50 tons) | 72059.8938 | 32326.8193 | 2.2291 | 4152.8415
College and University | New | High Efficiency Chiller (Air Cooled, 50 tons) | 79944.029 | 32614.0603 | 2.4512 | 3863.2136
Grocery | New | High Efficiency Chiller (Air Cooled, 50 tons) | 39806.6131 | 31151.7428 | 1.2778 | 5337.6829
Healthcare | New | High Efficiency Chiller (Air Cooled, 50 tons) | 156800.5645 | 35414.1571 | 4.4276 | 1039.8478
Hospitals | New | High Efficiency Chiller (Air Cooled, 50 tons) | 148530.4925 | 35112.8555 | 4.2301 | 1343.6533
Institutional | New | High Efficiency Chiller (Air Cooled, 50 tons) | 38924.4721 | 31119.604 | 1.2508 | 5370.0888
Lodging/Hospitality | New | High Efficiency Chiller (Air Cooled, 50 tons) | 119033.9025 | 34038.2128 | 3.4971 | 2427.2262
Miscellaneous | New | High Efficiency Chiller (Air Cooled, 50 tons) | 40247.6836 | 31167.8123 | 1.2913 | 5321.4799
Offices | New | High Efficiency Chiller (Air Cooled, 50 tons) | 81101.8391 | 32656.2425 | 2.4835 | 3820.6808
Restaurants | New | High Efficiency Chiller (Air Cooled, 50 tons) | 116773.4162 | 33955.857 | 3.439 | 2510.2664
Retail | New | High Efficiency Chiller (Air Cooled, 50 tons) | 91522.1298 | 33035.8826 | 2.7704 | 3437.8859
Schools K-12 | New | High Efficiency Chiller (Air Cooled, 50 tons) | 79558.0923 | 32599.9995 | 2.4404 | 3877.3911
Assembly | Turnover | High Efficiency Chiller (Water cooled-centrifugal, 200 tons) | 66355.79 | 44887.3441 | 1.4783 | 6259.3129
College and University | Turnover | High Efficiency Chiller (Water cooled-centrifugal, 200 tons) | 73615.8344 | 45242.6052 | 1.6271 | 5901.0995
Healthcare | Turnover | High Efficiency Chiller (Water cooled-centrifugal, 200 tons) | 144388.5745 | 48705.7806 | 2.9645 | 2409.1451
Hospitals | Turnover | High Efficiency Chiller (Water cooled-centrifugal, 200 tons) | 136773.1433 | 48333.129 | 2.8298 | 2784.8934
Lodging/Hospitality | Turnover | High Efficiency Chiller (Water cooled-centrifugal, 200 tons) | 109611.4389 | 47004.005 | 2.332 | 4125.0625
Offices | Turnover | High Efficiency Chiller (Water cooled-centrifugal, 200 tons) | 74681.9948 | 45294.7765 | 1.6488 | 5848.4948
Restaurants | Turnover | High Efficiency Chiller (Water cooled-centrifugal, 200 tons) | 107529.8878 | 46902.1469 | 2.2926 | 4227.767
Retail | Turnover | High Efficiency Chiller (Water cooled-centrifugal, 200 tons) | 84277.438 | 45764.3174 | 1.8416 | 5375.0519
Schools K-12 | Turnover | High Efficiency Chiller (Water cooled-centrifugal, 200 tons) | 73260.4476 | 45225.2148 | 1.6199 | 5918.6345
Assembly | New | High Efficiency Chiller (Water cooled-centrifugal, 200 tons) | 66355.79 | 44887.3441 | 1.4783 | 6259.3129
College and University | New | High Efficiency Chiller (Water cooled-centrifugal, 200 tons) | 73615.8344 | 45242.6052 | 1.6271 | 5901.0995
Healthcare | New | High Efficiency Chiller (Water cooled-centrifugal, 200 tons) | 144388.5745 | 48705.7806 | 2.9645 | 2409.1451
Hospitals | New | High Efficiency Chiller (Water cooled-centrifugal, 200 tons) | 136773.1433 | 48333.129 | 2.8298 | 2784.8934
Lodging/Hospitality | New | High Efficiency Chiller (Water cooled-centrifugal, 200 tons) | 109611.4389 | 47004.005 | 2.332 | 4125.0625
Offices | New | High Efficiency Chiller (Water cooled-centrifugal, 200 tons) | 74681.9948 | 45294.7765 | 1.6488 | 5848.4948
Restaurants | New | High Efficiency Chiller (Water cooled-centrifugal, 200 tons) | 107529.8878 | 46902.1469 | 2.2926 | 4227.767
Retail | New | High Efficiency Chiller (Water cooled-centrifugal, 200 tons) | 84277.438 | 45764.3174 | 1.8416 | 5375.0519
Schools K-12 | New | High Efficiency Chiller (Water cooled-centrifugal, 200 tons) | 73260.4476 | 45225.2148 | 1.6199 | 5918.6345
Healthcare | Turnover | High Efficiency Chiller (Water cooled-positive displacement, 100 tons) | 45815.6054 | 24954.8238 | 1.8359 | 2939.4403
Hospitals | Turnover | High Efficiency Chiller (Water cooled-positive displacement, 100 tons) | 43399.1705 | 24836.5785 | 1.7474 | 3058.6681
Lodging/Hospitality | Turnover | High Efficiency Chiller (Water cooled-positive displacement, 100 tons) | 34780.5527 | 24414.8373 | 1.4246 | 3483.9141
Restaurants | Turnover | High Efficiency Chiller (Water cooled-positive displacement, 100 tons) | 34120.0605 | 24382.5169 | 1.3994 | 3516.503
Retail | Turnover | High Efficiency Chiller (Water cooled-positive displacement, 100 tons) | 26741.8794 | 24021.4749 | 1.1132 | 3880.5453
Healthcare | New | High Efficiency Chiller (Water cooled-positive displacement, 100 tons) | 45815.6054 | 24954.8238 | 1.8359 | 2939.4403
Hospitals | New | High Efficiency Chiller (Water cooled-positive displacement, 100 tons) | 43399.1705 | 24836.5785 | 1.7474 | 3058.6681
Lodging/Hospitality | New | High Efficiency Chiller (Water cooled-positive displacement, 100 tons) | 34780.5527 | 24414.8373 | 1.4246 | 3483.9141
Restaurants | New | High Efficiency Chiller (Water cooled-positive displacement, 100 tons) | 34120.0605 | 24382.5169 | 1.3994 | 3516.503
Retail | New | High Efficiency Chiller (Water cooled-positive displacement, 100 tons) | 26741.8794 | 24021.4749 | 1.1132 | 3880.5453
Healthcare | Turnover | High Efficiency DX 135k- less than 240k BTU | 16697.7176 | 15366.0294 | 1.0867 | 2500.0283
Hospitals | Turnover | High Efficiency DX 135k- less than 240k BTU | 15817.0363 | 15322.6357 | 1.0323 | 2543.7826
Healthcare | New | High Efficiency DX 135k- less than 240k BTU | 16697.7176 | 15366.0294 | 1.0867 | 2500.0283
Hospitals | New | High Efficiency DX 135k- less than 240k BTU | 15817.0363 | 15322.6357 | 1.0323 | 2543.7826
Grocery | Turnover | High Efficiency PTAC | 1942.3524 | 637.7062 | 3.0458 | 37.9187
Institutional | Turnover | High Efficiency PTAC | 1899.3086 | 635.7704 | 2.9874 | 39.8707
Miscellaneous | Turnover | High Efficiency PTAC | 1793.5009 | 638.6742 | 2.8082 | 36.9428
Warehouse | Turnover | High Efficiency PTAC | 852.8057 | 588.705 | 1.4486 | 87.3272
Grocery | New | High Efficiency PTAC | 1942.3524 | 637.7062 | 3.0458 | 37.9187
Institutional | New | High Efficiency PTAC | 1899.3086 | 635.7704 | 2.9874 | 39.8707
Miscellaneous | New | High Efficiency PTAC | 1793.5009 | 638.6742 | 2.8082 | 36.9428
Warehouse | New | High Efficiency PTAC | 852.8057 | 588.705 | 1.4486 | 87.3272
Grocery | Turnover | High Efficiency PTHP | 1967.4712 | 638.8239 | 3.0798 | 36.7918
Institutional | Turnover | High Efficiency PTHP | 1912.1679 | 636.337 | 3.005 | 39.2994
Miscellaneous | Turnover | High Efficiency PTHP | 1972.1184 | 639.0329 | 3.0861 | 36.5811
Warehouse | Turnover | High Efficiency PTHP | 860.8984 | 589.0637 | 1.4615 | 86.9655
Grocery | New | High Efficiency PTHP | 1967.4712 | 638.8239 | 3.0798 | 36.7918
Institutional | New | High Efficiency PTHP | 1912.1679 | 636.337 | 3.005 | 39.2994
Miscellaneous | New | High Efficiency PTHP | 1972.1184 | 639.0329 | 3.0861 | 36.5811
Warehouse | New | High Efficiency PTHP | 860.8984 | 589.0637 | 1.4615 | 86.9655
Assembly | Turnover | Variable Refrigerant Flow (VRF) HVAC Systems | 15873.2709 | 14947.9215 | 1.0619 | 2734.5727
Healthcare | Turnover | Variable Refrigerant Flow (VRF) HVAC Systems | 34389.4971 | 15596.2742 | 2.205 | 2080.8322
Hospitals | Turnover | Variable Refrigerant Flow (VRF) HVAC Systems | 32649.5733 | 15535.3501 | 2.1016 | 2142.2625
Lodging/Hospitality | Turnover | Variable Refrigerant Flow (VRF) HVAC Systems | 19274.2812 | 15305.0791 | 1.2593 | 2374.4471
Offices | Turnover | Variable Refrigerant Flow (VRF) HVAC Systems | 17731.1132 | 15012.9746 | 1.1811 | 2668.979
Restaurants | Turnover | Variable Refrigerant Flow (VRF) HVAC Systems | 26234.0036 | 15310.7065 | 1.7134 | 2368.7729
Retail | Turnover | Variable Refrigerant Flow (VRF) HVAC Systems | 20418.0546 | 15107.0589 | 1.3516 | 2574.1129
Schools K-12 | Turnover | Variable Refrigerant Flow (VRF) HVAC Systems | 17778.1859 | 15014.6229 | 1.1841 | 2667.317
Assembly | New | Variable Refrigerant Flow (VRF) HVAC Systems | 15873.2709 | 14947.9215 | 1.0619 | 2734.5727
Healthcare | New | Variable Refrigerant Flow (VRF) HVAC Systems | 34389.4971 | 15596.2742 | 2.205 | 2080.8322
Hospitals | New | Variable Refrigerant Flow (VRF) HVAC Systems | 32649.5733 | 15535.3501 | 2.1016 | 2142.2625
Lodging/Hospitality | New | Variable Refrigerant Flow (VRF) HVAC Systems | 19274.2812 | 15305.0791 | 1.2593 | 2374.4471
Offices | New | Variable Refrigerant Flow (VRF) HVAC Systems | 17731.1132 | 15012.9746 | 1.1811 | 2668.979
Restaurants | New | Variable Refrigerant Flow (VRF) HVAC Systems | 26234.0036 | 15310.7065 | 1.7134 | 2368.7729
Retail | New | Variable Refrigerant Flow (VRF) HVAC Systems | 20418.0546 | 15107.0589 | 1.3516 | 2574.1129
Schools K-12 | New | Variable Refrigerant Flow (VRF) HVAC Systems | 17778.1859 | 15014.6229 | 1.1841 | 2667.317
Schools K-12 | Turnover | High Bay Fluorescent (T5) | 1961.3289 | 483.0936 | 4.0599 | 7.4974
Schools K-12 | New | High Bay Fluorescent (T5) | 1961.3289 | 483.0936 | 4.0599 | 7.4974
Assembly | Turnover | High Bay LED | 2394.744 | 707.352 | 3.3855 | 36.0562
Institutional | Turnover | High Bay LED | 2746.9612 | 715.6679 | 3.8383 | 19.4445
Lodging/Hospitality | Turnover | High Bay LED | 3125.8237 | 724.6128 | 4.3138 | 1.5761
Offices | Turnover | High Bay LED | 2708.6587 | 714.7635 | 3.7896 | 21.251
Restaurants | Turnover | High Bay LED | 2795.2558 | 716.8081 | 3.8996 | 17.1668
Schools K-12 | Turnover | High Bay LED | 1980.9096 | 697.5813 | 2.8397 | 55.574
Assembly | New | High Bay LED | 2394.744 | 707.352 | 3.3855 | 36.0562
Institutional | New | High Bay LED | 2746.9612 | 715.6679 | 3.8383 | 19.4445
Lodging/Hospitality | New | High Bay LED | 3125.8237 | 724.6128 | 4.3138 | 1.5761
Offices | New | High Bay LED | 2708.6587 | 714.7635 | 3.7896 | 21.251
Restaurants | New | High Bay LED | 2795.2558 | 716.8081 | 3.8996 | 17.1668
Schools K-12 | New | High Bay LED | 1980.9096 | 697.5813 | 2.8397 | 55.574
Assembly | Turnover | Premium T8 - Fixture Replacement | 106.9142 | 90.3082 | 1.1839 | 14.1053
College and University | Turnover | Premium T8 - Fixture Replacement | 148.5079 | 91.8801 | 1.6163 | 10.9653
Grocery | Turnover | Premium T8 - Fixture Replacement | 184.5671 | 93.0457 | 1.9836 | 8.637
Healthcare | Turnover | Premium T8 - Fixture Replacement | 186.9141 | 92.5162 | 2.0203 | 9.6946
Hospitals | Turnover | Premium T8 - Fixture Replacement | 229.1631 | 94.3364 | 2.4292 | 6.0586
Institutional | Turnover | Premium T8 - Fixture Replacement | 122.6391 | 90.7422 | 1.3515 | 13.2384
Lodging/Hospitality | Turnover | Premium T8 - Fixture Replacement | 124.9757 | 91.209 | 1.3702 | 12.3058
Miscellaneous | Turnover | Premium T8 - Fixture Replacement | 163.8658 | 91.8801 | 1.7835 | 10.9653
Offices | Turnover | Premium T8 - Fixture Replacement | 120.9291 | 90.695 | 1.3334 | 13.3326
Restaurants | Turnover | Premium T8 - Fixture Replacement | 111.759 | 90.8017 | 1.2308 | 13.1195
Retail | Turnover | Premium T8 - Fixture Replacement | 165.924 | 92.4711 | 1.7943 | 9.7848
Warehouse | Turnover | Premium T8 - Fixture Replacement | 142.1558 | 91.2809 | 1.5573 | 12.1623
Assembly | New | Premium T8 - Fixture Replacement | 106.9142 | 90.3082 | 1.1839 | 14.1053
College and University | New | Premium T8 - Fixture Replacement | 148.5079 | 91.8801 | 1.6163 | 10.9653
Grocery | New | Premium T8 - Fixture Replacement | 184.5671 | 93.0457 | 1.9836 | 8.637
Healthcare | New | Premium T8 - Fixture Replacement | 186.9141 | 92.5162 | 2.0203 | 9.6946
Hospitals | New | Premium T8 - Fixture Replacement | 229.1631 | 94.3364 | 2.4292 | 6.0586
Institutional | New | Premium T8 - Fixture Replacement | 122.6391 | 90.7422 | 1.3515 | 13.2384
Lodging/Hospitality | New | Premium T8 - Fixture Replacement | 124.9757 | 91.209 | 1.3702 | 12.3058
Miscellaneous | New | Premium T8 - Fixture Replacement | 163.8658 | 91.8801 | 1.7835 | 10.9653
Offices | New | Premium T8 - Fixture Replacement | 120.9291 | 90.695 | 1.3334 | 13.3326
Restaurants | New | Premium T8 - Fixture Replacement | 111.759 | 90.8017 | 1.2308 | 13.1195
Retail | New | Premium T8 - Fixture Replacement | 165.924 | 92.4711 | 1.7943 | 9.7848
Warehouse | New | Premium T8 - Fixture Replacement | 142.1558 | 91.2809 | 1.5573 | 12.1623
Assembly | Turnover | Efficient Battery Charger | 5005.1597 | 1913.7078 | 2.6154 | 184.3246
College and University | Turnover | Efficient Battery Charger | 5005.1597 | 1913.7078 | 2.6154 | 184.3246
Grocery | Turnover | Efficient Battery Charger | 5005.1597 | 1913.7078 | 2.6154 | 184.3246
Healthcare | Turnover | Efficient Battery Charger | 5005.1597 | 1913.7078 | 2.6154 | 184.3246
Hospitals | Turnover | Efficient Battery Charger | 5005.1597 | 1913.7078 | 2.6154 | 184.3246
Institutional | Turnover | Efficient Battery Charger | 5005.1597 | 1913.7078 | 2.6154 | 184.3246
Lodging/Hospitality | Turnover | Efficient Battery Charger | 5005.1597 | 1913.7078 | 2.6154 | 184.3246
Miscellaneous | Turnover | Efficient Battery Charger | 5005.1597 | 1913.7078 | 2.6154 | 184.3246
Offices | Turnover | Efficient Battery Charger | 5005.1597 | 1913.7078 | 2.6154 | 184.3246
Restaurants | Turnover | Efficient Battery Charger | 5005.1597 | 1913.7078 | 2.6154 | 184.3246
Retail | Turnover | Efficient Battery Charger | 5005.1597 | 1913.7078 | 2.6154 | 184.3246
Schools K-12 | Turnover | Efficient Battery Charger | 5005.1597 | 1913.7078 | 2.6154 | 184.3246
Warehouse | Turnover | Efficient Battery Charger | 5005.1597 | 1913.7078 | 2.6154 | 184.3246
Assembly | New | Efficient Battery Charger | 5005.1597 | 1913.7078 | 2.6154 | 184.3246
College and University | New | Efficient Battery Charger | 5005.1597 | 1913.7078 | 2.6154 | 184.3246
Grocery | New | Efficient Battery Charger | 5005.1597 | 1913.7078 | 2.6154 | 184.3246
Healthcare | New | Efficient Battery Charger | 5005.1597 | 1913.7078 | 2.6154 | 184.3246
Hospitals | New | Efficient Battery Charger | 5005.1597 | 1913.7078 | 2.6154 | 184.3246
Institutional | New | Efficient Battery Charger | 5005.1597 | 1913.7078 | 2.6154 | 184.3246
Lodging/Hospitality | New | Efficient Battery Charger | 5005.1597 | 1913.7078 | 2.6154 | 184.3246
Miscellaneous | New | Efficient Battery Charger | 5005.1597 | 1913.7078 | 2.6154 | 184.3246
Offices | New | Efficient Battery Charger | 5005.1597 | 1913.7078 | 2.6154 | 184.3246
Restaurants | New | Efficient Battery Charger | 5005.1597 | 1913.7078 | 2.6154 | 184.3246
Retail | New | Efficient Battery Charger | 5005.1597 | 1913.7078 | 2.6154 | 184.3246
Schools K-12 | New | Efficient Battery Charger | 5005.1597 | 1913.7078 | 2.6154 | 184.3246
Warehouse | New | Efficient Battery Charger | 5005.1597 | 1913.7078 | 2.6154 | 184.3246
College and University | Turnover | ENERGY STAR Commercial Clothes Washer | 3509.8434 | 2561.2359 | 1.3704 | 344.2323
Grocery | Turnover | ENERGY STAR Commercial Clothes Washer | 3058.9793 | 2561.2359 | 1.1943 | 344.2323
Healthcare | Turnover | ENERGY STAR Commercial Clothes Washer | 3058.9793 | 2561.2359 | 1.1943 | 344.2323
Hospitals | Turnover | ENERGY STAR Commercial Clothes Washer | 3509.8434 | 2561.2359 | 1.3704 | 344.2323
Lodging/Hospitality | Turnover | ENERGY STAR Commercial Clothes Washer | 3509.8434 | 2561.2359 | 1.3704 | 344.2323
Offices | Turnover | ENERGY STAR Commercial Clothes Washer | 3058.9793 | 2561.2359 | 1.1943 | 344.2323
Retail | Turnover | ENERGY STAR Commercial Clothes Washer | 3058.9793 | 2561.2359 | 1.1943 | 344.2323
Schools K-12 | Turnover | ENERGY STAR Commercial Clothes Washer | 3509.8434 | 2561.2359 | 1.3704 | 344.2323
College and University | New | ENERGY STAR Commercial Clothes Washer | 3509.8434 | 2561.2359 | 1.3704 | 344.2323
Grocery | New | ENERGY STAR Commercial Clothes Washer | 3058.9793 | 2561.2359 | 1.1943 | 344.2323
Healthcare | New | ENERGY STAR Commercial Clothes Washer | 3058.9793 | 2561.2359 | 1.1943 | 344.2323
Hospitals | New | ENERGY STAR Commercial Clothes Washer | 3509.8434 | 2561.2359 | 1.3704 | 344.2323
Lodging/Hospitality | New | ENERGY STAR Commercial Clothes Washer | 3509.8434 | 2561.2359 | 1.3704 | 344.2323
Offices | New | ENERGY STAR Commercial Clothes Washer | 3058.9793 | 2561.2359 | 1.1943 | 344.2323
Retail | New | ENERGY STAR Commercial Clothes Washer | 3058.9793 | 2561.2359 | 1.1943 | 344.2323
Schools K-12 | New | ENERGY STAR Commercial Clothes Washer | 3509.8434 | 2561.2359 | 1.3704 | 344.2323
Assembly | Turnover | Solar Pool Heater | 23452.3487 | 16705.5891 | 1.4039 | 1510.7155
College and University | Turnover | Solar Pool Heater | 23452.3487 | 16705.5891 | 1.4039 | 1510.7155
Grocery | Turnover | Solar Pool Heater | 23452.3487 | 16705.5891 | 1.4039 | 1510.7155
Healthcare | Turnover | Solar Pool Heater | 23452.3487 | 16705.5891 | 1.4039 | 1510.7155
Hospitals | Turnover | Solar Pool Heater | 23452.3487 | 16705.5891 | 1.4039 | 1510.7155
Institutional | Turnover | Solar Pool Heater | 23452.3487 | 16705.5891 | 1.4039 | 1510.7155
Lodging/Hospitality | Turnover | Solar Pool Heater | 23452.3487 | 16705.5891 | 1.4039 | 1510.7155
Miscellaneous | Turnover | Solar Pool Heater | 23452.3487 | 16705.5891 | 1.4039 | 1510.7155
Offices | Turnover | Solar Pool Heater | 23452.3487 | 16705.5891 | 1.4039 | 1510.7155
Restaurants | Turnover | Solar Pool Heater | 23452.3487 | 16705.5891 | 1.4039 | 1510.7155
Retail | Turnover | Solar Pool Heater | 23452.3487 | 16705.5891 | 1.4039 | 1510.7155
Schools K-12 | Turnover | Solar Pool Heater | 23452.3487 | 16705.5891 | 1.4039 | 1510.7155
Warehouse | Turnover | Solar Pool Heater | 23452.3487 | 16705.5891 | 1.4039 | 1510.7155
Assembly | New | Solar Pool Heater | 23452.3487 | 16705.5891 | 1.4039 | 1510.7155
College and University | New | Solar Pool Heater | 23452.3487 | 16705.5891 | 1.4039 | 1510.7155
Grocery | New | Solar Pool Heater | 23452.3487 | 16705.5891 | 1.4039 | 1510.7155
Healthcare | New | Solar Pool Heater | 23452.3487 | 16705.5891 | 1.4039 | 1510.7155
Hospitals | New | Solar Pool Heater | 23452.3487 | 16705.5891 | 1.4039 | 1510.7155
Institutional | New | Solar Pool Heater | 23452.3487 | 16705.5891 | 1.4039 | 1510.7155
Lodging/Hospitality | New | Solar Pool Heater | 23452.3487 | 16705.5891 | 1.4039 | 1510.7155
Miscellaneous | New | Solar Pool Heater | 23452.3487 | 16705.5891 | 1.4039 | 1510.7155
Offices | New | Solar Pool Heater | 23452.3487 | 16705.5891 | 1.4039 | 1510.7155
Restaurants | New | Solar Pool Heater | 23452.3487 | 16705.5891 | 1.4039 | 1510.7155
Retail | New | Solar Pool Heater | 23452.3487 | 16705.5891 | 1.4039 | 1510.7155
Schools K-12 | New | Solar Pool Heater | 23452.3487 | 16705.5891 | 1.4039 | 1510.7155
Warehouse | New | Solar Pool Heater | 23452.3487 | 16705.5891 | 1.4039 | 1510.7155
Assembly | Turnover | Solar Powered Pool Pump | 13663.7882 | 10476.3927 | 1.3042 | 1469.9925
College and University | Turnover | Solar Powered Pool Pump | 13663.7882 | 10476.3927 | 1.3042 | 1469.9925
Grocery | Turnover | Solar Powered Pool Pump | 13663.7882 | 10476.3927 | 1.3042 | 1469.9925
Healthcare | Turnover | Solar Powered Pool Pump | 13663.7882 | 10476.3927 | 1.3042 | 1469.9925
Hospitals | Turnover | Solar Powered Pool Pump | 13663.7882 | 10476.3927 | 1.3042 | 1469.9925
Institutional | Turnover | Solar Powered Pool Pump | 13663.7882 | 10476.3927 | 1.3042 | 1469.9925
Lodging/Hospitality | Turnover | Solar Powered Pool Pump | 13663.7882 | 10476.3927 | 1.3042 | 1469.9925
Miscellaneous | Turnover | Solar Powered Pool Pump | 13663.7882 | 10476.3927 | 1.3042 | 1469.9925
Offices | Turnover | Solar Powered Pool Pump | 13663.7882 | 10476.3927 | 1.3042 | 1469.9925
Restaurants | Turnover | Solar Powered Pool Pump | 13663.7882 | 10476.3927 | 1.3042 | 1469.9925
Retail | Turnover | Solar Powered Pool Pump | 13663.7882 | 10476.3927 | 1.3042 | 1469.9925
Schools K-12 | Turnover | Solar Powered Pool Pump | 13663.7882 | 10476.3927 | 1.3042 | 1469.9925
Assembly | New | Solar Powered Pool Pump | 13663.7882 | 10476.3927 | 1.3042 | 1469.9925
College and University | New | Solar Powered Pool Pump | 13663.7882 | 10476.3927 | 1.3042 | 1469.9925
Grocery | New | Solar Powered Pool Pump | 13663.7882 | 10476.3927 | 1.3042 | 1469.9925
Healthcare | New | Solar Powered Pool Pump | 13663.7882 | 10476.3927 | 1.3042 | 1469.9925
Hospitals | New | Solar Powered Pool Pump | 13663.7882 | 10476.3927 | 1.3042 | 1469.9925
Institutional | New | Solar Powered Pool Pump | 13663.7882 | 10476.3927 | 1.3042 | 1469.9925
Lodging/Hospitality | New | Solar Powered Pool Pump | 13663.7882 | 10476.3927 | 1.3042 | 1469.9925
Miscellaneous | New | Solar Powered Pool Pump | 13663.7882 | 10476.3927 | 1.3042 | 1469.9925
Offices | New | Solar Powered Pool Pump | 13663.7882 | 10476.3927 | 1.3042 | 1469.9925
Restaurants | New | Solar Powered Pool Pump | 13663.7882 | 10476.3927 | 1.3042 | 1469.9925
Retail | New | Solar Powered Pool Pump | 13663.7882 | 10476.3927 | 1.3042 | 1469.9925
Schools K-12 | New | Solar Powered Pool Pump | 13663.7882 | 10476.3927 | 1.3042 | 1469.9925
Assembly | Turnover | Variable Speed Pool Pump | 10857.4209 | 5223.3686 | 2.0786 | 458.0466
College and University | Turnover | Variable Speed Pool Pump | 10857.4209 | 5223.3686 | 2.0786 | 458.0466
Grocery | Turnover | Variable Speed Pool Pump | 10857.4209 | 5223.3686 | 2.0786 | 458.0466
Healthcare | Turnover | Variable Speed Pool Pump | 10857.4209 | 5223.3686 | 2.0786 | 458.0466
Hospitals | Turnover | Variable Speed Pool Pump | 10857.4209 | 5223.3686 | 2.0786 | 458.0466
Institutional | Turnover | Variable Speed Pool Pump | 10857.4209 | 5223.3686 | 2.0786 | 458.0466
Lodging/Hospitality | Turnover | Variable Speed Pool Pump | 10857.4209 | 5223.3686 | 2.0786 | 458.0466
Miscellaneous | Turnover | Variable Speed Pool Pump | 10857.4209 | 5223.3686 | 2.0786 | 458.0466
Offices | Turnover | Variable Speed Pool Pump | 10857.4209 | 5223.3686 | 2.0786 | 458.0466
Restaurants | Turnover | Variable Speed Pool Pump | 10857.4209 | 5223.3686 | 2.0786 | 458.0466
Retail | Turnover | Variable Speed Pool Pump | 10857.4209 | 5223.3686 | 2.0786 | 458.0466
Schools K-12 | Turnover | Variable Speed Pool Pump | 10857.4209 | 5223.3686 | 2.0786 | 458.0466
Assembly | New | Variable Speed Pool Pump | 10857.4209 | 5223.3686 | 2.0786 | 458.0466
College and University | New | Variable Speed Pool Pump | 10857.4209 | 5223.3686 | 2.0786 | 458.0466
Grocery | New | Variable Speed Pool Pump | 10857.4209 | 5223.3686 | 2.0786 | 458.0466
Healthcare | New | Variable Speed Pool Pump | 10857.4209 | 5223.3686 | 2.0786 | 458.0466
Hospitals | New | Variable Speed Pool Pump | 10857.4209 | 5223.3686 | 2.0786 | 458.0466
Institutional | New | Variable Speed Pool Pump | 10857.4209 | 5223.3686 | 2.0786 | 458.0466
Lodging/Hospitality | New | Variable Speed Pool Pump | 10857.4209 | 5223.3686 | 2.0786 | 458.0466
Miscellaneous | New | Variable Speed Pool Pump | 10857.4209 | 5223.3686 | 2.0786 | 458.0466
Offices | New | Variable Speed Pool Pump | 10857.4209 | 5223.3686 | 2.0786 | 458.0466
Restaurants | New | Variable Speed Pool Pump | 10857.4209 | 5223.3686 | 2.0786 | 458.0466
Retail | New | Variable Speed Pool Pump | 10857.4209 | 5223.3686 | 2.0786 | 458.0466
Schools K-12 | New | Variable Speed Pool Pump | 10857.4209 | 5223.3686 | 2.0786 | 458.0466
Assembly | Turnover | Energy Star Uninterruptable Power Supply | 17.9107 | 7.2784 | 2.4608 | 0.50851
College and University | Turnover | Energy Star Uninterruptable Power Supply | 17.9107 | 7.2784 | 2.4608 | 0.50851
Grocery | Turnover | Energy Star Uninterruptable Power Supply | 17.9107 | 7.2784 | 2.4608 | 0.50851
Healthcare | Turnover | Energy Star Uninterruptable Power Supply | 17.9107 | 7.2784 | 2.4608 | 0.50851
Hospitals | Turnover | Energy Star Uninterruptable Power Supply | 17.9107 | 7.2784 | 2.4608 | 0.50851
Institutional | Turnover | Energy Star Uninterruptable Power Supply | 17.9107 | 7.2784 | 2.4608 | 0.50851
Lodging/Hospitality | Turnover | Energy Star Uninterruptable Power Supply | 17.9107 | 7.2784 | 2.4608 | 0.50851
Miscellaneous | Turnover | Energy Star Uninterruptable Power Supply | 17.9107 | 7.2784 | 2.4608 | 0.50851
Offices | Turnover | Energy Star Uninterruptable Power Supply | 17.9107 | 7.2784 | 2.4608 | 0.50851
Restaurants | Turnover | Energy Star Uninterruptable Power Supply | 17.9107 | 7.2784 | 2.4608 | 0.50851
Retail | Turnover | Energy Star Uninterruptable Power Supply | 17.9107 | 7.2784 | 2.4608 | 0.50851
Schools K-12 | Turnover | Energy Star Uninterruptable Power Supply | 17.9107 | 7.2784 | 2.4608 | 0.50851
Warehouse | Turnover | Energy Star Uninterruptable Power Supply | 17.9107 | 7.2784 | 2.4608 | 0.50851
Assembly | New | Energy Star Uninterruptable Power Supply | 17.9107 | 7.2784 | 2.4608 | 0.50851
College and University | New | Energy Star Uninterruptable Power Supply | 17.9107 | 7.2784 | 2.4608 | 0.50851
Grocery | New | Energy Star Uninterruptable Power Supply | 17.9107 | 7.2784 | 2.4608 | 0.50851
Healthcare | New | Energy Star Uninterruptable Power Supply | 17.9107 | 7.2784 | 2.4608 | 0.50851
Hospitals | New | Energy Star Uninterruptable Power Supply | 17.9107 | 7.2784 | 2.4608 | 0.50851
Institutional | New | Energy Star Uninterruptable Power Supply | 17.9107 | 7.2784 | 2.4608 | 0.50851
Lodging/Hospitality | New | Energy Star Uninterruptable Power Supply | 17.9107 | 7.2784 | 2.4608 | 0.50851
Miscellaneous | New | Energy Star Uninterruptable Power Supply | 17.9107 | 7.2784 | 2.4608 | 0.50851
Offices | New | Energy Star Uninterruptable Power Supply | 17.9107 | 7.2784 | 2.4608 | 0.50851
Restaurants | New | Energy Star Uninterruptable Power Supply | 17.9107 | 7.2784 | 2.4608 | 0.50851
Retail | New | Energy Star Uninterruptable Power Supply | 17.9107 | 7.2784 | 2.4608 | 0.50851
Schools K-12 | New | Energy Star Uninterruptable Power Supply | 17.9107 | 7.2784 | 2.4608 | 0.50851
Warehouse | New | Energy Star Uninterruptable Power Supply | 17.9107 | 7.2784 | 2.4608 | 0.50851
Assembly | Turnover | Refrigerated Display Case LED Lighting | 527.9486 | 255.8748 | 2.0633 | 23.7533
College and University | Turnover | Refrigerated Display Case LED Lighting | 543.8066 | 255.8748 | 2.1253 | 23.7533
Grocery | Turnover | Refrigerated Display Case LED Lighting | 527.9486 | 255.8748 | 2.0633 | 23.7533
Healthcare | Turnover | Refrigerated Display Case LED Lighting | 543.8066 | 255.8748 | 2.1253 | 23.7533
Hospitals | Turnover | Refrigerated Display Case LED Lighting | 543.8066 | 255.8748 | 2.1253 | 23.7533
Institutional | Turnover | Refrigerated Display Case LED Lighting | 527.9486 | 255.8748 | 2.0633 | 23.7533
Lodging/Hospitality | Turnover | Refrigerated Display Case LED Lighting | 543.8066 | 255.8748 | 2.1253 | 23.7533
Miscellaneous | Turnover | Refrigerated Display Case LED Lighting | 527.9486 | 255.8748 | 2.0633 | 23.7533
Offices | Turnover | Refrigerated Display Case LED Lighting | 527.9486 | 255.8748 | 2.0633 | 23.7533
Restaurants | Turnover | Refrigerated Display Case LED Lighting | 543.8066 | 255.8748 | 2.1253 | 23.7533
Retail | Turnover | Refrigerated Display Case LED Lighting | 527.9486 | 255.8748 | 2.0633 | 23.7533
Schools K-12 | Turnover | Refrigerated Display Case LED Lighting | 543.8066 | 255.8748 | 2.1253 | 23.7533
Warehouse | Turnover | Refrigerated Display Case LED Lighting | 527.9486 | 255.8748 | 2.0633 | 23.7533
Assembly | Turnover | High Speed Fans | 1410.3346 | 753.0736 | 1.8728 | 51.2926
College and University | Turnover | High Speed Fans | 1717.87 | 753.0736 | 2.2811 | 51.2926
Grocery | Turnover | High Speed Fans | 1410.3346 | 753.0736 | 1.8728 | 51.2926
Healthcare | Turnover | High Speed Fans | 1717.87 | 753.0736 | 2.2811 | 51.2926
Hospitals | Turnover | High Speed Fans | 1717.87 | 753.0736 | 2.2811 | 51.2926
Institutional | Turnover | High Speed Fans | 1410.3346 | 753.0736 | 1.8728 | 51.2926
Lodging/Hospitality | Turnover | High Speed Fans | 1717.87 | 753.0736 | 2.2811 | 51.2926
Miscellaneous | Turnover | High Speed Fans | 1410.3346 | 753.0736 | 1.8728 | 51.2926
Offices | Turnover | High Speed Fans | 1410.3346 | 753.0736 | 1.8728 | 51.2926
Restaurants | Turnover | High Speed Fans | 1717.87 | 753.0736 | 2.2811 | 51.2926
Retail | Turnover | High Speed Fans | 1410.3346 | 753.0736 | 1.8728 | 51.2926
Schools K-12 | Turnover | High Speed Fans | 1717.87 | 753.0736 | 2.2811 | 51.2926
Warehouse | Turnover | High Speed Fans | 1410.3346 | 753.0736 | 1.8728 | 51.2926
Assembly | New | High Speed Fans | 1410.3346 | 753.0736 | 1.8728 | 51.2926
College and University | New | High Speed Fans | 1717.87 | 753.0736 | 2.2811 | 51.2926
Grocery | New | High Speed Fans | 1410.3346 | 753.0736 | 1.8728 | 51.2926
Healthcare | New | High Speed Fans | 1717.87 | 753.0736 | 2.2811 | 51.2926
Hospitals | New | High Speed Fans | 1717.87 | 753.0736 | 2.2811 | 51.2926
Institutional | New | High Speed Fans | 1410.3346 | 753.0736 | 1.8728 | 51.2926
Lodging/Hospitality | New | High Speed Fans | 1717.87 | 753.0736 | 2.2811 | 51.2926
Miscellaneous | New | High Speed Fans | 1410.3346 | 753.0736 | 1.8728 | 51.2926
Offices | New | High Speed Fans | 1410.3346 | 753.0736 | 1.8728 | 51.2926
Restaurants | New | High Speed Fans | 1717.87 | 753.0736 | 2.2811 | 51.2926
Retail | New | High Speed Fans | 1410.3346 | 753.0736 | 1.8728 | 51.2926
Schools K-12 | New | High Speed Fans | 1717.87 | 753.0736 | 2.2811 | 51.2926
Warehouse | New | High Speed Fans | 1410.3346 | 753.0736 | 1.8728 | 51.2926
College and University | Existing | Hot Water Circulation Pump Control | 22541.93 | 20681.0284 | 1.09 | 3326.4656
Hospitals | Existing | Hot Water Circulation Pump Control | 33812.8949 | 31021.5426 | 1.09 | 4989.6984
College and University | New | Hot Water Circulation Pump Control | 22541.93 | 20681.0284 | 1.09 | 3326.4656
Hospitals | New | Hot Water Circulation Pump Control | 33812.8949 | 31021.5426 | 1.09 | 4989.6984
Assembly | Existing | Tank Wrap on Water Heater | 845.5774 | 759.0976 | 1.1139 | 116.6904
College and University | Existing | Tank Wrap on Water Heater | 8455.7738 | 7590.9756 | 1.1139 | 1166.9039
Grocery | Existing | Tank Wrap on Water Heater | 845.5774 | 759.0976 | 1.1139 | 116.6904
Healthcare | Existing | Tank Wrap on Water Heater | 845.5774 | 759.0976 | 1.1139 | 116.6904
Hospitals | Existing | Tank Wrap on Water Heater | 12683.6607 | 11386.4633 | 1.1139 | 1750.3558
Institutional | Existing | Tank Wrap on Water Heater | 21139.4344 | 18977.4389 | 1.1139 | 2917.2597
Lodging/Hospitality | Existing | Tank Wrap on Water Heater | 2536.7321 | 2277.2927 | 1.1139 | 350.0712
Miscellaneous | Existing | Tank Wrap on Water Heater | 16911.5476 | 15181.9511 | 1.1139 | 2333.8078
Offices | Existing | Tank Wrap on Water Heater | 2536.7321 | 2277.2927 | 1.1139 | 350.0712
Restaurants | Existing | Tank Wrap on Water Heater | 1691.1548 | 1518.1951 | 1.1139 | 233.3808
Retail | Existing | Tank Wrap on Water Heater | 2536.7321 | 2277.2927 | 1.1139 | 350.0712
Schools K-12 | Existing | Tank Wrap on Water Heater | 845.5774 | 759.0976 | 1.1139 | 116.6904
Warehouse | Existing | Tank Wrap on Water Heater | 845.5774 | 759.0976 | 1.1139 | 116.6904
Assembly | New | Tank Wrap on Water Heater | 808.891 | 757.9849 | 1.0672 | 118.913
College and University | New | Tank Wrap on Water Heater | 8088.9095 | 7579.8488 | 1.0672 | 1189.1305
Grocery | New | Tank Wrap on Water Heater | 808.891 | 757.9849 | 1.0672 | 118.913
Healthcare | New | Tank Wrap on Water Heater | 808.891 | 757.9849 | 1.0672 | 118.913
Hospitals | New | Tank Wrap on Water Heater | 12133.3643 | 11369.7732 | 1.0672 | 1783.6957
Institutional | New | Tank Wrap on Water Heater | 20222.2738 | 18949.6221 | 1.0672 | 2972.8262
Lodging/Hospitality | New | Tank Wrap on Water Heater | 2426.6729 | 2273.9546 | 1.0672 | 356.7391
Miscellaneous | New | Tank Wrap on Water Heater | 16177.819 | 15159.6976 | 1.0672 | 2378.261
Offices | New | Tank Wrap on Water Heater | 2426.6729 | 2273.9546 | 1.0672 | 356.7391
Restaurants | New | Tank Wrap on Water Heater | 1617.7819 | 1515.9698 | 1.0672 | 237.8261
Retail | New | Tank Wrap on Water Heater | 2426.6729 | 2273.9546 | 1.0672 | 356.7391
Schools K-12 | New | Tank Wrap on Water Heater | 808.891 | 757.9849 | 1.0672 | 118.913
Warehouse | New | Tank Wrap on Water Heater | 808.891 | 757.9849 | 1.0672 | 118.913
Assembly | Existing | Bi-Level Lighting Control (Exterior) | 2808.4354 | 1874.7058 | 1.4981 | 135.4628
College and University | Existing | Bi-Level Lighting Control (Exterior) | 2808.4354 | 1874.7058 | 1.4981 | 135.4628
Grocery | Existing | Bi-Level Lighting Control (Exterior) | 2808.4354 | 1874.7058 | 1.4981 | 135.4628
Healthcare | Existing | Bi-Level Lighting Control (Exterior) | 2808.4354 | 1874.7058 | 1.4981 | 135.4628
Hospitals | Existing | Bi-Level Lighting Control (Exterior) | 2808.4354 | 1874.7058 | 1.4981 | 135.4628
Institutional | Existing | Bi-Level Lighting Control (Exterior) | 2808.4354 | 1874.7058 | 1.4981 | 135.4628
Lodging/Hospitality | Existing | Bi-Level Lighting Control (Exterior) | 2808.4354 | 1874.7058 | 1.4981 | 135.4628
Miscellaneous | Existing | Bi-Level Lighting Control (Exterior) | 2808.4354 | 1874.7058 | 1.4981 | 135.4628
Offices | Existing | Bi-Level Lighting Control (Exterior) | 2808.4354 | 1874.7058 | 1.4981 | 135.4628
Restaurants | Existing | Bi-Level Lighting Control (Exterior) | 2808.4354 | 1874.7058 | 1.4981 | 135.4628
Retail | Existing | Bi-Level Lighting Control (Exterior) | 2808.4354 | 1874.7058 | 1.4981 | 135.4628
Schools K-12 | Existing | Bi-Level Lighting Control (Exterior) | 2808.4354 | 1874.7058 | 1.4981 | 135.4628
Warehouse | Existing | Bi-Level Lighting Control (Exterior) | 2808.4354 | 1874.7058 | 1.4981 | 135.4628
Assembly | New | Bi-Level Lighting Control (Exterior) | 2808.4354 | 1874.7058 | 1.4981 | 135.4628
College and University | New | Bi-Level Lighting Control (Exterior) | 2808.4354 | 1874.7058 | 1.4981 | 135.4628
Grocery | New | Bi-Level Lighting Control (Exterior) | 2808.4354 | 1874.7058 | 1.4981 | 135.4628
Healthcare | New | Bi-Level Lighting Control (Exterior) | 2808.4354 | 1874.7058 | 1.4981 | 135.4628
Hospitals | New | Bi-Level Lighting Control (Exterior) | 2808.4354 | 1874.7058 | 1.4981 | 135.4628
Institutional | New | Bi-Level Lighting Control (Exterior) | 2808.4354 | 1874.7058 | 1.4981 | 135.4628
Lodging/Hospitality | New | Bi-Level Lighting Control (Exterior) | 2808.4354 | 1874.7058 | 1.4981 | 135.4628
Miscellaneous | New | Bi-Level Lighting Control (Exterior) | 2808.4354 | 1874.7058 | 1.4981 | 135.4628
Offices | New | Bi-Level Lighting Control (Exterior) | 2808.4354 | 1874.7058 | 1.4981 | 135.4628
Restaurants | New | Bi-Level Lighting Control (Exterior) | 2808.4354 | 1874.7058 | 1.4981 | 135.4628
Retail | New | Bi-Level Lighting Control (Exterior) | 2808.4354 | 1874.7058 | 1.4981 | 135.4628
Schools K-12 | New | Bi-Level Lighting Control (Exterior) | 2808.4354 | 1874.7058 | 1.4981 | 135.4628
Warehouse | New | Bi-Level Lighting Control (Exterior) | 2808.4354 | 1874.7058 | 1.4981 | 135.4628
Assembly | Existing | Outdoor Lighting Controls | 1163.5006 | 622.4785 | 1.8691 | 20.8198
College and University | Existing | Outdoor Lighting Controls | 1163.5006 | 622.4785 | 1.8691 | 20.8198
Grocery | Existing | Outdoor Lighting Controls | 1163.5006 | 622.4785 | 1.8691 | 20.8198
Healthcare | Existing | Outdoor Lighting Controls | 1163.5006 | 622.4785 | 1.8691 | 20.8198
Hospitals | Existing | Outdoor Lighting Controls | 1163.5006 | 622.4785 | 1.8691 | 20.8198
Institutional | Existing | Outdoor Lighting Controls | 1163.5006 | 622.4785 | 1.8691 | 20.8198
Lodging/Hospitality | Existing | Outdoor Lighting Controls | 1163.5006 | 622.4785 | 1.8691 | 20.8198
Miscellaneous | Existing | Outdoor Lighting Controls | 1163.5006 | 622.4785 | 1.8691 | 20.8198
Offices | Existing | Outdoor Lighting Controls | 1163.5006 | 622.4785 | 1.8691 | 20.8198
Restaurants | Existing | Outdoor Lighting Controls | 1163.5006 | 622.4785 | 1.8691 | 20.8198
Retail | Existing | Outdoor Lighting Controls | 1163.5006 | 622.4785 | 1.8691 | 20.8198
Schools K-12 | Existing | Outdoor Lighting Controls | 1163.5006 | 622.4785 | 1.8691 | 20.8198
Warehouse | Existing | Outdoor Lighting Controls | 1163.5006 | 622.4785 | 1.8691 | 20.8198
Assembly | New | Outdoor Lighting Controls | 1163.5006 | 622.4785 | 1.8691 | 20.8198
College and University | New | Outdoor Lighting Controls | 1163.5006 | 622.4785 | 1.8691 | 20.8198
Grocery | New | Outdoor Lighting Controls | 1163.5006 | 622.4785 | 1.8691 | 20.8198
Healthcare | New | Outdoor Lighting Controls | 1163.5006 | 622.4785 | 1.8691 | 20.8198
Hospitals | New | Outdoor Lighting Controls | 1163.5006 | 622.4785 | 1.8691 | 20.8198
Institutional | New | Outdoor Lighting Controls | 1163.5006 | 622.4785 | 1.8691 | 20.8198
Lodging/Hospitality | New | Outdoor Lighting Controls | 1163.5006 | 622.4785 | 1.8691 | 20.8198
Miscellaneous | New | Outdoor Lighting Controls | 1163.5006 | 622.4785 | 1.8691 | 20.8198
Offices | New | Outdoor Lighting Controls | 1163.5006 | 622.4785 | 1.8691 | 20.8198
Restaurants | New | Outdoor Lighting Controls | 1163.5006 | 622.4785 | 1.8691 | 20.8198
Retail | New | Outdoor Lighting Controls | 1163.5006 | 622.4785 | 1.8691 | 20.8198
Schools K-12 | New | Outdoor Lighting Controls | 1163.5006 | 622.4785 | 1.8691 | 20.8198
Warehouse | New | Outdoor Lighting Controls | 1163.5006 | 622.4785 | 1.8691 | 20.8198
Assembly | Existing | Ceiling Insulation(R2 to R38) | 8.8791 | 3.137 | 2.8304 | 0.31173
College and University | Existing | Ceiling Insulation(R2 to R38) | 9.4748 | 3.137 | 3.0203 | 0.31173
Grocery | Existing | Ceiling Insulation(R2 to R38) | 10.4556 | 3.137 | 3.333 | 0.31173
Healthcare | Existing | Ceiling Insulation(R2 to R38) | 8.8791 | 3.137 | 2.8304 | 0.31173
Hospitals | Existing | Ceiling Insulation(R2 to R38) | 9.4748 | 3.137 | 3.0203 | 0.31173
Institutional | Existing | Ceiling Insulation(R2 to R38) | 8.8791 | 3.137 | 2.8304 | 0.31173
Lodging/Hospitality | Existing | Ceiling Insulation(R2 to R38) | 9.4748 | 3.137 | 3.0203 | 0.31173
Miscellaneous | Existing | Ceiling Insulation(R2 to R38) | 8.8791 | 3.137 | 2.8304 | 0.31173
Offices | Existing | Ceiling Insulation(R2 to R38) | 8.8791 | 3.137 | 2.8304 | 0.31173
Restaurants | Existing | Ceiling Insulation(R2 to R38) | 10.4556 | 3.137 | 3.333 | 0.31173
Retail | Existing | Ceiling Insulation(R2 to R38) | 10.4556 | 3.137 | 3.333 | 0.31173
Schools K-12 | Existing | Ceiling Insulation(R2 to R38) | 8.8791 | 3.137 | 2.8304 | 0.31173
Warehouse | Existing | Ceiling Insulation(R2 to R38) | 4.8657 | 3.0462 | 1.5973 | 0.40327
Assembly | New | Ceiling Insulation(R2 to R38) | 8.8234 | 3.135 | 2.8145 | 0.31381
College and University | New | Ceiling Insulation(R2 to R38) | 9.4154 | 3.135 | 3.0034 | 0.31381
Grocery | New | Ceiling Insulation(R2 to R38) | 10.39 | 3.135 | 3.3142 | 0.31381
Healthcare | New | Ceiling Insulation(R2 to R38) | 8.8234 | 3.135 | 2.8145 | 0.31381
Hospitals | New | Ceiling Insulation(R2 to R38) | 9.4154 | 3.135 | 3.0034 | 0.31381
Institutional | New | Ceiling Insulation(R2 to R38) | 8.8234 | 3.135 | 2.8145 | 0.31381
Lodging/Hospitality | New | Ceiling Insulation(R2 to R38) | 9.4154 | 3.135 | 3.0034 | 0.31381
Miscellaneous | New | Ceiling Insulation(R2 to R38) | 8.8234 | 3.135 | 2.8145 | 0.31381
Offices | New | Ceiling Insulation(R2 to R38) | 8.8234 | 3.135 | 2.8145 | 0.31381
Restaurants | New | Ceiling Insulation(R2 to R38) | 10.39 | 3.135 | 3.3142 | 0.31381
Retail | New | Ceiling Insulation(R2 to R38) | 10.39 | 3.135 | 3.3142 | 0.31381
Schools K-12 | New | Ceiling Insulation(R2 to R38) | 8.8234 | 3.135 | 2.8145 | 0.31381
Warehouse | New | Ceiling Insulation(R2 to R38) | 4.8236 | 3.0442 | 1.5845 | 0.40535
Assembly | Existing | Chilled Water System - Variable Speed Drives | 30210.0427 | 10027.9081 | 3.0126 | 145.858
College and University | Existing | Chilled Water System - Variable Speed Drives | 30210.0427 | 10027.9081 | 3.0126 | 145.858
Grocery | Existing | Chilled Water System - Variable Speed Drives | 30210.0427 | 10027.9081 | 3.0126 | 145.858
Healthcare | Existing | Chilled Water System - Variable Speed Drives | 30210.0427 | 10027.9081 | 3.0126 | 145.858
Hospitals | Existing | Chilled Water System - Variable Speed Drives | 30210.0427 | 10027.9081 | 3.0126 | 145.858
Institutional | Existing | Chilled Water System - Variable Speed Drives | 30210.0427 | 10027.9081 | 3.0126 | 145.858
Lodging/Hospitality | Existing | Chilled Water System - Variable Speed Drives | 30210.0427 | 10027.9081 | 3.0126 | 145.858
Miscellaneous | Existing | Chilled Water System - Variable Speed Drives | 30210.0427 | 10027.9081 | 3.0126 | 145.858
Offices | Existing | Chilled Water System - Variable Speed Drives | 30210.0427 | 10027.9081 | 3.0126 | 145.858
Restaurants | Existing | Chilled Water System - Variable Speed Drives | 30210.0427 | 10027.9081 | 3.0126 | 145.858
Retail | Existing | Chilled Water System - Variable Speed Drives | 30210.0427 | 10027.9081 | 3.0126 | 145.858
Schools K-12 | Existing | Chilled Water System - Variable Speed Drives | 30210.0427 | 10027.9081 | 3.0126 | 145.858
Warehouse | Existing | Chilled Water System - Variable Speed Drives | 30210.0427 | 10027.9081 | 3.0126 | 145.858
Assembly | New | Chilled Water System - Variable Speed Drives | 30210.0427 | 10027.9081 | 3.0126 | 145.858
College and University | New | Chilled Water System - Variable Speed Drives | 30210.0427 | 10027.9081 | 3.0126 | 145.858
Grocery | New | Chilled Water System - Variable Speed Drives | 30210.0427 | 10027.9081 | 3.0126 | 145.858
Healthcare | New | Chilled Water System - Variable Speed Drives | 30210.0427 | 10027.9081 | 3.0126 | 145.858
Hospitals | New | Chilled Water System - Variable Speed Drives | 30210.0427 | 10027.9081 | 3.0126 | 145.858
Institutional | New | Chilled Water System - Variable Speed Drives | 30210.0427 | 10027.9081 | 3.0126 | 145.858
Lodging/Hospitality | New | Chilled Water System - Variable Speed Drives | 30210.0427 | 10027.9081 | 3.0126 | 145.858
Miscellaneous | New | Chilled Water System - Variable Speed Drives | 30210.0427 | 10027.9081 | 3.0126 | 145.858
Offices | New | Chilled Water System - Variable Speed Drives | 30210.0427 | 10027.9081 | 3.0126 | 145.858
Restaurants | New | Chilled Water System - Variable Speed Drives | 30210.0427 | 10027.9081 | 3.0126 | 145.858
Retail | New | Chilled Water System - Variable Speed Drives | 30210.0427 | 10027.9081 | 3.0126 | 145.858
Schools K-12 | New | Chilled Water System - Variable Speed Drives | 30210.0427 | 10027.9081 | 3.0126 | 145.858
Warehouse | New | Chilled Water System - Variable Speed Drives | 30210.0427 | 10027.9081 | 3.0126 | 145.858
Healthcare | Existing | Dedicated Outdoor Air System on VRF unit | 9465.9341 | 4701.8509 | 2.0132 | 666.3724
Hospitals | Existing | Dedicated Outdoor Air System on VRF unit | 9018.4123 | 4686.1808 | 1.9245 | 682.1727
Lodging/Hospitality | Existing | Dedicated Outdoor Air System on VRF unit | 5294.9317 | 4621.2031 | 1.1458 | 747.6904
Offices | Existing | Dedicated Outdoor Air System on VRF unit | 4856.7379 | 4540.4582 | 1.0697 | 829.1063
Restaurants | Existing | Dedicated Outdoor Air System on VRF unit | 7486.0477 | 4632.5245 | 1.616 | 736.2749
Retail | Existing | Dedicated Outdoor Air System on VRF unit | 5767.0526 | 4572.3332 | 1.2613 | 796.9664
Schools K-12 | Existing | Dedicated Outdoor Air System on VRF unit | 5033.6451 | 4546.6527 | 1.1071 | 822.8603
Healthcare | New | Dedicated Outdoor Air System on VRF unit | 9465.9341 | 4701.8509 | 2.0132 | 666.3724
Hospitals | New | Dedicated Outdoor Air System on VRF unit | 9018.4123 | 4686.1808 | 1.9245 | 682.1727
Lodging/Hospitality | New | Dedicated Outdoor Air System on VRF unit | 5294.9317 | 4621.2031 | 1.1458 | 747.6904
Offices | New | Dedicated Outdoor Air System on VRF unit | 4856.7379 | 4540.4582 | 1.0697 | 829.1063
Restaurants | New | Dedicated Outdoor Air System on VRF unit | 7486.0477 | 4632.5245 | 1.616 | 736.2749
Retail | New | Dedicated Outdoor Air System on VRF unit | 5767.0526 | 4572.3332 | 1.2613 | 796.9664
Schools K-12 | New | Dedicated Outdoor Air System on VRF unit | 5033.6451 | 4546.6527 | 1.1071 | 822.8603
Assembly | Existing | Duct Sealing Repair | 44163.7625 | 10367.8016 | 4.2597 | 999.6098
College and University | Existing | Duct Sealing Repair | 263772.7201 | 43116.1879 | 6.1177 | 1664.6009
Retail | Existing | Duct Sealing Repair | 48392.551 | 6715.2664 | 7.2063 | 31.8125
Schools K-12 | Existing | Duct Sealing Repair | 180847.4847 | 29561.2606 | 6.1177 | 1141.2813
Warehouse | Existing | Duct Sealing Repair | 17965.4586 | 8169.9538 | 2.199 | 1311.5185
Assembly | New | Duct Sealing Repair | 44163.7625 | 10367.8016 | 4.2597 | 999.6098
College and University | New | Duct Sealing Repair | 263772.7201 | 43116.1879 | 6.1177 | 1664.6009
Retail | New | Duct Sealing Repair | 48392.551 | 6715.2664 | 7.2063 | 31.8125
Schools K-12 | New | Duct Sealing Repair | 180847.4847 | 29561.2606 | 6.1177 | 1141.2813
Warehouse | New | Duct Sealing Repair | 17965.4586 | 8169.9538 | 2.199 | 1311.5185
Restaurants | Existing | ECM Motors on Furnaces | 1865.1808 | 1380.0411 | 1.3515 | 159.485
Restaurants | New | ECM Motors on Furnaces | 1865.1808 | 1380.0411 | 1.3515 | 159.485
Grocery | Existing | Energy Recovery Ventilation System (ERV) | 198160.5143 | 125347.7336 | 1.5809 | 26387.2428
Restaurants | Existing | Energy Recovery Ventilation System (ERV) | 226540.5819 | 135261.8509 | 1.6748 | 28326.1283
Grocery | New | Energy Recovery Ventilation System (ERV) | 198160.5143 | 125347.7336 | 1.5809 | 26387.2428
Restaurants | New | Energy Recovery Ventilation System (ERV) | 226540.5819 | 135261.8509 | 1.6748 | 28326.1283
Grocery | New | Facility Commissioning | 49514.6038 | 26880.2803 | 1.842 | 2433.1569
Restaurants | New | Facility Commissioning | 51594.5196 | 28871.6332 | 1.787 | 2732.7645
College and University | Existing | Facility Energy Management System | 394470.3278 | 259426.3727 | 1.5205 | 35621.8896
Healthcare | Existing | Facility Energy Management System | 241373.137 | 73426.1104 | 3.2873 | 83.6602
Hospitals | Existing | Facility Energy Management System | 2892120.6102 | 765088.5173 | 3.7801 | 871.7258
Lodging/Hospitality | Existing | Facility Energy Management System | 296107.3052 | 117866.9948 | 2.5122 | 11122.8971
Miscellaneous | Existing | Facility Energy Management System | 2660183.0598 | 1028525.9057 | 2.5864 | 51128.203
Retail | Existing | Facility Energy Management System | 81415.9795 | 39447.6923 | 2.0639 | 4669.981
Schools K-12 | Existing | Facility Energy Management System | 235196.379 | 177867.548 | 1.3223 | 24423.0303
College and University | New | Facility Energy Management System | 394470.3278 | 259426.3727 | 1.5205 | 35621.8896
Healthcare | New | Facility Energy Management System | 241373.137 | 73426.1104 | 3.2873 | 83.6602
Hospitals | New | Facility Energy Management System | 2892120.6102 | 765088.5173 | 3.7801 | 871.7258
Lodging/Hospitality | New | Facility Energy Management System | 296107.3052 | 117866.9948 | 2.5122 | 11122.8971
Miscellaneous | New | Facility Energy Management System | 2660183.0598 | 1028525.9057 | 2.5864 | 51128.203
Retail | New | Facility Energy Management System | 81415.9795 | 39447.6923 | 2.0639 | 4669.981
Schools K-12 | New | Facility Energy Management System | 235196.379 | 177867.548 | 1.3223 | 24423.0303
Assembly | Existing | HVAC tune-up | 555.2222 | 262.7645 | 2.113 | 18.7704
College and University | Existing | HVAC tune-up | 888.955 | 266.4245 | 3.3366 | 15.08
Grocery | Existing | HVAC tune-up | 306.7104 | 247.7919 | 1.2378 | 33.8674
Institutional | Existing | HVAC tune-up | 299.9135 | 247.3824 | 1.2123 | 34.2803
Miscellaneous | Existing | HVAC tune-up | 310.1088 | 247.9966 | 1.2505 | 33.661
Offices | Existing | HVAC tune-up | 624.8905 | 266.9619 | 2.3407 | 14.5381
Retail | Existing | HVAC tune-up | 705.179 | 271.7993 | 2.5945 | 9.6606
Schools K-12 | Existing | HVAC tune-up | 612.9959 | 266.2453 | 2.3024 | 15.2607
Assembly | New | HVAC tune-up | 555.2222 | 262.7645 | 2.113 | 18.7704
College and University | New | HVAC tune-up | 888.955 | 266.4245 | 3.3366 | 15.08
Grocery | New | HVAC tune-up | 306.7104 | 247.7919 | 1.2378 | 33.8674
Institutional | New | HVAC tune-up | 299.9135 | 247.3824 | 1.2123 | 34.2803
Miscellaneous | New | HVAC tune-up | 310.1088 | 247.9966 | 1.2505 | 33.661
Offices | New | HVAC tune-up | 624.8905 | 266.9619 | 2.3407 | 14.5381
Retail | New | HVAC tune-up | 705.179 | 271.7993 | 2.5945 | 9.6606
Schools K-12 | New | HVAC tune-up | 612.9959 | 266.2453 | 2.3024 | 15.2607
Assembly | Existing | HVAC tune-up_RTU | 2505.8171 | 1679.7257 | 1.4918 | 197.7723
College and University | Existing | HVAC tune-up_RTU | 4012.0128 | 1696.2438 | 2.3652 | 181.1169
Healthcare | Existing | HVAC tune-up_RTU | 6686.0053 | 1857.2664 | 3.5999 | 18.7562
Hospitals | Existing | HVAC tune-up_RTU | 7454.0431 | 1839.9397 | 4.0512 | 36.2268
Lodging/Hospitality | Existing | HVAC tune-up_RTU | 5075.6278 | 1778.1412 | 2.8545 | 98.5389
Offices | Existing | HVAC tune-up_RTU | 2820.2425 | 1698.6695 | 1.6603 | 178.671
Restaurants | Existing | HVAC tune-up_RTU | 4060.6891 | 1773.4053 | 2.2898 | 103.3142
Retail | Existing | HVAC tune-up_RTU | 3182.5987 | 1720.5011 | 1.8498 | 156.658
Schools K-12 | Existing | HVAC tune-up_RTU | 2766.5602 | 1695.4352 | 1.6318 | 181.9322
Assembly | New | HVAC tune-up_RTU | 2505.8171 | 1679.7257 | 1.4918 | 197.7723
College and University | New | HVAC tune-up_RTU | 4012.0128 | 1696.2438 | 2.3652 | 181.1169
Healthcare | New | HVAC tune-up_RTU | 6686.0053 | 1857.2664 | 3.5999 | 18.7562
Hospitals | New | HVAC tune-up_RTU | 7454.0431 | 1839.9397 | 4.0512 | 36.2268
Lodging/Hospitality | New | HVAC tune-up_RTU | 5075.6278 | 1778.1412 | 2.8545 | 98.5389
Offices | New | HVAC tune-up_RTU | 2820.2425 | 1698.6695 | 1.6603 | 178.671
Restaurants | New | HVAC tune-up_RTU | 4060.6891 | 1773.4053 | 2.2898 | 103.3142
Retail | New | HVAC tune-up_RTU | 3182.5987 | 1720.5011 | 1.8498 | 156.658
Schools K-12 | New | HVAC tune-up_RTU | 2766.5602 | 1695.4352 | 1.6318 | 181.9322
Hospitals | Existing | Programmable Thermostat | 197560.9264 | 142996.9862 | 1.3816 | 14687.9712
Lodging/Hospitality | Existing | Programmable Thermostat | 152407.7157 | 21964.7254 | 6.9387 | 3385.9506
Restaurants | Existing | Programmable Thermostat | 16113.8763 | 4657.4912 | 3.4598 | 32.176
Hospitals | New | Programmable Thermostat | 197560.9264 | 142996.9862 | 1.3816 | 14687.9712
Lodging/Hospitality | New | Programmable Thermostat | 152407.7157 | 21964.7254 | 6.9387 | 3385.9506
Restaurants | New | Programmable Thermostat | 16113.8763 | 4657.4912 | 3.4598 | 32.176
Hospitals | Existing | Smart Thermostat | 548780.3512 | 241586.8445 | 2.2716 | 5169.9201
Lodging/Hospitality | Existing | Smart Thermostat | 423354.7658 | 36001.6431 | 11.7593 | 3679.1684
Retail | Existing | Smart Thermostat | 19550.4133 | 12982.03 | 1.506 | 1717.4912
Hospitals | New | Smart Thermostat | 548780.3512 | 241586.8445 | 2.2716 | 5169.9201
Lodging/Hospitality | New | Smart Thermostat | 423354.7658 | 36001.6431 | 11.7593 | 3679.1684
Retail | New | Smart Thermostat | 19550.4133 | 12982.03 | 1.506 | 1717.4912
Assembly | Existing | Wall Insulation | 9.8054 | 4.4769 | 2.1902 | 0.57608
College and University | Existing | Wall Insulation | 10.1624 | 4.4665 | 2.2753 | 0.5866
Grocery | Existing | Wall Insulation | 11.3782 | 4.4716 | 2.5445 | 0.58141
Healthcare | Existing | Wall Insulation | 9.3877 | 4.4614 | 2.1042 | 0.59167
Hospitals | Existing | Wall Insulation | 10.3109 | 4.4716 | 2.3059 | 0.58141
Institutional | Existing | Wall Insulation | 9.5234 | 4.4665 | 2.1322 | 0.5866
Lodging/Hospitality | Existing | Wall Insulation | 10.1624 | 4.4665 | 2.2753 | 0.5866
Miscellaneous | Existing | Wall Insulation | 9.6626 | 4.4716 | 2.1609 | 0.58141
Offices | Existing | Wall Insulation | 9.6626 | 4.4716 | 2.1609 | 0.58141
Restaurants | Existing | Wall Insulation | 11.5464 | 4.4769 | 2.5791 | 0.57608
Retail | Existing | Wall Insulation | 11.3782 | 4.4716 | 2.5445 | 0.58141
Schools K-12 | Existing | Wall Insulation | 9.952 | 4.4823 | 2.2203 | 0.57061
Warehouse | Existing | Wall Insulation | 7.4253 | 4.4769 | 1.6586 | 0.57608
Grocery | Existing | Bi-Level Lighting Control (Interior) | 1824.5854 | 1712.7075 | 1.0653 | 206.2135
Hospitals | Existing | Bi-Level Lighting Control (Interior) | 2193.5914 | 1731.6533 | 1.2668 | 168.3676
Grocery | New | Bi-Level Lighting Control (Interior) | 1824.5854 | 1712.7075 | 1.0653 | 206.2135
Hospitals | New | Bi-Level Lighting Control (Interior) | 2193.5914 | 1731.6533 | 1.2668 | 168.3676
Assembly | Existing | Interior Lighting Controls | 832.8093 | 722.1666 | 1.1532 | 78.2307
College and University | Existing | Interior Lighting Controls | 1276.4337 | 743.0061 | 1.7179 | 36.602
Grocery | Existing | Interior Lighting Controls | 1605.3875 | 758.4589 | 2.1166 | 5.7337
Healthcare | Existing | Interior Lighting Controls | 1455.9684 | 751.4398 | 1.9376 | 19.7548
Institutional | Existing | Interior Lighting Controls | 955.2982 | 727.9206 | 1.3124 | 66.7366
Lodging/Hospitality | Existing | Interior Lighting Controls | 1087.0535 | 734.1099 | 1.4808 | 54.373
Miscellaneous | Existing | Interior Lighting Controls | 1276.4337 | 743.0061 | 1.7179 | 36.602
Offices | Existing | Interior Lighting Controls | 941.9779 | 727.2948 | 1.2952 | 67.9865
Restaurants | Existing | Interior Lighting Controls | 972.0934 | 728.7095 | 1.334 | 65.1606
Retail | Existing | Interior Lighting Controls | 1443.2272 | 750.8413 | 1.9221 | 20.9504
Warehouse | Existing | Interior Lighting Controls | 1107.3236 | 735.0621 | 1.5064 | 52.4709
Assembly | New | Interior Lighting Controls | 832.8093 | 722.1666 | 1.1532 | 78.2307
College and University | New | Interior Lighting Controls | 1276.4337 | 743.0061 | 1.7179 | 36.602
Grocery | New | Interior Lighting Controls | 1605.3875 | 758.4589 | 2.1166 | 5.7337
Healthcare | New | Interior Lighting Controls | 1455.9684 | 751.4398 | 1.9376 | 19.7548
Institutional | New | Interior Lighting Controls | 955.2982 | 727.9206 | 1.3124 | 66.7366
Lodging/Hospitality | New | Interior Lighting Controls | 1087.0535 | 734.1099 | 1.4808 | 54.373
Miscellaneous | New | Interior Lighting Controls | 1276.4337 | 743.0061 | 1.7179 | 36.602
Offices | New | Interior Lighting Controls | 941.9779 | 727.2948 | 1.2952 | 67.9865
Restaurants | New | Interior Lighting Controls | 972.0934 | 728.7095 | 1.334 | 65.1606
Retail | New | Interior Lighting Controls | 1443.2272 | 750.8413 | 1.9221 | 20.9504
Warehouse | New | Interior Lighting Controls | 1107.3236 | 735.0621 | 1.5064 | 52.4709
Assembly | Existing | Engine Block Timer | 536.122 | 381.686 | 1.4046 | 28.1815
College and University | Existing | Engine Block Timer | 897.522 | 381.686 | 2.3515 | 28.1815
Grocery | Existing | Engine Block Timer | 536.122 | 381.686 | 1.4046 | 28.1815
Healthcare | Existing | Engine Block Timer | 536.122 | 381.686 | 1.4046 | 28.1815
Hospitals | Existing | Engine Block Timer | 897.522 | 381.686 | 2.3515 | 28.1815
Institutional | Existing | Engine Block Timer | 678.3509 | 381.686 | 1.7772 | 28.1815
Lodging/Hospitality | Existing | Engine Block Timer | 536.122 | 381.686 | 1.4046 | 28.1815
Miscellaneous | Existing | Engine Block Timer | 678.3509 | 381.686 | 1.7772 | 28.1815
Offices | Existing | Engine Block Timer | 678.3509 | 381.686 | 1.7772 | 28.1815
Restaurants | Existing | Engine Block Timer | 678.3509 | 381.686 | 1.7772 | 28.1815
Retail | Existing | Engine Block Timer | 678.3509 | 381.686 | 1.7772 | 28.1815
Schools K-12 | Existing | Engine Block Timer | 678.3509 | 381.686 | 1.7772 | 28.1815
Warehouse | Existing | Engine Block Timer | 678.3509 | 381.686 | 1.7772 | 28.1815
Assembly | New | Engine Block Timer | 536.122 | 381.686 | 1.4046 | 28.1815
College and University | New | Engine Block Timer | 897.522 | 381.686 | 2.3515 | 28.1815
Grocery | New | Engine Block Timer | 536.122 | 381.686 | 1.4046 | 28.1815
Healthcare | New | Engine Block Timer | 536.122 | 381.686 | 1.4046 | 28.1815
Hospitals | New | Engine Block Timer | 897.522 | 381.686 | 2.3515 | 28.1815
Institutional | New | Engine Block Timer | 678.3509 | 381.686 | 1.7772 | 28.1815
Lodging/Hospitality | New | Engine Block Timer | 536.122 | 381.686 | 1.4046 | 28.1815
Miscellaneous | New | Engine Block Timer | 678.3509 | 381.686 | 1.7772 | 28.1815
Offices | New | Engine Block Timer | 678.3509 | 381.686 | 1.7772 | 28.1815
Restaurants | New | Engine Block Timer | 678.3509 | 381.686 | 1.7772 | 28.1815
Retail | New | Engine Block Timer | 678.3509 | 381.686 | 1.7772 | 28.1815
Schools K-12 | New | Engine Block Timer | 678.3509 | 381.686 | 1.7772 | 28.1815
Warehouse | New | Engine Block Timer | 678.3509 | 381.686 | 1.7772 | 28.1815
Assembly | Existing | VSD Controlled Compressor | 42311.2563 | 19382.9243 | 2.1829 | 1431.7274
College and University | Existing | VSD Controlled Compressor | 44453.6777 | 19382.9243 | 2.2934 | 1431.7274
Grocery | Existing | VSD Controlled Compressor | 42311.2563 | 19382.9243 | 2.1829 | 1431.7274
Healthcare | Existing | VSD Controlled Compressor | 44453.6777 | 19382.9243 | 2.2934 | 1431.7274
Hospitals | Existing | VSD Controlled Compressor | 44453.6777 | 19382.9243 | 2.2934 | 1431.7274
Institutional | Existing | VSD Controlled Compressor | 42311.2563 | 19382.9243 | 2.1829 | 1431.7274
Lodging/Hospitality | Existing | VSD Controlled Compressor | 44453.6777 | 19382.9243 | 2.2934 | 1431.7274
Miscellaneous | Existing | VSD Controlled Compressor | 42311.2563 | 19382.9243 | 2.1829 | 1431.7274
Offices | Existing | VSD Controlled Compressor | 42311.2563 | 19382.9243 | 2.1829 | 1431.7274
Restaurants | Existing | VSD Controlled Compressor | 44453.6777 | 19382.9243 | 2.2934 | 1431.7274
Retail | Existing | VSD Controlled Compressor | 42311.2563 | 19382.9243 | 2.1829 | 1431.7274
Schools K-12 | Existing | VSD Controlled Compressor | 44453.6777 | 19382.9243 | 2.2934 | 1431.7274
Warehouse | Existing | VSD Controlled Compressor | 42311.2563 | 19382.9243 | 2.1829 | 1431.7274
Assembly | New | VSD Controlled Compressor | 42311.2563 | 19382.9243 | 2.1829 | 1431.7274
College and University | New | VSD Controlled Compressor | 44453.6777 | 19382.9243 | 2.2934 | 1431.7274
Grocery | New | VSD Controlled Compressor | 42311.2563 | 19382.9243 | 2.1829 | 1431.7274
Healthcare | New | VSD Controlled Compressor | 44453.6777 | 19382.9243 | 2.2934 | 1431.7274
Hospitals | New | VSD Controlled Compressor | 44453.6777 | 19382.9243 | 2.2934 | 1431.7274
Institutional | New | VSD Controlled Compressor | 42311.2563 | 19382.9243 | 2.1829 | 1431.7274
Lodging/Hospitality | New | VSD Controlled Compressor | 44453.6777 | 19382.9243 | 2.2934 | 1431.7274
Miscellaneous | New | VSD Controlled Compressor | 42311.2563 | 19382.9243 | 2.1829 | 1431.7274
Offices | New | VSD Controlled Compressor | 42311.2563 | 19382.9243 | 2.1829 | 1431.7274
Restaurants | New | VSD Controlled Compressor | 44453.6777 | 19382.9243 | 2.2934 | 1431.7274
Retail | New | VSD Controlled Compressor | 42311.2563 | 19382.9243 | 2.1829 | 1431.7274
Schools K-12 | New | VSD Controlled Compressor | 44453.6777 | 19382.9243 | 2.2934 | 1431.7274
Warehouse | New | VSD Controlled Compressor | 42311.2563 | 19382.9243 | 2.1829 | 1431.7274
Assembly | Existing | Network PC Power Management | 7263.5768 | 3045.2485 | 2.3852 | 121.5224
College and University | Existing | Network PC Power Management | 24115.1559 | 7899.4719 | 3.0528 | 295.8568
Grocery | Existing | Network PC Power Management | 11611.2805 | 3875.7202 | 2.9959 | 154.766
Healthcare | Existing | Network PC Power Management | 16318.351 | 5402.4473 | 3.0205 | 207.3314
Hospitals | Existing | Network PC Power Management | 143963.039 | 46742.9839 | 3.0799 | 1671.1049
Institutional | Existing | Network PC Power Management | 11858.4181 | 4982.1574 | 2.3802 | 200.8055
Lodging/Hospitality | Existing | Network PC Power Management | 13398.8945 | 4433.0459 | 3.0225 | 169.5815
Miscellaneous | Existing | Network PC Power Management | 159221.2307 | 65328.2276 | 2.4373 | 2337.552
Offices | Existing | Network PC Power Management | 11324.3973 | 3740.9231 | 3.0272 | 142.0044
Restaurants | Existing | Network PC Power Management | 8690.6357 | 3602.7177 | 2.4122 | 136.0511
Retail | Existing | Network PC Power Management | 4939.7743 | 1659.989 | 2.9758 | 68.3936
Schools K-12 | Existing | Network PC Power Management | 16438.7332 | 5405.8584 | 3.0409 | 200.5173
Warehouse | Existing | Network PC Power Management | 1068.8128 | 544.7173 | 1.9621 | 40.0019
Assembly | New | Network PC Power Management | 7263.5768 | 3045.2485 | 2.3852 | 121.5224
College and University | New | Network PC Power Management | 24115.1559 | 7899.4719 | 3.0528 | 295.8568
Grocery | New | Network PC Power Management | 11611.2805 | 3875.7202 | 2.9959 | 154.766
Healthcare | New | Network PC Power Management | 16318.351 | 5402.4473 | 3.0205 | 207.3314
Hospitals | New | Network PC Power Management | 143963.039 | 46742.9839 | 3.0799 | 1671.1049
Institutional | New | Network PC Power Management | 11858.4181 | 4982.1574 | 2.3802 | 200.8055
Lodging/Hospitality | New | Network PC Power Management | 13398.8945 | 4433.0459 | 3.0225 | 169.5815
Miscellaneous | New | Network PC Power Management | 159221.2307 | 65328.2276 | 2.4373 | 2337.552
Offices | New | Network PC Power Management | 11324.3973 | 3740.9231 | 3.0272 | 142.0044
Restaurants | New | Network PC Power Management | 8690.6357 | 3602.7177 | 2.4122 | 136.0511
Retail | New | Network PC Power Management | 4939.7743 | 1659.989 | 2.9758 | 68.3936
Schools K-12 | New | Network PC Power Management | 16438.7332 | 5405.8584 | 3.0409 | 200.5173
Warehouse | New | Network PC Power Management | 1068.8128 | 544.7173 | 1.9621 | 40.0019
Retail | Existing | Smart Strip Plug Outlet | 103.7187 | 46.6193 | 2.2248 | 4.1258
Retail | New | Smart Strip Plug Outlet | 103.7187 | 46.6193 | 2.2248 | 4.1258
Assembly | Existing | Freezer-Cooler Replacement Gaskets | 474.6004 | 437.9989 | 1.0836 | 66.4574
College and University | Existing | Freezer-Cooler Replacement Gaskets | 528.0719 | 437.9989 | 1.2056 | 66.4574
Grocery | Existing | Freezer-Cooler Replacement Gaskets | 474.6004 | 437.9989 | 1.0836 | 66.4574
Healthcare | Existing | Freezer-Cooler Replacement Gaskets | 528.0719 | 437.9989 | 1.2056 | 66.4574
Hospitals | Existing | Freezer-Cooler Replacement Gaskets | 528.0719 | 437.9989 | 1.2056 | 66.4574
Institutional | Existing | Freezer-Cooler Replacement Gaskets | 474.6004 | 437.9989 | 1.0836 | 66.4574
Lodging/Hospitality | Existing | Freezer-Cooler Replacement Gaskets | 528.0719 | 437.9989 | 1.2056 | 66.4574
Miscellaneous | Existing | Freezer-Cooler Replacement Gaskets | 474.6004 | 437.9989 | 1.0836 | 66.4574
Offices | Existing | Freezer-Cooler Replacement Gaskets | 474.6004 | 437.9989 | 1.0836 | 66.4574
Restaurants | Existing | Freezer-Cooler Replacement Gaskets | 528.0719 | 437.9989 | 1.2056 | 66.4574
Retail | Existing | Freezer-Cooler Replacement Gaskets | 474.6004 | 437.9989 | 1.0836 | 66.4574
Schools K-12 | Existing | Freezer-Cooler Replacement Gaskets | 528.0719 | 437.9989 | 1.2056 | 66.4574
Warehouse | Existing | Freezer-Cooler Replacement Gaskets | 474.6004 | 437.9989 | 1.0836 | 66.4574
Assembly | Existing | PSC to ECM Evaporator Fan Motor (Reach-In) | 1397.4965 | 822.0756 | 1.7 | 79.1911
College and University | Existing | PSC to ECM Evaporator Fan Motor (Reach-In) | 1702.2323 | 822.0756 | 2.0707 | 79.1911
Grocery | Existing | PSC to ECM Evaporator Fan Motor (Reach-In) | 1397.4965 | 822.0756 | 1.7 | 79.1911
Healthcare | Existing | PSC to ECM Evaporator Fan Motor (Reach-In) | 1702.2323 | 822.0756 | 2.0707 | 79.1911
Hospitals | Existing | PSC to ECM Evaporator Fan Motor (Reach-In) | 1702.2323 | 822.0756 | 2.0707 | 79.1911
Institutional | Existing | PSC to ECM Evaporator Fan Motor (Reach-In) | 1397.4965 | 822.0756 | 1.7 | 79.1911
Lodging/Hospitality | Existing | PSC to ECM Evaporator Fan Motor (Reach-In) | 1702.2323 | 822.0756 | 2.0707 | 79.1911
Miscellaneous | Existing | PSC to ECM Evaporator Fan Motor (Reach-In) | 1397.4965 | 822.0756 | 1.7 | 79.1911
Offices | Existing | PSC to ECM Evaporator Fan Motor (Reach-In) | 1397.4965 | 822.0756 | 1.7 | 79.1911
Restaurants | Existing | PSC to ECM Evaporator Fan Motor (Reach-In) | 1702.2323 | 822.0756 | 2.0707 | 79.1911
Retail | Existing | PSC to ECM Evaporator Fan Motor (Reach-In) | 1397.4965 | 822.0756 | 1.7 | 79.1911
Schools K-12 | Existing | PSC to ECM Evaporator Fan Motor (Reach-In) | 1702.2323 | 822.0756 | 2.0707 | 79.1911
Warehouse | Existing | PSC to ECM Evaporator Fan Motor (Reach-In) | 1397.4965 | 822.0756 | 1.7 | 79.1911
Assembly | New | PSC to ECM Evaporator Fan Motor (Reach-In) | 1397.4965 | 822.0756 | 1.7 | 79.1911
College and University | New | PSC to ECM Evaporator Fan Motor (Reach-In) | 1702.2323 | 822.0756 | 2.0707 | 79.1911
Grocery | New | PSC to ECM Evaporator Fan Motor (Reach-In) | 1397.4965 | 822.0756 | 1.7 | 79.1911
Healthcare | New | PSC to ECM Evaporator Fan Motor (Reach-In) | 1702.2323 | 822.0756 | 2.0707 | 79.1911
Hospitals | New | PSC to ECM Evaporator Fan Motor (Reach-In) | 1702.2323 | 822.0756 | 2.0707 | 79.1911
Institutional | New | PSC to ECM Evaporator Fan Motor (Reach-In) | 1397.4965 | 822.0756 | 1.7 | 79.1911
Lodging/Hospitality | New | PSC to ECM Evaporator Fan Motor (Reach-In) | 1702.2323 | 822.0756 | 2.0707 | 79.1911
Miscellaneous | New | PSC to ECM Evaporator Fan Motor (Reach-In) | 1397.4965 | 822.0756 | 1.7 | 79.1911
Offices | New | PSC to ECM Evaporator Fan Motor (Reach-In) | 1397.4965 | 822.0756 | 1.7 | 79.1911
Restaurants | New | PSC to ECM Evaporator Fan Motor (Reach-In) | 1702.2323 | 822.0756 | 2.0707 | 79.1911
Retail | New | PSC to ECM Evaporator Fan Motor (Reach-In) | 1397.4965 | 822.0756 | 1.7 | 79.1911
Schools K-12 | New | PSC to ECM Evaporator Fan Motor (Reach-In) | 1702.2323 | 822.0756 | 2.0707 | 79.1911
Warehouse | New | PSC to ECM Evaporator Fan Motor (Reach-In) | 1397.4965 | 822.0756 | 1.7 | 79.1911
Assembly | Existing | PSC to ECM Evaporator Fan Motor (Walk-In, Refrigerator) | 906.9738 | 804.8893 | 1.1268 | 113.5221
College and University | Existing | PSC to ECM Evaporator Fan Motor (Walk-In, Refrigerator) | 1104.747 | 804.8893 | 1.3725 | 113.5221
Grocery | Existing | PSC to ECM Evaporator Fan Motor (Walk-In, Refrigerator) | 906.9738 | 804.8893 | 1.1268 | 113.5221
Healthcare | Existing | PSC to ECM Evaporator Fan Motor (Walk-In, Refrigerator) | 1104.747 | 804.8893 | 1.3725 | 113.5221
Hospitals | Existing | PSC to ECM Evaporator Fan Motor (Walk-In, Refrigerator) | 1104.747 | 804.8893 | 1.3725 | 113.5221
Institutional | Existing | PSC to ECM Evaporator Fan Motor (Walk-In, Refrigerator) | 906.9738 | 804.8893 | 1.1268 | 113.5221
Lodging/Hospitality | Existing | PSC to ECM Evaporator Fan Motor (Walk-In, Refrigerator) | 1104.747 | 804.8893 | 1.3725 | 113.5221
Miscellaneous | Existing | PSC to ECM Evaporator Fan Motor (Walk-In, Refrigerator) | 906.9738 | 804.8893 | 1.1268 | 113.5221
Offices | Existing | PSC to ECM Evaporator Fan Motor (Walk-In, Refrigerator) | 906.9738 | 804.8893 | 1.1268 | 113.5221
Restaurants | Existing | PSC to ECM Evaporator Fan Motor (Walk-In, Refrigerator) | 1104.747 | 804.8893 | 1.3725 | 113.5221
Retail | Existing | PSC to ECM Evaporator Fan Motor (Walk-In, Refrigerator) | 906.9738 | 804.8893 | 1.1268 | 113.5221
Schools K-12 | Existing | PSC to ECM Evaporator Fan Motor (Walk-In, Refrigerator) | 1104.747 | 804.8893 | 1.3725 | 113.5221
Warehouse | Existing | PSC to ECM Evaporator Fan Motor (Walk-In, Refrigerator) | 906.9738 | 804.8893 | 1.1268 | 113.5221
Assembly | New | PSC to ECM Evaporator Fan Motor (Walk-In, Refrigerator) | 906.9738 | 804.8893 | 1.1268 | 113.5221
College and University | New | PSC to ECM Evaporator Fan Motor (Walk-In, Refrigerator) | 1104.747 | 804.8893 | 1.3725 | 113.5221
Grocery | New | PSC to ECM Evaporator Fan Motor (Walk-In, Refrigerator) | 906.9738 | 804.8893 | 1.1268 | 113.5221
Healthcare | New | PSC to ECM Evaporator Fan Motor (Walk-In, Refrigerator) | 1104.747 | 804.8893 | 1.3725 | 113.5221
Hospitals | New | PSC to ECM Evaporator Fan Motor (Walk-In, Refrigerator) | 1104.747 | 804.8893 | 1.3725 | 113.5221
Institutional | New | PSC to ECM Evaporator Fan Motor (Walk-In, Refrigerator) | 906.9738 | 804.8893 | 1.1268 | 113.5221
Lodging/Hospitality | New | PSC to ECM Evaporator Fan Motor (Walk-In, Refrigerator) | 1104.747 | 804.8893 | 1.3725 | 113.5221
Miscellaneous | New | PSC to ECM Evaporator Fan Motor (Walk-In, Refrigerator) | 906.9738 | 804.8893 | 1.1268 | 113.5221
Offices | New | PSC to ECM Evaporator Fan Motor (Walk-In, Refrigerator) | 906.9738 | 804.8893 | 1.1268 | 113.5221
Restaurants | New | PSC to ECM Evaporator Fan Motor (Walk-In, Refrigerator) | 1104.747 | 804.8893 | 1.3725 | 113.5221
Retail | New | PSC to ECM Evaporator Fan Motor (Walk-In, Refrigerator) | 906.9738 | 804.8893 | 1.1268 | 113.5221
Schools K-12 | New | PSC to ECM Evaporator Fan Motor (Walk-In, Refrigerator) | 1104.747 | 804.8893 | 1.3725 | 113.5221
Warehouse | New | PSC to ECM Evaporator Fan Motor (Walk-In, Refrigerator) | 906.9738 | 804.8893 | 1.1268 | 113.5221
Assembly | Existing | Strip Curtains for Walk-ins | 1251.5571 | 978.2395 | 1.2794 | 133.1017
College and University | Existing | Strip Curtains for Walk-ins | 1418.7172 | 978.2395 | 1.4503 | 133.1017
Grocery | Existing | Strip Curtains for Walk-ins | 1251.5571 | 978.2395 | 1.2794 | 133.1017
Healthcare | Existing | Strip Curtains for Walk-ins | 1418.7172 | 978.2395 | 1.4503 | 133.1017
Hospitals | Existing | Strip Curtains for Walk-ins | 1418.7172 | 978.2395 | 1.4503 | 133.1017
Institutional | Existing | Strip Curtains for Walk-ins | 1251.5571 | 978.2395 | 1.2794 | 133.1017
Lodging/Hospitality | Existing | Strip Curtains for Walk-ins | 1418.7172 | 978.2395 | 1.4503 | 133.1017
Miscellaneous | Existing | Strip Curtains for Walk-ins | 1251.5571 | 978.2395 | 1.2794 | 133.1017
Offices | Existing | Strip Curtains for Walk-ins | 1251.5571 | 978.2395 | 1.2794 | 133.1017
Restaurants | Existing | Strip Curtains for Walk-ins | 1418.7172 | 978.2395 | 1.4503 | 133.1017
Retail | Existing | Strip Curtains for Walk-ins | 1251.5571 | 978.2395 | 1.2794 | 133.1017
Schools K-12 | Existing | Strip Curtains for Walk-ins | 1418.7172 | 978.2395 | 1.4503 | 133.1017
Warehouse | Existing | Strip Curtains for Walk-ins | 1251.5571 | 978.2395 | 1.2794 | 133.1017
Assembly | New | Strip Curtains for Walk-ins | 1251.5571 | 978.2395 | 1.2794 | 133.1017
College and University | New | Strip Curtains for Walk-ins | 1418.7172 | 978.2395 | 1.4503 | 133.1017
Grocery | New | Strip Curtains for Walk-ins | 1251.5571 | 978.2395 | 1.2794 | 133.1017
Healthcare | New | Strip Curtains for Walk-ins | 1418.7172 | 978.2395 | 1.4503 | 133.1017
Hospitals | New | Strip Curtains for Walk-ins | 1418.7172 | 978.2395 | 1.4503 | 133.1017
Institutional | New | Strip Curtains for Walk-ins | 1251.5571 | 978.2395 | 1.2794 | 133.1017
Lodging/Hospitality | New | Strip Curtains for Walk-ins | 1418.7172 | 978.2395 | 1.4503 | 133.1017
Miscellaneous | New | Strip Curtains for Walk-ins | 1251.5571 | 978.2395 | 1.2794 | 133.1017
Offices | New | Strip Curtains for Walk-ins | 1251.5571 | 978.2395 | 1.2794 | 133.1017
Restaurants | New | Strip Curtains for Walk-ins | 1418.7172 | 978.2395 | 1.4503 | 133.1017
Retail | New | Strip Curtains for Walk-ins | 1251.5571 | 978.2395 | 1.2794 | 133.1017
Schools K-12 | New | Strip Curtains for Walk-ins | 1418.7172 | 978.2395 | 1.4503 | 133.1017
Warehouse | New | Strip Curtains for Walk-ins | 1251.5571 | 978.2395 | 1.2794 | 133.1017
Assembly | Existing | Demand Controlled Ventilation | 30355.5342 | 7452.3757 | 4.0733 | 591.937
Grocery | Existing | Demand Controlled Ventilation | 13789.2941 | 6960.8933 | 1.981 | 1087.5036
Lodging/Hospitality | Existing | Demand Controlled Ventilation | 98934.9976 | 16038.7678 | 6.1685 | 40.4339
Miscellaneous | Existing | Demand Controlled Ventilation | 89749.9099 | 15766.2673 | 5.6925 | 315.1989
Offices | Existing | Demand Controlled Ventilation | 47016.0689 | 7946.6556 | 5.9165 | 93.5496
Restaurants | Existing | Demand Controlled Ventilation | 14866.557 | 6992.8532 | 2.126 | 1055.2781
Retail | Existing | Demand Controlled Ventilation | 33262.151 | 7538.6083 | 4.4122 | 504.9877
Warehouse | Existing | Demand Controlled Ventilation | 12348.3839 | 6918.1448 | 1.7849 | 1130.6074
Assembly | New | Demand Controlled Ventilation | 30355.5342 | 7452.3757 | 4.0733 | 591.937
Grocery | New | Demand Controlled Ventilation | 13789.2941 | 6960.8933 | 1.981 | 1087.5036
Lodging/Hospitality | New | Demand Controlled Ventilation | 98934.9976 | 16038.7678 | 6.1685 | 40.4339
Miscellaneous | New | Demand Controlled Ventilation | 89749.9099 | 15766.2673 | 5.6925 | 315.1989
Offices | New | Demand Controlled Ventilation | 47016.0689 | 7946.6556 | 5.9165 | 93.5496
Restaurants | New | Demand Controlled Ventilation | 14866.557 | 6992.8532 | 2.126 | 1055.2781
Retail | New | Demand Controlled Ventilation | 33262.151 | 7538.6083 | 4.4122 | 504.9877
Warehouse | New | Demand Controlled Ventilation | 12348.3839 | 6918.1448 | 1.7849 | 1130.6074
Grocery | Existing | ENERGY STAR certified buildings program | 276422.929 | 45780.0593 | 6.0381 | 2485.7479
Healthcare | Existing | ENERGY STAR certified buildings program | 407104.2782 | 186431.8093 | 2.1837 | 28726.6642
Hospitals | Existing | ENERGY STAR certified buildings program | 2672298.2671 | 1942590.1195 | 1.3756 | 299327.3215
Institutional | Existing | ENERGY STAR certified buildings program | 470616.886 | 191971.9979 | 2.4515 | 27817.7869
Lodging/Hospitality | Existing | ENERGY STAR certified buildings program | 457553.848 | 308641.0785 | 1.4825 | 57427.3232
Miscellaneous | Existing | ENERGY STAR certified buildings program | 4486712.7163 | 2647678.541 | 1.6946 | 452363.3988
Offices | Existing | ENERGY STAR certified buildings program | 335383.5072 | 149012.0276 | 2.2507 | 22618.2571
Restaurants | Existing | ENERGY STAR certified buildings program | 288034.3914 | 49226.847 | 5.8512 | 2939.0178
Retail | Existing | ENERGY STAR certified buildings program | 125806.3995 | 104103.9159 | 1.2085 | 20195.1829
Grocery | New | ENERGY STAR certified buildings program | 276422.929 | 45780.0593 | 6.0381 | 2485.7479
Healthcare | New | ENERGY STAR certified buildings program | 407104.2782 | 186431.8093 | 2.1837 | 28726.6642
Hospitals | New | ENERGY STAR certified buildings program | 2672298.2671 | 1942590.1195 | 1.3756 | 299327.3215
Institutional | New | ENERGY STAR certified buildings program | 470616.886 | 191971.9979 | 2.4515 | 27817.7869
Lodging/Hospitality | New | ENERGY STAR certified buildings program | 457553.848 | 308641.0785 | 1.4825 | 57427.3232
Miscellaneous | New | ENERGY STAR certified buildings program | 4486712.7163 | 2647678.541 | 1.6946 | 452363.3988
Offices | New | ENERGY STAR certified buildings program | 335383.5072 | 149012.0276 | 2.2507 | 22618.2571
Restaurants | New | ENERGY STAR certified buildings program | 288034.3914 | 49226.847 | 5.8512 | 2939.0178
Retail | New | ENERGY STAR certified buildings program | 125806.3995 | 104103.9159 | 1.2085 | 20195.1829
Assembly | Existing | Retro-Commissioning | 122467.7942 | 27132.6124 | 4.5137 | 2013.5547
College and University | Existing | Retro-Commissioning | 460790.9096 | 110761.662 | 4.1602 | 283.4163
Schools K-12 | Existing | Retro-Commissioning | 501497.1495 | 75940.2576 | 6.6038 | 194.3128
Warehouse | Existing | Retro-Commissioning | 49819.0165 | 21816.6455 | 2.2835 | 3286.9633
Assembly | New | Retro-Commissioning | 122467.7942 | 27132.6124 | 4.5137 | 2013.5547
College and University | New | Retro-Commissioning | 460790.9096 | 110761.662 | 4.1602 | 283.4163
Schools K-12 | New | Retro-Commissioning | 501497.1495 | 75940.2576 | 6.6038 | 194.3128
Warehouse | New | Retro-Commissioning | 49819.0165 | 21816.6455 | 2.2835 | 3286.9633

## IND RIM
Segment | Vintage | (1) Measure | RIM NPV Benefits | RIM NPV Costs | RIM Benefit/Cost Ratio | Max Incentive | 6 Individual Measures
Construction |  | Process Heat Improved Controls | 106544.3414 | 105489.4472 | 1.01 | 6510.1794
Electrical and Electronic Equip. |  | Process Heat Improved Controls | 29062.7027 | 28774.9533 | 1.01 | 806.8165
Lumber/Furniture/Pulp/Paper |  | Process Heat Improved Controls | 41816.6547 | 41402.6285 | 1.01 | 1430.6541
Lumber/Furniture/Pulp/Paper |  | Process Refrig Controls | 54554.2072 | 54014.067 | 1.01 | 1600.6527
Lumber/Furniture/Pulp/Paper |  | Lighting Controls | 328898.7014 | 325642.2804 | 1.01 | 968.6478
Metal Products and Machinery |  | Process Heat Improved Controls | 52834.3203 | 52311.2085 | 1.01 | 1741.5614
Metal Products and Machinery |  | Process Refrig Controls | 27484.6354 | 27212.5104 | 1.01 | 1084.3829
Metal Products and Machinery |  | Lighting Controls | 271275.3386 | 268589.4449 | 1.01 | 137.5531
Miscellaneous Manufacturing |  | Process Heat Improved Controls | 32990.5516 | 32663.9128 | 1.01 | 899.3833
Primary Resources Industries |  | Process Other Systems Optimization | 206775.7146 | 204728.4304 | 1.01 | 74.8084
Primary Resources Industries |  | Process Heat Improved Controls | 52146.5365 | 51630.2342 | 1.01 | 2645.3392
Stone/Clay/Glass/Concrete |  | Process Heat Improved Controls | 15709.3913 | 15553.8529 | 1.01 | 428.267
Textiles and Leather |  | Process Heat System Optimization | 25016.4669 | 24768.7792 | 1.01 | 804.9261
Textiles and Leather |  | Building Envelope Improvements | 129399.3155 | 128118.1347 | 1.01 | 2105.4676
Transportation Equipment |  | Process Heat Improved Controls | 52760.2391 | 52237.8605 | 1.01 | 2071.1817
Water and Wastewater |  | Process Heat Improved Controls | 248603.4641 | 246142.0443 | 1.01 | 15190.4188

## IND TRC
Segment | Vintage | (1) Measure | TRC NPV Benefits | TRC NPV Costs | TRC Benefit/Cost Ratio | Max Incentive | 21 Individual Measures
Electrical and Electronic Equip. |  | Building Envelope Improvements | 54318.2371 | 12944.874 | 4.1961 | 257.2735
Textiles and Leather |  | Building Envelope Improvements | 129399.3155 | 29859.2757 | 4.3336 | 2658.2707
Chemicals and Plastics |  | Compressed Air Controls | 957512.7438 | 204370.3903 | 4.6852 | 5857.7743
Stone/Clay/Glass/Concrete |  | Compressed Air Equipment | 12806.154 | 5250.9246 | 2.4388 | 312.1198
Chemicals and Plastics |  | Efficient Lighting - High Bay | 573858.0784 | 216155.743 | 2.6548 | 12650.989
Construction |  | Efficient Lighting - High Bay | 130017.9445 | 48989.0049 | 2.654 | 2867.1887
Electrical and Electronic Equip. |  | Efficient Lighting - High Bay | 156002.2292 | 58770.1398 | 2.6544 | 3439.651
Lumber/Furniture/Pulp/Paper |  | Efficient Lighting - High Bay | 437491.6115 | 164816.3344 | 2.6544 | 9646.2366
Metal Products and Machinery |  | Efficient Lighting - High Bay | 783587.2861 | 295311.9578 | 2.6534 | 17283.7778
Miscellaneous Manufacturing |  | Efficient Lighting - High Bay | 332748.9711 | 125406.1748 | 2.6534 | 7339.6708
Primary Resources Industries |  | Efficient Lighting - High Bay | 108851.889 | 41026.1493 | 2.6532 | 2401.1452
Stone/Clay/Glass/Concrete |  | Efficient Lighting - High Bay | 31898.0705 | 12020.186 | 2.6537 | 703.5077
Textiles and Leather |  | Efficient Lighting - High Bay | 244811.9112 | 92223.4077 | 2.6546 | 5397.5767
Transportation Equipment |  | Efficient Lighting - High Bay | 750113.2396 | 282533.942 | 2.6549 | 16535.9172
Water and Wastewater |  | Efficient Lighting - High Bay | 303375.204 | 114307.6781 | 2.654 | 6690.107
Other |  | Efficient Lighting - High Bay | 7694285.2559 | 2899043.1927 | 2.6541 | 169672.8468
Chemicals and Plastics |  | Efficient Lighting - Other Interior Lighting | 1356207.7271 | 799436.3041 | 1.6965 | 105904.8857
Construction |  | Efficient Lighting - Other Interior Lighting | 179095.3181 | 95755.1087 | 1.8703 | 12685.1056
Electrical and Electronic Equip. |  | Efficient Lighting - Other Interior Lighting | 356283.3807 | 209050.5184 | 1.7043 | 27693.8529
Lumber/Furniture/Pulp/Paper |  | Efficient Lighting - Other Interior Lighting | 633607.9186 | 342841.9176 | 1.8481 | 45417.7952
Metal Products and Machinery |  | Efficient Lighting - Other Interior Lighting | 741471.7634 | 352061.084 | 2.1061 | 46639.0998
Miscellaneous Manufacturing |  | Efficient Lighting - Other Interior Lighting | 332386.548 | 161168.5915 | 2.0624 | 21350.7209
Primary Resources Industries |  | Efficient Lighting - Other Interior Lighting | 85731.2888 | 37405.0612 | 2.292 | 4955.215
Stone/Clay/Glass/Concrete |  | Efficient Lighting - Other Interior Lighting | 47295.8315 | 25727.093 | 1.8384 | 3408.1826
Textiles and Leather |  | Efficient Lighting - Other Interior Lighting | 614594.2848 | 365008.0085 | 1.6838 | 48354.236
Transportation Equipment |  | Efficient Lighting - Other Interior Lighting | 1904627.3585 | 1132726.6824 | 1.6815 | 150057.3467
Water and Wastewater |  | Efficient Lighting - Other Interior Lighting | 417889.0749 | 223428.5866 | 1.8703 | 29598.5796
Other |  | Efficient Lighting - Other Interior Lighting | 10598399.8424 | 5666540.8104 | 1.8703 | 750671.8895
Chemicals and Plastics |  | Fan Equipment Upgrades | 61070.0495 | 25603.9397 | 2.3852 | 1616.8437
Construction |  | Fan Equipment Upgrades | 35946.1021 | 12494.7122 | 2.8769 | 361.7525
Lumber/Furniture/Pulp/Paper |  | Fan Equipment Upgrades | 289866.4144 | 123561.8663 | 2.3459 | 8143.5046
Miscellaneous Manufacturing |  | Fan Equipment Upgrades | 14656.6278 | 5090.67 | 2.8791 | 147.3874
Stone/Clay/Glass/Concrete |  | Fan Equipment Upgrades | 6698.9382 | 2328.1364 | 2.8774 | 67.4052
Transportation Equipment |  | Fan Equipment Upgrades | 27259.3911 | 12596.3881 | 2.1641 | 988.8899
Water and Wastewater |  | Fan Equipment Upgrades | 83874.2387 | 29154.3286 | 2.8769 | 844.0891
Other |  | Fan Equipment Upgrades | 1351708.5511 | 469838.3968 | 2.877 | 13602.971
Miscellaneous Manufacturing |  | HVAC Equipment Upgrades | 793798.2691 | 463844.6532 | 1.7113 | 48908.4372
Primary Resources Industries |  | HVAC Equipment Upgrades | 31675.6332 | 14227.0351 | 2.2264 | 971.2564
Construction |  | HVAC Recommissioning | 1318352.9909 | 463323.3058 | 2.8454 | 29319.739
Transportation Equipment |  | HVAC Recommissioning | 3919605.2008 | 1491452.5672 | 2.628 | 95990.4764
Water and Wastewater |  | HVAC Recommissioning | 3076156.9779 | 1081087.7145 | 2.8454 | 68412.7244
Other |  | HVAC Recommissioning | 88740795.0722 | 31187154.6227 | 2.8454 | 1973566.2385
Lumber/Furniture/Pulp/Paper |  | Lighting Controls | 328898.7014 | 42640.2167 | 7.7133 | 968.6478
Metal Products and Machinery |  | Lighting Controls | 271275.3386 | 26113.7628 | 10.3882 | 137.5531
Lumber/Furniture/Pulp/Paper |  | Lighting Controls - Exterior | 11045.7289 | 4468.3386 | 2.472 | 101.5062
Metal Products and Machinery |  | Lighting Controls - Exterior | 9240.4936 | 3446.4547 | 2.6812 | 18.154
Chemicals and Plastics |  | Motor Equipment Upgrades | 251613.573 | 100382.5382 | 2.5065 | 5491.9182
Construction |  | Motor Equipment Upgrades | 39468.7072 | 12700.7458 | 3.1076 | 169.41
Electrical and Electronic Equip. |  | Motor Equipment Upgrades | 37869.7467 | 12069.5259 | 3.1376 | 130.9201
Metal Products and Machinery |  | Motor Equipment Upgrades | 36647.2342 | 12744.1093 | 2.8756 | 377.9485
Miscellaneous Manufacturing |  | Motor Equipment Upgrades | 23352.2537 | 9407.5868 | 2.4823 | 535.3514
Primary Resources Industries |  | Motor Equipment Upgrades | 6294.0588 | 2061.8687 | 3.0526 | 40.5062
Water and Wastewater |  | Motor Equipment Upgrades | 92093.6502 | 29635.0736 | 3.1076 | 395.2899
Other |  | Motor Equipment Upgrades | 1484140.966 | 477585.8773 | 3.1076 | 6370.3196
Construction |  | Motor Optimization | 32247.0686 | 24800.6486 | 1.3003 | 3486.0728
Miscellaneous Manufacturing |  | Motor Optimization | 26778.6217 | 24987.8797 | 1.0717 | 4064.3494
Textiles and Leather |  | Motor Optimization | 10677899.1166 | 5788236.146 | 1.8448 | 588559.5701
Water and Wastewater |  | Motor Optimization | 75243.1607 | 57868.1805 | 1.3003 | 8134.1699
Other |  | Motor Optimization | 1212585.8508 | 932578.2686 | 1.3003 | 131086.7224
Chemicals and Plastics |  | Process Heat Equipment Upgrade | 1020722.4739 | 433770.2062 | 2.3531 | 28716.7132
Stone/Clay/Glass/Concrete |  | Process Heat Equipment Upgrade | 279716.4521 | 118878.6491 | 2.353 | 7870.075
Chemicals and Plastics |  | Process Heat Improved Controls | 64234.0313 | 35622.0938 | 1.8032 | 5770.2978
Construction |  | Process Heat Improved Controls | 106544.3414 | 35097.4316 | 3.0357 | 6510.1794
Electrical and Electronic Equip. |  | Process Heat Improved Controls | 29062.7027 | 18273.7862 | 1.5904 | 3333.6681
Lumber/Furniture/Pulp/Paper |  | Process Heat Improved Controls | 41816.6547 | 7842.2526 | 5.3322 | 1430.6541
Metal Products and Machinery |  | Process Heat Improved Controls | 52834.3203 | 9540.791 | 5.5377 | 1741.5614
Miscellaneous Manufacturing |  | Process Heat Improved Controls | 32990.5516 | 20795.5815 | 1.5864 | 3793.7166
Primary Resources Industries |  | Process Heat Improved Controls | 52146.5365 | 14500.6527 | 3.5962 | 2645.3392
Stone/Clay/Glass/Concrete |  | Process Heat Improved Controls | 15709.3913 | 9902.4088 | 1.5864 | 1806.4863
Transportation Equipment |  | Process Heat Improved Controls | 52760.2391 | 11353.3595 | 4.6471 | 2071.1817
Water and Wastewater |  | Process Heat Improved Controls | 248603.4641 | 81894.008 | 3.0357 | 15190.4188
Chemicals and Plastics |  | Process Heat System Optimization | 151957.8473 | 91354.8955 | 1.6634 | 11057.6047
Construction |  | Process Heat System Optimization | 14800.8299 | 7653.6907 | 1.9338 | 788.1692
Lumber/Furniture/Pulp/Paper |  | Process Heat System Optimization | 7285.713 | 3133.5718 | 2.3251 | 292.039
Metal Products and Machinery |  | Process Heat System Optimization | 12023.544 | 3771.1775 | 3.1883 | 143.4129
Primary Resources Industries |  | Process Heat System Optimization | 19072.8092 | 5366.9197 | 3.5538 | 108.9225
Stone/Clay/Glass/Concrete |  | Process Heat System Optimization | 4365.1762 | 1625.2502 | 2.6858 | 176.4278
Textiles and Leather |  | Process Heat System Optimization | 25016.4669 | 18035.9818 | 1.387 | 3413.8059
Water and Wastewater |  | Process Heat System Optimization | 34535.27 | 17858.6117 | 1.9338 | 1839.0615
Metal Products and Machinery |  | Process Other Systems Optimization | 624360.6279 | 150112.5778 | 4.1593 | 3635.8148
Primary Resources Industries |  | Process Other Systems Optimization | 206775.7146 | 1963.5235 | 105.3085 | 74.8084
Chemicals and Plastics |  | Process Refrig Controls | 70728.5556 | 25243.6676 | 2.8018 | 2675.8481
Electrical and Electronic Equip. |  | Process Refrig Controls | 32132.4285 | 30149.5427 | 1.0658 | 5473.4138
Lumber/Furniture/Pulp/Paper |  | Process Refrig Controls | 54554.2072 | 33393.1413 | 1.6337 | 6062.2639
Metal Products and Machinery |  | Process Refrig Controls | 27484.6354 | 6774.0967 | 4.0573 | 1084.3829
Miscellaneous Manufacturing |  | Process Refrig Controls | 31872.5849 | 29905.7107 | 1.0658 | 5429.148
Primary Resources Industries |  | Process Refrig Controls | 4640.664 | 4354.2896 | 1.0658 | 790.4872
Stone/Clay/Glass/Concrete |  | Process Refrig Controls | 5114.3708 | 4762.1591 | 1.074 | 864.5328
Textiles and Leather |  | Process Refrig Controls | 19951.6909 | 15787.9676 | 1.2637 | 2866.1821
Transportation Equipment |  | Process Refrig Controls | 62122.0139 | 58288.4769 | 1.0658 | 10581.8174
Chemicals and Plastics |  | Process Refrig Equipment Upgrade | 286757.0009 | 91948.1255 | 3.1187 | 1218.3635
Construction |  | Process Refrig Equipment Upgrade | 66368.3715 | 25525.4892 | 2.6001 | 1253.9419
Lumber/Furniture/Pulp/Paper |  | Process Refrig Equipment Upgrade | 11082.71 | 4826.3995 | 2.2963 | 340.6791
Metal Products and Machinery |  | Process Refrig Equipment Upgrade | 43120.195 | 15809.5417 | 2.7275 | 638.8231
Miscellaneous Manufacturing |  | Process Refrig Equipment Upgrade | 6701.4911 | 2895.5121 | 2.3144 | 200.2221
Stone/Clay/Glass/Concrete |  | Process Refrig Equipment Upgrade | 5577.6295 | 2597.7605 | 2.1471 | 209.0683
Textiles and Leather |  | Process Refrig Equipment Upgrade | 26958.7187 | 8558.9211 | 3.1498 | 94.9162
Water and Wastewater |  | Process Refrig Equipment Upgrade | 154859.5336 | 59559.4748 | 2.6001 | 2925.8643
Miscellaneous Manufacturing |  | Process Refrig System Optimization | 106357.9504 | 56584.1575 | 1.8796 | 6003.198
Chemicals and Plastics |  | Pump Equipment Upgrade | 281755.0514 | 104317.5086 | 2.7009 | 6566.88
Lumber/Furniture/Pulp/Paper |  | Pump Equipment Upgrade | 351247.9289 | 176141.0279 | 1.9941 | 18539.0785
Stone/Clay/Glass/Concrete |  | Pump Equipment Upgrade | 15874.8304 | 5020.9501 | 3.1617 | 145.3688
Transportation Equipment |  | Pump Equipment Upgrade | 110267.9552 | 35654.291 | 3.0927 | 2799.0697
Lumber/Furniture/Pulp/Paper |  | Pump System Optimization | 1648718.8244 | 743047.6834 | 2.2189 | 58046.4007

## Res DR RIM
(1) Measure | RIM NPV Benefits | RIM NPV Costs | RIM Benefit/Cost Ratio | Max Recurring Annual Incentive | 10 Individual Measures
Central air conditioner - Load Shed | 6545.5476 | 6480.7402 | 1.01 | 88.7636
Central air conditioner - Load Shed | 4686.0056 | 4639.6095 | 1.01 | 55.6112
Central air conditioner - Load Shed | 5001.9653 | 4952.4409 | 1.01 | 61.2442
Central air conditioner - 50% cycling | 3272.7738 | 3240.3701 | 1.01 | 30.4157
Central air conditioner - 50% cycling | 2343.0028 | 2319.8048 | 1.01 | 13.8395
Central air conditioner - 50% cycling | 2500.9827 | 2476.2205 | 1.01 | 16.656
Water heater switches | 2227.7603 | 2205.7033 | 1.01 | 11.7849
Water heater switches | 2227.7603 | 2205.7033 | 1.01 | 11.7849
Water heater switches | 2227.7603 | 2205.7033 | 1.01 | 11.7849
Pool pump switches | 6729.6858 | 6663.0553 | 1.01 | 92.0465
Pool pump switches | 6729.6858 | 6663.0553 | 1.01 | 92.0465
Pool pump switches | 6729.6858 | 6663.0553 | 1.01 | 92.0465
Room AC control | 2655.6359 | 2629.3425 | 1.01 | 20.4356
Room AC control | 1531.6398 | 1516.475 | 1.01 | 0.3967
Room AC control | 3089.2587 | 3058.672 | 1.01 | 28.1664
Smart thermostats - Utility Installation | 6869.5191 | 6801.504 | 1.01 | 53.0284
Smart thermostats - Utility Installation | 4258.6553 | 4216.4904 | 1.01 | 18.6881
Smart thermostats - Utility Installation | 7152.5892 | 7081.7715 | 1.01 | 58.8356
Smart thermostats - BYOT | 6396.426 | 6333.095 | 1.01 | 102.307
Smart thermostats - BYOT | 3951.0142 | 3911.8952 | 1.01 | 58.7095
Smart thermostats - BYOT | 6689.8049 | 6623.5692 | 1.01 | 107.5374
CPP + Tech | 11545.8472 | 11431.5319 | 1.01 | 130.6578
CPP + Tech | 8221.7407 | 8140.3374 | 1.01 | 83.6016
CPP + Tech | 12330.1738 | 12208.0929 | 1.01 | 145.4015
Central Heating - Load Shed | 14699.5396 | 14553.9997 | 1.01 | 234.1352
Central Heating - Load Shed | 7567.1124 | 7492.1905 | 1.01 | 106.9763
Central Heating - Load Shed | 19712.1044 | 19516.9351 | 1.01 | 323.5006
Central Heating - 50% cycling | 7349.7698 | 7276.9998 | 1.01 | 103.1015
Central Heating - 50% cycling | 3783.5562 | 3746.0953 | 1.01 | 39.522
Central Heating - 50% cycling | 9856.0522 | 9758.4676 | 1.01 | 147.7842

## Res DR TRC
(1) Measure | TRC NPV Benefits | TRC NPV Costs | TRC Benefit/Cost Ratio | 10 Individual Measures
Central air conditioner - Load Shed | 6545.5476 | 1551.2262 | 4.2196
Central air conditioner - Load Shed | 4686.0056 | 1551.2262 | 3.0208
Central air conditioner - Load Shed | 5001.9653 | 1551.2262 | 3.2245
Central air conditioner - 50% cycling | 3272.7738 | 1551.2262 | 2.1098
Central air conditioner - 50% cycling | 2343.0028 | 1551.2262 | 1.5104
Central air conditioner - 50% cycling | 2500.9827 | 1551.2262 | 1.6123
Water heater switches | 2227.7603 | 1551.2262 | 1.4361
Water heater switches | 2227.7603 | 1551.2262 | 1.4361
Water heater switches | 2227.7603 | 1551.2262 | 1.4361
Pool pump switches | 6729.6858 | 1551.2262 | 4.3383
Pool pump switches | 6729.6858 | 1551.2262 | 4.3383
Pool pump switches | 6729.6858 | 1551.2262 | 4.3383
Room AC control | 2655.6359 | 1494.444 | 1.777
Room AC control | 1531.6398 | 1494.444 | 1.0249
Room AC control | 3089.2587 | 1494.444 | 2.0672
Smart thermostats - Utility Installation | 6869.5191 | 1918.1268 | 3.5814
Smart thermostats - Utility Installation | 4258.6553 | 1918.1268 | 2.2202
Smart thermostats - Utility Installation | 7152.5892 | 1918.1268 | 3.7289
Smart thermostats - BYOT | 6396.426 | 651.4462 | 9.8188
Smart thermostats - BYOT | 3951.0142 | 651.4462 | 6.065
Smart thermostats - BYOT | 6689.8049 | 651.4462 | 10.2692
CPP + Tech | 11545.8472 | 2236.9809 | 5.1614
CPP + Tech | 8221.7407 | 2236.9809 | 3.6754
CPP + Tech | 12330.1738 | 2236.9809 | 5.512
Central Heating - Load Shed | 14699.5396 | 1551.2262 | 9.4761
Central Heating - Load Shed | 7567.1124 | 1551.2262 | 4.8781
Central Heating - Load Shed | 19712.1044 | 1551.2262 | 12.7074
Central Heating - 50% cycling | 7349.7698 | 1551.2262 | 4.738
Central Heating - 50% cycling | 3783.5562 | 1551.2262 | 2.4391
Central Heating - 50% cycling | 9856.0522 | 1551.2262 | 6.3537

## Com DR RIM
(1) Measure | RIM NPV Benefits | RIM NPV Costs | RIM Benefit/Cost Ratio | Max Recurring Annual Incentive | 7 Individual Measures
Central air conditioner - Load Shed | 2915.0243 | 2886.1626 | 1.01 | 30.4822
Central air conditioner - Load Shed | 6081.9658 | 6021.7483 | 1.01 | 86.9433
Central air conditioner - Load Shed | 7955.0149 | 7876.2525 | 1.01 | 120.3366
Central air conditioner - Load Shed | 21388.9885 | 21177.2165 | 1.01 | 359.8412
Central air conditioner - 50% cycling | 1457.5121 | 1443.0813 | 1.01 | 4.4973
Central air conditioner - 50% cycling | 3040.9829 | 3010.8742 | 1.01 | 32.7278
Central air conditioner - 50% cycling | 3977.5075 | 3938.1262 | 1.01 | 49.4245
Central air conditioner - 50% cycling | 10694.4943 | 10588.6082 | 1.01 | 169.1768
Smart thermostats - Utility Installation | 7114.3018 | 7043.8633 | 1.01 | 20.3911
Smart thermostats - Utility Installation | 9972.4406 | 9873.7036 | 1.01 | 28.1517
Smart thermostats - Utility Installation | 19962.409 | 19764.7614 | 1.01 | 83.0348
Smart thermostats - BYOT | 2472.5095 | 2448.0292 | 1.01 | 32.3503
Smart thermostats - BYOT | 5849.6223 | 5791.7053 | 1.01 | 92.5584
Smart thermostats - BYOT | 7948.8743 | 7870.1726 | 1.01 | 129.9844
Smart thermostats - BYOT | 15774.001 | 15617.8228 | 1.01 | 269.493
CPP + Tech | 3285.9338 | 3254.7046 | 1.0096 | 0
CPP + Tech | 8436.0145 | 8352.4896 | 1.01 | 38.9214
CPP + Tech | 11841.3191 | 11724.0783 | 1.01 | 56.4369
CPP + Tech | 22352.7651 | 22131.4507 | 1.01 | 120.6171
Central Heating - Load Shed | 4776.4582 | 4729.1665 | 1.01 | 63.6684
Central Heating - Load Shed | 13217.1267 | 13086.2641 | 1.01 | 214.151
Central Heating - Load Shed | 18688.7851 | 18503.7477 | 1.01 | 311.7012
Central Heating - Load Shed | 23903.5611 | 23666.8924 | 1.01 | 404.6717
Central Heating - 50% cycling | 2388.2291 | 2364.5833 | 1.01 | 21.0904
Central Heating - 50% cycling | 6608.5633 | 6543.132 | 1.01 | 96.3317
Central Heating - 50% cycling | 9344.3925 | 9251.8738 | 1.01 | 145.1068
Central Heating - 50% cycling | 11951.7806 | 11833.4462 | 1.01 | 191.592

## Com DR TRC
(1) Measure | TRC NPV Benefits | TRC NPV Costs | TRC Benefit/Cost Ratio | 7 Individual Measures
Central air conditioner - Load Shed | 2915.0243 | 1193.3234 | 2.4428
Central air conditioner - Load Shed | 6081.9658 | 1193.3234 | 5.0967
Central air conditioner - Load Shed | 7955.0149 | 1193.3234 | 6.6663
Central air conditioner - Load Shed | 21388.9885 | 1193.3234 | 17.9239
Central air conditioner - 50% cycling | 1457.5121 | 1193.3234 | 1.2214
Central air conditioner - 50% cycling | 3040.9829 | 1193.3234 | 2.5483
Central air conditioner - 50% cycling | 3977.5075 | 1193.3234 | 3.3331
Central air conditioner - 50% cycling | 10694.4943 | 1193.3234 | 8.9619
Smart thermostats - Utility Installation | 2808.2879 | 1913.759 | 1.4674
Smart thermostats - Utility Installation | 7114.3018 | 1913.759 | 3.7174
Smart thermostats - Utility Installation | 9972.4406 | 1913.759 | 5.2109
Smart thermostats - Utility Installation | 19962.409 | 1913.759 | 10.431
Smart thermostats - BYOT | 2472.5095 | 651.4462 | 3.7954
Smart thermostats - BYOT | 5849.6223 | 651.4462 | 8.9794
Smart thermostats - BYOT | 7948.8743 | 651.4462 | 12.2019
Smart thermostats - BYOT | 15774.001 | 651.4462 | 24.2138
CPP + Tech | 3285.9338 | 2193.3023 | 1.4982
CPP + Tech | 8436.0145 | 2193.3023 | 3.8463
CPP + Tech | 11841.3191 | 2193.3023 | 5.3989
CPP + Tech | 22352.7651 | 2193.3023 | 10.1914
Central Heating - Load Shed | 4776.4582 | 1193.3234 | 4.0027
Central Heating - Load Shed | 13217.1267 | 1193.3234 | 11.0759
Central Heating - Load Shed | 18688.7851 | 1193.3234 | 15.6611
Central Heating - Load Shed | 23903.5611 | 1193.3234 | 20.0311
Central Heating - 50% cycling | 2388.2291 | 1193.3234 | 2.0013
Central Heating - 50% cycling | 6608.5633 | 1193.3234 | 5.5379
Central Heating - 50% cycling | 9344.3925 | 1193.3234 | 7.8306
Central Heating - 50% cycling | 11951.7806 | 1193.3234 | 10.0155

## IND DR RIM
(1) Measure | RIM NPV Benefits | RIM NPV Costs | RIM Benefit/Cost Ratio | Max Recurring Annual Incentive | 4 Individual Measures
Auto DR | 119059.0893 | 117880.2867 | 1.01 | 2103.4238
Auto DR | 612811.9061 | 606744.4632 | 1.01 | 10834.1542
Auto DR | 2788325.8498 | 2760718.6656 | 1.01 | 49219.8812
Auto DR | 20726104.5613 | 20520895.6217 | 1.01 | 365976.4631
CPP | 47623.6357 | 47152.1149 | 1.01 | 829.8527
CPP | 245124.7624 | 242697.7857 | 1.01 | 4278.9256
CPP | 1115330.3399 | 1104287.4684 | 1.01 | 19393.2526
CPP | 8290441.8245 | 8208358.2735 | 1.01 | 144270.0143
Firm Service Level | 119059.0893 | 117880.2867 | 1.01 | 2103.4238
Firm Service Level | 612811.9061 | 606744.4632 | 1.01 | 10834.1542
Firm Service Level | 2788325.8498 | 2760718.6656 | 1.01 | 49219.8812
Firm Service Level | 20726104.5613 | 20520895.6217 | 1.01 | 365976.4631
Guaranteed Load Drop | 119059.0893 | 117880.2867 | 1.01 | 2103.4238
Guaranteed Load Drop | 612811.9061 | 606744.4632 | 1.01 | 10834.1542
Guaranteed Load Drop | 2788325.8498 | 2760718.6656 | 1.01 | 49219.8812
Guaranteed Load Drop | 20726104.5613 | 20520895.6217 | 1.01 | 365976.4631

## IND DR TRC
(1) Measure | TRC NPV Benefits | TRC NPV Costs | TRC Benefit/Cost Ratio | 4 Individual Measures
Auto DR | 119059.0893 | 1065.983 | 111.6895
Auto DR | 612811.9061 | 5066.305 | 120.9584
Auto DR | 2788325.8498 | 27277.0869 | 102.2223
Auto DR | 20726104.5613 | 196277.666 | 105.5958
CPP | 47623.6357 | 1065.983 | 44.6758
CPP | 245124.7624 | 5066.305 | 48.3833
CPP | 1115330.3399 | 27277.0869 | 40.8889
CPP | 8290441.8245 | 196277.666 | 42.2383
Firm Service Level | 119059.0893 | 1065.983 | 111.6895
Firm Service Level | 612811.9061 | 5066.305 | 120.9584
Firm Service Level | 2788325.8498 | 27277.0869 | 102.2223
Firm Service Level | 20726104.5613 | 196277.666 | 105.5958
Guaranteed Load Drop | 119059.0893 | 1065.983 | 111.6895
Guaranteed Load Drop | 612811.9061 | 5066.305 | 120.9584
Guaranteed Load Drop | 2788325.8498 | 27277.0869 | 102.2223
Guaranteed Load Drop | 20726104.5613 | 196277.666 | 105.5958

## Res DER RIM
Segment | (1) Measure | RIM NPV Benefits | RIM NPV Costs | RIM Benefit/Cost Ratio
No Measures Passing RIM/PT/2 yr payback

## Res DER TRC
Segment | (1) Measure | TRC NPV Benefits | TRC NPV Costs | TRC Benefit/Cost Ratio
No Measures Passing TRC/PT/2 yr payback

## Com DER RIM
Segment | (1) Measure | RIM NPV Benefits | RIM NPV Costs | RIM Benefit/Cost Ratio
No Measures Passing RIM/PT/2 yr payback

## Com DER TRC
Segment | Vintage | (1) Measure | TRC NPV Benefits | TRC NPV Costs | TRC Benefit/Cost Ratio | Max Incentive
Commercial Facility | Any | No Measures Passing TRC/PT/2 yr payback | 151267953.214 | 71675472.9714 | 2.1105 | 7730917.5112
Commercial Facility | Any |  | 96261424.7725 | 45611664.6182 | 2.1105 | 4919674.7798
Commercial Facility | Any |  | 41254896.3311 | 23222306.9697 | 1.7765 | 2949678.5766
Commercial Facility | Any |  | 19248532.8148 | 18886322.315 | 1.0192 | 3319989.8131

## Ind DER RIM
Segment | (1) Measure | RIM NPV Benefits | RIM NPV Costs | RIM Benefit/Cost Ratio
No Measures Passing RIM/PT/2 yr payback

## Ind DER TRC
(1) Measure
No Measures Passing TRC/PT/2 yr payback