Tech | Lodging/Hospitality | Space Cooling | Residential-type central air conditioners | TRC | New | NN3525 | Duct Sealing Repair | Duct Sealing Repair | NonEquip | 15 |  | 0% | Tech/Econ | 12% | 0 | 0 | 0
Tech | Lodging/Hospitality | Space Cooling | Residential-type central air conditioners | TRC | New | NN3473 | Duct Insulation | Duct Insulation | NonEquip | 15 |  | 0% | Tech/Econ | 2.045% | 0 | 0 | 0
Tech | Lodging/Hospitality | Space Cooling | Residential-type central air conditioners | TRC | New | NN3421 | Dedicated Outdoor Air System on VRF unit | Dedicated Outdoor Air System on VRF unit | NonEquip | 15 | Residential-type central air conditioners | 58.91% | Tech/Econ | 17.5% | 0 | 0 | 0
Tech | Lodging/Hospitality | Space Cooling | Residential-type central air conditioners | TRC | New | NN3369 | Cool Roof | Cool Roof | NonEquip | 15 |  | 72.18% | Tech/Econ | 0.5924% | 0 | 0 | 0
Tech | Lodging/Hospitality | Space Cooling | Residential-type central air conditioners | TRC | New | NN3317 | Chilled Water System - Variable Speed Drives | Chilled Water System - Variable Speed Drives | NonEquip | 13 | Central chillers inside | 0% | Tech/Econ | 24.74% | 0 | 0 | 0
Tech | Lodging/Hospitality | Space Cooling | Residential-type central air conditioners | TRC | New | NN3291 | Chilled Water Controls Optimization | Chilled Water Controls Optimization | NonEquip | 10 | Central chillers inside | 0% | Tech/Econ | 12.5% | 0 | 0 | 0
Tech | Lodging/Hospitality | Space Cooling | Residential-type central air conditioners | TRC | New | NN3213 | Ceiling Insulation(R2 to R38) | Ceiling Insulation(R2 to R38) | NonEquip | 20 |  | 0% | Tech/Econ | 3.768% | 0 | 0 | 0
Tech | Lodging/Hospitality | Space Cooling | Residential-type central air conditioners | TRC | New | NN3057 | Airside Economizer | Airside Economizer | NonEquip | 10 | Packaged air conditioning units (RTUs) | 0% | Tech/Econ | 5.556% | 0 | 0 | 0
Tech | Lodging/Hospitality | Space Cooling | Residential-type central air conditioners | TRC | Existing | NE5358 | Retro-Commissioning | Retro-Commissioning | NonEquip | 5 |  | 21.99% | Tech/Econ | 16% | 0 | 0 | 0
Tech | Lodging/Hospitality | Space Cooling | Residential-type central air conditioners | TRC | Existing | NE5150 | ENERGY STAR certified buildings program | ENERGY STAR certified buildings program | NonEquip | 20 |  | 0% | Tech/Econ | 35% | 0 | 0 | 0
Tech | Lodging/Hospitality | Space Cooling | Residential-type central air conditioners | TRC | Existing | NE4370 | Window Sun Protection | Window Sun Protection | NonEquip | 10 |  | 15.68% | Tech/Econ | 16% | 0 | 0 | 0
Tech | Lodging/Hospitality | Space Cooling | Residential-type central air conditioners | TRC | Existing | NE4344 | Waterside Economizer | Waterside Economizer | NonEquip | 20 |  | 0% | Tech/Econ | 5.556% | 0 | 0 | 0
Tech | Lodging/Hospitality | Space Cooling | Residential-type central air conditioners | TRC | Existing | NE4292 | Warehouse Loading Dock Seals | Warehouse Loading Dock Seals | NonEquip | 18 |  | 0% | Tech/Econ | 0.3244% | 0 | 0 | 0
Tech | Lodging/Hospitality | Space Cooling | Residential-type central air conditioners | TRC | Existing | NE4214 | Wall Insulation | Wall Insulation | NonEquip | 20 |  | 0% | Tech/Econ | 26.79% | 0 | 0 | 0
Tech | Lodging/Hospitality | Space Cooling | Residential-type central air conditioners | TRC | Existing | NE4136 | Smart Thermostat | Smart Thermostat | NonEquip | 11 |  | 45.33% | Tech/Econ | 10% | 0 | 0 | 0
Tech | Lodging/Hospitality | Space Cooling | Residential-type central air conditioners | TRC | Existing | NE4110 | Roof Insulation | Roof Insulation | NonEquip | 20 |  | 43.5% | Tech/Econ | 0.5524% | 0 | 0 | 0
Tech | Lodging/Hospitality | Space Cooling | Residential-type central air conditioners | TRC | Existing | NE4032 | Programmable Thermostat | Programmable Thermostat | NonEquip | 11 |  | 0% | Tech/Econ | 3.6% | 0 | 0 | 0
Tech | Lodging/Hospitality | Space Cooling | Residential-type central air conditioners | TRC | Existing | NE3980 | Low U-Value Windows | Low U-Value Windows | NonEquip | 20 |  | 10.75% | Tech/Econ | 46% | 0 | 0 | 0
Tech | Lodging/Hospitality | Space Cooling | Residential-type central air conditioners | TRC | Existing | NE3902 | HVAC tune-up_RTU | HVAC tune-up_RTU | NonEquip | 5 | Packaged air conditioning units (RTUs) | 0% | Tech/Econ | 5% | 0 | 0 | 0
Tech | Lodging/Hospitality | Space Cooling | Residential-type central air conditioners | TRC | Existing | NE3876 | HVAC tune-up | HVAC tune-up | NonEquip | 5 | Residential-type central air conditioners | 0% | Tech/Econ | 5% | 0 | 0 | 0
Tech | Lodging/Hospitality | Space Cooling | Residential-type central air conditioners | TRC | Existing | NE3824 | Hotel Card Energy Control Systems | Hotel Card Energy Control Systems | NonEquip | 15 |  | 41.26% | Tech/Econ | 6.606% | 0 | 0 | 0
Tech | Lodging/Hospitality | Space Cooling | Residential-type central air conditioners | TRC | Existing | NE3798 | Green Roof | Green Roof | NonEquip | 15 |  | 0.126% | Tech/Econ | 0.3202% | 0 | 0 | 0
Tech | Lodging/Hospitality | Space Cooling | Residential-type central air conditioners | TRC | Existing | NE3668 | Facility Energy Management System | Facility Energy Management System | NonEquip | 15 |  | 0.7167% | Tech/Econ | 20% | 0 | 0 | 0
Tech | Lodging/Hospitality | Space Cooling | Residential-type central air conditioners | TRC | Existing | NE3590 | Energy Recovery Ventilation System (ERV) | Energy Recovery Ventilation System (ERV) | NonEquip | 15 | Packaged air conditioning units (RTUs) | 0% | Tech/Econ | 9.935% | 0 | 0 | 0
Tech | Lodging/Hospitality | Space Cooling | Residential-type central air conditioners | TRC | Existing | NE3512 | Duct Sealing Repair | Duct Sealing Repair | NonEquip | 15 |  | 0% | Tech/Econ | 12% | 0 | 0 | 0
Tech | Lodging/Hospitality | Space Cooling | Residential-type central air conditioners | TRC | Existing | NE3460 | Duct Insulation | Duct Insulation | NonEquip | 15 |  | 0% | Tech/Econ | 2.045% | 0 | 0 | 0
Tech | Lodging/Hospitality | Space Cooling | Residential-type central air conditioners | TRC | Existing | NE3408 | Dedicated Outdoor Air System on VRF unit | Dedicated Outdoor Air System on VRF unit | NonEquip | 15 | Residential-type central air conditioners | 58.91% | Tech/Econ | 17.5% | 0 | 0 | 0
Tech | Lodging/Hospitality | Space Cooling | Residential-type central air conditioners | TRC | Existing | NE3356 | Cool Roof | Cool Roof | NonEquip | 15 |  | 72.68% | Tech/Econ | 0.5924% | 0 | 0 | 0
Tech | Lodging/Hospitality | Space Cooling | Residential-type central air conditioners | TRC | Existing | NE3304 | Chilled Water System - Variable Speed Drives | Chilled Water System - Variable Speed Drives | NonEquip | 13 | Central chillers inside | 0% | Tech/Econ | 24.74% | 0 | 0 | 0
Tech | Lodging/Hospitality | Space Cooling | Residential-type central air conditioners | TRC | Existing | NE3278 | Chilled Water Controls Optimization | Chilled Water Controls Optimization | NonEquip | 10 | Central chillers inside | 0% | Tech/Econ | 12.5% | 0 | 0 | 0
Tech | Lodging/Hospitality | Space Cooling | Residential-type central air conditioners | TRC | Existing | NE3200 | Ceiling Insulation(R2 to R38) | Ceiling Insulation(R2 to R38) | NonEquip | 20 |  | 0% | Tech/Econ | 3.768% | 0 | 0 | 0
Tech | Lodging/Hospitality | Space Cooling | Residential-type central air conditioners | TRC | Existing | NE3096 | Ceiling Insulation(R12 to R38) | Ceiling Insulation(R12 to R38) | NonEquip | 20 |  | 0% | Tech/Econ | 0.4536% | 0 | 0 | 0
Tech | Lodging/Hospitality | Space Cooling | Residential-type central air conditioners | TRC | Existing | NE3044 | Airside Economizer | Airside Economizer | NonEquip | 10 | Packaged air conditioning units (RTUs) | 0% | Tech/Econ | 5.556% | 0 | 0 | 0
Tech | Lodging/Hospitality | Space Cooling | Residential-type central air conditioners | TRC | Turnover | ET827 | Geothermal Heat Pump | Geothermal Heat Pump | Equip | 15 | Residential-type central air conditioners | 30.5% | Tech/Econ | 21.18% | 0 | 0 | 0
Tech | Lodging/Hospitality | Space Cooling | Residential-type central air conditioners | TRC | Turnover | ET1373 | Variable Refrigerant Flow (VRF) HVAC Systems | Variable Refrigerant Flow (VRF) HVAC Systems | Equip | 15 | Residential-type central air conditioners | 49.09% | Tech/Econ | 36.88% | 0 | 0 | 0
Tech | Lodging/Hospitality | Space Cooling | Residential-type central air conditioners | TRC | Turnover | ET1295 | High Efficiency PTHP | High Efficiency PTHP | Equip | 15 | Residential-type central air conditioners | 0% | Tech/Econ | 23.64% | 0 | 0 | 0
Tech | Lodging/Hospitality | Space Cooling | Residential-type central air conditioners | TRC | Turnover | ET1256 | High Efficiency PTAC | High Efficiency PTAC | Equip | 15 | Residential-type central air conditioners | 0% | Tech/Econ | 23.64% | 0 | 0 | 0
Tech | Lodging/Hospitality | Space Cooling | Residential-type central air conditioners | TRC | New | EN853 | Geothermal Heat Pump | Geothermal Heat Pump | Equip | 15 | Residential-type central air conditioners | 30.5% | Tech/Econ | 21.18% | 0 | 0 | 0
Tech | Lodging/Hospitality | Space Cooling | Residential-type central air conditioners | TRC | New | EN1399 | Variable Refrigerant Flow (VRF) HVAC Systems | Variable Refrigerant Flow (VRF) HVAC Systems | Equip | 15 | Residential-type central air conditioners | 49.09% | Tech/Econ | 36.88% | 0 | 0 | 0
Tech | Lodging/Hospitality | Space Cooling | Residential-type central air conditioners | TRC | New | EN1321 | High Efficiency PTHP | High Efficiency PTHP | Equip | 15 | Residential-type central air conditioners | 0% | Tech/Econ | 23.64% | 0 | 0 | 0
Tech | Lodging/Hospitality | Space Cooling | Residential-type central air conditioners | TRC | New | EN1282 | High Efficiency PTAC | High Efficiency PTAC | Equip | 15 | Residential-type central air conditioners | 0% | Tech/Econ | 23.64% | 0 | 0 | 0
Tech | Lodging/Hospitality | Space Heating | Residential/split system heat pump | TRC | New | NN5345 | Retro-Commissioning | Retro-Commissioning | NonEquip | 5 |  | 0% | Tech/Econ | 16% | 0 | 0 | 0
Tech | Lodging/Hospitality | Space Heating | Residential/split system heat pump | TRC | New | NN5137 | ENERGY STAR certified buildings program | ENERGY STAR certified buildings program | NonEquip | 20 |  | 0% | Tech/Econ | 35% | 0 | 0 | 0
Tech | Lodging/Hospitality | Space Heating | Residential/split system heat pump | TRC | New | NN4331 | Water Cooled Refrigeration Heat Recovery | Water Cooled Refrigeration Heat Recovery | NonEquip | 20 |  | 0% | Tech/Econ | 10% | 0 | 0 | 0
Tech | Lodging/Hospitality | Space Heating | Residential/split system heat pump | TRC | New | NN4279 | Warehouse Loading Dock Seals | Warehouse Loading Dock Seals | NonEquip | 18 |  | 0% | Tech/Econ | 1.164% | 0 | 0 | 0
Tech | Lodging/Hospitality | Space Heating | Residential/split system heat pump | TRC | New | NN4175 | Smart Thermostat | Smart Thermostat | NonEquip | 11 |  | 45.33% | Tech/Econ | 10% | 207.8179 | 0 | 0.62091
Tech | Lodging/Hospitality | Space Heating | Residential/split system heat pump | TRC | New | NN4097 | Roof Insulation | Roof Insulation | NonEquip | 20 |  | 37.5% | Tech/Econ | 0.9912% | 0 | 0 | 0
Tech | Lodging/Hospitality | Space Heating | Residential/split system heat pump | TRC | New | NN4071 | Programmable Thermostat | Programmable Thermostat | NonEquip | 11 |  | 0% | Tech/Econ | 3.6% | 0 | 0 | 0
Tech | Lodging/Hospitality | Space Heating | Residential/split system heat pump | TRC | New | NN4019 | Low U-Value Windows | Low U-Value Windows | NonEquip | 20 |  | 26.88% | Tech/Econ | 10% | 117.6367 | 0 | -0.011682
Tech | Lodging/Hospitality | Space Heating | Residential/split system heat pump | TRC | New | NN3941 | Infiltration Reduction - Air Sealing | Infiltration Reduction - Air Sealing | NonEquip | 11 |  | 0% | Tech/Econ | 0.582% | 0 | 0 | 0
Tech | Lodging/Hospitality | Space Heating | Residential/split system heat pump | TRC | New | NN3863 | Hotel Card Energy Control Systems | Hotel Card Energy Control Systems | NonEquip | 15 |  | 41.26% | Tech/Econ | 6.606% | 62.8133 | 0 | -0.00189
Tech | Lodging/Hospitality | Space Heating | Residential/split system heat pump | TRC | New | NN3785 | Green Roof | Green Roof | NonEquip | 15 |  | 0.63% | Tech/Econ | 1.532% | 0 | 0 | 0
Tech | Lodging/Hospitality | Space Heating | Residential/split system heat pump | TRC | New | NN3733 | Floor Insulation | Floor Insulation | NonEquip | 20 |  | 16.87% | Tech/Econ | 0.5201% | 0 | 0 | 0
Tech | Lodging/Hospitality | Space Heating | Residential/split system heat pump | TRC | New | NN3655 | Facility Energy Management System | Facility Energy Management System | NonEquip | 15 |  | 4.276% | Tech/Econ | 20% | 39.5476 | 0 | 0.0047452
Tech | Lodging/Hospitality | Space Heating | Residential/split system heat pump | TRC | New | NN3577 | ECM Motors on Furnaces | ECM Motors on Furnaces | NonEquip | 15 | Forced air furnace | 0% | Tech/Econ | 1.706% | 0 | 0 | 0
Tech | Lodging/Hospitality | Space Heating | Residential/split system heat pump | TRC | New | NN3551 | Duct Sealing Repair | Duct Sealing Repair | NonEquip | 15 |  | 0% | Tech/Econ | 12% | 0 | 0 | 0
Tech | Lodging/Hospitality | Space Heating | Residential/split system heat pump | TRC | New | NN3499 | Duct Insulation | Duct Insulation | NonEquip | 15 |  | 0% | Tech/Econ | 2.045% | 0 | 0 | 0
Tech | Lodging/Hospitality | Space Heating | Residential/split system heat pump | TRC | New | NN3447 | Destratification Fans | Destratification Fans | NonEquip | 10 |  | 0% | Tech/Econ | 13.15% | 0 | 0 | 0
Tech | Lodging/Hospitality | Space Heating | Residential/split system heat pump | TRC | New | NN3395 | Dedicated Outdoor Air System on VRF unit | Dedicated Outdoor Air System on VRF unit | NonEquip | 15 | Residential/split system heat pump | 58.91% | Tech/Econ | 10% | 216.8259 | 0 | 0.033798
Tech | Lodging/Hospitality | Space Heating | Residential/split system heat pump | TRC | New | NN3187 | Ceiling Insulation(R2 to R38) | Ceiling Insulation(R2 to R38) | NonEquip | 20 |  | 0% | Tech/Econ | 13.52% | 0 | 0 | 0
Tech | Lodging/Hospitality | Space Heating | Residential/split system heat pump | TRC | New | NN3135 | Ceiling Insulation(R19 to R38) | Ceiling Insulation(R19 to R38) | NonEquip | 20 |  | 0% | Tech/Econ | 0.7512% | 0 | 0 | 0
Tech | Lodging/Hospitality | Space Heating | Residential/split system heat pump | TRC | New | NN3083 | Ceiling Insulation(R12 to R38) | Ceiling Insulation(R12 to R38) | NonEquip | 20 |  | 0% | Tech/Econ | 1.628% | 0 | 0 | 0
Tech | Lodging/Hospitality | Space Heating | Residential/split system heat pump | TRC | New | NN3005 | Air Curtains | Air Curtains | NonEquip | 8 |  | 28.37% | Tech/Econ | 0.2603% | 0 | 0 | 0
Tech | Lodging/Hospitality | Space Heating | Residential/split system heat pump | TRC | Existing | NE5332 | Retro-Commissioning | Retro-Commissioning | NonEquip | 5 |  | 21.99% | Tech/Econ | 16% | 5582.2496 | 0 | 3.3395
Tech | Lodging/Hospitality | Space Heating | Residential/split system heat pump | TRC | Existing | NE5124 | ENERGY STAR certified buildings program | ENERGY STAR certified buildings program | NonEquip | 20 |  | 0% | Tech/Econ | 35% | 0 | 0 | 0
Tech | Lodging/Hospitality | Space Heating | Residential/split system heat pump | TRC | Existing | NE4318 | Water Cooled Refrigeration Heat Recovery | Water Cooled Refrigeration Heat Recovery | NonEquip | 20 |  | 0% | Tech/Econ | 10% | 0 | 0 | 0
Tech | Lodging/Hospitality | Space Heating | Residential/split system heat pump | TRC | Existing | NE4266 | Warehouse Loading Dock Seals | Warehouse Loading Dock Seals | NonEquip | 18 |  | 0% | Tech/Econ | 1.284% | 0 | 0 | 0
Tech | Lodging/Hospitality | Space Heating | Residential/split system heat pump | TRC | Existing | NE4240 | Wall Insulation | Wall Insulation | NonEquip | 20 |  | 0% | Tech/Econ | 15.49% | 0 | 0 | 0
Tech | Lodging/Hospitality | Space Heating | Residential/split system heat pump | TRC | Existing | NE4162 | Smart Thermostat | Smart Thermostat | NonEquip | 11 |  | 45.33% | Tech/Econ | 10% | 8303.5776 | 0 | 24.8091
Tech | Lodging/Hospitality | Space Heating | Residential/split system heat pump | TRC | Existing | NE4084 | Roof Insulation | Roof Insulation | NonEquip | 20 |  | 43.5% | Tech/Econ | 2.187% | 1456.6018 | 0 | 0.35485
Tech | Lodging/Hospitality | Space Heating | Residential/split system heat pump | TRC | Existing | NE4058 | Programmable Thermostat | Programmable Thermostat | NonEquip | 11 |  | 0% | Tech/Econ | 3.6% | 0 | 0 | 0
Tech | Lodging/Hospitality | Space Heating | Residential/split system heat pump | TRC | Existing | NE4006 | Low U-Value Windows | Low U-Value Windows | NonEquip | 20 |  | 10.75% | Tech/Econ | 46% | 11273.7813 | 0 | -1.1195
Tech | Lodging/Hospitality | Space Heating | Residential/split system heat pump | TRC | Existing | NE3928 | Infiltration Reduction - Air Sealing | Infiltration Reduction - Air Sealing | NonEquip | 11 |  | 0% | Tech/Econ | 0.6422% | 0 | 0 | 0
Tech | Lodging/Hospitality | Space Heating | Residential/split system heat pump | TRC | Existing | NE3850 | Hotel Card Energy Control Systems | Hotel Card Energy Control Systems | NonEquip | 15 |  | 41.26% | Tech/Econ | 6.606% | 4486.0829 | 0 | -0.13499
Tech | Lodging/Hospitality | Space Heating | Residential/split system heat pump | TRC | Existing | NE3772 | Green Roof | Green Roof | NonEquip | 15 |  | 0.126% | Tech/Econ | 1.69% | 3.2292 | 0 | 0
Tech | Lodging/Hospitality | Space Heating | Residential/split system heat pump | TRC | Existing | NE3720 | Floor Insulation | Floor Insulation | NonEquip | 20 |  | 12.15% | Tech/Econ | 0.5739% | 105.7107 | 0 | 0.025752
Tech | Lodging/Hospitality | Space Heating | Residential/split system heat pump | TRC | Existing | NE3642 | Facility Energy Management System | Facility Energy Management System | NonEquip | 15 |  | 0.7167% | Tech/Econ | 20% | 262.9614 | 0 | 0.031552
Tech | Lodging/Hospitality | Space Heating | Residential/split system heat pump | TRC | Existing | NE3564 | ECM Motors on Furnaces | ECM Motors on Furnaces | NonEquip | 15 | Forced air furnace | 0% | Tech/Econ | 1.706% | 0 | 0 | 0
Tech | Lodging/Hospitality | Space Heating | Residential/split system heat pump | TRC | Existing | NE3538 | Duct Sealing Repair | Duct Sealing Repair | NonEquip | 15 |  | 0% | Tech/Econ | 12% | 0 | 0 | 0
Tech | Lodging/Hospitality | Space Heating | Residential/split system heat pump | TRC | Existing | NE3486 | Duct Insulation | Duct Insulation | NonEquip | 15 |  | 0% | Tech/Econ | 2.045% | 0 | 0 | 0
Tech | Lodging/Hospitality | Space Heating | Residential/split system heat pump | TRC | Existing | NE3434 | Destratification Fans | Destratification Fans | NonEquip | 10 |  | 0% | Tech/Econ | 13.15% | 0 | 0 | 0
Tech | Lodging/Hospitality | Space Heating | Residential/split system heat pump | TRC | Existing | NE3382 | Dedicated Outdoor Air System on VRF unit | Dedicated Outdoor Air System on VRF unit | NonEquip | 15 | Residential/split system heat pump | 58.91% | Tech/Econ | 10% | 10303.419 | 0 | 1.606
Tech | Lodging/Hospitality | Space Heating | Residential/split system heat pump | TRC | Existing | NE3330 | Cool Roof | Cool Roof | NonEquip | 15 |  | 72.68% | Tech/Econ | 0.08559% | 94.1677 | 0 | 0
Tech | Lodging/Hospitality | Space Heating | Residential/split system heat pump | TRC | Existing | NE3226 | Ceiling Insulation(R30 to R38) | Ceiling Insulation(R30 to R38) | NonEquip | 20 |  | 0% | Tech/Econ | 0.221% | 0 | 0 | 0
Tech | Lodging/Hospitality | Space Heating | Residential/split system heat pump | TRC | Existing | NE3174 | Ceiling Insulation(R2 to R38) | Ceiling Insulation(R2 to R38) | NonEquip | 20 |  | 0% | Tech/Econ | 14.92% | 0 | 0 | 0
Tech | Lodging/Hospitality | Space Heating | Residential/split system heat pump | TRC | Existing | NE3122 | Ceiling Insulation(R19 to R38) | Ceiling Insulation(R19 to R38) | NonEquip | 20 |  | 0% | Tech/Econ | 0.8289% | 0 | 0 | 0
Tech | Lodging/Hospitality | Space Heating | Residential/split system heat pump | TRC | Existing | NE3070 | Ceiling Insulation(R12 to R38) | Ceiling Insulation(R12 to R38) | NonEquip | 20 |  | 0% | Tech/Econ | 1.796% | 0 | 0 | 0
Tech | Lodging/Hospitality | Space Heating | Residential/split system heat pump | TRC | Existing | NE2992 | Air Curtains | Air Curtains | NonEquip | 8 |  | 33.45% | Tech/Econ | 0.2603% | 131.9037 | 0 | 0.014325
Tech | Lodging/Hospitality | Space Heating | Residential/split system heat pump | TRC | Turnover | ET866 | Geothermal Heat Pump | Geothermal Heat Pump | Equip | 15 | Residential/split system heat pump | 30.5% | Tech/Econ | 2.941% | 1436.0916 | 0 | 0.47435
Tech | Lodging/Hospitality | Space Heating | Residential/split system heat pump | TRC | Turnover | ET1412 | Variable Refrigerant Flow (VRF) HVAC Systems | Variable Refrigerant Flow (VRF) HVAC Systems | Equip | 15 | Residential/split system heat pump | 49.09% | Tech/Econ | 31.25% | 33246.9027 | 0 | 5.1824
Tech | Lodging/Hospitality | Space Heating | Residential/split system heat pump | TRC | Turnover | ET1334 | High Efficiency PTHP | High Efficiency PTHP | Equip | 15 | Residential/split system heat pump | 0% | Tech/Econ | 9.375% | 0 | 0 | 0
Tech | Lodging/Hospitality | Space Heating | Residential/split system heat pump | TRC | New | EN892 | Geothermal Heat Pump | Geothermal Heat Pump | Equip | 15 | Residential/split system heat pump | 30.5% | Tech/Econ | 2.941% | 0 | 0 | 0
Tech | Lodging/Hospitality | Space Heating | Residential/split system heat pump | TRC | New | EN1438 | Variable Refrigerant Flow (VRF) HVAC Systems | Variable Refrigerant Flow (VRF) HVAC Systems | Equip | 15 | Residential/split system heat pump | 49.09% | Tech/Econ | 31.25% | 838.0618 | 0 | 0.13063
Tech | Lodging/Hospitality | Space Heating | Residential/split system heat pump | TRC | New | EN1360 | High Efficiency PTHP | High Efficiency PTHP | Equip | 15 | Residential/split system heat pump | 0% | Tech/Econ | 9.375% | 0 | 0 | 0
Tech | Lodging/Hospitality | Refrigeration | Residential style | TRC | New | NN5319 | Retro-Commissioning | Retro-Commissioning | NonEquip | 5 |  | 0% | Tech/Econ | 16% | 0 | 0 | 0
Tech | Lodging/Hospitality | Refrigeration | Residential style | TRC | New | NN5111 | ENERGY STAR certified buildings program | ENERGY STAR certified buildings program | NonEquip | 20 |  | 0% | Tech/Econ | 35% | 0 | 0 | 0
Tech | Lodging/Hospitality | Refrigeration | Residential style | TRC | New | NN4903 | Strip Curtains for Walk-ins | Strip Curtains for Walk-ins | NonEquip | 4 | Walk-in cooler | 0% | Tech/Econ | 2.115% | 0 | 0 | 0
Tech | Lodging/Hospitality | Refrigeration | Residential style | TRC | New | NN4877 | Refrigerated Display Case Lighting Controls | Refrigerated Display Case Lighting Controls | NonEquip | 8 | Display cases | 0% | Tech/Econ | 0.9365% | 0 | 0 | 0
Tech | Lodging/Hospitality | Refrigeration | Residential style | TRC | New | NN4851 | PSC to ECM Evaporator Fan Motor (Walk-In, Refrigerator) | PSC to ECM Evaporator Fan Motor (Walk-In, Refrigerator) | NonEquip | 15 | Walk-in cooler | 0% | Tech/Econ | 37.5% | 0 | 0 | 0
Tech | Lodging/Hospitality | Refrigeration | Residential style | TRC | New | NN4825 | PSC to ECM Evaporator Fan Motor (Reach-In) | PSC to ECM Evaporator Fan Motor (Reach-In) | NonEquip | 15 | Display cases | 0% | Tech/Econ | 37.5% | 0 | 0 | 0
Tech | Lodging/Hospitality | Refrigeration | Residential style | TRC | New | NN4799 | Night Covers for Display Cases | Night Covers for Display Cases | NonEquip | 5 | Display cases | 0% | Tech/Econ | 1.877% | 0 | 0 | 0
Tech | Lodging/Hospitality | Refrigeration | Residential style | TRC | New | NN4773 | High R-Value Glass Doors | High R-Value Glass Doors | NonEquip | 12 | Display cases | 0% | Tech/Econ | 0% | 0 | 0 | 0
Tech | Lodging/Hospitality | Refrigeration | Residential style | TRC | New | NN4747 | High Efficiency Refrigeration Compressor | High Efficiency Refrigeration Compressor | NonEquip | 13 | Display cases | 0% | Tech/Econ | 6.922% | 0 | 0 | 0
Tech | Lodging/Hospitality | Refrigeration | Residential style | TRC | New | NN4721 | Freezer-Cooler Replacement Gaskets | Freezer-Cooler Replacement Gaskets | NonEquip | 4 | Display cases | 0% | Tech/Econ | 0% | 0 | 0 | 0
Tech | Lodging/Hospitality | Refrigeration | Residential style | TRC | New | NN4695 | Floating Head Pressure Controls | Floating Head Pressure Controls | NonEquip | 15 |  | 27.37% | Tech/Econ | 6.05% | 39.5032 | 0.0051218 | 0.0042901
Tech | Lodging/Hospitality | Refrigeration | Residential style | TRC | New | NN4669 | Demand Defrost | Demand Defrost | NonEquip | 10 | Walk-in cooler | 0% | Tech/Econ | 30% | 0 | 0 | 0
Tech | Lodging/Hospitality | Refrigeration | Residential style | TRC | New | NN4643 | Automatic Door Closer for Walk-in Coolers and Freezers | Automatic Door Closer for Walk-in Coolers and Freezers | NonEquip | 8 | Walk-in cooler | 0% | Tech/Econ | 3.131% | 0 | 0 | 0
Tech | Lodging/Hospitality | Refrigeration | Residential style | TRC | New | NN4617 | Anti-Sweat Controls | Anti-Sweat Controls | NonEquip | 8 | Display cases | 0% | Tech/Econ | 85% | 0 | 0 | 0
Tech | Lodging/Hospitality | Refrigeration | Residential style | TRC | Existing | NE5306 | Retro-Commissioning | Retro-Commissioning | NonEquip | 5 |  | 21.99% | Tech/Econ | 16% | 3568.7019 | 1.1018 | 2.1349
Tech | Lodging/Hospitality | Refrigeration | Residential style | TRC | Existing | NE5098 | ENERGY STAR certified buildings program | ENERGY STAR certified buildings program | NonEquip | 20 |  | 0% | Tech/Econ | 35% | 0 | 0 | 0
Tech | Lodging/Hospitality | Refrigeration | Residential style | TRC | Existing | NE4890 | Strip Curtains for Walk-ins | Strip Curtains for Walk-ins | NonEquip | 4 | Walk-in cooler | 0% | Tech/Econ | 2.115% | 0 | 0 | 0
Tech | Lodging/Hospitality | Refrigeration | Residential style | TRC | Existing | NE4864 | Refrigerated Display Case Lighting Controls | Refrigerated Display Case Lighting Controls | NonEquip | 8 | Display cases | 0% | Tech/Econ | 2.524% | 0 | 0 | 0
Tech | Lodging/Hospitality | Refrigeration | Residential style | TRC | Existing | NE4838 | PSC to ECM Evaporator Fan Motor (Walk-In, Refrigerator) | PSC to ECM Evaporator Fan Motor (Walk-In, Refrigerator) | NonEquip | 15 | Walk-in cooler | 0% | Tech/Econ | 37.5% | 0 | 0 | 0
Tech | Lodging/Hospitality | Refrigeration | Residential style | TRC | Existing | NE4812 | PSC to ECM Evaporator Fan Motor (Reach-In) | PSC to ECM Evaporator Fan Motor (Reach-In) | NonEquip | 15 | Display cases | 0% | Tech/Econ | 37.5% | 0 | 0 | 0
Tech | Lodging/Hospitality | Refrigeration | Residential style | TRC | Existing | NE4786 | Night Covers for Display Cases | Night Covers for Display Cases | NonEquip | 5 | Display cases | 0% | Tech/Econ | 1.877% | 0 | 0 | 0
Tech | Lodging/Hospitality | Refrigeration | Residential style | TRC | Existing | NE4760 | High R-Value Glass Doors | High R-Value Glass Doors | NonEquip | 12 | Display cases | 0% | Tech/Econ | 23.81% | 0 | 0 | 0
Tech | Lodging/Hospitality | Refrigeration | Residential style | TRC | Existing | NE4734 | High Efficiency Refrigeration Compressor | High Efficiency Refrigeration Compressor | NonEquip | 13 | Display cases | 0% | Tech/Econ | 6.922% | 0 | 0 | 0
Tech | Lodging/Hospitality | Refrigeration | Residential style | TRC | Existing | NE4708 | Freezer-Cooler Replacement Gaskets | Freezer-Cooler Replacement Gaskets | NonEquip | 4 | Display cases | 0% | Tech/Econ | 3.131% | 0 | 0 | 0
Tech | Lodging/Hospitality | Refrigeration | Residential style | TRC | Existing | NE4682 | Floating Head Pressure Controls | Floating Head Pressure Controls | NonEquip | 15 |  | 27.37% | Tech/Econ | 6.05% | 1620.7657 | 0.21014 | 0.17602
Tech | Lodging/Hospitality | Refrigeration | Residential style | TRC | Existing | NE4656 | Demand Defrost | Demand Defrost | NonEquip | 10 | Walk-in cooler | 0% | Tech/Econ | 30% | 0 | 0 | 0
Tech | Lodging/Hospitality | Refrigeration | Residential style | TRC | Existing | NE4630 | Automatic Door Closer for Walk-in Coolers and Freezers | Automatic Door Closer for Walk-in Coolers and Freezers | NonEquip | 8 | Walk-in cooler | 0% | Tech/Econ | 3.131% | 0 | 0 | 0
Tech | Lodging/Hospitality | Refrigeration | Residential style | TRC | Existing | NE4604 | Anti-Sweat Controls | Anti-Sweat Controls | NonEquip | 8 | Display cases | 0% | Tech/Econ | 85% | 0 | 0 | 0
Tech | Lodging/Hospitality | Refrigeration | Residential style | TRC | Turnover | ET2537 | Energy Star Refrigerator | Energy Star Refrigerator | Equip | 12 | Residential style | 45.6% | Tech/Econ | 21.99% | 11303.9628 | 1.4883 | 1.1711
Tech | Lodging/Hospitality | Refrigeration | Residential style | TRC | New | EN2563 | Energy Star Refrigerator | Energy Star Refrigerator | Equip | 12 | Residential style | 53.2% | Tech/Econ | 21.99% | 315.9924 | 0.041604 | 0.032736
Tech | Lodging/Hospitality | Cooking | Range | TRC | New | NN5085 | ENERGY STAR certified buildings program | ENERGY STAR certified buildings program | NonEquip | 20 |  | 0% | Tech/Econ | 35% | 0 | 0 | 0
Tech | Lodging/Hospitality | Cooking | Range | TRC | Existing | NE5072 | ENERGY STAR certified buildings program | ENERGY STAR certified buildings program | NonEquip | 20 |  | 0% | Tech/Econ | 35% | 0 | 0 | 0
Tech | Lodging/Hospitality | Miscellaneous | Pool pump | TRC | New | NN5449 | Retro-Commissioning | Retro-Commissioning | NonEquip | 5 |  | 0% | Tech/Econ | 16% | 0 | 0 | 0
Tech | Lodging/Hospitality | Miscellaneous | Pool pump | TRC | New | NN5241 | ENERGY STAR certified buildings program | ENERGY STAR certified buildings program | NonEquip | 20 |  | 0% | Tech/Econ | 35% | 0 | 0 | 0
Tech | Lodging/Hospitality | Miscellaneous | Pool pump | TRC | New | NN4539 | VSD Controlled Compressor | VSD Controlled Compressor | NonEquip | 15 | Others | 0% | Tech/Econ | 20.79% | 0 | 0 | 0
Tech | Lodging/Hospitality | Miscellaneous | Pool pump | TRC | New | NN4513 | Regenerative Drive Elevator Motor | Regenerative Drive Elevator Motor | NonEquip | 13 | Elevators/Escalators | 0% | Tech/Econ | 6.211% | 0 | 0 | 0
Tech | Lodging/Hospitality | Miscellaneous | Pool pump | TRC | New | NN4487 | Engine Block Timer | Engine Block Timer | NonEquip | 5 | Others | 0% | Tech/Econ | 36% | 0 | 0 | 0
Tech | Lodging/Hospitality | Miscellaneous | Pool pump | TRC | New | NN4461 | Efficient Motor Belts | Efficient Motor Belts | NonEquip | 10 | Others | 0% | Tech/Econ | 1.105% | 0 | 0 | 0
Tech | Lodging/Hospitality | Miscellaneous | Pool pump | TRC | Existing | NE5436 | Retro-Commissioning | Retro-Commissioning | NonEquip | 5 |  | 21.99% | Tech/Econ | 16% | 187.1753 | 0.05779 | 0.11197
Tech | Lodging/Hospitality | Miscellaneous | Pool pump | TRC | Existing | NE5228 | ENERGY STAR certified buildings program | ENERGY STAR certified buildings program | NonEquip | 20 |  | 0% | Tech/Econ | 35% | 0 | 0 | 0
Tech | Lodging/Hospitality | Miscellaneous | Pool pump | TRC | Existing | NE4526 | VSD Controlled Compressor | VSD Controlled Compressor | NonEquip | 15 | Others | 0% | Tech/Econ | 20.79% | 0 | 0 | 0
Tech | Lodging/Hospitality | Miscellaneous | Pool pump | TRC | Existing | NE4500 | Regenerative Drive Elevator Motor | Regenerative Drive Elevator Motor | NonEquip | 13 | Elevators/Escalators | 0% | Tech/Econ | 6.211% | 0 | 0 | 0
Tech | Lodging/Hospitality | Miscellaneous | Pool pump | TRC | Existing | NE4474 | Engine Block Timer | Engine Block Timer | NonEquip | 5 | Others | 0% | Tech/Econ | 36% | 0 | 0 | 0
Tech | Lodging/Hospitality | Miscellaneous | Pool pump | TRC | Existing | NE4448 | Efficient Motor Belts | Efficient Motor Belts | NonEquip | 10 | Others | 0% | Tech/Econ | 1.105% | 0 | 0 | 0
Tech | Lodging/Hospitality | Miscellaneous | Pool pump | TRC | Turnover | ET2111 | Variable Speed Pool Pump | Variable Speed Pool Pump | Equip | 10 | Pool pump | 50.73% | Tech/Econ | 64.36% | 2579.266 | 0.607 | 0.09422
Tech | Lodging/Hospitality | Miscellaneous | Pool pump | TRC | Turnover | ET2036 | Solar Powered Pool Pump | Solar Powered Pool Pump | Equip | 10 | Pool pump | 3.42% | Tech/Econ | 81% | 566.0742 | 0.13322 | 0.020679
Tech | Lodging/Hospitality | Miscellaneous | Pool pump | TRC | Turnover | ET1997 | Solar Pool Heater | Solar Pool Heater | Equip | 15 | Pool pump | 5.077% | Tech/Econ | 86.11% | 934.1176 | 0 | 0.034123
Tech | Lodging/Hospitality | Miscellaneous | Pool pump | TRC | Turnover | ET1958 | Heat Pump Pool Heater | Heat Pump Pool Heater | Equip | 15 | Pool pump | 75.3% | Tech/Econ | 80% | 11969.0034 | 0 | 0.43722
Tech | Lodging/Hospitality | Miscellaneous | Pool pump | TRC | New | EN2135 | Variable Speed Pool Pump | Variable Speed Pool Pump | Equip | 10 | Pool pump | 50.73% | Tech/Econ | 64.36% | 19.7372 | 0.0046449 | 0.00072099
Tech | Lodging/Hospitality | Miscellaneous | Pool pump | TRC | New | EN2060 | Solar Powered Pool Pump | Solar Powered Pool Pump | Equip | 10 | Pool pump | 3.42% | Tech/Econ | 81% | 13.5635 | 0.003192 | 0.00049547
Tech | Lodging/Hospitality | Miscellaneous | Pool pump | TRC | New | EN2023 | Solar Pool Heater | Solar Pool Heater | Equip | 15 | Pool pump | 5.077% | Tech/Econ | 86.11% | 22.3821 | 0 | 0.00081761
Tech | Lodging/Hospitality | Miscellaneous | Pool pump | TRC | New | EN1984 | Heat Pump Pool Heater | Heat Pump Pool Heater | Equip | 15 | Pool pump | 75.3% | Tech/Econ | 80% | 286.7855 | 0 | 0.010476
Tech | Lodging/Hospitality | Space Heating | Packaged central unit | TRC | New | NN5345 | Retro-Commissioning | Retro-Commissioning | NonEquip | 5 |  | 0% | Tech/Econ | 16% | 0 | 0 | 0
Tech | Lodging/Hospitality | Space Heating | Packaged central unit | TRC | New | NN5137 | ENERGY STAR certified buildings program | ENERGY STAR certified buildings program | NonEquip | 20 |  | 0% | Tech/Econ | 35% | 0 | 0 | 0
Tech | Lodging/Hospitality | Space Heating | Packaged central unit | TRC | New | NN4331 | Water Cooled Refrigeration Heat Recovery | Water Cooled Refrigeration Heat Recovery | NonEquip | 20 |  | 0% | Tech/Econ | 10% | 0 | 0 | 0
Tech | Lodging/Hospitality | Space Heating | Packaged central unit | TRC | New | NN4279 | Warehouse Loading Dock Seals | Warehouse Loading Dock Seals | NonEquip | 18 |  | 0% | Tech/Econ | 1.164% | 0 | 0 | 0
Tech | Lodging/Hospitality | Space Heating | Packaged central unit | TRC | New | NN4175 | Smart Thermostat | Smart Thermostat | NonEquip | 11 |  | 45.33% | Tech/Econ | 10% | 401.8779 | 0 | 1.2007
Tech | Lodging/Hospitality | Space Heating | Packaged central unit | TRC | New | NN4097 | Roof Insulation | Roof Insulation | NonEquip | 20 |  | 37.5% | Tech/Econ | 0.9912% | 0 | 0 | 0
Tech | Lodging/Hospitality | Space Heating | Packaged central unit | TRC | New | NN4071 | Programmable Thermostat | Programmable Thermostat | NonEquip | 11 |  | 0% | Tech/Econ | 3.6% | 0 | 0 | 0
Tech | Lodging/Hospitality | Space Heating | Packaged central unit | TRC | New | NN4019 | Low U-Value Windows | Low U-Value Windows | NonEquip | 20 |  | 26.88% | Tech/Econ | 10% | 227.4856 | 0 | -0.02259
Tech | Lodging/Hospitality | Space Heating | Packaged central unit | TRC | New | NN3941 | Infiltration Reduction - Air Sealing | Infiltration Reduction - Air Sealing | NonEquip | 11 |  | 0% | Tech/Econ | 0.582% | 0 | 0 | 0
Tech | Lodging/Hospitality | Space Heating | Packaged central unit | TRC | New | NN3863 | Hotel Card Energy Control Systems | Hotel Card Energy Control Systems | NonEquip | 15 |  | 41.26% | Tech/Econ | 6.606% | 127.9833 | 0 | -0.003851
Tech | Lodging/Hospitality | Space Heating | Packaged central unit | TRC | New | NN3785 | Green Roof | Green Roof | NonEquip | 15 |  | 0.63% | Tech/Econ | 1.532% | 0 | 0 | 0
Tech | Lodging/Hospitality | Space Heating | Packaged central unit | TRC | New | NN3733 | Floor Insulation | Floor Insulation | NonEquip | 20 |  | 16.87% | Tech/Econ | 0.5201% | 0 | 0 | 0
Tech | Lodging/Hospitality | Space Heating | Packaged central unit | TRC | New | NN3655 | Facility Energy Management System | Facility Energy Management System | NonEquip | 15 |  | 4.276% | Tech/Econ | 20% | 76.4772 | 0 | 0.0091763
Tech | Lodging/Hospitality | Space Heating | Packaged central unit | TRC | New | NN3577 | ECM Motors on Furnaces | ECM Motors on Furnaces | NonEquip | 15 | Forced air furnace | 0% | Tech/Econ | 1.706% | 0 | 0 | 0
Tech | Lodging/Hospitality | Space Heating | Packaged central unit | TRC | New | NN3551 | Duct Sealing Repair | Duct Sealing Repair | NonEquip | 15 |  | 0% | Tech/Econ | 12% | 0 | 0 | 0
Tech | Lodging/Hospitality | Space Heating | Packaged central unit | TRC | New | NN3499 | Duct Insulation | Duct Insulation | NonEquip | 15 |  | 0% | Tech/Econ | 2.045% | 0 | 0 | 0
Tech | Lodging/Hospitality | Space Heating | Packaged central unit | TRC | New | NN3447 | Destratification Fans | Destratification Fans | NonEquip | 10 |  | 0% | Tech/Econ | 13.15% | 0 | 0 | 0
Tech | Lodging/Hospitality | Space Heating | Packaged central unit | TRC | New | NN3395 | Dedicated Outdoor Air System on VRF unit | Dedicated Outdoor Air System on VRF unit | NonEquip | 15 | Residential/split system heat pump | 0% | Tech/Econ | 10% | 0 | 0 | 0
Tech | Lodging/Hospitality | Space Heating | Packaged central unit | TRC | New | NN3343 | Cool Roof | Cool Roof | NonEquip | 15 |  | 72.18% | Tech/Econ | 0.07756% | 0 | 0 | 0
Tech | Lodging/Hospitality | Space Heating | Packaged central unit | TRC | New | NN3239 | Ceiling Insulation(R30 to R38) | Ceiling Insulation(R30 to R38) | NonEquip | 20 |  | 0% | Tech/Econ | 0.2003% | 0 | 0 | 0
Tech | Lodging/Hospitality | Space Heating | Packaged central unit | TRC | New | NN3187 | Ceiling Insulation(R2 to R38) | Ceiling Insulation(R2 to R38) | NonEquip | 20 |  | 0% | Tech/Econ | 13.52% | 0 | 0 | 0
Tech | Lodging/Hospitality | Space Heating | Packaged central unit | TRC | New | NN3135 | Ceiling Insulation(R19 to R38) | Ceiling Insulation(R19 to R38) | NonEquip | 20 |  | 0% | Tech/Econ | 0.7512% | 0 | 0 | 0
Tech | Lodging/Hospitality | Space Heating | Packaged central unit | TRC | New | NN3083 | Ceiling Insulation(R12 to R38) | Ceiling Insulation(R12 to R38) | NonEquip | 20 |  | 0% | Tech/Econ | 1.628% | 0 | 0 | 0
Tech | Lodging/Hospitality | Space Heating | Packaged central unit | TRC | New | NN3005 | Air Curtains | Air Curtains | NonEquip | 8 |  | 28.37% | Tech/Econ | 0.2603% | 0 | 0 | 0
Tech | Lodging/Hospitality | Space Heating | Packaged central unit | TRC | Existing | NE5332 | Retro-Commissioning | Retro-Commissioning | NonEquip | 5 |  | 21.99% | Tech/Econ | 16% | 11242.878 | 0 | 6.7258
Tech | Lodging/Hospitality | Space Heating | Packaged central unit | TRC | Existing | NE5124 | ENERGY STAR certified buildings program | ENERGY STAR certified buildings program | NonEquip | 20 |  | 0% | Tech/Econ | 35% | 0 | 0 | 0
Tech | Lodging/Hospitality | Space Heating | Packaged central unit | TRC | Existing | NE4318 | Water Cooled Refrigeration Heat Recovery | Water Cooled Refrigeration Heat Recovery | NonEquip | 20 |  | 0% | Tech/Econ | 10% | 0 | 0 | 0
Tech | Lodging/Hospitality | Space Heating | Packaged central unit | TRC | Existing | NE4266 | Warehouse Loading Dock Seals | Warehouse Loading Dock Seals | NonEquip | 18 |  | 0% | Tech/Econ | 1.284% | 0 | 0 | 0
Tech | Lodging/Hospitality | Space Heating | Packaged central unit | TRC | Existing | NE4240 | Wall Insulation | Wall Insulation | NonEquip | 20 |  | 0% | Tech/Econ | 15.49% | 0 | 0 | 0
Tech | Lodging/Hospitality | Space Heating | Packaged central unit | TRC | Existing | NE4162 | Smart Thermostat | Smart Thermostat | NonEquip | 11 |  | 45.33% | Tech/Econ | 10% | 16057.4424 | 0 | 47.9757
Tech | Lodging/Hospitality | Space Heating | Packaged central unit | TRC | Existing | NE4084 | Roof Insulation | Roof Insulation | NonEquip | 20 |  | 43.5% | Tech/Econ | 2.187% | 2933.6553 | 0 | 0.71468
Tech | Lodging/Hospitality | Space Heating | Packaged central unit | TRC | Existing | NE4058 | Programmable Thermostat | Programmable Thermostat | NonEquip | 11 |  | 0% | Tech/Econ | 3.6% | 0 | 0 | 0
Tech | Lodging/Hospitality | Space Heating | Packaged central unit | TRC | Existing | NE4006 | Low U-Value Windows | Low U-Value Windows | NonEquip | 20 |  | 10.75% | Tech/Econ | 46% | 18456.4404 | 0 | -1.8328
Tech | Lodging/Hospitality | Space Heating | Packaged central unit | TRC | Existing | NE3928 | Infiltration Reduction - Air Sealing | Infiltration Reduction - Air Sealing | NonEquip | 11 |  | 0% | Tech/Econ | 0.6422% | 0 | 0 | 0
Tech | Lodging/Hospitality | Space Heating | Packaged central unit | TRC | Existing | NE3850 | Hotel Card Energy Control Systems | Hotel Card Energy Control Systems | NonEquip | 15 |  | 41.26% | Tech/Econ | 6.606% | 9218.262 | 0 | -0.27738
Tech | Lodging/Hospitality | Space Heating | Packaged central unit | TRC | Existing | NE3772 | Green Roof | Green Roof | NonEquip | 15 |  | 0.126% | Tech/Econ | 1.69% | 6.5037 | 0 | 0
Tech | Lodging/Hospitality | Space Heating | Packaged central unit | TRC | Existing | NE3720 | Floor Insulation | Floor Insulation | NonEquip | 20 |  | 12.15% | Tech/Econ | 0.5739% | 212.9057 | 0 | 0.051867
Tech | Lodging/Hospitality | Space Heating | Packaged central unit | TRC | Existing | NE3642 | Facility Energy Management System | Facility Energy Management System | NonEquip | 15 |  | 0.7167% | Tech/Econ | 20% | 508.5143 | 0 | 0.061015
Tech | Lodging/Hospitality | Space Heating | Packaged central unit | TRC | Existing | NE3564 | ECM Motors on Furnaces | ECM Motors on Furnaces | NonEquip | 15 | Forced air furnace | 0% | Tech/Econ | 1.706% | 0 | 0 | 0
Tech | Lodging/Hospitality | Space Heating | Packaged central unit | TRC | Existing | NE3538 | Duct Sealing Repair | Duct Sealing Repair | NonEquip | 15 |  | 0% | Tech/Econ | 12% | 0 | 0 | 0
Tech | Lodging/Hospitality | Space Heating | Packaged central unit | TRC | Existing | NE3486 | Duct Insulation | Duct Insulation | NonEquip | 15 |  | 0% | Tech/Econ | 2.045% | 0 | 0 | 0
Tech | Lodging/Hospitality | Space Heating | Packaged central unit | TRC | Existing | NE3434 | Destratification Fans | Destratification Fans | NonEquip | 10 |  | 0% | Tech/Econ | 13.15% | 0 | 0 | 0
Tech | Lodging/Hospitality | Space Heating | Packaged central unit | TRC | Existing | NE3382 | Dedicated Outdoor Air System on VRF unit | Dedicated Outdoor Air System on VRF unit | NonEquip | 15 | Residential/split system heat pump | 0% | Tech/Econ | 10% | 0 | 0 | 0
Tech | Lodging/Hospitality | Space Heating | Packaged central unit | TRC | Existing | NE3330 | Cool Roof | Cool Roof | NonEquip | 15 |  | 72.68% | Tech/Econ | 0.08559% | 189.6575 | 0 | 0
Tech | Lodging/Hospitality | Space Heating | Packaged central unit | TRC | Existing | NE3226 | Ceiling Insulation(R30 to R38) | Ceiling Insulation(R30 to R38) | NonEquip | 20 |  | 0% | Tech/Econ | 0.221% | 0 | 0 | 0
Tech | Lodging/Hospitality | Space Heating | Packaged central unit | TRC | Existing | NE3174 | Ceiling Insulation(R2 to R38) | Ceiling Insulation(R2 to R38) | NonEquip | 20 |  | 0% | Tech/Econ | 14.92% | 0 | 0 | 0
Tech | Lodging/Hospitality | Space Heating | Packaged central unit | TRC | Existing | NE3122 | Ceiling Insulation(R19 to R38) | Ceiling Insulation(R19 to R38) | NonEquip | 20 |  | 0% | Tech/Econ | 0.8289% | 0 | 0 | 0
Tech | Lodging/Hospitality | Space Heating | Packaged central unit | TRC | Existing | NE3070 | Ceiling Insulation(R12 to R38) | Ceiling Insulation(R12 to R38) | NonEquip | 20 |  | 0% | Tech/Econ | 1.796% | 0 | 0 | 0
Tech | Lodging/Hospitality | Space Heating | Packaged central unit | TRC | Existing | NE2992 | Air Curtains | Air Curtains | NonEquip | 8 |  | 33.45% | Tech/Econ | 0.2603% | 265.6594 | 0 | 0.028851
Tech | Lodging/Hospitality | Space Heating | Packaged central unit | TRC | Turnover | ET1217 | High Efficiency DX 135k- less than 240k BTU | High Efficiency DX 135k- less than 240k BTU | Equip | 15 | Packaged central unit | 94.56% | Tech/Econ | 3.03% | 9427.1471 | 0 | 0
Tech | Lodging/Hospitality | Space Heating | Packaged central unit | TRC | New | EN1243 | High Efficiency DX 135k- less than 240k BTU | High Efficiency DX 135k- less than 240k BTU | Equip | 15 | Packaged central unit | 94.56% | Tech/Econ | 3.03% | 232.3631 | 0 | 0
Tech | Lodging/Hospitality | Space Cooling | Packaged air conditioning units (RTUs) | TRC | New | NN5371 | Retro-Commissioning | Retro-Commissioning | NonEquip | 5 |  | 0% | Tech/Econ | 16% | 0 | 0 | 0
Tech | Lodging/Hospitality | Space Cooling | Packaged air conditioning units (RTUs) | TRC | New | NN5163 | ENERGY STAR certified buildings program | ENERGY STAR certified buildings program | NonEquip | 20 |  | 0% | Tech/Econ | 35% | 0 | 0 | 0
Tech | Lodging/Hospitality | Space Cooling | Packaged air conditioning units (RTUs) | TRC | New | NN4383 | Window Sun Protection | Window Sun Protection | NonEquip | 10 |  | 15.35% | Tech/Econ | 16% | 475.7642 | 0.17305 | -0.019447
Tech | Lodging/Hospitality | Space Cooling | Packaged air conditioning units (RTUs) | TRC | New | NN4357 | Waterside Economizer | Waterside Economizer | NonEquip | 20 |  | 0% | Tech/Econ | 5.556% | 0 | 0 | 0
Tech | Lodging/Hospitality | Space Cooling | Packaged air conditioning units (RTUs) | TRC | New | NN4305 | Warehouse Loading Dock Seals | Warehouse Loading Dock Seals | NonEquip | 18 |  | 0% | Tech/Econ | 0.3244% | 0 | 0 | 0
Tech | Lodging/Hospitality | Space Cooling | Packaged air conditioning units (RTUs) | TRC | New | NN4149 | Smart Thermostat | Smart Thermostat | NonEquip | 11 |  | 45.33% | Tech/Econ | 10% | 0 | 0 | 0
Tech | Lodging/Hospitality | Space Cooling | Packaged air conditioning units (RTUs) | TRC | New | NN4045 | Programmable Thermostat | Programmable Thermostat | NonEquip | 11 |  | 0% | Tech/Econ | 3.6% | 0 | 0 | 0
Tech | Lodging/Hospitality | Space Cooling | Packaged air conditioning units (RTUs) | TRC | New | NN3993 | Low U-Value Windows | Low U-Value Windows | NonEquip | 20 |  | 26.88% | Tech/Econ | 10% | 164.5695 | 0.072618 | 0
Tech | Lodging/Hospitality | Space Cooling | Packaged air conditioning units (RTUs) | TRC | New | NN3915 | HVAC tune-up_RTU | HVAC tune-up_RTU | NonEquip | 5 | Packaged air conditioning units (RTUs) | 0% | Tech/Econ | 5% | 0 | 0 | 0
Tech | Lodging/Hospitality | Space Cooling | Packaged air conditioning units (RTUs) | TRC | New | NN3889 | HVAC tune-up | HVAC tune-up | NonEquip | 5 | Residential-type central air conditioners | 0% | Tech/Econ | 5% | 0 | 0 | 0
Tech | Lodging/Hospitality | Space Cooling | Packaged air conditioning units (RTUs) | TRC | New | NN3837 | Hotel Card Energy Control Systems | Hotel Card Energy Control Systems | NonEquip | 15 |  | 41.26% | Tech/Econ | 6.606% | 0 | 0 | 0
Tech | Lodging/Hospitality | Space Cooling | Packaged air conditioning units (RTUs) | TRC | New | NN3811 | Green Roof | Green Roof | NonEquip | 15 |  | 0.63% | Tech/Econ | 0.3202% | 0 | 0 | 0
Tech | Lodging/Hospitality | Space Cooling | Packaged air conditioning units (RTUs) | TRC | New | NN3681 | Facility Energy Management System | Facility Energy Management System | NonEquip | 15 |  | 4.276% | Tech/Econ | 20% | 188.7664 | 0.049261 | 0
Tech | Lodging/Hospitality | Space Cooling | Packaged air conditioning units (RTUs) | TRC | New | NN3629 | Facility Commissioning | Facility Commissioning | NonEquip | 10 |  | 71.67% | Tech/Econ | 16% | 2509.4644 | 0.43936 | 0.010024
Tech | Lodging/Hospitality | Space Cooling | Packaged air conditioning units (RTUs) | TRC | New | NN3603 | Energy Recovery Ventilation System (ERV) | Energy Recovery Ventilation System (ERV) | NonEquip | 15 | Packaged air conditioning units (RTUs) | 48.99% | Tech/Econ | 9.935% | 911.8527 | 1.337 | 0.25911
Tech | Lodging/Hospitality | Space Cooling | Packaged air conditioning units (RTUs) | TRC | New | NN3525 | Duct Sealing Repair | Duct Sealing Repair | NonEquip | 15 |  | 0% | Tech/Econ | 12% | 0 | 0 | 0
Tech | Lodging/Hospitality | Space Cooling | Packaged air conditioning units (RTUs) | TRC | New | NN3473 | Duct Insulation | Duct Insulation | NonEquip | 15 |  | 0% | Tech/Econ | 2.045% | 0 | 0 | 0
Tech | Lodging/Hospitality | Space Cooling | Packaged air conditioning units (RTUs) | TRC | New | NN3421 | Dedicated Outdoor Air System on VRF unit | Dedicated Outdoor Air System on VRF unit | NonEquip | 15 | Residential-type central air conditioners | 0% | Tech/Econ | 17.5% | 0 | 0 | 0
Tech | Lodging/Hospitality | Space Cooling | Packaged air conditioning units (RTUs) | TRC | New | NN3369 | Cool Roof | Cool Roof | NonEquip | 15 |  | 72.18% | Tech/Econ | 0.5924% | 0 | 0 | 0
Tech | Lodging/Hospitality | Space Cooling | Packaged air conditioning units (RTUs) | TRC | New | NN3317 | Chilled Water System - Variable Speed Drives | Chilled Water System - Variable Speed Drives | NonEquip | 13 | Central chillers inside | 0% | Tech/Econ | 24.74% | 0 | 0 | 0
Tech | Lodging/Hospitality | Space Cooling | Packaged air conditioning units (RTUs) | TRC | New | NN3291 | Chilled Water Controls Optimization | Chilled Water Controls Optimization | NonEquip | 10 | Central chillers inside | 0% | Tech/Econ | 12.5% | 0 | 0 | 0
Tech | Lodging/Hospitality | Space Cooling | Packaged air conditioning units (RTUs) | TRC | New | NN3213 | Ceiling Insulation(R2 to R38) | Ceiling Insulation(R2 to R38) | NonEquip | 20 |  | 0% | Tech/Econ | 3.768% | 0 | 0 | 0
Tech | Lodging/Hospitality | Space Cooling | Packaged air conditioning units (RTUs) | TRC | New | NN3109 | Ceiling Insulation(R12 to R38) | Ceiling Insulation(R12 to R38) | NonEquip | 20 |  | 0% | Tech/Econ | 0.4536% | 0 | 0 | 0
Tech | Lodging/Hospitality | Space Cooling | Packaged air conditioning units (RTUs) | TRC | New | NN3057 | Airside Economizer | Airside Economizer | NonEquip | 10 | Packaged air conditioning units (RTUs) | 4.552% | Tech/Econ | 5.556% | 45.0762 | -0.0082029 | 5.6182e-05
Tech | Lodging/Hospitality | Space Cooling | Packaged air conditioning units (RTUs) | TRC | Existing | NE5358 | Retro-Commissioning | Retro-Commissioning | NonEquip | 5 |  | 21.99% | Tech/Econ | 16% | 25343.2024 | 7.8246 | 0
Tech | Lodging/Hospitality | Space Cooling | Packaged air conditioning units (RTUs) | TRC | Existing | NE5150 | ENERGY STAR certified buildings program | ENERGY STAR certified buildings program | NonEquip | 20 |  | 0% | Tech/Econ | 35% | 0 | 0 | 0
Tech | Lodging/Hospitality | Space Cooling | Packaged air conditioning units (RTUs) | TRC | Existing | NE4370 | Window Sun Protection | Window Sun Protection | NonEquip | 10 |  | 15.68% | Tech/Econ | 16% | 21933.6718 | 7.9779 | -0.89653
Tech | Lodging/Hospitality | Space Cooling | Packaged air conditioning units (RTUs) | TRC | Existing | NE4344 | Waterside Economizer | Waterside Economizer | NonEquip | 20 |  | 0% | Tech/Econ | 5.556% | 0 | 0 | 0
Tech | Lodging/Hospitality | Space Cooling | Packaged air conditioning units (RTUs) | TRC | Existing | NE4292 | Warehouse Loading Dock Seals | Warehouse Loading Dock Seals | NonEquip | 18 |  | 0% | Tech/Econ | 0.3244% | 0 | 0 | 0
Tech | Lodging/Hospitality | Space Cooling | Packaged air conditioning units (RTUs) | TRC | Existing | NE4214 | Wall Insulation | Wall Insulation | NonEquip | 20 |  | 0% | Tech/Econ | 26.79% | 0 | 0 | 0
Tech | Lodging/Hospitality | Space Cooling | Packaged air conditioning units (RTUs) | TRC | Existing | NE4136 | Smart Thermostat | Smart Thermostat | NonEquip | 11 |  | 45.33% | Tech/Econ | 10% | 38639.9566 | -1.2377 | 0
Tech | Lodging/Hospitality | Space Cooling | Packaged air conditioning units (RTUs) | TRC | Existing | NE4110 | Roof Insulation | Roof Insulation | NonEquip | 20 |  | 43.5% | Tech/Econ | 0.5524% | 1662.8563 | 0.68773 | 0
Tech | Lodging/Hospitality | Space Cooling | Packaged air conditioning units (RTUs) | TRC | Existing | NE4032 | Programmable Thermostat | Programmable Thermostat | NonEquip | 11 |  | 0% | Tech/Econ | 3.6% | 0 | 0 | 0
Tech | Lodging/Hospitality | Space Cooling | Packaged air conditioning units (RTUs) | TRC | Existing | NE3980 | Low U-Value Windows | Low U-Value Windows | NonEquip | 20 |  | 10.75% | Tech/Econ | 46% | 45555.5229 | 20.102 | 0
Tech | Lodging/Hospitality | Space Cooling | Packaged air conditioning units (RTUs) | TRC | Existing | NE3902 | HVAC tune-up_RTU | HVAC tune-up_RTU | NonEquip | 5 | Packaged air conditioning units (RTUs) | 0% | Tech/Econ | 5% | 0 | 0 | 0
Tech | Lodging/Hospitality | Space Cooling | Packaged air conditioning units (RTUs) | TRC | Existing | NE3876 | HVAC tune-up | HVAC tune-up | NonEquip | 5 | Residential-type central air conditioners | 0% | Tech/Econ | 5% | 0 | 0 | 0
Tech | Lodging/Hospitality | Space Cooling | Packaged air conditioning units (RTUs) | TRC | Existing | NE3824 | Hotel Card Energy Control Systems | Hotel Card Energy Control Systems | NonEquip | 15 |  | 41.26% | Tech/Econ | 6.606% | 21102.7629 | 0.16871 | 0
Tech | Lodging/Hospitality | Space Cooling | Packaged air conditioning units (RTUs) | TRC | Existing | NE3798 | Green Roof | Green Roof | NonEquip | 15 |  | 0.126% | Tech/Econ | 0.3202% | 2.7848 | 0.0015692 | 0
Tech | Lodging/Hospitality | Space Cooling | Packaged air conditioning units (RTUs) | TRC | Existing | NE3668 | Facility Energy Management System | Facility Energy Management System | NonEquip | 15 |  | 0.7167% | Tech/Econ | 20% | 1255.1518 | 0.32754 | 0
Tech | Lodging/Hospitality | Space Cooling | Packaged air conditioning units (RTUs) | TRC | Existing | NE3590 | Energy Recovery Ventilation System (ERV) | Energy Recovery Ventilation System (ERV) | NonEquip | 15 | Packaged air conditioning units (RTUs) | 48.99% | Tech/Econ | 9.935% | 39611.3417 | 58.081 | 11.2559
Tech | Lodging/Hospitality | Space Cooling | Packaged air conditioning units (RTUs) | TRC | Existing | NE3512 | Duct Sealing Repair | Duct Sealing Repair | NonEquip | 15 |  | 0% | Tech/Econ | 12% | 0 | 0 | 0
Tech | Lodging/Hospitality | Space Cooling | Packaged air conditioning units (RTUs) | TRC | Existing | NE3460 | Duct Insulation | Duct Insulation | NonEquip | 15 |  | 0% | Tech/Econ | 2.045% | 0 | 0 | 0
Tech | Lodging/Hospitality | Space Cooling | Packaged air conditioning units (RTUs) | TRC | Existing | NE3408 | Dedicated Outdoor Air System on VRF unit | Dedicated Outdoor Air System on VRF unit | NonEquip | 15 | Residential-type central air conditioners | 0% | Tech/Econ | 17.5% | 0 | 0 | 0
Tech | Lodging/Hospitality | Space Cooling | Packaged air conditioning units (RTUs) | TRC | Existing | NE3356 | Cool Roof | Cool Roof | NonEquip | 15 |  | 72.68% | Tech/Econ | 0.5924% | 2992.2978 | 1.6862 | 0
Tech | Lodging/Hospitality | Space Cooling | Packaged air conditioning units (RTUs) | TRC | Existing | NE3304 | Chilled Water System - Variable Speed Drives | Chilled Water System - Variable Speed Drives | NonEquip | 13 | Central chillers inside | 0% | Tech/Econ | 24.74% | 0 | 0 | 0
Tech | Lodging/Hospitality | Space Cooling | Packaged air conditioning units (RTUs) | TRC | Existing | NE3278 | Chilled Water Controls Optimization | Chilled Water Controls Optimization | NonEquip | 10 | Central chillers inside | 0% | Tech/Econ | 12.5% | 0 | 0 | 0
Tech | Lodging/Hospitality | Space Cooling | Packaged air conditioning units (RTUs) | TRC | Existing | NE3200 | Ceiling Insulation(R2 to R38) | Ceiling Insulation(R2 to R38) | NonEquip | 20 |  | 0% | Tech/Econ | 3.768% | 0 | 0 | 0
Tech | Lodging/Hospitality | Space Cooling | Packaged air conditioning units (RTUs) | TRC | Existing | NE3096 | Ceiling Insulation(R12 to R38) | Ceiling Insulation(R12 to R38) | NonEquip | 20 |  | 0% | Tech/Econ | 0.4536% | 0 | 0 | 0
Tech | Lodging/Hospitality | Space Cooling | Packaged air conditioning units (RTUs) | TRC | Existing | NE3044 | Airside Economizer | Airside Economizer | NonEquip | 10 | Packaged air conditioning units (RTUs) | 4.552% | Tech/Econ | 5.556% | 1904.7606 | -0.34662 | 0.0023741
Tech | Lodging/Hospitality | Space Cooling | Packaged air conditioning units (RTUs) | TRC | Turnover | ET1178 | High Efficiency DX 135k- less than 240k BTU | High Efficiency DX 135k- less than 240k BTU | Equip | 15 | Packaged air conditioning units (RTUs) | 94.56% | Tech/Econ | 4.348% | 30885.6587 | 12.7717 | 0
Tech | Lodging/Hospitality | Space Cooling | Packaged air conditioning units (RTUs) | TRC | New | EN1204 | High Efficiency DX 135k- less than 240k BTU | High Efficiency DX 135k- less than 240k BTU | Equip | 15 | Packaged air conditioning units (RTUs) | 94.56% | Tech/Econ | 4.348% | 359.0782 | 0.14848 | 0
Tech | Lodging/Hospitality | Interior Lighting | Overhead (fluorescent/LED/CFL U-shape) | TRC | New | NN5267 | Retro-Commissioning | Retro-Commissioning | NonEquip | 5 |  | 0% | Tech/Econ | 16% | 0 | 0 | 0
Tech | Lodging/Hospitality | Interior Lighting | Overhead (fluorescent/LED/CFL U-shape) | TRC | New | NN5007 | ENERGY STAR certified buildings program | ENERGY STAR certified buildings program | NonEquip | 20 |  | 0% | Tech/Econ | 35% | 0 | 0 | 0
Tech | Lodging/Hospitality | Interior Lighting | Overhead (fluorescent/LED/CFL U-shape) | TRC | New | NN4435 | Interior Lighting Controls | Interior Lighting Controls | NonEquip | 8 | Overhead (fluorescent/LED/CFL U-shape) | 15.09% | Tech/Econ | 28% | 662.4346 | 0 | 0
Tech | Lodging/Hospitality | Interior Lighting | Overhead (fluorescent/LED/CFL U-shape) | TRC | New | NN4409 | Bi-Level Lighting Control (Interior) | Bi-Level Lighting Control (Interior) | NonEquip | 8 | Overhead (fluorescent/LED/CFL U-shape) | 36% | Tech/Econ | 31% | 1969.8677 | 0.024335 | 0
Tech | Lodging/Hospitality | Interior Lighting | Overhead (fluorescent/LED/CFL U-shape) | TRC | New | NN3707 | Facility Energy Management System | Facility Energy Management System | NonEquip | 15 |  | 4.276% | Tech/Econ | 24% | 154.129 | 0.040222 | 0.018493
Tech | Lodging/Hospitality | Interior Lighting | Overhead (fluorescent/LED/CFL U-shape) | TRC | Existing | NE5254 | Retro-Commissioning | Retro-Commissioning | NonEquip | 5 |  | 21.99% | Tech/Econ | 16% | 18161.687 | 5.6074 | 10.8648
Tech | Lodging/Hospitality | Interior Lighting | Overhead (fluorescent/LED/CFL U-shape) | TRC | Existing | NE4994 | ENERGY STAR certified buildings program | ENERGY STAR certified buildings program | NonEquip | 20 |  | 0% | Tech/Econ | 35% | 0 | 0 | 0
Tech | Lodging/Hospitality | Interior Lighting | Overhead (fluorescent/LED/CFL U-shape) | TRC | Existing | NE4422 | Interior Lighting Controls | Interior Lighting Controls | NonEquip | 8 | Overhead (fluorescent/LED/CFL U-shape) | 15.09% | Tech/Econ | 28% | 24296.2766 | 0 | 0
Tech | Lodging/Hospitality | Interior Lighting | Overhead (fluorescent/LED/CFL U-shape) | TRC | Existing | NE4396 | Bi-Level Lighting Control (Interior) | Bi-Level Lighting Control (Interior) | NonEquip | 8 | Overhead (fluorescent/LED/CFL U-shape) | 36% | Tech/Econ | 31% | 72249.3216 | 0.89254 | 0
Tech | Lodging/Hospitality | Interior Lighting | Overhead (fluorescent/LED/CFL U-shape) | TRC | Existing | NE3694 | Facility Energy Management System | Facility Energy Management System | NonEquip | 15 |  | 0.7167% | Tech/Econ | 24% | 889.4346 | 0.23211 | 0.10672
Tech | Lodging/Hospitality | Interior Lighting | Overhead (fluorescent/LED/CFL U-shape) | TRC | Turnover | ET1802 | Premium T8 - Lamp Replacement | Premium T8 - Lamp Replacement | Equip | 8 | Overhead (fluorescent/LED/CFL U-shape) | 0% | Tech/Econ | 12.5% | 0 | 0 | 0
Tech | Lodging/Hospitality | Interior Lighting | Overhead (fluorescent/LED/CFL U-shape) | TRC | Turnover | ET1763 | Premium T8 - Fixture Replacement | Premium T8 - Fixture Replacement | Equip | 8 | Overhead (fluorescent/LED/CFL U-shape) | 0% | Tech/Econ | 12.5% | 0 | 0 | 0
Tech | Lodging/Hospitality | Interior Lighting | Overhead (fluorescent/LED/CFL U-shape) | TRC | Turnover | ET1724 | LED Linear - Lamp Replacement | LED Linear - Lamp Replacement | Equip | 15 | Overhead (fluorescent/LED/CFL U-shape) | 24.1% | Tech/Econ | 25.43% | 33755.6581 | 8.1427 | 0.0013638
Tech | Lodging/Hospitality | Interior Lighting | Overhead (fluorescent/LED/CFL U-shape) | TRC | Turnover | ET1685 | LED Linear - Fixture Replacement | LED Linear - Fixture Replacement | Equip | 15 | Overhead (fluorescent/LED/CFL U-shape) | 24.1% | Tech/Econ | 50.28% | 89276.4547 | 21.7719 | 0.0011928
Tech | Lodging/Hospitality | Interior Lighting | Overhead (fluorescent/LED/CFL U-shape) | TRC | New | EN1828 | Premium T8 - Lamp Replacement | Premium T8 - Lamp Replacement | Equip | 8 | Overhead (fluorescent/LED/CFL U-shape) | 0% | Tech/Econ | 12.5% | 0 | 0 | 0
Tech | Lodging/Hospitality | Interior Lighting | Overhead (fluorescent/LED/CFL U-shape) | TRC | New | EN1789 | Premium T8 - Fixture Replacement | Premium T8 - Fixture Replacement | Equip | 8 | Overhead (fluorescent/LED/CFL U-shape) | 0% | Tech/Econ | 12.5% | 0 | 0 | 0
Tech | Lodging/Hospitality | Interior Lighting | Overhead (fluorescent/LED/CFL U-shape) | TRC | New | EN1750 | LED Linear - Lamp Replacement | LED Linear - Lamp Replacement | Equip | 15 | Overhead (fluorescent/LED/CFL U-shape) | 0% | Tech/Econ | 25.43% | 0 | 0 | 0
Tech | Lodging/Hospitality | Interior Lighting | Overhead (fluorescent/LED/CFL U-shape) | TRC | New | EN1711 | LED Linear - Fixture Replacement | LED Linear - Fixture Replacement | Equip | 15 | Overhead (fluorescent/LED/CFL U-shape) | 0% | Tech/Econ | 50.28% | 0 | 0 | 0
Tech | Lodging/Hospitality | Cooking | Oven | TRC | New | NN5085 | ENERGY STAR certified buildings program | ENERGY STAR certified buildings program | NonEquip | 20 |  | 0% | Tech/Econ | 35% | 0 | 0 | 0
Tech | Lodging/Hospitality | Cooking | Oven | TRC | Existing | NE5072 | ENERGY STAR certified buildings program | ENERGY STAR certified buildings program | NonEquip | 20 |  | 0% | Tech/Econ | 35% | 0 | 0 | 0
Tech | Lodging/Hospitality | Cooking | Oven | TRC | Turnover | ET47 | Energy Star Commercial Oven | Energy Star Commercial Oven | Equip | 12 | Oven | 22.46% | Tech/Econ | 34.83% | 10927.6657 | 1.7745 | 0.92859
Tech | Lodging/Hospitality | Cooking | Oven | TRC | New | EN73 | Energy Star Commercial Oven | Energy Star Commercial Oven | Equip | 12 | Oven | 22.46% | Tech/Econ | 34.83% | 261.8343 | 0.042519 | 0.02225
Tech | Lodging/Hospitality | Miscellaneous | Others | TRC | New | NN5449 | Retro-Commissioning | Retro-Commissioning | NonEquip | 5 |  | 0% | Tech/Econ | 16% | 0 | 0 | 0
Tech | Lodging/Hospitality | Miscellaneous | Others | TRC | New | NN5241 | ENERGY STAR certified buildings program | ENERGY STAR certified buildings program | NonEquip | 20 |  | 0% | Tech/Econ | 35% | 0 | 0 | 0
Tech | Lodging/Hospitality | Miscellaneous | Others | TRC | New | NN4539 | VSD Controlled Compressor | VSD Controlled Compressor | NonEquip | 15 | Others | 36.99% | Tech/Econ | 20.79% | 1166.627 | 0.15126 | 0.1267
Tech | Lodging/Hospitality | Miscellaneous | Others | TRC | New | NN4513 | Regenerative Drive Elevator Motor | Regenerative Drive Elevator Motor | NonEquip | 13 | Elevators/Escalators | 0% | Tech/Econ | 6.211% | 0 | 0 | 0
Tech | Lodging/Hospitality | Miscellaneous | Others | TRC | New | NN4487 | Engine Block Timer | Engine Block Timer | NonEquip | 5 | Others | 4.977% | Tech/Econ | 36% | 294.4894 | 0 | 0
Tech | Lodging/Hospitality | Miscellaneous | Others | TRC | New | NN4461 | Efficient Motor Belts | Efficient Motor Belts | NonEquip | 10 | Others | 4.977% | Tech/Econ | 1.105% | 7.5129 | 0.00097408 | 0.00081592
Tech | Lodging/Hospitality | Miscellaneous | Others | TRC | Existing | NE5436 | Retro-Commissioning | Retro-Commissioning | NonEquip | 5 |  | 21.99% | Tech/Econ | 16% | 21689.0592 | 6.6964 | 12.975
Tech | Lodging/Hospitality | Miscellaneous | Others | TRC | Existing | NE5228 | ENERGY STAR certified buildings program | ENERGY STAR certified buildings program | NonEquip | 20 |  | 0% | Tech/Econ | 35% | 0 | 0 | 0
Tech | Lodging/Hospitality | Miscellaneous | Others | TRC | Existing | NE4526 | VSD Controlled Compressor | VSD Controlled Compressor | NonEquip | 15 | Others | 7.399% | Tech/Econ | 20.79% | 9871.0895 | 1.2798 | 1.072
Tech | Lodging/Hospitality | Miscellaneous | Others | TRC | Existing | NE4500 | Regenerative Drive Elevator Motor | Regenerative Drive Elevator Motor | NonEquip | 13 | Elevators/Escalators | 0% | Tech/Econ | 6.211% | 0 | 0 | 0
Tech | Lodging/Hospitality | Miscellaneous | Others | TRC | Existing | NE4474 | Engine Block Timer | Engine Block Timer | NonEquip | 5 | Others | 1.244% | Tech/Econ | 36% | 3072.6316 | 0 | 0
Tech | Lodging/Hospitality | Miscellaneous | Others | TRC | Existing | NE4448 | Efficient Motor Belts | Efficient Motor Belts | NonEquip | 10 | Others | 1.244% | Tech/Econ | 1.105% | 81.7737 | 0.010602 | 0.0088808
Tech | Lodging/Hospitality | Miscellaneous | Others | TRC | Turnover | ET1919 | ENERGY STAR Water Cooler | ENERGY STAR Water Cooler | Equip | 10 | Others | 0% | Tech/Econ | 68.49% | 0 | 0 | 0
Tech | Lodging/Hospitality | Miscellaneous | Others | TRC | Turnover | ET1880 | ENERGY STAR Commercial Clothes Washer | ENERGY STAR Commercial Clothes Washer | Equip | 7 | Others | 22.05% | Tech/Econ | 27.27% | 41066.528 | 4.1764 | 4.8071
Tech | Lodging/Hospitality | Miscellaneous | Others | TRC | Turnover | ET1841 | Efficient Battery Charger | Efficient Battery Charger | Equip | 7 | Others | 17.92% | Tech/Econ | 13.68% | 15485.7038 | 8.4853 | 0
Tech | Lodging/Hospitality | Miscellaneous | Others | TRC | New | EN1945 | ENERGY STAR Water Cooler | ENERGY STAR Water Cooler | Equip | 10 | Others | 0% | Tech/Econ | 68.49% | 0 | 0 | 0
Tech | Lodging/Hospitality | Miscellaneous | Others | TRC | New | EN1906 | ENERGY STAR Commercial Clothes Washer | ENERGY STAR Commercial Clothes Washer | Equip | 7 | Others | 22.05% | Tech/Econ | 27.27% | 970.6998 | 0.098718 | 0.11363
Tech | Lodging/Hospitality | Miscellaneous | Others | TRC | New | EN1867 | Efficient Battery Charger | Efficient Battery Charger | Equip | 7 | Others | 17.92% | Tech/Econ | 13.68% | 343.1693 | 0.18804 | 0
Tech | Lodging/Hospitality | Office Equipment | Other office | TRC | New | NN5059 | ENERGY STAR certified buildings program | ENERGY STAR certified buildings program | NonEquip | 20 |  | 0% | Tech/Econ | 35% | 0 | 0 | 0
Tech | Lodging/Hospitality | Office Equipment | Other office | TRC | New | NN4591 | Smart Strip Plug Outlet | Smart Strip Plug Outlet | NonEquip | 4 |  | 43.9% | Tech/Econ | 1.187% | 240.8182 | 0.035808 | 0.024886
Tech | Lodging/Hospitality | Office Equipment | Other office | TRC | New | NN4565 | Network PC Power Management | Network PC Power Management | NonEquip | 5 | Computers | 0% | Tech/Econ | 56.5% | 0 | 0 | 0
Tech | Lodging/Hospitality | Office Equipment | Other office | TRC | Existing | NE5046 | ENERGY STAR certified buildings program | ENERGY STAR certified buildings program | NonEquip | 20 |  | 0% | Tech/Econ | 35% | 0 | 0 | 0
Tech | Lodging/Hospitality | Office Equipment | Other office | TRC | Existing | NE4578 | Smart Strip Plug Outlet | Smart Strip Plug Outlet | NonEquip | 4 |  | 43.9% | Tech/Econ | 1.187% | 10050.557 | 1.4945 | 1.0386
Tech | Lodging/Hospitality | Office Equipment | Other office | TRC | Existing | NE4552 | Network PC Power Management | Network PC Power Management | NonEquip | 5 | Computers | 0% | Tech/Econ | 56.5% | 0 | 0 | 0
Tech | Lodging/Hospitality | Office Equipment | Other office | TRC | Turnover | ET2264 | Energy Star Uninterruptable Power Supply | Energy Star Uninterruptable Power Supply | Equip | 10 | Other office | 22.4% | Tech/Econ | 1.878% | 8147.6702 | 0.9301 | 0.9301
Tech | Lodging/Hospitality | Office Equipment | Other office | TRC | New | EN2290 | Energy Star Uninterruptable Power Supply | Energy Star Uninterruptable Power Supply | Equip | 10 | Other office | 22.4% | Tech/Econ | 1.878% | 195.2237 | 0.022286 | 0.022286
Tech | Lodging/Hospitality | Ventilation and Circulation | Motor/Fan | TRC | New | NN5397 | Retro-Commissioning | Retro-Commissioning | NonEquip | 5 |  | 0% | Tech/Econ | 16% | 0 | 0 | 0
Tech | Lodging/Hospitality | Ventilation and Circulation | Motor/Fan | TRC | New | NN5189 | ENERGY STAR certified buildings program | ENERGY STAR certified buildings program | NonEquip | 20 |  | 0% | Tech/Econ | 35% | 0 | 0 | 0
Tech | Lodging/Hospitality | Ventilation and Circulation | Motor/Fan | TRC | New | NN4981 | VAV System | VAV System | NonEquip | 10 |  | 0% | Tech/Econ | 30% | 0 | 0 | 0
Tech | Lodging/Hospitality | Ventilation and Circulation | Motor/Fan | TRC | New | NN4955 | Demand Controlled Ventilation | Demand Controlled Ventilation | NonEquip | 10 |  | 23.39% | Tech/Econ | 40.89% | 8.6937 | 0.00090515 | 0.005096
Tech | Lodging/Hospitality | Ventilation and Circulation | Motor/Fan | TRC | New | NN4929 | CO Sensors for Parking Garage Exhaust | CO Sensors for Parking Garage Exhaust | NonEquip | 15 | Motor/Fan | 0% | Tech/Econ | 33% | 0 | 0 | 0
Tech | Lodging/Hospitality | Ventilation and Circulation | Motor/Fan | TRC | Existing | NE5384 | Retro-Commissioning | Retro-Commissioning | NonEquip | 5 |  | 21.99% | Tech/Econ | 16% | 118.4514 | 0.036571 | 0.070861
Tech | Lodging/Hospitality | Ventilation and Circulation | Motor/Fan | TRC | Existing | NE5176 | ENERGY STAR certified buildings program | ENERGY STAR certified buildings program | NonEquip | 20 |  | 0% | Tech/Econ | 35% | 0 | 0 | 0
Tech | Lodging/Hospitality | Ventilation and Circulation | Motor/Fan | TRC | Existing | NE4968 | VAV System | VAV System | NonEquip | 10 |  | 0% | Tech/Econ | 30% | 0 | 0 | 0
Tech | Lodging/Hospitality | Ventilation and Circulation | Motor/Fan | TRC | Existing | NE4942 | Demand Controlled Ventilation | Demand Controlled Ventilation | NonEquip | 10 |  | 23.39% | Tech/Econ | 40.89% | 362.8339 | 0.037776 | 0.21268
Tech | Lodging/Hospitality | Ventilation and Circulation | Motor/Fan | TRC | Existing | NE4916 | CO Sensors for Parking Garage Exhaust | CO Sensors for Parking Garage Exhaust | NonEquip | 15 | Motor/Fan | 0% | Tech/Econ | 33% | 0 | 0 | 0
Tech | Lodging/Hospitality | Ventilation and Circulation | Motor/Fan | TRC | Turnover | ET2693 | High Speed Fans | High Speed Fans | Equip | 7 | Motor/Fan | 14.03% | Tech/Econ | 10.99% | 52.8563 | 0.0068531 | 0.0057403
Tech | Lodging/Hospitality | Ventilation and Circulation | Motor/Fan | TRC | Turnover | ET2654 | 10HP Open Drip-Proof(ODP) Motor | 10HP Open Drip-Proof(ODP) Motor | Equip | 15 | Motor/Fan | 29.73% | Tech/Econ | 1.079% | 10.832 | 0.0014044 | 0.0011764
Tech | Lodging/Hospitality | Ventilation and Circulation | Motor/Fan | TRC | New | EN2719 | High Speed Fans | High Speed Fans | Equip | 7 | Motor/Fan | 14.03% | Tech/Econ | 10.99% | 1.2665 | 0.0001642 | 0.00013754
Tech | Lodging/Hospitality | Ventilation and Circulation | Motor/Fan | TRC | New | EN2680 | 10HP Open Drip-Proof(ODP) Motor | 10HP Open Drip-Proof(ODP) Motor | Equip | 15 | Motor/Fan | 37.16% | Tech/Econ | 1.079% | 0.32443 | 4.2064e-05 | 3.5234e-05
Tech | Lodging/Hospitality | Miscellaneous | Medical equipment | TRC | New | NN5449 | Retro-Commissioning | Retro-Commissioning | NonEquip | 5 |  | 0% | Tech/Econ | 16% | 0 | 0 | 0
Tech | Lodging/Hospitality | Miscellaneous | Medical equipment | TRC | New | NN5241 | ENERGY STAR certified buildings program | ENERGY STAR certified buildings program | NonEquip | 20 |  | 0% | Tech/Econ | 35% | 0 | 0 | 0
Tech | Lodging/Hospitality | Miscellaneous | Medical equipment | TRC | New | NN4539 | VSD Controlled Compressor | VSD Controlled Compressor | NonEquip | 15 | Others | 0% | Tech/Econ | 20.79% | 0 | 0 | 0
Tech | Lodging/Hospitality | Miscellaneous | Medical equipment | TRC | New | NN4513 | Regenerative Drive Elevator Motor | Regenerative Drive Elevator Motor | NonEquip | 13 | Elevators/Escalators | 0% | Tech/Econ | 6.211% | 0 | 0 | 0
Tech | Lodging/Hospitality | Miscellaneous | Medical equipment | TRC | New | NN4487 | Engine Block Timer | Engine Block Timer | NonEquip | 5 | Others | 0% | Tech/Econ | 36% | 0 | 0 | 0
Tech | Lodging/Hospitality | Miscellaneous | Medical equipment | TRC | New | NN4461 | Efficient Motor Belts | Efficient Motor Belts | NonEquip | 10 | Others | 0% | Tech/Econ | 1.105% | 0 | 0 | 0
Tech | Lodging/Hospitality | Miscellaneous | Medical equipment | TRC | Existing | NE5436 | Retro-Commissioning | Retro-Commissioning | NonEquip | 5 |  | 21.99% | Tech/Econ | 16% | 0 | 0 | 0
Tech | Lodging/Hospitality | Miscellaneous | Medical equipment | TRC | Existing | NE5228 | ENERGY STAR certified buildings program | ENERGY STAR certified buildings program | NonEquip | 20 |  | 0% | Tech/Econ | 35% | 0 | 0 | 0
Tech | Lodging/Hospitality | Miscellaneous | Medical equipment | TRC | Existing | NE4526 | VSD Controlled Compressor | VSD Controlled Compressor | NonEquip | 15 | Others | 0% | Tech/Econ | 20.79% | 0 | 0 | 0
Tech | Lodging/Hospitality | Miscellaneous | Medical equipment | TRC | Existing | NE4500 | Regenerative Drive Elevator Motor | Regenerative Drive Elevator Motor | NonEquip | 13 | Elevators/Escalators | 0% | Tech/Econ | 6.211% | 0 | 0 | 0
Tech | Lodging/Hospitality | Miscellaneous | Medical equipment | TRC | Existing | NE4474 | Engine Block Timer | Engine Block Timer | NonEquip | 5 | Others | 0% | Tech/Econ | 36% | 0 | 0 | 0
Tech | Lodging/Hospitality | Miscellaneous | Medical equipment | TRC | Existing | NE4448 | Efficient Motor Belts | Efficient Motor Belts | NonEquip | 10 | Others | 0% | Tech/Econ | 1.105% | 0 | 0 | 0
Tech | Lodging/Hospitality | Refrigeration | Large cold storage | TRC | New | NN5319 | Retro-Commissioning | Retro-Commissioning | NonEquip | 5 |  | 0% | Tech/Econ | 16% | 0 | 0 | 0
Tech | Lodging/Hospitality | Refrigeration | Large cold storage | TRC | New | NN5111 | ENERGY STAR certified buildings program | ENERGY STAR certified buildings program | NonEquip | 20 |  | 0% | Tech/Econ | 35% | 0 | 0 | 0
Tech | Lodging/Hospitality | Refrigeration | Large cold storage | TRC | New | NN4903 | Strip Curtains for Walk-ins | Strip Curtains for Walk-ins | NonEquip | 4 | Walk-in cooler | 0% | Tech/Econ | 2.115% | 0 | 0 | 0
Tech | Lodging/Hospitality | Refrigeration | Large cold storage | TRC | New | NN4877 | Refrigerated Display Case Lighting Controls | Refrigerated Display Case Lighting Controls | NonEquip | 8 | Display cases | 0% | Tech/Econ | 0.9365% | 0 | 0 | 0
Tech | Lodging/Hospitality | Refrigeration | Large cold storage | TRC | New | NN4851 | PSC to ECM Evaporator Fan Motor (Walk-In, Refrigerator) | PSC to ECM Evaporator Fan Motor (Walk-In, Refrigerator) | NonEquip | 15 | Walk-in cooler | 0% | Tech/Econ | 37.5% | 0 | 0 | 0
Tech | Lodging/Hospitality | Refrigeration | Large cold storage | TRC | New | NN4825 | PSC to ECM Evaporator Fan Motor (Reach-In) | PSC to ECM Evaporator Fan Motor (Reach-In) | NonEquip | 15 | Display cases | 0% | Tech/Econ | 37.5% | 0 | 0 | 0
Tech | Lodging/Hospitality | Refrigeration | Large cold storage | TRC | New | NN4799 | Night Covers for Display Cases | Night Covers for Display Cases | NonEquip | 5 | Display cases | 0% | Tech/Econ | 1.877% | 0 | 0 | 0
Tech | Lodging/Hospitality | Refrigeration | Large cold storage | TRC | New | NN4773 | High R-Value Glass Doors | High R-Value Glass Doors | NonEquip | 12 | Display cases | 0% | Tech/Econ | 0% | 0 | 0 | 0
Tech | Lodging/Hospitality | Refrigeration | Large cold storage | TRC | New | NN4747 | High Efficiency Refrigeration Compressor | High Efficiency Refrigeration Compressor | NonEquip | 13 | Display cases | 0% | Tech/Econ | 6.922% | 0 | 0 | 0
Tech | Lodging/Hospitality | Refrigeration | Large cold storage | TRC | New | NN4721 | Freezer-Cooler Replacement Gaskets | Freezer-Cooler Replacement Gaskets | NonEquip | 4 | Display cases | 0% | Tech/Econ | 0% | 0 | 0 | 0
Tech | Lodging/Hospitality | Refrigeration | Large cold storage | TRC | New | NN4695 | Floating Head Pressure Controls | Floating Head Pressure Controls | NonEquip | 15 |  | 27.37% | Tech/Econ | 6.05% | 0 | 0 | 0
Tech | Lodging/Hospitality | Refrigeration | Large cold storage | TRC | New | NN4669 | Demand Defrost | Demand Defrost | NonEquip | 10 | Walk-in cooler | 0% | Tech/Econ | 30% | 0 | 0 | 0
Tech | Lodging/Hospitality | Refrigeration | Large cold storage | TRC | New | NN4643 | Automatic Door Closer for Walk-in Coolers and Freezers | Automatic Door Closer for Walk-in Coolers and Freezers | NonEquip | 8 | Walk-in cooler | 0% | Tech/Econ | 3.131% | 0 | 0 | 0
Tech | Lodging/Hospitality | Refrigeration | Large cold storage | TRC | New | NN4617 | Anti-Sweat Controls | Anti-Sweat Controls | NonEquip | 8 | Display cases | 0% | Tech/Econ | 85% | 0 | 0 | 0
Tech | Lodging/Hospitality | Refrigeration | Large cold storage | TRC | Existing | NE5306 | Retro-Commissioning | Retro-Commissioning | NonEquip | 5 |  | 21.99% | Tech/Econ | 16% | 0 | 0 | 0
Tech | Lodging/Hospitality | Refrigeration | Large cold storage | TRC | Existing | NE5098 | ENERGY STAR certified buildings program | ENERGY STAR certified buildings program | NonEquip | 20 |  | 0% | Tech/Econ | 35% | 0 | 0 | 0
Tech | Lodging/Hospitality | Refrigeration | Large cold storage | TRC | Existing | NE4890 | Strip Curtains for Walk-ins | Strip Curtains for Walk-ins | NonEquip | 4 | Walk-in cooler | 0% | Tech/Econ | 2.115% | 0 | 0 | 0
Tech | Lodging/Hospitality | Refrigeration | Large cold storage | TRC | Existing | NE4864 | Refrigerated Display Case Lighting Controls | Refrigerated Display Case Lighting Controls | NonEquip | 8 | Display cases | 0% | Tech/Econ | 2.524% | 0 | 0 | 0
Tech | Lodging/Hospitality | Refrigeration | Large cold storage | TRC | Existing | NE4838 | PSC to ECM Evaporator Fan Motor (Walk-In, Refrigerator) | PSC to ECM Evaporator Fan Motor (Walk-In, Refrigerator) | NonEquip | 15 | Walk-in cooler | 0% | Tech/Econ | 37.5% | 0 | 0 | 0
Tech | Lodging/Hospitality | Refrigeration | Large cold storage | TRC | Existing | NE4812 | PSC to ECM Evaporator Fan Motor (Reach-In) | PSC to ECM Evaporator Fan Motor (Reach-In) | NonEquip | 15 | Display cases | 0% | Tech/Econ | 37.5% | 0 | 0 | 0
Tech | Lodging/Hospitality | Refrigeration | Large cold storage | TRC | Existing | NE4786 | Night Covers for Display Cases | Night Covers for Display Cases | NonEquip | 5 | Display cases | 0% | Tech/Econ | 1.877% | 0 | 0 | 0
Tech | Lodging/Hospitality | Refrigeration | Large cold storage | TRC | Existing | NE4760 | High R-Value Glass Doors | High R-Value Glass Doors | NonEquip | 12 | Display cases | 0% | Tech/Econ | 23.81% | 0 | 0 | 0
Tech | Lodging/Hospitality | Refrigeration | Large cold storage | TRC | Existing | NE4734 | High Efficiency Refrigeration Compressor | High Efficiency Refrigeration Compressor | NonEquip | 13 | Display cases | 0% | Tech/Econ | 6.922% | 0 | 0 | 0
Tech | Lodging/Hospitality | Refrigeration | Large cold storage | TRC | Existing | NE4708 | Freezer-Cooler Replacement Gaskets | Freezer-Cooler Replacement Gaskets | NonEquip | 4 | Display cases | 0% | Tech/Econ | 3.131% | 0 | 0 | 0
Tech | Lodging/Hospitality | Refrigeration | Large cold storage | TRC | Existing | NE4682 | Floating Head Pressure Controls | Floating Head Pressure Controls | NonEquip | 15 |  | 27.37% | Tech/Econ | 6.05% | 0 | 0 | 0
Tech | Lodging/Hospitality | Refrigeration | Large cold storage | TRC | Existing | NE4656 | Demand Defrost | Demand Defrost | NonEquip | 10 | Walk-in cooler | 0% | Tech/Econ | 30% | 0 | 0 | 0
Tech | Lodging/Hospitality | Refrigeration | Large cold storage | TRC | Existing | NE4630 | Automatic Door Closer for Walk-in Coolers and Freezers | Automatic Door Closer for Walk-in Coolers and Freezers | NonEquip | 8 | Walk-in cooler | 0% | Tech/Econ | 3.131% | 0 | 0 | 0
Tech | Lodging/Hospitality | Refrigeration | Large cold storage | TRC | Existing | NE4604 | Anti-Sweat Controls | Anti-Sweat Controls | NonEquip | 8 | Display cases | 0% | Tech/Econ | 85% | 0 | 0 | 0
Tech | Lodging/Hospitality | Miscellaneous | Laboratory equipment | TRC | New | NN5449 | Retro-Commissioning | Retro-Commissioning | NonEquip | 5 |  | 0% | Tech/Econ | 16% | 0 | 0 | 0
Tech | Lodging/Hospitality | Miscellaneous | Laboratory equipment | TRC | New | NN5241 | ENERGY STAR certified buildings program | ENERGY STAR certified buildings program | NonEquip | 20 |  | 0% | Tech/Econ | 35% | 0 | 0 | 0
Tech | Lodging/Hospitality | Miscellaneous | Laboratory equipment | TRC | New | NN4539 | VSD Controlled Compressor | VSD Controlled Compressor | NonEquip | 15 | Others | 0% | Tech/Econ | 20.79% | 0 | 0 | 0
Tech | Lodging/Hospitality | Miscellaneous | Laboratory equipment | TRC | New | NN4513 | Regenerative Drive Elevator Motor | Regenerative Drive Elevator Motor | NonEquip | 13 | Elevators/Escalators | 0% | Tech/Econ | 6.211% | 0 | 0 | 0
Tech | Lodging/Hospitality | Miscellaneous | Laboratory equipment | TRC | New | NN4487 | Engine Block Timer | Engine Block Timer | NonEquip | 5 | Others | 0% | Tech/Econ | 36% | 0 | 0 | 0
Tech | Lodging/Hospitality | Miscellaneous | Laboratory equipment | TRC | New | NN4461 | Efficient Motor Belts | Efficient Motor Belts | NonEquip | 10 | Others | 0% | Tech/Econ | 1.105% | 0 | 0 | 0
Tech | Lodging/Hospitality | Miscellaneous | Laboratory equipment | TRC | Existing | NE5436 | Retro-Commissioning | Retro-Commissioning | NonEquip | 5 |  | 21.99% | Tech/Econ | 16% | 0 | 0 | 0
Tech | Lodging/Hospitality | Miscellaneous | Laboratory equipment | TRC | Existing | NE5228 | ENERGY STAR certified buildings program | ENERGY STAR certified buildings program | NonEquip | 20 |  | 0% | Tech/Econ | 35% | 0 | 0 | 0
Tech | Lodging/Hospitality | Miscellaneous | Laboratory equipment | TRC | Existing | NE4526 | VSD Controlled Compressor | VSD Controlled Compressor | NonEquip | 15 | Others | 0% | Tech/Econ | 20.79% | 0 | 0 | 0
Tech | Lodging/Hospitality | Miscellaneous | Laboratory equipment | TRC | Existing | NE4500 | Regenerative Drive Elevator Motor | Regenerative Drive Elevator Motor | NonEquip | 13 | Elevators/Escalators | 0% | Tech/Econ | 6.211% | 0 | 0 | 0
Tech | Lodging/Hospitality | Miscellaneous | Laboratory equipment | TRC | Existing | NE4474 | Engine Block Timer | Engine Block Timer | NonEquip | 5 | Others | 0% | Tech/Econ | 36% | 0 | 0 | 0
Tech | Lodging/Hospitality | Miscellaneous | Laboratory equipment | TRC | Existing | NE4448 | Efficient Motor Belts | Efficient Motor Belts | NonEquip | 10 | Others | 0% | Tech/Econ | 1.105% | 0 | 0 | 0
Tech | Lodging/Hospitality | Ventilation and Circulation | Individual room ventilation | TRC | New | NN5397 | Retro-Commissioning | Retro-Commissioning | NonEquip | 5 |  | 0% | Tech/Econ | 16% | 0 | 0 | 0
Tech | Lodging/Hospitality | Ventilation and Circulation | Individual room ventilation | TRC | New | NN5189 | ENERGY STAR certified buildings program | ENERGY STAR certified buildings program | NonEquip | 20 |  | 0% | Tech/Econ | 35% | 0 | 0 | 0
Tech | Lodging/Hospitality | Ventilation and Circulation | Individual room ventilation | TRC | New | NN4981 | VAV System | VAV System | NonEquip | 10 |  | 0% | Tech/Econ | 30% | 0 | 0 | 0
Tech | Lodging/Hospitality | Ventilation and Circulation | Individual room ventilation | TRC | New | NN4955 | Demand Controlled Ventilation | Demand Controlled Ventilation | NonEquip | 10 |  | 23.39% | Tech/Econ | 40.89% | 12.3223 | 0.0012829 | 0.0072229
Tech | Lodging/Hospitality | Ventilation and Circulation | Individual room ventilation | TRC | New | NN4929 | CO Sensors for Parking Garage Exhaust | CO Sensors for Parking Garage Exhaust | NonEquip | 15 | Motor/Fan | 0% | Tech/Econ | 33% | 0 | 0 | 0
Tech | Lodging/Hospitality | Ventilation and Circulation | Individual room ventilation | TRC | Existing | NE5384 | Retro-Commissioning | Retro-Commissioning | NonEquip | 5 |  | 21.99% | Tech/Econ | 16% | 171.0665 | 0.052816 | 0.10234
Tech | Lodging/Hospitality | Ventilation and Circulation | Individual room ventilation | TRC | Existing | NE5176 | ENERGY STAR certified buildings program | ENERGY STAR certified buildings program | NonEquip | 20 |  | 0% | Tech/Econ | 35% | 0 | 0 | 0
Tech | Lodging/Hospitality | Ventilation and Circulation | Individual room ventilation | TRC | Existing | NE4968 | VAV System | VAV System | NonEquip | 10 |  | 0% | Tech/Econ | 30% | 0 | 0 | 0
Tech | Lodging/Hospitality | Ventilation and Circulation | Individual room ventilation | TRC | Existing | NE4942 | Demand Controlled Ventilation | Demand Controlled Ventilation | NonEquip | 10 |  | 23.39% | Tech/Econ | 40.89% | 514.2732 | 0.053543 | 0.30145
Tech | Lodging/Hospitality | Ventilation and Circulation | Individual room ventilation | TRC | Existing | NE4916 | CO Sensors for Parking Garage Exhaust | CO Sensors for Parking Garage Exhaust | NonEquip | 15 | Motor/Fan | 0% | Tech/Econ | 33% | 0 | 0 | 0
Tech | Lodging/Hospitality | Space Heating | Individual room heating | TRC | New | NN5345 | Retro-Commissioning | Retro-Commissioning | NonEquip | 5 |  | 0% | Tech/Econ | 16% | 0 | 0 | 0
Tech | Lodging/Hospitality | Space Heating | Individual room heating | TRC | New | NN5137 | ENERGY STAR certified buildings program | ENERGY STAR certified buildings program | NonEquip | 20 |  | 0% | Tech/Econ | 35% | 0 | 0 | 0
Tech | Lodging/Hospitality | Space Heating | Individual room heating | TRC | New | NN4331 | Water Cooled Refrigeration Heat Recovery | Water Cooled Refrigeration Heat Recovery | NonEquip | 20 |  | 0% | Tech/Econ | 10% | 0 | 0 | 0
Tech | Lodging/Hospitality | Space Heating | Individual room heating | TRC | New | NN4279 | Warehouse Loading Dock Seals | Warehouse Loading Dock Seals | NonEquip | 18 |  | 0% | Tech/Econ | 1.164% | 0 | 0 | 0
Tech | Lodging/Hospitality | Space Heating | Individual room heating | TRC | New | NN4253 | Wall Insulation | Wall Insulation | NonEquip | 20 |  | 0% | Tech/Econ | 0% | 0 | 0 | 0
Tech | Lodging/Hospitality | Space Heating | Individual room heating | TRC | New | NN4175 | Smart Thermostat | Smart Thermostat | NonEquip | 11 |  | 45.33% | Tech/Econ | 10% | 17.2293 | 0 | 0.051477
Tech | Lodging/Hospitality | Space Heating | Individual room heating | TRC | New | NN4097 | Roof Insulation | Roof Insulation | NonEquip | 20 |  | 37.5% | Tech/Econ | 0.9912% | 0 | 0 | 0
Tech | Lodging/Hospitality | Space Heating | Individual room heating | TRC | New | NN4071 | Programmable Thermostat | Programmable Thermostat | NonEquip | 11 |  | 0% | Tech/Econ | 3.6% | 0 | 0 | 0
Tech | Lodging/Hospitality | Space Heating | Individual room heating | TRC | New | NN4019 | Low U-Value Windows | Low U-Value Windows | NonEquip | 20 |  | 26.88% | Tech/Econ | 10% | 9.7528 | 0 | -0.00096849
Tech | Lodging/Hospitality | Space Heating | Individual room heating | TRC | New | NN3941 | Infiltration Reduction - Air Sealing | Infiltration Reduction - Air Sealing | NonEquip | 11 |  | 0% | Tech/Econ | 0.582% | 0 | 0 | 0
Tech | Lodging/Hospitality | Space Heating | Individual room heating | TRC | New | NN3863 | Hotel Card Energy Control Systems | Hotel Card Energy Control Systems | NonEquip | 15 |  | 41.26% | Tech/Econ | 6.606% | 5.4869 | 0 | -0.0001651
Tech | Lodging/Hospitality | Space Heating | Individual room heating | TRC | New | NN3785 | Green Roof | Green Roof | NonEquip | 15 |  | 0.63% | Tech/Econ | 1.532% | 0 | 0 | 0
Tech | Lodging/Hospitality | Space Heating | Individual room heating | TRC | New | NN3733 | Floor Insulation | Floor Insulation | NonEquip | 20 |  | 16.87% | Tech/Econ | 0.5201% | 0 | 0 | 0
Tech | Lodging/Hospitality | Space Heating | Individual room heating | TRC | New | NN3655 | Facility Energy Management System | Facility Energy Management System | NonEquip | 15 |  | 4.276% | Tech/Econ | 20% | 3.2787 | 0 | 0.0003934
Tech | Lodging/Hospitality | Space Heating | Individual room heating | TRC | New | NN3577 | ECM Motors on Furnaces | ECM Motors on Furnaces | NonEquip | 15 | Forced air furnace | 0% | Tech/Econ | 1.706% | 0 | 0 | 0
Tech | Lodging/Hospitality | Space Heating | Individual room heating | TRC | New | NN3551 | Duct Sealing Repair | Duct Sealing Repair | NonEquip | 15 |  | 0% | Tech/Econ | 12% | 0 | 0 | 0
Tech | Lodging/Hospitality | Space Heating | Individual room heating | TRC | New | NN3499 | Duct Insulation | Duct Insulation | NonEquip | 15 |  | 0% | Tech/Econ | 2.045% | 0 | 0 | 0
Tech | Lodging/Hospitality | Space Heating | Individual room heating | TRC | New | NN3447 | Destratification Fans | Destratification Fans | NonEquip | 10 |  | 0% | Tech/Econ | 13.15% | 0 | 0 | 0
Tech | Lodging/Hospitality | Space Heating | Individual room heating | TRC | New | NN3395 | Dedicated Outdoor Air System on VRF unit | Dedicated Outdoor Air System on VRF unit | NonEquip | 15 | Residential/split system heat pump | 0% | Tech/Econ | 10% | 0 | 0 | 0
Tech | Lodging/Hospitality | Space Heating | Individual room heating | TRC | New | NN3343 | Cool Roof | Cool Roof | NonEquip | 15 |  | 72.18% | Tech/Econ | 0.07756% | 0 | 0 | 0
Tech | Lodging/Hospitality | Space Heating | Individual room heating | TRC | New | NN3239 | Ceiling Insulation(R30 to R38) | Ceiling Insulation(R30 to R38) | NonEquip | 20 |  | 0% | Tech/Econ | 0.2003% | 0 | 0 | 0
Tech | Lodging/Hospitality | Space Heating | Individual room heating | TRC | New | NN3187 | Ceiling Insulation(R2 to R38) | Ceiling Insulation(R2 to R38) | NonEquip | 20 |  | 0% | Tech/Econ | 13.52% | 0 | 0 | 0
Tech | Lodging/Hospitality | Space Heating | Individual room heating | TRC | New | NN3135 | Ceiling Insulation(R19 to R38) | Ceiling Insulation(R19 to R38) | NonEquip | 20 |  | 0% | Tech/Econ | 0.7512% | 0 | 0 | 0
Tech | Lodging/Hospitality | Space Heating | Individual room heating | TRC | New | NN3083 | Ceiling Insulation(R12 to R38) | Ceiling Insulation(R12 to R38) | NonEquip | 20 |  | 0% | Tech/Econ | 1.628% | 0 | 0 | 0
Tech | Lodging/Hospitality | Space Heating | Individual room heating | TRC | New | NN3005 | Air Curtains | Air Curtains | NonEquip | 8 |  | 28.37% | Tech/Econ | 0.2603% | 0 | 0 | 0
Tech | Lodging/Hospitality | Space Heating | Individual room heating | TRC | Existing | NE5332 | Retro-Commissioning | Retro-Commissioning | NonEquip | 5 |  | 21.99% | Tech/Econ | 16% | 534.3496 | 0 | 0.31966
Tech | Lodging/Hospitality | Space Heating | Individual room heating | TRC | Existing | NE5124 | ENERGY STAR certified buildings program | ENERGY STAR certified buildings program | NonEquip | 20 |  | 0% | Tech/Econ | 35% | 0 | 0 | 0
Tech | Lodging/Hospitality | Space Heating | Individual room heating | TRC | Existing | NE4318 | Water Cooled Refrigeration Heat Recovery | Water Cooled Refrigeration Heat Recovery | NonEquip | 20 |  | 0% | Tech/Econ | 10% | 0 | 0 | 0
Tech | Lodging/Hospitality | Space Heating | Individual room heating | TRC | Existing | NE4266 | Warehouse Loading Dock Seals | Warehouse Loading Dock Seals | NonEquip | 18 |  | 0% | Tech/Econ | 1.284% | 0 | 0 | 0
Tech | Lodging/Hospitality | Space Heating | Individual room heating | TRC | Existing | NE4240 | Wall Insulation | Wall Insulation | NonEquip | 20 |  | 0% | Tech/Econ | 15.49% | 0 | 0 | 0
Tech | Lodging/Hospitality | Space Heating | Individual room heating | TRC | Existing | NE4162 | Smart Thermostat | Smart Thermostat | NonEquip | 11 |  | 45.33% | Tech/Econ | 10% | 664.195 | 0 | 1.9845
Tech | Lodging/Hospitality | Space Heating | Individual room heating | TRC | Existing | NE4084 | Roof Insulation | Roof Insulation | NonEquip | 20 |  | 43.5% | Tech/Econ | 2.187% | 129.4822 | 0 | 0.031544
Tech | Lodging/Hospitality | Space Heating | Individual room heating | TRC | Existing | NE4058 | Programmable Thermostat | Programmable Thermostat | NonEquip | 11 |  | 0% | Tech/Econ | 3.6% | 0 | 0 | 0
Tech | Lodging/Hospitality | Space Heating | Individual room heating | TRC | Existing | NE4006 | Low U-Value Windows | Low U-Value Windows | NonEquip | 20 |  | 10.75% | Tech/Econ | 46% | 791.2654 | 0 | -0.078576
Tech | Lodging/Hospitality | Space Heating | Individual room heating | TRC | Existing | NE3928 | Infiltration Reduction - Air Sealing | Infiltration Reduction - Air Sealing | NonEquip | 11 |  | 0% | Tech/Econ | 0.6422% | 0 | 0 | 0
Tech | Lodging/Hospitality | Space Heating | Individual room heating | TRC | Existing | NE3850 | Hotel Card Energy Control Systems | Hotel Card Energy Control Systems | NonEquip | 15 |  | 41.26% | Tech/Econ | 6.606% | 381.3013 | 0 | -0.011473
Tech | Lodging/Hospitality | Space Heating | Individual room heating | TRC | Existing | NE3772 | Green Roof | Green Roof | NonEquip | 15 |  | 0.126% | Tech/Econ | 1.69% | 0.28705 | 0 | 0
Tech | Lodging/Hospitality | Space Heating | Individual room heating | TRC | Existing | NE3720 | Floor Insulation | Floor Insulation | NonEquip | 20 |  | 12.15% | Tech/Econ | 0.5739% | 9.397 | 0 | 0.0022892
Tech | Lodging/Hospitality | Space Heating | Individual room heating | TRC | Existing | NE3642 | Facility Energy Management System | Facility Energy Management System | NonEquip | 15 |  | 0.7167% | Tech/Econ | 20% | 21.801 | 0 | 0.0026158
Tech | Lodging/Hospitality | Space Heating | Individual room heating | TRC | Existing | NE3564 | ECM Motors on Furnaces | ECM Motors on Furnaces | NonEquip | 15 | Forced air furnace | 0% | Tech/Econ | 1.706% | 0 | 0 | 0
Tech | Lodging/Hospitality | Space Heating | Individual room heating | TRC | Existing | NE3538 | Duct Sealing Repair | Duct Sealing Repair | NonEquip | 15 |  | 0% | Tech/Econ | 12% | 0 | 0 | 0
Tech | Lodging/Hospitality | Space Heating | Individual room heating | TRC | Existing | NE3486 | Duct Insulation | Duct Insulation | NonEquip | 15 |  | 0% | Tech/Econ | 2.045% | 0 | 0 | 0
Tech | Lodging/Hospitality | Space Heating | Individual room heating | TRC | Existing | NE3434 | Destratification Fans | Destratification Fans | NonEquip | 10 |  | 0% | Tech/Econ | 13.15% | 0 | 0 | 0
Tech | Lodging/Hospitality | Space Heating | Individual room heating | TRC | Existing | NE3382 | Dedicated Outdoor Air System on VRF unit | Dedicated Outdoor Air System on VRF unit | NonEquip | 15 | Residential/split system heat pump | 0% | Tech/Econ | 10% | 0 | 0 | 0
Tech | Lodging/Hospitality | Space Heating | Individual room heating | TRC | Existing | NE3330 | Cool Roof | Cool Roof | NonEquip | 15 |  | 72.68% | Tech/Econ | 0.08559% | 8.3709 | 0 | 0
Tech | Lodging/Hospitality | Space Heating | Individual room heating | TRC | Existing | NE3226 | Ceiling Insulation(R30 to R38) | Ceiling Insulation(R30 to R38) | NonEquip | 20 |  | 0% | Tech/Econ | 0.221% | 0 | 0 | 0
Tech | Lodging/Hospitality | Space Heating | Individual room heating | TRC | Existing | NE3174 | Ceiling Insulation(R2 to R38) | Ceiling Insulation(R2 to R38) | NonEquip | 20 |  | 0% | Tech/Econ | 14.92% | 0 | 0 | 0
Tech | Lodging/Hospitality | Space Heating | Individual room heating | TRC | Existing | NE3122 | Ceiling Insulation(R19 to R38) | Ceiling Insulation(R19 to R38) | NonEquip | 20 |  | 0% | Tech/Econ | 0.8289% | 0 | 0 | 0
Tech | Lodging/Hospitality | Space Heating | Individual room heating | TRC | Existing | NE3070 | Ceiling Insulation(R12 to R38) | Ceiling Insulation(R12 to R38) | NonEquip | 20 |  | 0% | Tech/Econ | 1.796% | 0 | 0 | 0
Tech | Lodging/Hospitality | Space Heating | Individual room heating | TRC | Existing | NE2992 | Air Curtains | Air Curtains | NonEquip | 8 |  | 33.45% | Tech/Econ | 0.2603% | 11.7254 | 0 | 0.0012734
Tech | Lodging/Hospitality | Space Cooling | Individual room air conditioners | TRC | New | NN5371 | Retro-Commissioning | Retro-Commissioning | NonEquip | 5 |  | 0% | Tech/Econ | 16% | 0 | 0 | 0
Tech | Lodging/Hospitality | Space Cooling | Individual room air conditioners | TRC | New | NN5163 | ENERGY STAR certified buildings program | ENERGY STAR certified buildings program | NonEquip | 20 |  | 0% | Tech/Econ | 35% | 0 | 0 | 0
Tech | Lodging/Hospitality | Space Cooling | Individual room air conditioners | TRC | New | NN4383 | Window Sun Protection | Window Sun Protection | NonEquip | 10 |  | 15.35% | Tech/Econ | 16% | 712.1856 | 0.25904 | -0.02911
Tech | Lodging/Hospitality | Space Cooling | Individual room air conditioners | TRC | New | NN4357 | Waterside Economizer | Waterside Economizer | NonEquip | 20 |  | 0% | Tech/Econ | 5.556% | 0 | 0 | 0
Tech | Lodging/Hospitality | Space Cooling | Individual room air conditioners | TRC | New | NN4305 | Warehouse Loading Dock Seals | Warehouse Loading Dock Seals | NonEquip | 18 |  | 0% | Tech/Econ | 0.3244% | 0 | 0 | 0
Tech | Lodging/Hospitality | Space Cooling | Individual room air conditioners | TRC | New | NN4149 | Smart Thermostat | Smart Thermostat | NonEquip | 11 |  | 45.33% | Tech/Econ | 10% | 0 | 0 | 0
Tech | Lodging/Hospitality | Space Cooling | Individual room air conditioners | TRC | New | NN4123 | Roof Insulation | Roof Insulation | NonEquip | 20 |  | 37.5% | Tech/Econ | 0.2762% | 0 | 0 | 0
Tech | Lodging/Hospitality | Space Cooling | Individual room air conditioners | TRC | New | NN4045 | Programmable Thermostat | Programmable Thermostat | NonEquip | 11 |  | 0% | Tech/Econ | 3.6% | 0 | 0 | 0
Tech | Lodging/Hospitality | Space Cooling | Individual room air conditioners | TRC | New | NN3993 | Low U-Value Windows | Low U-Value Windows | NonEquip | 20 |  | 26.88% | Tech/Econ | 10% | 246.349 | 0.1087 | 0
Tech | Lodging/Hospitality | Space Cooling | Individual room air conditioners | TRC | New | NN3915 | HVAC tune-up_RTU | HVAC tune-up_RTU | NonEquip | 5 | Packaged air conditioning units (RTUs) | 0% | Tech/Econ | 5% | 0 | 0 | 0
Tech | Lodging/Hospitality | Space Cooling | Individual room air conditioners | TRC | New | NN3889 | HVAC tune-up | HVAC tune-up | NonEquip | 5 | Residential-type central air conditioners | 0% | Tech/Econ | 5% | 0 | 0 | 0
Tech | Lodging/Hospitality | Space Cooling | Individual room air conditioners | TRC | New | NN3837 | Hotel Card Energy Control Systems | Hotel Card Energy Control Systems | NonEquip | 15 |  | 41.26% | Tech/Econ | 6.606% | 0 | 0 | 0
Tech | Lodging/Hospitality | Space Cooling | Individual room air conditioners | TRC | New | NN3811 | Green Roof | Green Roof | NonEquip | 15 |  | 0.63% | Tech/Econ | 0.3202% | 0 | 0 | 0
Tech | Lodging/Hospitality | Space Cooling | Individual room air conditioners | TRC | New | NN3681 | Facility Energy Management System | Facility Energy Management System | NonEquip | 15 |  | 4.276% | Tech/Econ | 20% | 282.5701 | 0.07374 | 0
Tech | Lodging/Hospitality | Space Cooling | Individual room air conditioners | TRC | New | NN3629 | Facility Commissioning | Facility Commissioning | NonEquip | 10 |  | 71.67% | Tech/Econ | 16% | 3756.4922 | 0.6577 | 0.015005
Tech | Lodging/Hospitality | Space Cooling | Individual room air conditioners | TRC | New | NN3603 | Energy Recovery Ventilation System (ERV) | Energy Recovery Ventilation System (ERV) | NonEquip | 15 | Packaged air conditioning units (RTUs) | 0% | Tech/Econ | 9.935% | 0 | 0 | 0
Tech | Lodging/Hospitality | Space Cooling | Individual room air conditioners | TRC | New | NN3525 | Duct Sealing Repair | Duct Sealing Repair | NonEquip | 15 |  | 0% | Tech/Econ | 12% | 0 | 0 | 0
Tech | Lodging/Hospitality | Space Cooling | Individual room air conditioners | TRC | New | NN3473 | Duct Insulation | Duct Insulation | NonEquip | 15 |  | 0% | Tech/Econ | 2.045% | 0 | 0 | 0
Tech | Lodging/Hospitality | Space Cooling | Individual room air conditioners | TRC | New | NN3421 | Dedicated Outdoor Air System on VRF unit | Dedicated Outdoor Air System on VRF unit | NonEquip | 15 | Residential-type central air conditioners | 0% | Tech/Econ | 17.5% | 0 | 0 | 0
Tech | Lodging/Hospitality | Space Cooling | Individual room air conditioners | TRC | New | NN3369 | Cool Roof | Cool Roof | NonEquip | 15 |  | 72.18% | Tech/Econ | 0.5924% | 0 | 0 | 0
Tech | Lodging/Hospitality | Space Cooling | Individual room air conditioners | TRC | New | NN3317 | Chilled Water System - Variable Speed Drives | Chilled Water System - Variable Speed Drives | NonEquip | 13 | Central chillers inside | 0% | Tech/Econ | 24.74% | 0 | 0 | 0
Tech | Lodging/Hospitality | Space Cooling | Individual room air conditioners | TRC | New | NN3291 | Chilled Water Controls Optimization | Chilled Water Controls Optimization | NonEquip | 10 | Central chillers inside | 0% | Tech/Econ | 12.5% | 0 | 0 | 0
Tech | Lodging/Hospitality | Space Cooling | Individual room air conditioners | TRC | New | NN3213 | Ceiling Insulation(R2 to R38) | Ceiling Insulation(R2 to R38) | NonEquip | 20 |  | 0% | Tech/Econ | 3.768% | 0 | 0 | 0
Tech | Lodging/Hospitality | Space Cooling | Individual room air conditioners | TRC | New | NN3109 | Ceiling Insulation(R12 to R38) | Ceiling Insulation(R12 to R38) | NonEquip | 20 |  | 0% | Tech/Econ | 0.4536% | 0 | 0 | 0
Tech | Lodging/Hospitality | Space Cooling | Individual room air conditioners | TRC | New | NN3057 | Airside Economizer | Airside Economizer | NonEquip | 10 | Packaged air conditioning units (RTUs) | 0% | Tech/Econ | 5.556% | 0 | 0 | 0
Tech | Lodging/Hospitality | Space Cooling | Individual room air conditioners | TRC | Existing | NE5358 | Retro-Commissioning | Retro-Commissioning | NonEquip | 5 |  | 21.99% | Tech/Econ | 16% | 44896.5516 | 13.8617 | 0
Tech | Lodging/Hospitality | Space Cooling | Individual room air conditioners | TRC | Existing | NE5150 | ENERGY STAR certified buildings program | ENERGY STAR certified buildings program | NonEquip | 20 |  | 0% | Tech/Econ | 35% | 0 | 0 | 0
Tech | Lodging/Hospitality | Space Cooling | Individual room air conditioners | TRC | Existing | NE4370 | Window Sun Protection | Window Sun Protection | NonEquip | 10 |  | 15.68% | Tech/Econ | 16% | 32833.168 | 11.9423 | -1.342
Tech | Lodging/Hospitality | Space Cooling | Individual room air conditioners | TRC | Existing | NE4344 | Waterside Economizer | Waterside Economizer | NonEquip | 20 |  | 0% | Tech/Econ | 5.556% | 0 | 0 | 0
Tech | Lodging/Hospitality | Space Cooling | Individual room air conditioners | TRC | Existing | NE4292 | Warehouse Loading Dock Seals | Warehouse Loading Dock Seals | NonEquip | 18 |  | 0% | Tech/Econ | 0.3244% | 0 | 0 | 0
Tech | Lodging/Hospitality | Space Cooling | Individual room air conditioners | TRC | Existing | NE4214 | Wall Insulation | Wall Insulation | NonEquip | 20 |  | 0% | Tech/Econ | 26.79% | 0 | 0 | 0
Tech | Lodging/Hospitality | Space Cooling | Individual room air conditioners | TRC | Existing | NE4136 | Smart Thermostat | Smart Thermostat | NonEquip | 11 |  | 45.33% | Tech/Econ | 10% | 55806.2824 | -1.7876 | 0
Tech | Lodging/Hospitality | Space Cooling | Individual room air conditioners | TRC | Existing | NE4110 | Roof Insulation | Roof Insulation | NonEquip | 20 |  | 43.5% | Tech/Econ | 0.5524% | 2735.641 | 1.1314 | 0
Tech | Lodging/Hospitality | Space Cooling | Individual room air conditioners | TRC | Existing | NE4032 | Programmable Thermostat | Programmable Thermostat | NonEquip | 11 |  | 0% | Tech/Econ | 3.6% | 0 | 0 | 0
Tech | Lodging/Hospitality | Space Cooling | Individual room air conditioners | TRC | Existing | NE3980 | Low U-Value Windows | Low U-Value Windows | NonEquip | 20 |  | 10.75% | Tech/Econ | 46% | 68193.4221 | 30.0912 | 0
Tech | Lodging/Hospitality | Space Cooling | Individual room air conditioners | TRC | Existing | NE3902 | HVAC tune-up_RTU | HVAC tune-up_RTU | NonEquip | 5 | Packaged air conditioning units (RTUs) | 0% | Tech/Econ | 5% | 0 | 0 | 0
Tech | Lodging/Hospitality | Space Cooling | Individual room air conditioners | TRC | Existing | NE3876 | HVAC tune-up | HVAC tune-up | NonEquip | 5 | Residential-type central air conditioners | 0% | Tech/Econ | 5% | 0 | 0 | 0
Tech | Lodging/Hospitality | Space Cooling | Individual room air conditioners | TRC | Existing | NE3824 | Hotel Card Energy Control Systems | Hotel Card Energy Control Systems | NonEquip | 15 |  | 41.26% | Tech/Econ | 6.606% | 32037.2896 | 0.25613 | 0
Tech | Lodging/Hospitality | Space Cooling | Individual room air conditioners | TRC | Existing | NE3798 | Green Roof | Green Roof | NonEquip | 15 |  | 0.126% | Tech/Econ | 0.3202% | 4.5814 | 0.0025816 | 0
Tech | Lodging/Hospitality | Space Cooling | Individual room air conditioners | TRC | Existing | NE3668 | Facility Energy Management System | Facility Energy Management System | NonEquip | 15 |  | 0.7167% | Tech/Econ | 20% | 1878.8742 | 0.49031 | 0
Tech | Lodging/Hospitality | Space Cooling | Individual room air conditioners | TRC | Existing | NE3590 | Energy Recovery Ventilation System (ERV) | Energy Recovery Ventilation System (ERV) | NonEquip | 15 | Packaged air conditioning units (RTUs) | 0% | Tech/Econ | 9.935% | 0 | 0 | 0
Tech | Lodging/Hospitality | Space Cooling | Individual room air conditioners | TRC | Existing | NE3512 | Duct Sealing Repair | Duct Sealing Repair | NonEquip | 15 |  | 0% | Tech/Econ | 12% | 0 | 0 | 0
Tech | Lodging/Hospitality | Space Cooling | Individual room air conditioners | TRC | Existing | NE3460 | Duct Insulation | Duct Insulation | NonEquip | 15 |  | 0% | Tech/Econ | 2.045% | 0 | 0 | 0
Tech | Lodging/Hospitality | Space Cooling | Individual room air conditioners | TRC | Existing | NE3408 | Dedicated Outdoor Air System on VRF unit | Dedicated Outdoor Air System on VRF unit | NonEquip | 15 | Residential-type central air conditioners | 0% | Tech/Econ | 17.5% | 0 | 0 | 0
Tech | Lodging/Hospitality | Space Cooling | Individual room air conditioners | TRC | Existing | NE3356 | Cool Roof | Cool Roof | NonEquip | 15 |  | 72.68% | Tech/Econ | 0.5924% | 4922.7662 | 2.774 | 0
Tech | Lodging/Hospitality | Space Cooling | Individual room air conditioners | TRC | Existing | NE3304 | Chilled Water System - Variable Speed Drives | Chilled Water System - Variable Speed Drives | NonEquip | 13 | Central chillers inside | 0% | Tech/Econ | 24.74% | 0 | 0 | 0
Tech | Lodging/Hospitality | Space Cooling | Individual room air conditioners | TRC | Existing | NE3278 | Chilled Water Controls Optimization | Chilled Water Controls Optimization | NonEquip | 10 | Central chillers inside | 0% | Tech/Econ | 12.5% | 0 | 0 | 0
Tech | Lodging/Hospitality | Space Cooling | Individual room air conditioners | TRC | Existing | NE3200 | Ceiling Insulation(R2 to R38) | Ceiling Insulation(R2 to R38) | NonEquip | 20 |  | 0% | Tech/Econ | 3.768% | 0 | 0 | 0
Tech | Lodging/Hospitality | Space Cooling | Individual room air conditioners | TRC | Existing | NE3096 | Ceiling Insulation(R12 to R38) | Ceiling Insulation(R12 to R38) | NonEquip | 20 |  | 0% | Tech/Econ | 0.4536% | 0 | 0 | 0
Tech | Lodging/Hospitality | Space Cooling | Individual room air conditioners | TRC | Existing | NE3044 | Airside Economizer | Airside Economizer | NonEquip | 10 | Packaged air conditioning units (RTUs) | 0% | Tech/Econ | 5.556% | 0 | 0 | 0
Tech | Lodging/Hospitality | Interior Lighting | High bay | TRC | New | NN5267 | Retro-Commissioning | Retro-Commissioning | NonEquip | 5 |  | 0% | Tech/Econ | 16% | 0 | 0 | 0
Tech | Lodging/Hospitality | Interior Lighting | High bay | TRC | New | NN5007 | ENERGY STAR certified buildings program | ENERGY STAR certified buildings program | NonEquip | 20 |  | 0% | Tech/Econ | 35% | 0 | 0 | 0
Tech | Lodging/Hospitality | Interior Lighting | High bay | TRC | New | NN4435 | Interior Lighting Controls | Interior Lighting Controls | NonEquip | 8 | Overhead (fluorescent/LED/CFL U-shape) | 0% | Tech/Econ | 28% | 0 | 0 | 0
Tech | Lodging/Hospitality | Interior Lighting | High bay | TRC | New | NN4409 | Bi-Level Lighting Control (Interior) | Bi-Level Lighting Control (Interior) | NonEquip | 8 | Overhead (fluorescent/LED/CFL U-shape) | 0% | Tech/Econ | 31% | 0 | 0 | 0
Tech | Lodging/Hospitality | Interior Lighting | High bay | TRC | New | NN3707 | Facility Energy Management System | Facility Energy Management System | NonEquip | 15 |  | 4.276% | Tech/Econ | 24% | 200.0012 | 0.052192 | 0.023998
Tech | Lodging/Hospitality | Interior Lighting | High bay | TRC | Existing | NE5254 | Retro-Commissioning | Retro-Commissioning | NonEquip | 5 |  | 21.99% | Tech/Econ | 16% | 25105.4295 | 7.7512 | 15.0188
Tech | Lodging/Hospitality | Interior Lighting | High bay | TRC | Existing | NE4994 | ENERGY STAR certified buildings program | ENERGY STAR certified buildings program | NonEquip | 20 |  | 0% | Tech/Econ | 35% | 0 | 0 | 0
Tech | Lodging/Hospitality | Interior Lighting | High bay | TRC | Existing | NE4422 | Interior Lighting Controls | Interior Lighting Controls | NonEquip | 8 | Overhead (fluorescent/LED/CFL U-shape) | 0% | Tech/Econ | 28% | 0 | 0 | 0
Tech | Lodging/Hospitality | Interior Lighting | High bay | TRC | Existing | NE4396 | Bi-Level Lighting Control (Interior) | Bi-Level Lighting Control (Interior) | NonEquip | 8 | Overhead (fluorescent/LED/CFL U-shape) | 0% | Tech/Econ | 31% | 0 | 0 | 0
Tech | Lodging/Hospitality | Interior Lighting | High bay | TRC | Existing | NE3694 | Facility Energy Management System | Facility Energy Management System | NonEquip | 15 |  | 0.7167% | Tech/Econ | 24% | 1229.4913 | 0.32085 | 0.14752
Tech | Lodging/Hospitality | Interior Lighting | High bay | TRC | Turnover | ET1646 | LED Linear - Fixture Replacement | LED Linear - Fixture Replacement | Equip | 15 | High bay | 24.1% | Tech/Econ | 50.28% | 98570.9756 | 24.0386 | 0.0013169
Tech | Lodging/Hospitality | Interior Lighting | High bay | TRC | Turnover | ET1529 | High Bay LED | High Bay LED | Equip | 15 | High bay | 0% | Tech/Econ | 64.78% | 0 | 0 | 0
Tech | Lodging/Hospitality | Interior Lighting | High bay | TRC | Turnover | ET1490 | High Bay Fluorescent (T5) | High Bay Fluorescent (T5) | Equip | 15 | High bay | 0% | Tech/Econ | 64.14% | 0 | 0 | 0
Tech | Lodging/Hospitality | Interior Lighting | High bay | TRC | New | EN1672 | LED Linear - Fixture Replacement | LED Linear - Fixture Replacement | Equip | 15 | High bay | 0% | Tech/Econ | 50.28% | 0 | 0 | 0
Tech | Lodging/Hospitality | Interior Lighting | High bay | TRC | New | EN1555 | High Bay LED | High Bay LED | Equip | 15 | High bay | 0% | Tech/Econ | 64.78% | 0 | 0 | 0
Tech | Lodging/Hospitality | Interior Lighting | High bay | TRC | New | EN1516 | High Bay Fluorescent (T5) | High Bay Fluorescent (T5) | Equip | 15 | High bay | 0% | Tech/Econ | 64.14% | 0 | 0 | 0
Tech | Lodging/Hospitality | Cooking | Fryer | TRC | New | NN5085 | ENERGY STAR certified buildings program | ENERGY STAR certified buildings program | NonEquip | 20 |  | 0% | Tech/Econ | 35% | 0 | 0 | 0
Tech | Lodging/Hospitality | Cooking | Fryer | TRC | Existing | NE5072 | ENERGY STAR certified buildings program | ENERGY STAR certified buildings program | NonEquip | 20 |  | 0% | Tech/Econ | 35% | 0 | 0 | 0
Tech | Lodging/Hospitality | Cooking | Fryer | TRC | Turnover | ET86 | Energy Star Fryer | Energy Star Fryer | Equip | 12 | Fryer | 29.2% | Tech/Econ | 17.46% | 1780.1209 | 0.28855 | 0.089231
Tech | Lodging/Hospitality | Cooking | Fryer | TRC | New | EN112 | Energy Star Fryer | Energy Star Fryer | Equip | 12 | Fryer | 29.2% | Tech/Econ | 17.46% | 42.6529 | 0.0069139 | 0.002138
Tech | Lodging/Hospitality | Space Heating | Forced air furnace | TRC | New | NN5345 | Retro-Commissioning | Retro-Commissioning | NonEquip | 5 |  | 0% | Tech/Econ | 16% | 0 | 0 | 0
Tech | Lodging/Hospitality | Space Heating | Forced air furnace | TRC | New | NN5137 | ENERGY STAR certified buildings program | ENERGY STAR certified buildings program | NonEquip | 20 |  | 0% | Tech/Econ | 35% | 0 | 0 | 0
Tech | Lodging/Hospitality | Space Heating | Forced air furnace | TRC | New | NN4331 | Water Cooled Refrigeration Heat Recovery | Water Cooled Refrigeration Heat Recovery | NonEquip | 20 |  | 0% | Tech/Econ | 10% | 0 | 0 | 0
Tech | Lodging/Hospitality | Space Heating | Forced air furnace | TRC | New | NN4279 | Warehouse Loading Dock Seals | Warehouse Loading Dock Seals | NonEquip | 18 |  | 0% | Tech/Econ | 1.164% | 0 | 0 | 0
Tech | Lodging/Hospitality | Space Heating | Forced air furnace | TRC | New | NN4253 | Wall Insulation | Wall Insulation | NonEquip | 20 |  | 0% | Tech/Econ | 0% | 0 | 0 | 0
Tech | Lodging/Hospitality | Space Heating | Forced air furnace | TRC | New | NN4175 | Smart Thermostat | Smart Thermostat | NonEquip | 11 |  | 45.33% | Tech/Econ | 10% | 3.1384 | 0 | 0.0093767
Tech | Lodging/Hospitality | Space Heating | Forced air furnace | TRC | New | NN4097 | Roof Insulation | Roof Insulation | NonEquip | 20 |  | 37.5% | Tech/Econ | 0.9912% | 0 | 0 | 0
Tech | Lodging/Hospitality | Space Heating | Forced air furnace | TRC | New | NN4071 | Programmable Thermostat | Programmable Thermostat | NonEquip | 11 |  | 0% | Tech/Econ | 3.6% | 0 | 0 | 0
Tech | Lodging/Hospitality | Space Heating | Forced air furnace | TRC | New | NN4019 | Low U-Value Windows | Low U-Value Windows | NonEquip | 20 |  | 26.88% | Tech/Econ | 10% | 1.7765 | 0 | -0.00017641
Tech | Lodging/Hospitality | Space Heating | Forced air furnace | TRC | New | NN3941 | Infiltration Reduction - Air Sealing | Infiltration Reduction - Air Sealing | NonEquip | 11 |  | 0% | Tech/Econ | 0.582% | 0 | 0 | 0
Tech | Lodging/Hospitality | Space Heating | Forced air furnace | TRC | New | NN3863 | Hotel Card Energy Control Systems | Hotel Card Energy Control Systems | NonEquip | 15 |  | 41.26% | Tech/Econ | 6.606% | 0.99946 | 0 | -3.0074e-05
Tech | Lodging/Hospitality | Space Heating | Forced air furnace | TRC | New | NN3785 | Green Roof | Green Roof | NonEquip | 15 |  | 0.63% | Tech/Econ | 1.532% | 0 | 0 | 0
Tech | Lodging/Hospitality | Space Heating | Forced air furnace | TRC | New | NN3733 | Floor Insulation | Floor Insulation | NonEquip | 20 |  | 16.87% | Tech/Econ | 0.5201% | 0 | 0 | 0
Tech | Lodging/Hospitality | Space Heating | Forced air furnace | TRC | New | NN3655 | Facility Energy Management System | Facility Energy Management System | NonEquip | 15 |  | 4.276% | Tech/Econ | 20% | 0.59723 | 0 | 7.166e-05
Tech | Lodging/Hospitality | Space Heating | Forced air furnace | TRC | New | NN3577 | ECM Motors on Furnaces | ECM Motors on Furnaces | NonEquip | 15 | Forced air furnace | 47.78% | Tech/Econ | 1.706% | 0.51628 | 0 | 5.8936e-05
Tech | Lodging/Hospitality | Space Heating | Forced air furnace | TRC | New | NN3551 | Duct Sealing Repair | Duct Sealing Repair | NonEquip | 15 |  | 0% | Tech/Econ | 12% | 0 | 0 | 0
Tech | Lodging/Hospitality | Space Heating | Forced air furnace | TRC | New | NN3499 | Duct Insulation | Duct Insulation | NonEquip | 15 |  | 0% | Tech/Econ | 2.045% | 0 | 0 | 0
Tech | Lodging/Hospitality | Space Heating | Forced air furnace | TRC | New | NN3447 | Destratification Fans | Destratification Fans | NonEquip | 10 |  | 0% | Tech/Econ | 13.15% | 0 | 0 | 0
Tech | Lodging/Hospitality | Space Heating | Forced air furnace | TRC | New | NN3395 | Dedicated Outdoor Air System on VRF unit | Dedicated Outdoor Air System on VRF unit | NonEquip | 15 | Residential/split system heat pump | 0% | Tech/Econ | 10% | 0 | 0 | 0
Tech | Lodging/Hospitality | Space Heating | Forced air furnace | TRC | New | NN3343 | Cool Roof | Cool Roof | NonEquip | 15 |  | 72.18% | Tech/Econ | 0.07756% | 0 | 0 | 0
Tech | Lodging/Hospitality | Space Heating | Forced air furnace | TRC | New | NN3239 | Ceiling Insulation(R30 to R38) | Ceiling Insulation(R30 to R38) | NonEquip | 20 |  | 0% | Tech/Econ | 0.2003% | 0 | 0 | 0
Tech | Lodging/Hospitality | Space Heating | Forced air furnace | TRC | New | NN3187 | Ceiling Insulation(R2 to R38) | Ceiling Insulation(R2 to R38) | NonEquip | 20 |  | 0% | Tech/Econ | 13.52% | 0 | 0 | 0
Tech | Lodging/Hospitality | Space Heating | Forced air furnace | TRC | New | NN3135 | Ceiling Insulation(R19 to R38) | Ceiling Insulation(R19 to R38) | NonEquip | 20 |  | 0% | Tech/Econ | 0.7512% | 0 | 0 | 0
Tech | Lodging/Hospitality | Space Heating | Forced air furnace | TRC | New | NN3083 | Ceiling Insulation(R12 to R38) | Ceiling Insulation(R12 to R38) | NonEquip | 20 |  | 0% | Tech/Econ | 1.628% | 0 | 0 | 0
Tech | Lodging/Hospitality | Space Heating | Forced air furnace | TRC | New | NN3005 | Air Curtains | Air Curtains | NonEquip | 8 |  | 28.37% | Tech/Econ | 0.2603% | 0 | 0 | 0
Tech | Lodging/Hospitality | Space Heating | Forced air furnace | TRC | Existing | NE5332 | Retro-Commissioning | Retro-Commissioning | NonEquip | 5 |  | 21.99% | Tech/Econ | 16% | 97.3336 | 0 | 0.058228
Tech | Lodging/Hospitality | Space Heating | Forced air furnace | TRC | Existing | NE5124 | ENERGY STAR certified buildings program | ENERGY STAR certified buildings program | NonEquip | 20 |  | 0% | Tech/Econ | 35% | 0 | 0 | 0
Tech | Lodging/Hospitality | Space Heating | Forced air furnace | TRC | Existing | NE4318 | Water Cooled Refrigeration Heat Recovery | Water Cooled Refrigeration Heat Recovery | NonEquip | 20 |  | 0% | Tech/Econ | 10% | 0 | 0 | 0
Tech | Lodging/Hospitality | Space Heating | Forced air furnace | TRC | Existing | NE4266 | Warehouse Loading Dock Seals | Warehouse Loading Dock Seals | NonEquip | 18 |  | 0% | Tech/Econ | 1.284% | 0 | 0 | 0
Tech | Lodging/Hospitality | Space Heating | Forced air furnace | TRC | Existing | NE4240 | Wall Insulation | Wall Insulation | NonEquip | 20 |  | 0% | Tech/Econ | 15.49% | 0 | 0 | 0
Tech | Lodging/Hospitality | Space Heating | Forced air furnace | TRC | Existing | NE4162 | Smart Thermostat | Smart Thermostat | NonEquip | 11 |  | 45.33% | Tech/Econ | 10% | 120.9854 | 0 | 0.36148
Tech | Lodging/Hospitality | Space Heating | Forced air furnace | TRC | Existing | NE4084 | Roof Insulation | Roof Insulation | NonEquip | 20 |  | 43.5% | Tech/Econ | 2.187% | 23.5856 | 0 | 0.0057458
Tech | Lodging/Hospitality | Space Heating | Forced air furnace | TRC | Existing | NE4058 | Programmable Thermostat | Programmable Thermostat | NonEquip | 11 |  | 0% | Tech/Econ | 3.6% | 0 | 0 | 0
Tech | Lodging/Hospitality | Space Heating | Forced air furnace | TRC | Existing | NE4006 | Low U-Value Windows | Low U-Value Windows | NonEquip | 20 |  | 10.75% | Tech/Econ | 46% | 144.1317 | 0 | -0.014313
Tech | Lodging/Hospitality | Space Heating | Forced air furnace | TRC | Existing | NE3928 | Infiltration Reduction - Air Sealing | Infiltration Reduction - Air Sealing | NonEquip | 11 |  | 0% | Tech/Econ | 0.6422% | 0 | 0 | 0
Tech | Lodging/Hospitality | Space Heating | Forced air furnace | TRC | Existing | NE3850 | Hotel Card Energy Control Systems | Hotel Card Energy Control Systems | NonEquip | 15 |  | 41.26% | Tech/Econ | 6.606% | 69.4553 | 0 | -0.0020899
Tech | Lodging/Hospitality | Space Heating | Forced air furnace | TRC | Existing | NE3772 | Green Roof | Green Roof | NonEquip | 15 |  | 0.126% | Tech/Econ | 1.69% | 0.051861 | 0 | 0
Tech | Lodging/Hospitality | Space Heating | Forced air furnace | TRC | Existing | NE3720 | Floor Insulation | Floor Insulation | NonEquip | 20 |  | 12.15% | Tech/Econ | 0.5739% | 1.6977 | 0 | 0.00041359
Tech | Lodging/Hospitality | Space Heating | Forced air furnace | TRC | Existing | NE3642 | Facility Energy Management System | Facility Energy Management System | NonEquip | 15 |  | 0.7167% | Tech/Econ | 20% | 3.9711 | 0 | 0.00047648
Tech | Lodging/Hospitality | Space Heating | Forced air furnace | TRC | Existing | NE3564 | ECM Motors on Furnaces | ECM Motors on Furnaces | NonEquip | 15 | Forced air furnace | 47.78% | Tech/Econ | 1.706% | 20.0167 | 0 | 0.002285
Tech | Lodging/Hospitality | Space Heating | Forced air furnace | TRC | Existing | NE3538 | Duct Sealing Repair | Duct Sealing Repair | NonEquip | 15 |  | 0% | Tech/Econ | 12% | 0 | 0 | 0
Tech | Lodging/Hospitality | Space Heating | Forced air furnace | TRC | Existing | NE3486 | Duct Insulation | Duct Insulation | NonEquip | 15 |  | 0% | Tech/Econ | 2.045% | 0 | 0 | 0
Tech | Lodging/Hospitality | Space Heating | Forced air furnace | TRC | Existing | NE3434 | Destratification Fans | Destratification Fans | NonEquip | 10 |  | 0% | Tech/Econ | 13.15% | 0 | 0 | 0
Tech | Lodging/Hospitality | Space Heating | Forced air furnace | TRC | Existing | NE3382 | Dedicated Outdoor Air System on VRF unit | Dedicated Outdoor Air System on VRF unit | NonEquip | 15 | Residential/split system heat pump | 0% | Tech/Econ | 10% | 0 | 0 | 0
Tech | Lodging/Hospitality | Space Heating | Forced air furnace | TRC | Existing | NE3330 | Cool Roof | Cool Roof | NonEquip | 15 |  | 72.68% | Tech/Econ | 0.08559% | 1.5124 | 0 | 0
Tech | Lodging/Hospitality | Space Heating | Forced air furnace | TRC | Existing | NE3226 | Ceiling Insulation(R30 to R38) | Ceiling Insulation(R30 to R38) | NonEquip | 20 |  | 0% | Tech/Econ | 0.221% | 0 | 0 | 0
Tech | Lodging/Hospitality | Space Heating | Forced air furnace | TRC | Existing | NE3174 | Ceiling Insulation(R2 to R38) | Ceiling Insulation(R2 to R38) | NonEquip | 20 |  | 0% | Tech/Econ | 14.92% | 0 | 0 | 0
Tech | Lodging/Hospitality | Space Heating | Forced air furnace | TRC | Existing | NE3122 | Ceiling Insulation(R19 to R38) | Ceiling Insulation(R19 to R38) | NonEquip | 20 |  | 0% | Tech/Econ | 0.8289% | 0 | 0 | 0
Tech | Lodging/Hospitality | Space Heating | Forced air furnace | TRC | Existing | NE3070 | Ceiling Insulation(R12 to R38) | Ceiling Insulation(R12 to R38) | NonEquip | 20 |  | 0% | Tech/Econ | 1.796% | 0 | 0 | 0
Tech | Lodging/Hospitality | Space Heating | Forced air furnace | TRC | Existing | NE2992 | Air Curtains | Air Curtains | NonEquip | 8 |  | 33.45% | Tech/Econ | 0.2603% | 2.1184 | 0 | 0.00023006
Tech | Lodging/Hospitality | Exterior Lighting | Exterior parking/lot lighting | TRC | New | NN5293 | Retro-Commissioning | Retro-Commissioning | NonEquip | 5 |  | 0% | Tech/Econ | 16% | 0 | 0 | 0
Tech | Lodging/Hospitality | Exterior Lighting | Exterior parking/lot lighting | TRC | New | NN5033 | ENERGY STAR certified buildings program | ENERGY STAR certified buildings program | NonEquip | 20 |  | 0% | Tech/Econ | 35% | 0 | 0 | 0
Tech | Lodging/Hospitality | Exterior Lighting | Exterior parking/lot lighting | TRC | New | NN2979 | Outdoor Lighting Controls | Outdoor Lighting Controls | NonEquip | 8 | Exterior parking/lot lighting | 30.95% | Tech/Econ | 28% | 0 | 0 | 0
Tech | Lodging/Hospitality | Exterior Lighting | Exterior parking/lot lighting | TRC | New | NN2953 | Bi-Level Lighting Control (Exterior) | Bi-Level Lighting Control (Exterior) | NonEquip | 9 | Exterior parking/lot lighting | 13.75% | Tech/Econ | 31% | 14.7901 | 0 | 0
Tech | Lodging/Hospitality | Exterior Lighting | Exterior parking/lot lighting | TRC | Existing | NE5280 | Retro-Commissioning | Retro-Commissioning | NonEquip | 5 |  | 21.99% | Tech/Econ | 16% | 5636.0627 | 0 | 3.3717
Tech | Lodging/Hospitality | Exterior Lighting | Exterior parking/lot lighting | TRC | Existing | NE5020 | ENERGY STAR certified buildings program | ENERGY STAR certified buildings program | NonEquip | 20 |  | 0% | Tech/Econ | 35% | 0 | 0 | 0
Tech | Lodging/Hospitality | Exterior Lighting | Exterior parking/lot lighting | TRC | Existing | NE2966 | Outdoor Lighting Controls | Outdoor Lighting Controls | NonEquip | 8 | Exterior parking/lot lighting | 30.95% | Tech/Econ | 28% | 15197.4283 | 0 | 0
Tech | Lodging/Hospitality | Exterior Lighting | Exterior parking/lot lighting | TRC | Existing | NE2940 | Bi-Level Lighting Control (Exterior) | Bi-Level Lighting Control (Exterior) | NonEquip | 9 | Exterior parking/lot lighting | 13.75% | Tech/Econ | 31% | 7811.1414 | 0 | 0
Tech | Lodging/Hospitality | Exterior Lighting | Exterior parking/lot lighting | TRC | Turnover | ET710 | LED Parking Lighting | LED Parking Lighting | Equip | 18 | Exterior parking/lot lighting | 6.728% | Tech/Econ | 84% | 10973.6497 | 0 | 0
Tech | Lodging/Hospitality | Exterior Lighting | Exterior parking/lot lighting | TRC | Turnover | ET515 | High Efficiency HID Lighting | High Efficiency HID Lighting | Equip | 13 | Exterior parking/lot lighting | 0% | Tech/Econ | 34.18% | 0 | 0 | 0
Tech | Lodging/Hospitality | Exterior Lighting | Exterior parking/lot lighting | TRC | New | EN736 | LED Parking Lighting | LED Parking Lighting | Equip | 18 | Exterior parking/lot lighting | 94.94% | Tech/Econ | 84% | 3710.2905 | 0 | 0
Tech | Lodging/Hospitality | Exterior Lighting | Exterior parking/lot lighting | TRC | New | EN541 | High Efficiency HID Lighting | High Efficiency HID Lighting | Equip | 13 | Exterior parking/lot lighting | 0% | Tech/Econ | 34.18% | 0 | 0 | 0
Tech | Lodging/Hospitality | Exterior Lighting | Exterior marquis | TRC | New | NN5293 | Retro-Commissioning | Retro-Commissioning | NonEquip | 5 |  | 0% | Tech/Econ | 16% | 0 | 0 | 0
Tech | Lodging/Hospitality | Exterior Lighting | Exterior marquis | TRC | New | NN5033 | ENERGY STAR certified buildings program | ENERGY STAR certified buildings program | NonEquip | 20 |  | 0% | Tech/Econ | 35% | 0 | 0 | 0
Tech | Lodging/Hospitality | Exterior Lighting | Exterior marquis | TRC | New | NN2979 | Outdoor Lighting Controls | Outdoor Lighting Controls | NonEquip | 8 | Exterior parking/lot lighting | 0% | Tech/Econ | 28% | 0 | 0 | 0
Tech | Lodging/Hospitality | Exterior Lighting | Exterior marquis | TRC | New | NN2953 | Bi-Level Lighting Control (Exterior) | Bi-Level Lighting Control (Exterior) | NonEquip | 9 | Exterior parking/lot lighting | 0% | Tech/Econ | 31% | 0 | 0 | 0
Tech | Lodging/Hospitality | Exterior Lighting | Exterior marquis | TRC | Existing | NE5280 | Retro-Commissioning | Retro-Commissioning | NonEquip | 5 |  | 21.99% | Tech/Econ | 16% | 0 | 0 | 0
Tech | Lodging/Hospitality | Exterior Lighting | Exterior marquis | TRC | Existing | NE5020 | ENERGY STAR certified buildings program | ENERGY STAR certified buildings program | NonEquip | 20 |  | 0% | Tech/Econ | 35% | 0 | 0 | 0
Tech | Lodging/Hospitality | Exterior Lighting | Exterior marquis | TRC | Existing | NE2966 | Outdoor Lighting Controls | Outdoor Lighting Controls | NonEquip | 8 | Exterior parking/lot lighting | 0% | Tech/Econ | 28% | 0 | 0 | 0
Tech | Lodging/Hospitality | Exterior Lighting | Exterior marquis | TRC | Existing | NE2940 | Bi-Level Lighting Control (Exterior) | Bi-Level Lighting Control (Exterior) | NonEquip | 9 | Exterior parking/lot lighting | 0% | Tech/Econ | 31% | 0 | 0 | 0
Tech | Lodging/Hospitality | Exterior Lighting | Exterior marquis | TRC | Turnover | ET632 | LED Exterior Lighting | LED Exterior Lighting | Equip | 13 | Exterior marquis | 4.268% | Tech/Econ | 60.51% | 0 | 0 | 0
Tech | Lodging/Hospitality | Exterior Lighting | Exterior marquis | TRC | Turnover | ET593 | LED Display Lighting (Exterior) | LED Display Lighting (Exterior) | Equip | 15 | Exterior marquis | 4.268% | Tech/Econ | 87.04% | 0 | 0 | 0
Tech | Lodging/Hospitality | Exterior Lighting | Exterior marquis | TRC | New | EN658 | LED Exterior Lighting | LED Exterior Lighting | Equip | 13 | Exterior marquis | 4.624% | Tech/Econ | 60.51% | 0 | 0 | 0
Tech | Lodging/Hospitality | Exterior Lighting | Exterior marquis | TRC | New | EN619 | LED Display Lighting (Exterior) | LED Display Lighting (Exterior) | Equip | 15 | Exterior marquis | 4.624% | Tech/Econ | 87.04% | 0 | 0 | 0
Tech | Lodging/Hospitality | Miscellaneous | Elevators/Escalators | TRC | New | NN5449 | Retro-Commissioning | Retro-Commissioning | NonEquip | 5 |  | 0% | Tech/Econ | 16% | 0 | 0 | 0
Tech | Lodging/Hospitality | Miscellaneous | Elevators/Escalators | TRC | New | NN5241 | ENERGY STAR certified buildings program | ENERGY STAR certified buildings program | NonEquip | 20 |  | 0% | Tech/Econ | 35% | 0 | 0 | 0
Tech | Lodging/Hospitality | Miscellaneous | Elevators/Escalators | TRC | New | NN4539 | VSD Controlled Compressor | VSD Controlled Compressor | NonEquip | 15 | Others | 0% | Tech/Econ | 20.79% | 0 | 0 | 0
Tech | Lodging/Hospitality | Miscellaneous | Elevators/Escalators | TRC | New | NN4513 | Regenerative Drive Elevator Motor | Regenerative Drive Elevator Motor | NonEquip | 13 | Elevators/Escalators | 11.17% | Tech/Econ | 6.211% | 23.0522 | 0.0029888 | 0.0025035
Tech | Lodging/Hospitality | Miscellaneous | Elevators/Escalators | TRC | New | NN4487 | Engine Block Timer | Engine Block Timer | NonEquip | 5 | Others | 0% | Tech/Econ | 36% | 0 | 0 | 0
Tech | Lodging/Hospitality | Miscellaneous | Elevators/Escalators | TRC | New | NN4461 | Efficient Motor Belts | Efficient Motor Belts | NonEquip | 10 | Others | 0% | Tech/Econ | 1.105% | 0 | 0 | 0
Tech | Lodging/Hospitality | Miscellaneous | Elevators/Escalators | TRC | Existing | NE5436 | Retro-Commissioning | Retro-Commissioning | NonEquip | 5 |  | 21.99% | Tech/Econ | 16% | 4881.508 | 1.5071 | 2.9203
Tech | Lodging/Hospitality | Miscellaneous | Elevators/Escalators | TRC | Existing | NE5228 | ENERGY STAR certified buildings program | ENERGY STAR certified buildings program | NonEquip | 20 |  | 0% | Tech/Econ | 35% | 0 | 0 | 0
Tech | Lodging/Hospitality | Miscellaneous | Elevators/Escalators | TRC | Existing | NE4526 | VSD Controlled Compressor | VSD Controlled Compressor | NonEquip | 15 | Others | 0% | Tech/Econ | 20.79% | 0 | 0 | 0
Tech | Lodging/Hospitality | Miscellaneous | Elevators/Escalators | TRC | Existing | NE4500 | Regenerative Drive Elevator Motor | Regenerative Drive Elevator Motor | NonEquip | 13 | Elevators/Escalators | 10.45% | Tech/Econ | 6.211% | 868.9267 | 0.11266 | 0.094368
Tech | Lodging/Hospitality | Miscellaneous | Elevators/Escalators | TRC | Existing | NE4474 | Engine Block Timer | Engine Block Timer | NonEquip | 5 | Others | 0% | Tech/Econ | 36% | 0 | 0 | 0
Tech | Lodging/Hospitality | Miscellaneous | Elevators/Escalators | TRC | Existing | NE4448 | Efficient Motor Belts | Efficient Motor Belts | NonEquip | 10 | Others | 0% | Tech/Econ | 1.105% | 0 | 0 | 0
Tech | Lodging/Hospitality | Office Equipment | Document production | TRC | New | NN5059 | ENERGY STAR certified buildings program | ENERGY STAR certified buildings program | NonEquip | 20 |  | 0% | Tech/Econ | 35% | 0 | 0 | 0
Tech | Lodging/Hospitality | Office Equipment | Document production | TRC | New | NN4591 | Smart Strip Plug Outlet | Smart Strip Plug Outlet | NonEquip | 4 |  | 43.9% | Tech/Econ | 1.187% | 160.9831 | 0.023937 | 0.016636
Tech | Lodging/Hospitality | Office Equipment | Document production | TRC | New | NN4565 | Network PC Power Management | Network PC Power Management | NonEquip | 5 | Computers | 0% | Tech/Econ | 56.5% | 0 | 0 | 0
Tech | Lodging/Hospitality | Office Equipment | Document production | TRC | Existing | NE5046 | ENERGY STAR certified buildings program | ENERGY STAR certified buildings program | NonEquip | 20 |  | 0% | Tech/Econ | 35% | 0 | 0 | 0
Tech | Lodging/Hospitality | Office Equipment | Document production | TRC | Existing | NE4578 | Smart Strip Plug Outlet | Smart Strip Plug Outlet | NonEquip | 4 |  | 43.9% | Tech/Econ | 1.187% | 6718.6373 | 0.99902 | 0.69431
Tech | Lodging/Hospitality | Office Equipment | Document production | TRC | Existing | NE4552 | Network PC Power Management | Network PC Power Management | NonEquip | 5 | Computers | 0% | Tech/Econ | 56.5% | 0 | 0 | 0
Tech | Lodging/Hospitality | Office Equipment | Document production | TRC | Turnover | ET2147 | ENERGY STAR Imaging Equipment | ENERGY STAR Imaging Equipment | Equip | 6 | Document production | 17.92% | Tech/Econ | 44.44% | 111569.2016 | 15.472 | 10.3894
Tech | Lodging/Hospitality | Office Equipment | Document production | TRC | New | EN2173 | ENERGY STAR Imaging Equipment | ENERGY STAR Imaging Equipment | Equip | 6 | Document production | 17.92% | Tech/Econ | 44.44% | 2673.2739 | 0.37072 | 0.24894
Tech | Lodging/Hospitality | Space Cooling | District chilled water piped | TRC | New | NN5371 | Retro-Commissioning | Retro-Commissioning | NonEquip | 5 |  | 0% | Tech/Econ | 16% | 0 | 0 | 0
Tech | Lodging/Hospitality | Space Cooling | District chilled water piped | TRC | New | NN5163 | ENERGY STAR certified buildings program | ENERGY STAR certified buildings program | NonEquip | 20 |  | 0% | Tech/Econ | 35% | 0 | 0 | 0
Tech | Lodging/Hospitality | Space Cooling | District chilled water piped | TRC | New | NN4383 | Window Sun Protection | Window Sun Protection | NonEquip | 10 |  | 15.35% | Tech/Econ | 16% | 0 | 0 | 0
Tech | Lodging/Hospitality | Space Cooling | District chilled water piped | TRC | New | NN4357 | Waterside Economizer | Waterside Economizer | NonEquip | 20 |  | 0% | Tech/Econ | 5.556% | 0 | 0 | 0
Tech | Lodging/Hospitality | Space Cooling | District chilled water piped | TRC | New | NN4149 | Smart Thermostat | Smart Thermostat | NonEquip | 11 |  | 45.33% | Tech/Econ | 10% | 0 | 0 | 0
Tech | Lodging/Hospitality | Space Cooling | District chilled water piped | TRC | New | NN4045 | Programmable Thermostat | Programmable Thermostat | NonEquip | 11 |  | 0% | Tech/Econ | 3.6% | 0 | 0 | 0
Tech | Lodging/Hospitality | Space Cooling | District chilled water piped | TRC | New | NN3993 | Low U-Value Windows | Low U-Value Windows | NonEquip | 20 |  | 26.88% | Tech/Econ | 10% | 0 | 0 | 0
Tech | Lodging/Hospitality | Space Cooling | District chilled water piped | TRC | New | NN3915 | HVAC tune-up_RTU | HVAC tune-up_RTU | NonEquip | 5 | Packaged air conditioning units (RTUs) | 0% | Tech/Econ | 5% | 0 | 0 | 0
Tech | Lodging/Hospitality | Space Cooling | District chilled water piped | TRC | New | NN3889 | HVAC tune-up | HVAC tune-up | NonEquip | 5 | Residential-type central air conditioners | 0% | Tech/Econ | 5% | 0 | 0 | 0
Tech | Lodging/Hospitality | Space Cooling | District chilled water piped | TRC | New | NN3837 | Hotel Card Energy Control Systems | Hotel Card Energy Control Systems | NonEquip | 15 |  | 41.26% | Tech/Econ | 6.606% | 0 | 0 | 0
Tech | Lodging/Hospitality | Space Cooling | District chilled water piped | TRC | New | NN3681 | Facility Energy Management System | Facility Energy Management System | NonEquip | 15 |  | 4.276% | Tech/Econ | 20% | 0 | 0 | 0
Tech | Lodging/Hospitality | Space Cooling | District chilled water piped | TRC | New | NN3629 | Facility Commissioning | Facility Commissioning | NonEquip | 10 |  | 71.67% | Tech/Econ | 16% | 0 | 0 | 0
Tech | Lodging/Hospitality | Space Cooling | District chilled water piped | TRC | New | NN3603 | Energy Recovery Ventilation System (ERV) | Energy Recovery Ventilation System (ERV) | NonEquip | 15 | Packaged air conditioning units (RTUs) | 0% | Tech/Econ | 9.935% | 0 | 0 | 0
Tech | Lodging/Hospitality | Space Cooling | District chilled water piped | TRC | New | NN3525 | Duct Sealing Repair | Duct Sealing Repair | NonEquip | 15 |  | 0% | Tech/Econ | 12% | 0 | 0 | 0
Tech | Lodging/Hospitality | Space Cooling | District chilled water piped | TRC | New | NN3473 | Duct Insulation | Duct Insulation | NonEquip | 15 |  | 0% | Tech/Econ | 2.045% | 0 | 0 | 0
Tech | Lodging/Hospitality | Space Cooling | District chilled water piped | TRC | New | NN3421 | Dedicated Outdoor Air System on VRF unit | Dedicated Outdoor Air System on VRF unit | NonEquip | 15 | Residential-type central air conditioners | 0% | Tech/Econ | 17.5% | 0 | 0 | 0
Tech | Lodging/Hospitality | Space Cooling | District chilled water piped | TRC | New | NN3369 | Cool Roof | Cool Roof | NonEquip | 15 |  | 72.18% | Tech/Econ | 0.5924% | 0 | 0 | 0
Tech | Lodging/Hospitality | Space Cooling | District chilled water piped | TRC | New | NN3317 | Chilled Water System - Variable Speed Drives | Chilled Water System - Variable Speed Drives | NonEquip | 13 | Central chillers inside | 0% | Tech/Econ | 24.74% | 0 | 0 | 0
Tech | Lodging/Hospitality | Space Cooling | District chilled water piped | TRC | New | NN3291 | Chilled Water Controls Optimization | Chilled Water Controls Optimization | NonEquip | 10 | Central chillers inside | 0% | Tech/Econ | 12.5% | 0 | 0 | 0
Tech | Lodging/Hospitality | Space Cooling | District chilled water piped | TRC | New | NN3213 | Ceiling Insulation(R2 to R38) | Ceiling Insulation(R2 to R38) | NonEquip | 20 |  | 0% | Tech/Econ | 3.768% | 0 | 0 | 0
Tech | Lodging/Hospitality | Space Cooling | District chilled water piped | TRC | New | NN3109 | Ceiling Insulation(R12 to R38) | Ceiling Insulation(R12 to R38) | NonEquip | 20 |  | 0% | Tech/Econ | 0.4536% | 0 | 0 | 0
Tech | Lodging/Hospitality | Space Cooling | District chilled water piped | TRC | New | NN3057 | Airside Economizer | Airside Economizer | NonEquip | 10 | Packaged air conditioning units (RTUs) | 0% | Tech/Econ | 5.556% | 0 | 0 | 0
Tech | Lodging/Hospitality | Space Cooling | District chilled water piped | TRC | Existing | NE5358 | Retro-Commissioning | Retro-Commissioning | NonEquip | 5 |  | 21.99% | Tech/Econ | 16% | 0 | 0 | 0
Tech | Lodging/Hospitality | Space Cooling | District chilled water piped | TRC | Existing | NE5150 | ENERGY STAR certified buildings program | ENERGY STAR certified buildings program | NonEquip | 20 |  | 0% | Tech/Econ | 35% | 0 | 0 | 0
Tech | Lodging/Hospitality | Space Cooling | District chilled water piped | TRC | Existing | NE4370 | Window Sun Protection | Window Sun Protection | NonEquip | 10 |  | 15.68% | Tech/Econ | 16% | 0 | 0 | 0
Tech | Lodging/Hospitality | Space Cooling | District chilled water piped | TRC | Existing | NE4344 | Waterside Economizer | Waterside Economizer | NonEquip | 20 |  | 0% | Tech/Econ | 5.556% | 0 | 0 | 0
Tech | Lodging/Hospitality | Space Cooling | District chilled water piped | TRC | Existing | NE4292 | Warehouse Loading Dock Seals | Warehouse Loading Dock Seals | NonEquip | 18 |  | 0% | Tech/Econ | 0.3244% | 0 | 0 | 0
Tech | Lodging/Hospitality | Space Cooling | District chilled water piped | TRC | Existing | NE4214 | Wall Insulation | Wall Insulation | NonEquip | 20 |  | 0% | Tech/Econ | 26.79% | 0 | 0 | 0
Tech | Lodging/Hospitality | Space Cooling | District chilled water piped | TRC | Existing | NE4136 | Smart Thermostat | Smart Thermostat | NonEquip | 11 |  | 45.33% | Tech/Econ | 10% | 0 | 0 | 0
Tech | Lodging/Hospitality | Space Cooling | District chilled water piped | TRC | Existing | NE4110 | Roof Insulation | Roof Insulation | NonEquip | 20 |  | 43.5% | Tech/Econ | 0.5524% | 0 | 0 | 0
Tech | Lodging/Hospitality | Space Cooling | District chilled water piped | TRC | Existing | NE4032 | Programmable Thermostat | Programmable Thermostat | NonEquip | 11 |  | 0% | Tech/Econ | 3.6% | 0 | 0 | 0
Tech | Lodging/Hospitality | Space Cooling | District chilled water piped | TRC | Existing | NE3980 | Low U-Value Windows | Low U-Value Windows | NonEquip | 20 |  | 10.75% | Tech/Econ | 46% | 0 | 0 | 0
Tech | Lodging/Hospitality | Space Cooling | District chilled water piped | TRC | Existing | NE3902 | HVAC tune-up_RTU | HVAC tune-up_RTU | NonEquip | 5 | Packaged air conditioning units (RTUs) | 0% | Tech/Econ | 5% | 0 | 0 | 0
Tech | Lodging/Hospitality | Space Cooling | District chilled water piped | TRC | Existing | NE3876 | HVAC tune-up | HVAC tune-up | NonEquip | 5 | Residential-type central air conditioners | 0% | Tech/Econ | 5% | 0 | 0 | 0
Tech | Lodging/Hospitality | Space Cooling | District chilled water piped | TRC | Existing | NE3824 | Hotel Card Energy Control Systems | Hotel Card Energy Control Systems | NonEquip | 15 |  | 41.26% | Tech/Econ | 6.606% | 0 | 0 | 0
Tech | Lodging/Hospitality | Space Cooling | District chilled water piped | TRC | Existing | NE3798 | Green Roof | Green Roof | NonEquip | 15 |  | 0.126% | Tech/Econ | 0.3202% | 0 | 0 | 0
Tech | Lodging/Hospitality | Space Cooling | District chilled water piped | TRC | Existing | NE3668 | Facility Energy Management System | Facility Energy Management System | NonEquip | 15 |  | 0.7167% | Tech/Econ | 20% | 0 | 0 | 0
Tech | Lodging/Hospitality | Space Cooling | District chilled water piped | TRC | Existing | NE3590 | Energy Recovery Ventilation System (ERV) | Energy Recovery Ventilation System (ERV) | NonEquip | 15 | Packaged air conditioning units (RTUs) | 0% | Tech/Econ | 9.935% | 0 | 0 | 0
Tech | Lodging/Hospitality | Space Cooling | District chilled water piped | TRC | Existing | NE3512 | Duct Sealing Repair | Duct Sealing Repair | NonEquip | 15 |  | 0% | Tech/Econ | 12% | 0 | 0 | 0
Tech | Lodging/Hospitality | Space Cooling | District chilled water piped | TRC | Existing | NE3460 | Duct Insulation | Duct Insulation | NonEquip | 15 |  | 0% | Tech/Econ | 2.045% | 0 | 0 | 0
Tech | Lodging/Hospitality | Space Cooling | District chilled water piped | TRC | Existing | NE3408 | Dedicated Outdoor Air System on VRF unit | Dedicated Outdoor Air System on VRF unit | NonEquip | 15 | Residential-type central air conditioners | 0% | Tech/Econ | 17.5% | 0 | 0 | 0
Tech | Lodging/Hospitality | Space Cooling | District chilled water piped | TRC | Existing | NE3356 | Cool Roof | Cool Roof | NonEquip | 15 |  | 72.68% | Tech/Econ | 0.5924% | 0 | 0 | 0
Tech | Lodging/Hospitality | Space Cooling | District chilled water piped | TRC | Existing | NE3304 | Chilled Water System - Variable Speed Drives | Chilled Water System - Variable Speed Drives | NonEquip | 13 | Central chillers inside | 0% | Tech/Econ | 24.74% | 0 | 0 | 0
Tech | Lodging/Hospitality | Space Cooling | District chilled water piped | TRC | Existing | NE3278 | Chilled Water Controls Optimization | Chilled Water Controls Optimization | NonEquip | 10 | Central chillers inside | 0% | Tech/Econ | 12.5% | 0 | 0 | 0
Tech | Lodging/Hospitality | Space Cooling | District chilled water piped | TRC | Existing | NE3200 | Ceiling Insulation(R2 to R38) | Ceiling Insulation(R2 to R38) | NonEquip | 20 |  | 0% | Tech/Econ | 3.768% | 0 | 0 | 0
Tech | Lodging/Hospitality | Space Cooling | District chilled water piped | TRC | Existing | NE3096 | Ceiling Insulation(R12 to R38) | Ceiling Insulation(R12 to R38) | NonEquip | 20 |  | 0% | Tech/Econ | 0.4536% | 0 | 0 | 0
Tech | Lodging/Hospitality | Space Cooling | District chilled water piped | TRC | Existing | NE3044 | Airside Economizer | Airside Economizer | NonEquip | 10 | Packaged air conditioning units (RTUs) | 0% | Tech/Econ | 5.556% | 0 | 0 | 0
Tech | Lodging/Hospitality | Space Cooling | District chilled water piped | TRC | Turnover | ET944 | High Efficiency Chiller (Air Cooled, 50 tons) | High Efficiency Chiller (Air Cooled, 50 tons) | Equip | 20 | District chilled water piped | 28.37% | Tech/Econ | 8.759% | 0 | 0 | 0
Tech | Lodging/Hospitality | Space Cooling | District chilled water piped | TRC | Turnover | ET1100 | High Efficiency Chiller (Water cooled-positive displacement, 100 tons) | High Efficiency Chiller (Water cooled-positive displacement, 100 tons) | Equip | 20 | District chilled water piped | 28.37% | Tech/Econ | 2.683% | 0 | 0 | 0
Tech | Lodging/Hospitality | Space Cooling | District chilled water piped | TRC | Turnover | ET1022 | High Efficiency Chiller (Water cooled-centrifugal, 200 tons) | High Efficiency Chiller (Water cooled-centrifugal, 200 tons) | Equip | 20 | District chilled water piped | 28.37% | Tech/Econ | 4.362% | 0 | 0 | 0
Tech | Lodging/Hospitality | Space Cooling | District chilled water piped | TRC | New | EN970 | High Efficiency Chiller (Air Cooled, 50 tons) | High Efficiency Chiller (Air Cooled, 50 tons) | Equip | 20 | District chilled water piped | 28.37% | Tech/Econ | 8.759% | 0 | 0 | 0
Tech | Lodging/Hospitality | Space Cooling | District chilled water piped | TRC | New | EN1126 | High Efficiency Chiller (Water cooled-positive displacement, 100 tons) | High Efficiency Chiller (Water cooled-positive displacement, 100 tons) | Equip | 20 | District chilled water piped | 28.37% | Tech/Econ | 2.683% | 0 | 0 | 0
Tech | Lodging/Hospitality | Space Cooling | District chilled water piped | TRC | New | EN1048 | High Efficiency Chiller (Water cooled-centrifugal, 200 tons) | High Efficiency Chiller (Water cooled-centrifugal, 200 tons) | Equip | 20 | District chilled water piped | 28.37% | Tech/Econ | 4.362% | 0 | 0 | 0
Tech | Lodging/Hospitality | Refrigeration | Display cases | TRC | New | NN5319 | Retro-Commissioning | Retro-Commissioning | NonEquip | 5 |  | 0% | Tech/Econ | 16% | 0 | 0 | 0
Tech | Lodging/Hospitality | Refrigeration | Display cases | TRC | New | NN5111 | ENERGY STAR certified buildings program | ENERGY STAR certified buildings program | NonEquip | 20 |  | 0% | Tech/Econ | 35% | 0 | 0 | 0
Tech | Lodging/Hospitality | Refrigeration | Display cases | TRC | New | NN4903 | Strip Curtains for Walk-ins | Strip Curtains for Walk-ins | NonEquip | 4 | Walk-in cooler | 0% | Tech/Econ | 2.115% | 0 | 0 | 0
Tech | Lodging/Hospitality | Refrigeration | Display cases | TRC | New | NN4877 | Refrigerated Display Case Lighting Controls | Refrigerated Display Case Lighting Controls | NonEquip | 8 | Display cases | 0% | Tech/Econ | 0.9365% | 0 | 0 | 0
Tech | Lodging/Hospitality | Refrigeration | Display cases | TRC | New | NN4851 | PSC to ECM Evaporator Fan Motor (Walk-In, Refrigerator) | PSC to ECM Evaporator Fan Motor (Walk-In, Refrigerator) | NonEquip | 15 | Walk-in cooler | 0% | Tech/Econ | 37.5% | 0 | 0 | 0
Tech | Lodging/Hospitality | Refrigeration | Display cases | TRC | New | NN4825 | PSC to ECM Evaporator Fan Motor (Reach-In) | PSC to ECM Evaporator Fan Motor (Reach-In) | NonEquip | 15 | Display cases | 68.68% | Tech/Econ | 37.5% | 343.2849 | 0.044509 | 0.037282
Tech | Lodging/Hospitality | Refrigeration | Display cases | TRC | New | NN4799 | Night Covers for Display Cases | Night Covers for Display Cases | NonEquip | 5 | Display cases | 0% | Tech/Econ | 1.877% | 0 | 0 | 0
Tech | Lodging/Hospitality | Refrigeration | Display cases | TRC | New | NN4773 | High R-Value Glass Doors | High R-Value Glass Doors | NonEquip | 12 | Display cases | 0% | Tech/Econ | 0% | 0 | 0 | 0
Tech | Lodging/Hospitality | Refrigeration | Display cases | TRC | New | NN4747 | High Efficiency Refrigeration Compressor | High Efficiency Refrigeration Compressor | NonEquip | 13 | Display cases | 4.199% | Tech/Econ | 6.922% | 2.8765 | 0.00037295 | 0.00031239
Tech | Lodging/Hospitality | Refrigeration | Display cases | TRC | New | NN4721 | Freezer-Cooler Replacement Gaskets | Freezer-Cooler Replacement Gaskets | NonEquip | 4 | Display cases | 0% | Tech/Econ | 0% | 0 | 0 | 0
Tech | Lodging/Hospitality | Refrigeration | Display cases | TRC | New | NN4695 | Floating Head Pressure Controls | Floating Head Pressure Controls | NonEquip | 15 |  | 27.37% | Tech/Econ | 6.05% | 16.3407 | 0.0021187 | 0.0017746
Tech | Lodging/Hospitality | Refrigeration | Display cases | TRC | New | NN4669 | Demand Defrost | Demand Defrost | NonEquip | 10 | Walk-in cooler | 0% | Tech/Econ | 30% | 0 | 0 | 0
Tech | Lodging/Hospitality | Refrigeration | Display cases | TRC | New | NN4643 | Automatic Door Closer for Walk-in Coolers and Freezers | Automatic Door Closer for Walk-in Coolers and Freezers | NonEquip | 8 | Walk-in cooler | 0% | Tech/Econ | 3.131% | 0 | 0 | 0
Tech | Lodging/Hospitality | Refrigeration | Display cases | TRC | New | NN4617 | Anti-Sweat Controls | Anti-Sweat Controls | NonEquip | 8 | Display cases | 0% | Tech/Econ | 85% | 0 | 0 | 0
Tech | Lodging/Hospitality | Refrigeration | Display cases | TRC | Existing | NE5306 | Retro-Commissioning | Retro-Commissioning | NonEquip | 5 |  | 21.99% | Tech/Econ | 16% | 1671.1825 | 0.51597 | 0.99975
Tech | Lodging/Hospitality | Refrigeration | Display cases | TRC | Existing | NE5098 | ENERGY STAR certified buildings program | ENERGY STAR certified buildings program | NonEquip | 20 |  | 0% | Tech/Econ | 35% | 0 | 0 | 0
Tech | Lodging/Hospitality | Refrigeration | Display cases | TRC | Existing | NE4890 | Strip Curtains for Walk-ins | Strip Curtains for Walk-ins | NonEquip | 4 | Walk-in cooler | 0% | Tech/Econ | 2.115% | 0 | 0 | 0
Tech | Lodging/Hospitality | Refrigeration | Display cases | TRC | Existing | NE4864 | Refrigerated Display Case Lighting Controls | Refrigerated Display Case Lighting Controls | NonEquip | 8 | Display cases | 0% | Tech/Econ | 2.524% | 0 | 0 | 0
Tech | Lodging/Hospitality | Refrigeration | Display cases | TRC | Existing | NE4838 | PSC to ECM Evaporator Fan Motor (Walk-In, Refrigerator) | PSC to ECM Evaporator Fan Motor (Walk-In, Refrigerator) | NonEquip | 15 | Walk-in cooler | 0% | Tech/Econ | 37.5% | 0 | 0 | 0
Tech | Lodging/Hospitality | Refrigeration | Display cases | TRC | Existing | NE4812 | PSC to ECM Evaporator Fan Motor (Reach-In) | PSC to ECM Evaporator Fan Motor (Reach-In) | NonEquip | 15 | Display cases | 17.17% | Tech/Econ | 37.5% | 3301.3501 | 0.42804 | 0.35853
Tech | Lodging/Hospitality | Refrigeration | Display cases | TRC | Existing | NE4786 | Night Covers for Display Cases | Night Covers for Display Cases | NonEquip | 5 | Display cases | 0% | Tech/Econ | 1.877% | 0 | 0 | 0
Tech | Lodging/Hospitality | Refrigeration | Display cases | TRC | Existing | NE4760 | High R-Value Glass Doors | High R-Value Glass Doors | NonEquip | 12 | Display cases | 0% | Tech/Econ | 23.81% | 0 | 0 | 0
Tech | Lodging/Hospitality | Refrigeration | Display cases | TRC | Existing | NE4734 | High Efficiency Refrigeration Compressor | High Efficiency Refrigeration Compressor | NonEquip | 13 | Display cases | 14.15% | Tech/Econ | 6.922% | 469.9645 | 0.060933 | 0.051039
Tech | Lodging/Hospitality | Refrigeration | Display cases | TRC | Existing | NE4708 | Freezer-Cooler Replacement Gaskets | Freezer-Cooler Replacement Gaskets | NonEquip | 4 | Display cases | 63.61% | Tech/Econ | 3.131% | 897.5511 | 0.11637 | 0.097476
Tech | Lodging/Hospitality | Refrigeration | Display cases | TRC | Existing | NE4682 | Floating Head Pressure Controls | Floating Head Pressure Controls | NonEquip | 15 |  | 27.37% | Tech/Econ | 6.05% | 758.9862 | 0.098406 | 0.082428
Tech | Lodging/Hospitality | Refrigeration | Display cases | TRC | Existing | NE4656 | Demand Defrost | Demand Defrost | NonEquip | 10 | Walk-in cooler | 0% | Tech/Econ | 30% | 0 | 0 | 0
Tech | Lodging/Hospitality | Refrigeration | Display cases | TRC | Existing | NE4630 | Automatic Door Closer for Walk-in Coolers and Freezers | Automatic Door Closer for Walk-in Coolers and Freezers | NonEquip | 8 | Walk-in cooler | 0% | Tech/Econ | 3.131% | 0 | 0 | 0
Tech | Lodging/Hospitality | Refrigeration | Display cases | TRC | Existing | NE4604 | Anti-Sweat Controls | Anti-Sweat Controls | NonEquip | 8 | Display cases | 9.21% | Tech/Econ | 85% | 4354.7602 | 0.56462 | 0.47294
Tech | Lodging/Hospitality | Refrigeration | Display cases | TRC | Turnover | ET2615 | Refrigerated Display Case LED Lighting | Refrigerated Display Case LED Lighting | Equip | 8 | Display cases | 0% | Tech/Econ | 6.613% | 0 | 0 | 0
Tech | Lodging/Hospitality | Refrigeration | Display cases | TRC | Turnover | ET2459 | Energy Star Commercial Solid Door Refrigerator | Energy Star Commercial Solid Door Refrigerator | Equip | 12 | Display cases | 0% | Tech/Econ | 50.28% | 0 | 0 | 0
Tech | Lodging/Hospitality | Refrigeration | Display cases | TRC | Turnover | ET2420 | Energy Star Commercial Solid Door Freezer | Energy Star Commercial Solid Door Freezer | Equip | 12 | Display cases | 0% | Tech/Econ | 42.11% | 0 | 0 | 0
Tech | Lodging/Hospitality | Refrigeration | Display cases | TRC | Turnover | ET2381 | Energy Star Commercial Glass Door Refrigerator | Energy Star Commercial Glass Door Refrigerator | Equip | 12 | Display cases | 0% | Tech/Econ | 37.88% | 0 | 0 | 0
Tech | Lodging/Hospitality | Refrigeration | Display cases | TRC | Turnover | ET2342 | Energy Star Commercial Glass Door Freezer | Energy Star Commercial Glass Door Freezer | Equip | 12 | Display cases | 0% | Tech/Econ | 40.57% | 0 | 0 | 0
Tech | Lodging/Hospitality | Refrigeration | Display cases | TRC | New | EN2641 | Refrigerated Display Case LED Lighting | Refrigerated Display Case LED Lighting | Equip | 8 | Display cases | 0% | Tech/Econ | 0% | 0 | 0 | 0
Tech | Lodging/Hospitality | Refrigeration | Display cases | TRC | New | EN2485 | Energy Star Commercial Solid Door Refrigerator | Energy Star Commercial Solid Door Refrigerator | Equip | 12 | Display cases | 0% | Tech/Econ | 50.28% | 0 | 0 | 0
Tech | Lodging/Hospitality | Refrigeration | Display cases | TRC | New | EN2446 | Energy Star Commercial Solid Door Freezer | Energy Star Commercial Solid Door Freezer | Equip | 12 | Display cases | 0% | Tech/Econ | 42.11% | 0 | 0 | 0
Tech | Lodging/Hospitality | Refrigeration | Display cases | TRC | New | EN2407 | Energy Star Commercial Glass Door Refrigerator | Energy Star Commercial Glass Door Refrigerator | Equip | 12 | Display cases | 0% | Tech/Econ | 37.88% | 0 | 0 | 0
Tech | Lodging/Hospitality | Refrigeration | Display cases | TRC | New | EN2368 | Energy Star Commercial Glass Door Freezer | Energy Star Commercial Glass Door Freezer | Equip | 12 | Display cases | 0% | Tech/Econ | 40.57% | 0 | 0 | 0
Tech | Lodging/Hospitality | Cooking | Cooking Other | TRC | New | NN5085 | ENERGY STAR certified buildings program | ENERGY STAR certified buildings program | NonEquip | 20 |  | 0% | Tech/Econ | 35% | 0 | 0 | 0
Tech | Lodging/Hospitality | Cooking | Cooking Other | TRC | Existing | NE5072 | ENERGY STAR certified buildings program | ENERGY STAR certified buildings program | NonEquip | 20 |  | 0% | Tech/Econ | 35% | 0 | 0 | 0
Tech | Lodging/Hospitality | Cooking | Cooking Other | TRC | Turnover | ET8 | Efficient Exhaust Hood | Efficient Exhaust Hood | Equip | 15 | Cooking Other | 14.03% | Tech/Econ | 42.5% | 25006.0603 | 5.4668 | 2.1457
Tech | Lodging/Hospitality | Cooking | Cooking Other | TRC | Turnover | ET242 | Induction Cooktops | Induction Cooktops | Equip | 10 | Cooking Other | 14.15% | Tech/Econ | 18.82% | 10510.3321 | 2.2663 | 0.93319
Tech | Lodging/Hospitality | Cooking | Cooking Other | TRC | Turnover | ET164 | Energy Star Hot Food Holding Cabinet | Energy Star Hot Food Holding Cabinet | Equip | 12 | Cooking Other | 26.95% | Tech/Econ | 52.67% | 69394.0807 | 12.7798 | 6.1838
Tech | Lodging/Hospitality | Cooking | Cooking Other | TRC | Turnover | ET125 | Energy Star Griddle | Energy Star Griddle | Equip | 12 | Cooking Other | 41% | Tech/Econ | 12.08% | 19014.1679 | 3.1418 | 0.80408
Tech | Lodging/Hospitality | Cooking | Cooking Other | TRC | New | EN34 | Efficient Exhaust Hood | Efficient Exhaust Hood | Equip | 15 | Cooking Other | 14.03% | Tech/Econ | 42.5% | 599.1622 | 0.13099 | 0.051413
Tech | Lodging/Hospitality | Cooking | Cooking Other | TRC | New | EN268 | Induction Cooktops | Induction Cooktops | Equip | 10 | Cooking Other | 14.15% | Tech/Econ | 18.82% | 251.8347 | 0.054302 | 0.02236
Tech | Lodging/Hospitality | Cooking | Cooking Other | TRC | New | EN190 | Energy Star Hot Food Holding Cabinet | Energy Star Hot Food Holding Cabinet | Equip | 12 | Cooking Other | 26.95% | Tech/Econ | 52.67% | 1662.7294 | 0.30621 | 0.14817
Tech | Lodging/Hospitality | Cooking | Cooking Other | TRC | New | EN151 | Energy Star Griddle | Energy Star Griddle | Equip | 12 | Cooking Other | 41% | Tech/Econ | 12.08% | 455.5924 | 0.075281 | 0.019266
Tech | Lodging/Hospitality | Office Equipment | Computers | TRC | New | NN5059 | ENERGY STAR certified buildings program | ENERGY STAR certified buildings program | NonEquip | 20 |  | 0% | Tech/Econ | 35% | 0 | 0 | 0
Tech | Lodging/Hospitality | Office Equipment | Computers | TRC | New | NN4591 | Smart Strip Plug Outlet | Smart Strip Plug Outlet | NonEquip | 4 |  | 43.9% | Tech/Econ | 1.187% | 34.5625 | 0.0051392 | 0.0035717
Tech | Lodging/Hospitality | Office Equipment | Computers | TRC | New | NN4565 | Network PC Power Management | Network PC Power Management | NonEquip | 5 | Computers | 22.4% | Tech/Econ | 56.5% | 1132.7858 | 0.1685 | 0.11735
Tech | Lodging/Hospitality | Office Equipment | Computers | TRC | Existing | NE5046 | ENERGY STAR certified buildings program | ENERGY STAR certified buildings program | NonEquip | 20 |  | 0% | Tech/Econ | 35% | 0 | 0 | 0
Tech | Lodging/Hospitality | Office Equipment | Computers | TRC | Existing | NE4578 | Smart Strip Plug Outlet | Smart Strip Plug Outlet | NonEquip | 4 |  | 43.9% | Tech/Econ | 1.187% | 1442.4654 | 0.21449 | 0.14906
Tech | Lodging/Hospitality | Office Equipment | Computers | TRC | Existing | NE4552 | Network PC Power Management | Network PC Power Management | NonEquip | 5 | Computers | 22.4% | Tech/Econ | 56.5% | 47276.8637 | 7.0324 | 4.8977
Tech | Lodging/Hospitality | Office Equipment | Computers | TRC | Turnover | ET2186 | Energy Star PCs | Energy Star PCs | Equip | 4 | Computers | 35% | Tech/Econ | 43.34% | 49504.8568 | 7.0504 | 2.7347
Tech | Lodging/Hospitality | Office Equipment | Computers | TRC | New | EN2212 | Energy Star PCs | Energy Star PCs | Equip | 4 | Computers | 35% | Tech/Econ | 43.34% | 1186.17 | 0.16893 | 0.065525
Tech | Lodging/Hospitality | Domestic Hot Water | Centralized water heaters | TRC | New | NN5423 | Retro-Commissioning | Retro-Commissioning | NonEquip | 5 |  | 0% | Tech/Econ | 16% | 0 | 0 | 0
Tech | Lodging/Hospitality | Domestic Hot Water | Centralized water heaters | TRC | New | NN5215 | ENERGY STAR certified buildings program | ENERGY STAR certified buildings program | NonEquip | 20 |  | 0% | Tech/Econ | 35% | 0 | 0 | 0
Tech | Lodging/Hospitality | Domestic Hot Water | Centralized water heaters | TRC | New | NN2927 | Thermostatic Shower Restriction Valve | Thermostatic Shower Restriction Valve | NonEquip | 10 | Centralized water heaters | 0% | Tech/Econ | 13.66% | 0 | 0 | 0
Tech | Lodging/Hospitality | Domestic Hot Water | Centralized water heaters | TRC | New | NN2901 | Tank Wrap on Water Heater | Tank Wrap on Water Heater | NonEquip | 7 | Centralized water heaters | 55.99% | Tech/Econ | 1.097% | 0 | 0 | 0
Tech | Lodging/Hospitality | Domestic Hot Water | Centralized water heaters | TRC | New | NN2875 | Low-Flow Pre-Rinse Sprayers | Low-Flow Pre-Rinse Sprayers | NonEquip | 5 | Centralized water heaters | 27.37% | Tech/Econ | 3.286% | 0 | 0 | 0
Tech | Lodging/Hospitality | Domestic Hot Water | Centralized water heaters | TRC | New | NN2849 | Low Flow Shower Head | Low Flow Shower Head | NonEquip | 10 | Centralized water heaters | 74.65% | Tech/Econ | 2.768% | 0 | 0 | 0
Tech | Lodging/Hospitality | Domestic Hot Water | Centralized water heaters | TRC | New | NN2823 | Hot Water Pipe Insulation | Hot Water Pipe Insulation | NonEquip | 13 | Centralized water heaters | 22.45% | Tech/Econ | 5.89% | 4.212 | 0.00033145 | 0.00057301
Tech | Lodging/Hospitality | Domestic Hot Water | Centralized water heaters | TRC | New | NN2797 | Hot Water Circulation Pump Control | Hot Water Circulation Pump Control | NonEquip | 15 | Centralized water heaters | 0% | Tech/Econ | 2.828% | 0 | 0 | 0
Tech | Lodging/Hospitality | Domestic Hot Water | Centralized water heaters | TRC | New | NN2771 | Faucet Aerator | Faucet Aerator | NonEquip | 10 | Centralized water heaters | 23.64% | Tech/Econ | 0.9484% | 0 | 0 | 0
Tech | Lodging/Hospitality | Domestic Hot Water | Centralized water heaters | TRC | New | NN2745 | Drain Water Heat Recovery | Drain Water Heat Recovery | NonEquip | 15 | Centralized water heaters | 22.45% | Tech/Econ | 12.27% | 234.0716 | 0.014147 | 0.098254
Tech | Lodging/Hospitality | Domestic Hot Water | Centralized water heaters | TRC | Existing | NE5410 | Retro-Commissioning | Retro-Commissioning | NonEquip | 5 |  | 21.99% | Tech/Econ | 16% | 12472.1636 | 3.8507 | 7.4612
Tech | Lodging/Hospitality | Domestic Hot Water | Centralized water heaters | TRC | Existing | NE5202 | ENERGY STAR certified buildings program | ENERGY STAR certified buildings program | NonEquip | 20 |  | 0% | Tech/Econ | 35% | 0 | 0 | 0
Tech | Lodging/Hospitality | Domestic Hot Water | Centralized water heaters | TRC | Existing | NE2914 | Thermostatic Shower Restriction Valve | Thermostatic Shower Restriction Valve | NonEquip | 10 | Centralized water heaters | 74.65% | Tech/Econ | 13.07% | 33373.6459 | 1.766 | 15.0701
Tech | Lodging/Hospitality | Domestic Hot Water | Centralized water heaters | TRC | Existing | NE2888 | Tank Wrap on Water Heater | Tank Wrap on Water Heater | NonEquip | 7 | Centralized water heaters | 55.99% | Tech/Econ | 1.097% | 1797.1751 | 0.18002 | 0.18367
Tech | Lodging/Hospitality | Domestic Hot Water | Centralized water heaters | TRC | Existing | NE2862 | Low-Flow Pre-Rinse Sprayers | Low-Flow Pre-Rinse Sprayers | NonEquip | 5 | Centralized water heaters | 27.37% | Tech/Econ | 3.134% | 2632.6382 | 0.13972 | 1.1922
Tech | Lodging/Hospitality | Domestic Hot Water | Centralized water heaters | TRC | Existing | NE2836 | Low Flow Shower Head | Low Flow Shower Head | NonEquip | 10 | Centralized water heaters | 74.65% | Tech/Econ | 2.648% | 5901.0244 | 0.31227 | 2.6646
Tech | Lodging/Hospitality | Domestic Hot Water | Centralized water heaters | TRC | Existing | NE2810 | Hot Water Pipe Insulation | Hot Water Pipe Insulation | NonEquip | 13 | Centralized water heaters | 4.299% | Tech/Econ | 5.634% | 745.1381 | 0.058636 | 0.10137
Tech | Lodging/Hospitality | Domestic Hot Water | Centralized water heaters | TRC | Existing | NE2784 | Hot Water Circulation Pump Control | Hot Water Circulation Pump Control | NonEquip | 15 | Centralized water heaters | 70.18% | Tech/Econ | 2.706% | 5777.2428 | 0 | 0
Tech | Lodging/Hospitality | Domestic Hot Water | Centralized water heaters | TRC | Existing | NE2758 | Faucet Aerator | Faucet Aerator | NonEquip | 10 | Centralized water heaters | 23.64% | Tech/Econ | 0.9072% | 623.6685 | 0.033099 | 0.28244
Tech | Lodging/Hospitality | Domestic Hot Water | Centralized water heaters | TRC | Existing | NE2732 | Drain Water Heat Recovery | Drain Water Heat Recovery | NonEquip | 15 | Centralized water heaters | 2.67% | Tech/Econ | 12.27% | 1011.389 | 0.061127 | 0.42454
Tech | Lodging/Hospitality | Domestic Hot Water | Centralized water heaters | TRC | Turnover | ET437 | Solar Water Heater | Solar Water Heater | Equip | 15 | Centralized water heaters | 5.674% | Tech/Econ | 76.67% | 24205.3399 | 1.8092 | 0.25399
Tech | Lodging/Hospitality | Domestic Hot Water | Centralized water heaters | TRC | Turnover | ET359 | Heat Pump Water Heater | Heat Pump Water Heater | Equip | 10 | Centralized water heaters | 41.31% | Tech/Econ | 65.32% | 143610.6302 | 10.0756 | 52.8591
Tech | Lodging/Hospitality | Domestic Hot Water | Centralized water heaters | TRC | Turnover | ET281 | Energy Star Commercial Dishwasher | Energy Star Commercial Dishwasher | Equip | 15 | Centralized water heaters | 29.7% | Tech/Econ | 29.58% | 34146.3671 | 2.4777 | -0.00026361
Tech | Lodging/Hospitality | Domestic Hot Water | Centralized water heaters | TRC | New | EN463 | Solar Water Heater | Solar Water Heater | Equip | 15 | Centralized water heaters | 5.674% | Tech/Econ | 76.67% | 579.9764 | 0.043349 | 0.0060859
Tech | Lodging/Hospitality | Domestic Hot Water | Centralized water heaters | TRC | New | EN385 | Heat Pump Water Heater | Heat Pump Water Heater | Equip | 10 | Centralized water heaters | 41.31% | Tech/Econ | 65.32% | 3441.0083 | 0.24142 | 1.2665
Tech | Lodging/Hospitality | Domestic Hot Water | Centralized water heaters | TRC | New | EN307 | Energy Star Commercial Dishwasher | Energy Star Commercial Dishwasher | Equip | 15 | Centralized water heaters | 29.7% | Tech/Econ | 29.58% | 818.1702 | 0.059368 | -6.3162e-06
Tech | Lodging/Hospitality | Space Cooling | Central chillers inside | TRC | New | NN5371 | Retro-Commissioning | Retro-Commissioning | NonEquip | 5 |  | 0% | Tech/Econ | 16% | 0 | 0 | 0
Tech | Lodging/Hospitality | Space Cooling | Central chillers inside | TRC | New | NN5163 | ENERGY STAR certified buildings program | ENERGY STAR certified buildings program | NonEquip | 20 |  | 0% | Tech/Econ | 35% | 0 | 0 | 0
Tech | Lodging/Hospitality | Space Cooling | Central chillers inside | TRC | New | NN4383 | Window Sun Protection | Window Sun Protection | NonEquip | 10 |  | 15.35% | Tech/Econ | 16% | 160.7674 | 0.058475 | -0.0065713
Tech | Lodging/Hospitality | Space Cooling | Central chillers inside | TRC | New | NN4357 | Waterside Economizer | Waterside Economizer | NonEquip | 20 |  | 0% | Tech/Econ | 5.556% | 0 | 0 | 0
Tech | Lodging/Hospitality | Space Cooling | Central chillers inside | TRC | New | NN4149 | Smart Thermostat | Smart Thermostat | NonEquip | 11 |  | 45.33% | Tech/Econ | 10% | 0 | 0 | 0
Tech | Lodging/Hospitality | Space Cooling | Central chillers inside | TRC | New | NN4045 | Programmable Thermostat | Programmable Thermostat | NonEquip | 11 |  | 0% | Tech/Econ | 3.6% | 0 | 0 | 0
Tech | Lodging/Hospitality | Space Cooling | Central chillers inside | TRC | New | NN3993 | Low U-Value Windows | Low U-Value Windows | NonEquip | 20 |  | 26.88% | Tech/Econ | 10% | 53.8022 | 0.023741 | 0
Tech | Lodging/Hospitality | Space Cooling | Central chillers inside | TRC | New | NN3915 | HVAC tune-up_RTU | HVAC tune-up_RTU | NonEquip | 5 | Packaged air conditioning units (RTUs) | 0% | Tech/Econ | 5% | 0 | 0 | 0
Tech | Lodging/Hospitality | Space Cooling | Central chillers inside | TRC | New | NN3889 | HVAC tune-up | HVAC tune-up | NonEquip | 5 | Residential-type central air conditioners | 0% | Tech/Econ | 5% | 0 | 0 | 0
Tech | Lodging/Hospitality | Space Cooling | Central chillers inside | TRC | New | NN3837 | Hotel Card Energy Control Systems | Hotel Card Energy Control Systems | NonEquip | 15 |  | 41.26% | Tech/Econ | 6.606% | 0 | 0 | 0
Tech | Lodging/Hospitality | Space Cooling | Central chillers inside | TRC | New | NN3681 | Facility Energy Management System | Facility Energy Management System | NonEquip | 15 |  | 4.276% | Tech/Econ | 20% | 63.7868 | 0.016646 | 0
Tech | Lodging/Hospitality | Space Cooling | Central chillers inside | TRC | New | NN3629 | Facility Commissioning | Facility Commissioning | NonEquip | 10 |  | 71.67% | Tech/Econ | 16% | 847.9831 | 0.14847 | 0.0033872
Tech | Lodging/Hospitality | Space Cooling | Central chillers inside | TRC | New | NN3603 | Energy Recovery Ventilation System (ERV) | Energy Recovery Ventilation System (ERV) | NonEquip | 15 | Packaged air conditioning units (RTUs) | 0% | Tech/Econ | 9.935% | 0 | 0 | 0
Tech | Lodging/Hospitality | Space Cooling | Central chillers inside | TRC | New | NN3525 | Duct Sealing Repair | Duct Sealing Repair | NonEquip | 15 |  | 0% | Tech/Econ | 12% | 0 | 0 | 0
Tech | Lodging/Hospitality | Space Cooling | Central chillers inside | TRC | New | NN3473 | Duct Insulation | Duct Insulation | NonEquip | 15 |  | 0% | Tech/Econ | 2.045% | 0 | 0 | 0
Tech | Lodging/Hospitality | Space Cooling | Central chillers inside | TRC | New | NN3421 | Dedicated Outdoor Air System on VRF unit | Dedicated Outdoor Air System on VRF unit | NonEquip | 15 | Residential-type central air conditioners | 0% | Tech/Econ | 17.5% | 0 | 0 | 0
Tech | Lodging/Hospitality | Space Cooling | Central chillers inside | TRC | New | NN3369 | Cool Roof | Cool Roof | NonEquip | 15 |  | 72.18% | Tech/Econ | 0.5924% | 0 | 0 | 0
Tech | Lodging/Hospitality | Space Cooling | Central chillers inside | TRC | New | NN3317 | Chilled Water System - Variable Speed Drives | Chilled Water System - Variable Speed Drives | NonEquip | 13 | Central chillers inside | 73.99% | Tech/Econ | 24.74% | 1671.2394 | 0.15545 | 0.035332
Tech | Lodging/Hospitality | Space Cooling | Central chillers inside | TRC | New | NN3291 | Chilled Water Controls Optimization | Chilled Water Controls Optimization | NonEquip | 10 | Central chillers inside | 34.04% | Tech/Econ | 12.5% | 207.6397 | 0.068637 | 1.5548e-05
Tech | Lodging/Hospitality | Space Cooling | Central chillers inside | TRC | New | NN3213 | Ceiling Insulation(R2 to R38) | Ceiling Insulation(R2 to R38) | NonEquip | 20 |  | 0% | Tech/Econ | 3.768% | 0 | 0 | 0
Tech | Lodging/Hospitality | Space Cooling | Central chillers inside | TRC | New | NN3109 | Ceiling Insulation(R12 to R38) | Ceiling Insulation(R12 to R38) | NonEquip | 20 |  | 0% | Tech/Econ | 0.4536% | 0 | 0 | 0
Tech | Lodging/Hospitality | Space Cooling | Central chillers inside | TRC | New | NN3057 | Airside Economizer | Airside Economizer | NonEquip | 10 | Packaged air conditioning units (RTUs) | 0% | Tech/Econ | 5.556% | 0 | 0 | 0
Tech | Lodging/Hospitality | Space Cooling | Central chillers inside | TRC | Existing | NE5358 | Retro-Commissioning | Retro-Commissioning | NonEquip | 5 |  | 21.99% | Tech/Econ | 16% | 8612.5321 | 2.6591 | 0
Tech | Lodging/Hospitality | Space Cooling | Central chillers inside | TRC | Existing | NE5150 | ENERGY STAR certified buildings program | ENERGY STAR certified buildings program | NonEquip | 20 |  | 0% | Tech/Econ | 35% | 0 | 0 | 0
Tech | Lodging/Hospitality | Space Cooling | Central chillers inside | TRC | Existing | NE4370 | Window Sun Protection | Window Sun Protection | NonEquip | 10 |  | 15.68% | Tech/Econ | 16% | 7411.6943 | 2.6958 | -0.30295
Tech | Lodging/Hospitality | Space Cooling | Central chillers inside | TRC | Existing | NE4344 | Waterside Economizer | Waterside Economizer | NonEquip | 20 |  | 0% | Tech/Econ | 5.556% | 0 | 0 | 0
Tech | Lodging/Hospitality | Space Cooling | Central chillers inside | TRC | Existing | NE4292 | Warehouse Loading Dock Seals | Warehouse Loading Dock Seals | NonEquip | 18 |  | 0% | Tech/Econ | 0.3244% | 0 | 0 | 0
Tech | Lodging/Hospitality | Space Cooling | Central chillers inside | TRC | Existing | NE4214 | Wall Insulation | Wall Insulation | NonEquip | 20 |  | 0% | Tech/Econ | 26.79% | 0 | 0 | 0
Tech | Lodging/Hospitality | Space Cooling | Central chillers inside | TRC | Existing | NE4136 | Smart Thermostat | Smart Thermostat | NonEquip | 11 |  | 45.33% | Tech/Econ | 10% | 12501.3633 | -0.40044 | 0
Tech | Lodging/Hospitality | Space Cooling | Central chillers inside | TRC | Existing | NE4110 | Roof Insulation | Roof Insulation | NonEquip | 20 |  | 43.5% | Tech/Econ | 0.5524% | 565.0984 | 0.23371 | 0
Tech | Lodging/Hospitality | Space Cooling | Central chillers inside | TRC | Existing | NE4032 | Programmable Thermostat | Programmable Thermostat | NonEquip | 11 |  | 0% | Tech/Econ | 3.6% | 0 | 0 | 0
Tech | Lodging/Hospitality | Space Cooling | Central chillers inside | TRC | Existing | NE3980 | Low U-Value Windows | Low U-Value Windows | NonEquip | 20 |  | 10.75% | Tech/Econ | 46% | 18843.0495 | 8.3147 | 0
Tech | Lodging/Hospitality | Space Cooling | Central chillers inside | TRC | Existing | NE3902 | HVAC tune-up_RTU | HVAC tune-up_RTU | NonEquip | 5 | Packaged air conditioning units (RTUs) | 0% | Tech/Econ | 5% | 0 | 0 | 0
Tech | Lodging/Hospitality | Space Cooling | Central chillers inside | TRC | Existing | NE3876 | HVAC tune-up | HVAC tune-up | NonEquip | 5 | Residential-type central air conditioners | 0% | Tech/Econ | 5% | 0 | 0 | 0
Tech | Lodging/Hospitality | Space Cooling | Central chillers inside | TRC | Existing | NE3824 | Hotel Card Energy Control Systems | Hotel Card Energy Control Systems | NonEquip | 15 |  | 41.26% | Tech/Econ | 6.606% | 6998.4534 | 0.05595 | 0
Tech | Lodging/Hospitality | Space Cooling | Central chillers inside | TRC | Existing | NE3798 | Green Roof | Green Roof | NonEquip | 15 |  | 0.126% | Tech/Econ | 0.3202% | 0.94637 | 0.00053328 | 0
Tech | Lodging/Hospitality | Space Cooling | Central chillers inside | TRC | Existing | NE3668 | Facility Energy Management System | Facility Energy Management System | NonEquip | 15 |  | 0.7167% | Tech/Econ | 20% | 424.1333 | 0.11068 | 0
Tech | Lodging/Hospitality | Space Cooling | Central chillers inside | TRC | Existing | NE3590 | Energy Recovery Ventilation System (ERV) | Energy Recovery Ventilation System (ERV) | NonEquip | 15 | Packaged air conditioning units (RTUs) | 0% | Tech/Econ | 9.935% | 0 | 0 | 0
Tech | Lodging/Hospitality | Space Cooling | Central chillers inside | TRC | Existing | NE3512 | Duct Sealing Repair | Duct Sealing Repair | NonEquip | 15 |  | 0% | Tech/Econ | 12% | 0 | 0 | 0
Tech | Lodging/Hospitality | Space Cooling | Central chillers inside | TRC | Existing | NE3460 | Duct Insulation | Duct Insulation | NonEquip | 15 |  | 0% | Tech/Econ | 2.045% | 0 | 0 | 0
Tech | Lodging/Hospitality | Space Cooling | Central chillers inside | TRC | Existing | NE3408 | Dedicated Outdoor Air System on VRF unit | Dedicated Outdoor Air System on VRF unit | NonEquip | 15 | Residential-type central air conditioners | 0% | Tech/Econ | 17.5% | 0 | 0 | 0
Tech | Lodging/Hospitality | Space Cooling | Central chillers inside | TRC | Existing | NE3356 | Cool Roof | Cool Roof | NonEquip | 15 |  | 72.68% | Tech/Econ | 0.5924% | 1016.8905 | 0.57302 | 0
Tech | Lodging/Hospitality | Space Cooling | Central chillers inside | TRC | Existing | NE3304 | Chilled Water System - Variable Speed Drives | Chilled Water System - Variable Speed Drives | NonEquip | 13 | Central chillers inside | 73.99% | Tech/Econ | 24.74% | 66300.0475 | 6.1668 | 1.4017
Tech | Lodging/Hospitality | Space Cooling | Central chillers inside | TRC | Existing | NE3278 | Chilled Water Controls Optimization | Chilled Water Controls Optimization | NonEquip | 10 | Central chillers inside | 34.04% | Tech/Econ | 12.5% | 12258.0176 | 4.052 | 0.00091789
Tech | Lodging/Hospitality | Space Cooling | Central chillers inside | TRC | Existing | NE3200 | Ceiling Insulation(R2 to R38) | Ceiling Insulation(R2 to R38) | NonEquip | 20 |  | 0% | Tech/Econ | 3.768% | 0 | 0 | 0
Tech | Lodging/Hospitality | Space Cooling | Central chillers inside | TRC | Existing | NE3096 | Ceiling Insulation(R12 to R38) | Ceiling Insulation(R12 to R38) | NonEquip | 20 |  | 0% | Tech/Econ | 0.4536% | 0 | 0 | 0
Tech | Lodging/Hospitality | Space Cooling | Central chillers inside | TRC | Existing | NE3044 | Airside Economizer | Airside Economizer | NonEquip | 10 | Packaged air conditioning units (RTUs) | 0% | Tech/Econ | 5.556% | 0 | 0 | 0
Tech | Lodging/Hospitality | Space Cooling | Central chillers inside | TRC | Turnover | ET983 | High Efficiency Chiller (Water cooled-centrifugal, 200 tons) | High Efficiency Chiller (Water cooled-centrifugal, 200 tons) | Equip | 20 | Central chillers inside | 28.37% | Tech/Econ | 4.362% | 3090.9757 | 0.99157 | 0.009762
Tech | Lodging/Hospitality | Space Cooling | Central chillers inside | TRC | Turnover | ET905 | High Efficiency Chiller (Air Cooled, 50 tons) | High Efficiency Chiller (Air Cooled, 50 tons) | Equip | 20 | Central chillers inside | 28.37% | Tech/Econ | 8.759% | 6542.729 | 1.5173 | 0.34998
Tech | Lodging/Hospitality | Space Cooling | Central chillers inside | TRC | Turnover | ET1061 | High Efficiency Chiller (Water cooled-positive displacement, 100 tons) | High Efficiency Chiller (Water cooled-positive displacement, 100 tons) | Equip | 20 | Central chillers inside | 28.37% | Tech/Econ | 2.683% | 1877.4531 | 0.60228 | 0.0059294
Tech | Lodging/Hospitality | Space Cooling | Central chillers inside | TRC | New | EN931 | High Efficiency Chiller (Air Cooled, 50 tons) | High Efficiency Chiller (Air Cooled, 50 tons) | Equip | 20 | Central chillers inside | 28.37% | Tech/Econ | 8.759% | 0 | 0 | 0
Tech | Lodging/Hospitality | Space Cooling | Central chillers inside | TRC | New | EN1087 | High Efficiency Chiller (Water cooled-positive displacement, 100 tons) | High Efficiency Chiller (Water cooled-positive displacement, 100 tons) | Equip | 20 | Central chillers inside | 28.37% | Tech/Econ | 2.683% | 0 | 0 | 0
Tech | Lodging/Hospitality | Space Cooling | Central chillers inside | TRC | New | EN1009 | High Efficiency Chiller (Water cooled-centrifugal, 200 tons) | High Efficiency Chiller (Water cooled-centrifugal, 200 tons) | Equip | 20 | Central chillers inside | 28.37% | Tech/Econ | 4.362% | 0 | 0 | 0
Tech | Lodging/Hospitality | Ventilation and Circulation | Central air-handling unit | TRC | New | NN5397 | Retro-Commissioning | Retro-Commissioning | NonEquip | 5 |  | 0% | Tech/Econ | 16% | 0 | 0 | 0
Tech | Lodging/Hospitality | Ventilation and Circulation | Central air-handling unit | TRC | New | NN5189 | ENERGY STAR certified buildings program | ENERGY STAR certified buildings program | NonEquip | 20 |  | 0% | Tech/Econ | 35% | 0 | 0 | 0
Tech | Lodging/Hospitality | Ventilation and Circulation | Central air-handling unit | TRC | New | NN4981 | VAV System | VAV System | NonEquip | 10 |  | 0% | Tech/Econ | 30% | 0 | 0 | 0
Tech | Lodging/Hospitality | Ventilation and Circulation | Central air-handling unit | TRC | New | NN4955 | Demand Controlled Ventilation | Demand Controlled Ventilation | NonEquip | 10 |  | 23.39% | Tech/Econ | 40.89% | 1888.4467 | 0.19661 | 1.1069
Tech | Lodging/Hospitality | Ventilation and Circulation | Central air-handling unit | TRC | New | NN4929 | CO Sensors for Parking Garage Exhaust | CO Sensors for Parking Garage Exhaust | NonEquip | 15 | Motor/Fan | 0% | Tech/Econ | 33% | 0 | 0 | 0
Tech | Lodging/Hospitality | Ventilation and Circulation | Central air-handling unit | TRC | Existing | NE5384 | Retro-Commissioning | Retro-Commissioning | NonEquip | 5 |  | 21.99% | Tech/Econ | 16% | 26216.6131 | 8.0943 | 15.6835
Tech | Lodging/Hospitality | Ventilation and Circulation | Central air-handling unit | TRC | Existing | NE5176 | ENERGY STAR certified buildings program | ENERGY STAR certified buildings program | NonEquip | 20 |  | 0% | Tech/Econ | 35% | 0 | 0 | 0
Tech | Lodging/Hospitality | Ventilation and Circulation | Central air-handling unit | TRC | Existing | NE4968 | VAV System | VAV System | NonEquip | 10 |  | 0% | Tech/Econ | 30% | 0 | 0 | 0
Tech | Lodging/Hospitality | Ventilation and Circulation | Central air-handling unit | TRC | Existing | NE4942 | Demand Controlled Ventilation | Demand Controlled Ventilation | NonEquip | 10 |  | 23.39% | Tech/Econ | 40.89% | 78814.4037 | 8.2057 | 46.1983
Tech | Lodging/Hospitality | Ventilation and Circulation | Central air-handling unit | TRC | Existing | NE4916 | CO Sensors for Parking Garage Exhaust | CO Sensors for Parking Garage Exhaust | NonEquip | 15 | Motor/Fan | 0% | Tech/Econ | 33% | 0 | 0 | 0
Tech | Lodging/Hospitality | Interior Lighting | case lighting | TRC | New | NN5267 | Retro-Commissioning | Retro-Commissioning | NonEquip | 5 |  | 0% | Tech/Econ | 16% | 0 | 0 | 0
Tech | Lodging/Hospitality | Interior Lighting | case lighting | TRC | New | NN5007 | ENERGY STAR certified buildings program | ENERGY STAR certified buildings program | NonEquip | 20 |  | 0% | Tech/Econ | 35% | 0 | 0 | 0
Tech | Lodging/Hospitality | Interior Lighting | case lighting | TRC | New | NN4435 | Interior Lighting Controls | Interior Lighting Controls | NonEquip | 8 | Overhead (fluorescent/LED/CFL U-shape) | 0% | Tech/Econ | 28% | 0 | 0 | 0
Tech | Lodging/Hospitality | Interior Lighting | case lighting | TRC | New | NN4409 | Bi-Level Lighting Control (Interior) | Bi-Level Lighting Control (Interior) | NonEquip | 8 | Overhead (fluorescent/LED/CFL U-shape) | 0% | Tech/Econ | 31% | 0 | 0 | 0
Tech | Lodging/Hospitality | Interior Lighting | case lighting | TRC | New | NN3707 | Facility Energy Management System | Facility Energy Management System | NonEquip | 15 |  | 4.276% | Tech/Econ | 24% | 0.010368 | 2.7055e-06 | 1.244e-06
Tech | Lodging/Hospitality | Interior Lighting | case lighting | TRC | Existing | NE5254 | Retro-Commissioning | Retro-Commissioning | NonEquip | 5 |  | 21.99% | Tech/Econ | 16% | 1.4809 | 0.00045721 | 0.0008859
Tech | Lodging/Hospitality | Interior Lighting | case lighting | TRC | Existing | NE4994 | ENERGY STAR certified buildings program | ENERGY STAR certified buildings program | NonEquip | 20 |  | 0% | Tech/Econ | 35% | 0 | 0 | 0
Tech | Lodging/Hospitality | Interior Lighting | case lighting | TRC | Existing | NE4422 | Interior Lighting Controls | Interior Lighting Controls | NonEquip | 8 | Overhead (fluorescent/LED/CFL U-shape) | 0% | Tech/Econ | 28% | 0 | 0 | 0
Tech | Lodging/Hospitality | Interior Lighting | case lighting | TRC | Existing | NE4396 | Bi-Level Lighting Control (Interior) | Bi-Level Lighting Control (Interior) | NonEquip | 8 | Overhead (fluorescent/LED/CFL U-shape) | 0% | Tech/Econ | 31% | 0 | 0 | 0
Tech | Lodging/Hospitality | Interior Lighting | case lighting | TRC | Existing | NE3694 | Facility Energy Management System | Facility Energy Management System | NonEquip | 15 |  | 0.7167% | Tech/Econ | 24% | 0.072523 | 1.8926e-05 | 8.7018e-06
Tech | Lodging/Hospitality | Space Heating | Boilers | TRC | New | NN5345 | Retro-Commissioning | Retro-Commissioning | NonEquip | 5 |  | 0% | Tech/Econ | 16% | 0 | 0 | 0
Tech | Lodging/Hospitality | Space Heating | Boilers | TRC | New | NN5137 | ENERGY STAR certified buildings program | ENERGY STAR certified buildings program | NonEquip | 20 |  | 0% | Tech/Econ | 35% | 0 | 0 | 0
Tech | Lodging/Hospitality | Space Heating | Boilers | TRC | New | NN4331 | Water Cooled Refrigeration Heat Recovery | Water Cooled Refrigeration Heat Recovery | NonEquip | 20 |  | 0% | Tech/Econ | 10% | 0 | 0 | 0
Tech | Lodging/Hospitality | Space Heating | Boilers | TRC | New | NN4279 | Warehouse Loading Dock Seals | Warehouse Loading Dock Seals | NonEquip | 18 |  | 0% | Tech/Econ | 1.164% | 0 | 0 | 0
Tech | Lodging/Hospitality | Space Heating | Boilers | TRC | New | NN4253 | Wall Insulation | Wall Insulation | NonEquip | 20 |  | 0% | Tech/Econ | 0% | 0 | 0 | 0
Tech | Lodging/Hospitality | Space Heating | Boilers | TRC | New | NN4175 | Smart Thermostat | Smart Thermostat | NonEquip | 11 |  | 45.33% | Tech/Econ | 10% | 0 | 0 | 0
Tech | Lodging/Hospitality | Space Heating | Boilers | TRC | New | NN4097 | Roof Insulation | Roof Insulation | NonEquip | 20 |  | 37.5% | Tech/Econ | 0.9912% | 0 | 0 | 0
Tech | Lodging/Hospitality | Space Heating | Boilers | TRC | New | NN4071 | Programmable Thermostat | Programmable Thermostat | NonEquip | 11 |  | 0% | Tech/Econ | 3.6% | 0 | 0 | 0
Tech | Lodging/Hospitality | Space Heating | Boilers | TRC | New | NN4019 | Low U-Value Windows | Low U-Value Windows | NonEquip | 20 |  | 26.88% | Tech/Econ | 10% | 0 | 0 | 0
Tech | Lodging/Hospitality | Space Heating | Boilers | TRC | New | NN3941 | Infiltration Reduction - Air Sealing | Infiltration Reduction - Air Sealing | NonEquip | 11 |  | 0% | Tech/Econ | 0.582% | 0 | 0 | 0
Tech | Lodging/Hospitality | Space Heating | Boilers | TRC | New | NN3863 | Hotel Card Energy Control Systems | Hotel Card Energy Control Systems | NonEquip | 15 |  | 41.26% | Tech/Econ | 6.606% | 0 | 0 | 0
Tech | Lodging/Hospitality | Space Heating | Boilers | TRC | New | NN3785 | Green Roof | Green Roof | NonEquip | 15 |  | 0.63% | Tech/Econ | 1.532% | 0 | 0 | 0
Tech | Lodging/Hospitality | Space Heating | Boilers | TRC | New | NN3733 | Floor Insulation | Floor Insulation | NonEquip | 20 |  | 16.87% | Tech/Econ | 0.5201% | 0 | 0 | 0
Tech | Lodging/Hospitality | Space Heating | Boilers | TRC | New | NN3655 | Facility Energy Management System | Facility Energy Management System | NonEquip | 15 |  | 4.276% | Tech/Econ | 20% | 0 | 0 | 0
Tech | Lodging/Hospitality | Space Heating | Boilers | TRC | New | NN3577 | ECM Motors on Furnaces | ECM Motors on Furnaces | NonEquip | 15 | Forced air furnace | 0% | Tech/Econ | 1.706% | 0 | 0 | 0
Tech | Lodging/Hospitality | Space Heating | Boilers | TRC | New | NN3551 | Duct Sealing Repair | Duct Sealing Repair | NonEquip | 15 |  | 0% | Tech/Econ | 12% | 0 | 0 | 0
Tech | Lodging/Hospitality | Space Heating | Boilers | TRC | New | NN3499 | Duct Insulation | Duct Insulation | NonEquip | 15 |  | 0% | Tech/Econ | 2.045% | 0 | 0 | 0
Tech | Lodging/Hospitality | Space Heating | Boilers | TRC | New | NN3447 | Destratification Fans | Destratification Fans | NonEquip | 10 |  | 0% | Tech/Econ | 13.15% | 0 | 0 | 0
Tech | Lodging/Hospitality | Space Heating | Boilers | TRC | New | NN3395 | Dedicated Outdoor Air System on VRF unit | Dedicated Outdoor Air System on VRF unit | NonEquip | 15 | Residential/split system heat pump | 0% | Tech/Econ | 10% | 0 | 0 | 0
Tech | Lodging/Hospitality | Space Heating | Boilers | TRC | New | NN3343 | Cool Roof | Cool Roof | NonEquip | 15 |  | 72.18% | Tech/Econ | 0.07756% | 0 | 0 | 0
Tech | Lodging/Hospitality | Space Heating | Boilers | TRC | New | NN3239 | Ceiling Insulation(R30 to R38) | Ceiling Insulation(R30 to R38) | NonEquip | 20 |  | 0% | Tech/Econ | 0.2003% | 0 | 0 | 0
Tech | Lodging/Hospitality | Space Heating | Boilers | TRC | New | NN3187 | Ceiling Insulation(R2 to R38) | Ceiling Insulation(R2 to R38) | NonEquip | 20 |  | 0% | Tech/Econ | 13.52% | 0 | 0 | 0
Tech | Lodging/Hospitality | Space Heating | Boilers | TRC | New | NN3135 | Ceiling Insulation(R19 to R38) | Ceiling Insulation(R19 to R38) | NonEquip | 20 |  | 0% | Tech/Econ | 0.7512% | 0 | 0 | 0
Tech | Lodging/Hospitality | Space Heating | Boilers | TRC | New | NN3083 | Ceiling Insulation(R12 to R38) | Ceiling Insulation(R12 to R38) | NonEquip | 20 |  | 0% | Tech/Econ | 1.628% | 0 | 0 | 0
Tech | Lodging/Hospitality | Space Heating | Boilers | TRC | New | NN3005 | Air Curtains | Air Curtains | NonEquip | 8 |  | 28.37% | Tech/Econ | 0.2603% | 0 | 0 | 0
Tech | Lodging/Hospitality | Space Heating | Boilers | TRC | Existing | NE5332 | Retro-Commissioning | Retro-Commissioning | NonEquip | 5 |  | 21.99% | Tech/Econ | 16% | 0 | 0 | 0
Tech | Lodging/Hospitality | Space Heating | Boilers | TRC | Existing | NE5124 | ENERGY STAR certified buildings program | ENERGY STAR certified buildings program | NonEquip | 20 |  | 0% | Tech/Econ | 35% | 0 | 0 | 0
Tech | Lodging/Hospitality | Space Heating | Boilers | TRC | Existing | NE4318 | Water Cooled Refrigeration Heat Recovery | Water Cooled Refrigeration Heat Recovery | NonEquip | 20 |  | 0% | Tech/Econ | 10% | 0 | 0 | 0
Tech | Lodging/Hospitality | Space Heating | Boilers | TRC | Existing | NE4266 | Warehouse Loading Dock Seals | Warehouse Loading Dock Seals | NonEquip | 18 |  | 0% | Tech/Econ | 1.284% | 0 | 0 | 0
Tech | Lodging/Hospitality | Space Heating | Boilers | TRC | Existing | NE4240 | Wall Insulation | Wall Insulation | NonEquip | 20 |  | 0% | Tech/Econ | 15.49% | 0 | 0 | 0
Tech | Lodging/Hospitality | Space Heating | Boilers | TRC | Existing | NE4162 | Smart Thermostat | Smart Thermostat | NonEquip | 11 |  | 45.33% | Tech/Econ | 10% | 0 | 0 | 0
Tech | Lodging/Hospitality | Space Heating | Boilers | TRC | Existing | NE4084 | Roof Insulation | Roof Insulation | NonEquip | 20 |  | 43.5% | Tech/Econ | 2.187% | 0 | 0 | 0
Tech | Lodging/Hospitality | Space Heating | Boilers | TRC | Existing | NE4058 | Programmable Thermostat | Programmable Thermostat | NonEquip | 11 |  | 0% | Tech/Econ | 3.6% | 0 | 0 | 0
Tech | Lodging/Hospitality | Space Heating | Boilers | TRC | Existing | NE4006 | Low U-Value Windows | Low U-Value Windows | NonEquip | 20 |  | 10.75% | Tech/Econ | 46% | 0 | 0 | 0
Tech | Lodging/Hospitality | Space Heating | Boilers | TRC | Existing | NE3928 | Infiltration Reduction - Air Sealing | Infiltration Reduction - Air Sealing | NonEquip | 11 |  | 0% | Tech/Econ | 0.6422% | 0 | 0 | 0
Tech | Lodging/Hospitality | Space Heating | Boilers | TRC | Existing | NE3850 | Hotel Card Energy Control Systems | Hotel Card Energy Control Systems | NonEquip | 15 |  | 41.26% | Tech/Econ | 6.606% | 0 | 0 | 0
Tech | Lodging/Hospitality | Space Heating | Boilers | TRC | Existing | NE3772 | Green Roof | Green Roof | NonEquip | 15 |  | 0.126% | Tech/Econ | 1.69% | 0 | 0 | 0
Tech | Lodging/Hospitality | Space Heating | Boilers | TRC | Existing | NE3720 | Floor Insulation | Floor Insulation | NonEquip | 20 |  | 12.15% | Tech/Econ | 0.5739% | 0 | 0 | 0
Tech | Lodging/Hospitality | Space Heating | Boilers | TRC | Existing | NE3642 | Facility Energy Management System | Facility Energy Management System | NonEquip | 15 |  | 0.7167% | Tech/Econ | 20% | 0 | 0 | 0
Tech | Lodging/Hospitality | Space Heating | Boilers | TRC | Existing | NE3564 | ECM Motors on Furnaces | ECM Motors on Furnaces | NonEquip | 15 | Forced air furnace | 0% | Tech/Econ | 1.706% | 0 | 0 | 0
Tech | Lodging/Hospitality | Space Heating | Boilers | TRC | Existing | NE3538 | Duct Sealing Repair | Duct Sealing Repair | NonEquip | 15 |  | 0% | Tech/Econ | 12% | 0 | 0 | 0
Tech | Lodging/Hospitality | Space Heating | Boilers | TRC | Existing | NE3486 | Duct Insulation | Duct Insulation | NonEquip | 15 |  | 0% | Tech/Econ | 2.045% | 0 | 0 | 0
Tech | Lodging/Hospitality | Space Heating | Boilers | TRC | Existing | NE3434 | Destratification Fans | Destratification Fans | NonEquip | 10 |  | 0% | Tech/Econ | 13.15% | 0 | 0 | 0
Tech | Lodging/Hospitality | Space Heating | Boilers | TRC | Existing | NE3382 | Dedicated Outdoor Air System on VRF unit | Dedicated Outdoor Air System on VRF unit | NonEquip | 15 | Residential/split system heat pump | 0% | Tech/Econ | 10% | 0 | 0 | 0
Tech | Lodging/Hospitality | Space Heating | Boilers | TRC | Existing | NE3330 | Cool Roof | Cool Roof | NonEquip | 15 |  | 72.68% | Tech/Econ | 0.08559% | 0 | 0 | 0
Tech | Lodging/Hospitality | Space Heating | Boilers | TRC | Existing | NE3226 | Ceiling Insulation(R30 to R38) | Ceiling Insulation(R30 to R38) | NonEquip | 20 |  | 0% | Tech/Econ | 0.221% | 0 | 0 | 0
Tech | Lodging/Hospitality | Space Heating | Boilers | TRC | Existing | NE3174 | Ceiling Insulation(R2 to R38) | Ceiling Insulation(R2 to R38) | NonEquip | 20 |  | 0% | Tech/Econ | 14.92% | 0 | 0 | 0
Tech | Lodging/Hospitality | Space Heating | Boilers | TRC | Existing | NE3122 | Ceiling Insulation(R19 to R38) | Ceiling Insulation(R19 to R38) | NonEquip | 20 |  | 0% | Tech/Econ | 0.8289% | 0 | 0 | 0
Tech | Lodging/Hospitality | Space Heating | Boilers | TRC | Existing | NE3070 | Ceiling Insulation(R12 to R38) | Ceiling Insulation(R12 to R38) | NonEquip | 20 |  | 0% | Tech/Econ | 1.796% | 0 | 0 | 0
Tech | Lodging/Hospitality | Space Heating | Boilers | TRC | Existing | NE2992 | Air Curtains | Air Curtains | NonEquip | 8 |  | 33.45% | Tech/Econ | 0.2603% | 0 | 0 | 0
Tech | Lodging/Hospitality | Domestic Hot Water | "Point-of-Use" water heaters | TRC | New | NN5423 | Retro-Commissioning | Retro-Commissioning | NonEquip | 5 |  | 0% | Tech/Econ | 16% | 0 | 0 | 0
Tech | Lodging/Hospitality | Domestic Hot Water | "Point-of-Use" water heaters | TRC | New | NN5215 | ENERGY STAR certified buildings program | ENERGY STAR certified buildings program | NonEquip | 20 |  | 0% | Tech/Econ | 35% | 0 | 0 | 0
Tech | Lodging/Hospitality | Domestic Hot Water | "Point-of-Use" water heaters | TRC | New | NN2927 | Thermostatic Shower Restriction Valve | Thermostatic Shower Restriction Valve | NonEquip | 10 | Centralized water heaters | 0% | Tech/Econ | 13.66% | 0 | 0 | 0
Tech | Lodging/Hospitality | Domestic Hot Water | "Point-of-Use" water heaters | TRC | New | NN2901 | Tank Wrap on Water Heater | Tank Wrap on Water Heater | NonEquip | 7 | Centralized water heaters | 0% | Tech/Econ | 1.097% | 0 | 0 | 0
Tech | Lodging/Hospitality | Domestic Hot Water | "Point-of-Use" water heaters | TRC | New | NN2875 | Low-Flow Pre-Rinse Sprayers | Low-Flow Pre-Rinse Sprayers | NonEquip | 5 | Centralized water heaters | 0% | Tech/Econ | 3.286% | 0 | 0 | 0
Tech | Lodging/Hospitality | Domestic Hot Water | "Point-of-Use" water heaters | TRC | New | NN2849 | Low Flow Shower Head | Low Flow Shower Head | NonEquip | 10 | Centralized water heaters | 0% | Tech/Econ | 2.768% | 0 | 0 | 0
Tech | Lodging/Hospitality | Domestic Hot Water | "Point-of-Use" water heaters | TRC | New | NN2823 | Hot Water Pipe Insulation | Hot Water Pipe Insulation | NonEquip | 13 | Centralized water heaters | 0% | Tech/Econ | 5.89% | 0 | 0 | 0
Tech | Lodging/Hospitality | Domestic Hot Water | "Point-of-Use" water heaters | TRC | New | NN2797 | Hot Water Circulation Pump Control | Hot Water Circulation Pump Control | NonEquip | 15 | Centralized water heaters | 0% | Tech/Econ | 2.828% | 0 | 0 | 0
Tech | Lodging/Hospitality | Domestic Hot Water | "Point-of-Use" water heaters | TRC | New | NN2771 | Faucet Aerator | Faucet Aerator | NonEquip | 10 | Centralized water heaters | 0% | Tech/Econ | 0.9484% | 0 | 0 | 0
Tech | Lodging/Hospitality | Domestic Hot Water | "Point-of-Use" water heaters | TRC | New | NN2745 | Drain Water Heat Recovery | Drain Water Heat Recovery | NonEquip | 15 | Centralized water heaters | 0% | Tech/Econ | 12.27% | 0 | 0 | 0
Tech | Lodging/Hospitality | Domestic Hot Water | "Point-of-Use" water heaters | TRC | Existing | NE5410 | Retro-Commissioning | Retro-Commissioning | NonEquip | 5 |  | 21.99% | Tech/Econ | 16% | 326.8337 | 0.10091 | 0.19552
Tech | Lodging/Hospitality | Domestic Hot Water | "Point-of-Use" water heaters | TRC | Existing | NE5202 | ENERGY STAR certified buildings program | ENERGY STAR certified buildings program | NonEquip | 20 |  | 0% | Tech/Econ | 35% | 0 | 0 | 0
Tech | Lodging/Hospitality | Domestic Hot Water | "Point-of-Use" water heaters | TRC | Existing | NE2914 | Thermostatic Shower Restriction Valve | Thermostatic Shower Restriction Valve | NonEquip | 10 | Centralized water heaters | 0% | Tech/Econ | 13.07% | 0 | 0 | 0
Tech | Lodging/Hospitality | Domestic Hot Water | "Point-of-Use" water heaters | TRC | Existing | NE2888 | Tank Wrap on Water Heater | Tank Wrap on Water Heater | NonEquip | 7 | Centralized water heaters | 0% | Tech/Econ | 1.097% | 0 | 0 | 0
Tech | Lodging/Hospitality | Domestic Hot Water | "Point-of-Use" water heaters | TRC | Existing | NE2862 | Low-Flow Pre-Rinse Sprayers | Low-Flow Pre-Rinse Sprayers | NonEquip | 5 | Centralized water heaters | 0% | Tech/Econ | 3.134% | 0 | 0 | 0
Tech | Lodging/Hospitality | Domestic Hot Water | "Point-of-Use" water heaters | TRC | Existing | NE2836 | Low Flow Shower Head | Low Flow Shower Head | NonEquip | 10 | Centralized water heaters | 0% | Tech/Econ | 2.648% | 0 | 0 | 0
Tech | Lodging/Hospitality | Domestic Hot Water | "Point-of-Use" water heaters | TRC | Existing | NE2810 | Hot Water Pipe Insulation | Hot Water Pipe Insulation | NonEquip | 13 | Centralized water heaters | 0% | Tech/Econ | 5.634% | 0 | 0 | 0
Tech | Lodging/Hospitality | Domestic Hot Water | "Point-of-Use" water heaters | TRC | Existing | NE2784 | Hot Water Circulation Pump Control | Hot Water Circulation Pump Control | NonEquip | 15 | Centralized water heaters | 0% | Tech/Econ | 2.706% | 0 | 0 | 0
Tech | Lodging/Hospitality | Domestic Hot Water | "Point-of-Use" water heaters | TRC | Existing | NE2758 | Faucet Aerator | Faucet Aerator | NonEquip | 10 | Centralized water heaters | 0% | Tech/Econ | 0.9072% | 0 | 0 | 0
Tech | Lodging/Hospitality | Domestic Hot Water | "Point-of-Use" water heaters | TRC | Existing | NE2732 | Drain Water Heat Recovery | Drain Water Heat Recovery | NonEquip | 15 | Centralized water heaters | 0% | Tech/Econ | 12.27% | 0 | 0 | 0
Tech | Lodging/Hospitality | Domestic Hot Water | "Point-of-Use" water heaters | TRC | Turnover | ET398 | Instantaneous Hot Water System | Instantaneous Hot Water System | Equip | 20 | "Point-of-Use" water heaters | 94.56% | Tech/Econ | 5.847% | 543.6847 | 0.060484 | 0.063111
Tech | Lodging/Hospitality | Domestic Hot Water | "Point-of-Use" water heaters | TRC | Turnover | ET320 | Energy Star Commercial Dishwasher | Energy Star Commercial Dishwasher | Equip | 15 | "Point-of-Use" water heaters | 29.7% | Tech/Econ | 29.42% | 941.3379 | 0.068305 | -7.2671e-06
Tech | Lodging/Hospitality | Domestic Hot Water | "Point-of-Use" water heaters | TRC | New | EN424 | Instantaneous Hot Water System | Instantaneous Hot Water System | Equip | 20 | "Point-of-Use" water heaters | 94.56% | Tech/Econ | 5.847% | 9.6846 | 0.0010774 | 0.0011242
Tech | Lodging/Hospitality | Domestic Hot Water | "Point-of-Use" water heaters | TRC | New | EN346 | Energy Star Commercial Dishwasher | Energy Star Commercial Dishwasher | Equip | 15 | "Point-of-Use" water heaters | 29.7% | Tech/Econ | 29.42% | 22.5551 | 0.0016366 | -1.7412e-07
Tech | Miscellaneous | Refrigeration | Walk-in cooler | TRC | New | NN5320 | Retro-Commissioning | Retro-Commissioning | NonEquip | 5 |  | 0% | Tech/Econ | 16% | 0 | 0 | 0
Tech | Miscellaneous | Refrigeration | Walk-in cooler | TRC | New | NN5112 | ENERGY STAR certified buildings program | ENERGY STAR certified buildings program | NonEquip | 20 |  | 0% | Tech/Econ | 35% | 0 | 0 | 0
Tech | Miscellaneous | Refrigeration | Walk-in cooler | TRC | New | NN4904 | Strip Curtains for Walk-ins | Strip Curtains for Walk-ins | NonEquip | 4 | Walk-in cooler | 0% | Tech/Econ | 2.115% | 0 | 0 | 0
Tech | Miscellaneous | Refrigeration | Walk-in cooler | TRC | New | NN4878 | Refrigerated Display Case Lighting Controls | Refrigerated Display Case Lighting Controls | NonEquip | 8 | Display cases | 0% | Tech/Econ | 0.9365% | 0 | 0 | 0
Tech | Miscellaneous | Refrigeration | Walk-in cooler | TRC | New | NN4852 | PSC to ECM Evaporator Fan Motor (Walk-In, Refrigerator) | PSC to ECM Evaporator Fan Motor (Walk-In, Refrigerator) | NonEquip | 15 | Walk-in cooler | 0% | Tech/Econ | 37.5% | 0 | 0 | 0
Tech | Miscellaneous | Refrigeration | Walk-in cooler | TRC | New | NN4826 | PSC to ECM Evaporator Fan Motor (Reach-In) | PSC to ECM Evaporator Fan Motor (Reach-In) | NonEquip | 15 | Display cases | 0% | Tech/Econ | 37.5% | 0 | 0 | 0
Tech | Miscellaneous | Refrigeration | Walk-in cooler | TRC | New | NN4800 | Night Covers for Display Cases | Night Covers for Display Cases | NonEquip | 5 | Display cases | 0% | Tech/Econ | 1.877% | 0 | 0 | 0
Tech | Miscellaneous | Refrigeration | Walk-in cooler | TRC | New | NN4774 | High R-Value Glass Doors | High R-Value Glass Doors | NonEquip | 12 | Display cases | 0% | Tech/Econ | 0% | 0 | 0 | 0
Tech | Miscellaneous | Refrigeration | Walk-in cooler | TRC | New | NN4748 | High Efficiency Refrigeration Compressor | High Efficiency Refrigeration Compressor | NonEquip | 13 | Display cases | 0% | Tech/Econ | 6.922% | 0 | 0 | 0
Tech | Miscellaneous | Refrigeration | Walk-in cooler | TRC | New | NN4722 | Freezer-Cooler Replacement Gaskets | Freezer-Cooler Replacement Gaskets | NonEquip | 4 | Display cases | 0% | Tech/Econ | 0% | 0 | 0 | 0
Tech | Miscellaneous | Refrigeration | Walk-in cooler | TRC | New | NN4696 | Floating Head Pressure Controls | Floating Head Pressure Controls | NonEquip | 15 |  | 0% | Tech/Econ | 6.05% | 0 | 0 | 0
Tech | Miscellaneous | Refrigeration | Walk-in cooler | TRC | New | NN4670 | Demand Defrost | Demand Defrost | NonEquip | 10 | Walk-in cooler | 0% | Tech/Econ | 30% | 0 | 0 | 0
Tech | Miscellaneous | Refrigeration | Walk-in cooler | TRC | New | NN4644 | Automatic Door Closer for Walk-in Coolers and Freezers | Automatic Door Closer for Walk-in Coolers and Freezers | NonEquip | 8 | Walk-in cooler | 0% | Tech/Econ | 3.131% | 0 | 0 | 0
Tech | Miscellaneous | Refrigeration | Walk-in cooler | TRC | New | NN4618 | Anti-Sweat Controls | Anti-Sweat Controls | NonEquip | 8 | Display cases | 0% | Tech/Econ | 85% | 0 | 0 | 0
Tech | Miscellaneous | Refrigeration | Walk-in cooler | TRC | Existing | NE5307 | Retro-Commissioning | Retro-Commissioning | NonEquip | 5 |  | 21.99% | Tech/Econ | 16% | 31.7978 | 0.005316 | 0.016482
Tech | Miscellaneous | Refrigeration | Walk-in cooler | TRC | Existing | NE5099 | ENERGY STAR certified buildings program | ENERGY STAR certified buildings program | NonEquip | 20 |  | 0% | Tech/Econ | 35% | 0 | 0 | 0
Tech | Miscellaneous | Refrigeration | Walk-in cooler | TRC | Existing | NE4891 | Strip Curtains for Walk-ins | Strip Curtains for Walk-ins | NonEquip | 4 | Walk-in cooler | 0% | Tech/Econ | 2.115% | 0 | 0 | 0
Tech | Miscellaneous | Refrigeration | Walk-in cooler | TRC | Existing | NE4865 | Refrigerated Display Case Lighting Controls | Refrigerated Display Case Lighting Controls | NonEquip | 8 | Display cases | 0% | Tech/Econ | 2.524% | 0 | 0 | 0
Tech | Miscellaneous | Refrigeration | Walk-in cooler | TRC | Existing | NE4839 | PSC to ECM Evaporator Fan Motor (Walk-In, Refrigerator) | PSC to ECM Evaporator Fan Motor (Walk-In, Refrigerator) | NonEquip | 15 | Walk-in cooler | 0% | Tech/Econ | 37.5% | 0 | 0 | 0
Tech | Miscellaneous | Refrigeration | Walk-in cooler | TRC | Existing | NE4813 | PSC to ECM Evaporator Fan Motor (Reach-In) | PSC to ECM Evaporator Fan Motor (Reach-In) | NonEquip | 15 | Display cases | 0% | Tech/Econ | 37.5% | 0 | 0 | 0
Tech | Miscellaneous | Refrigeration | Walk-in cooler | TRC | Existing | NE4787 | Night Covers for Display Cases | Night Covers for Display Cases | NonEquip | 5 | Display cases | 0% | Tech/Econ | 1.877% | 0 | 0 | 0
Tech | Miscellaneous | Refrigeration | Walk-in cooler | TRC | Existing | NE4761 | High R-Value Glass Doors | High R-Value Glass Doors | NonEquip | 12 | Display cases | 0% | Tech/Econ | 23.81% | 0 | 0 | 0
Tech | Miscellaneous | Refrigeration | Walk-in cooler | TRC | Existing | NE4735 | High Efficiency Refrigeration Compressor | High Efficiency Refrigeration Compressor | NonEquip | 13 | Display cases | 0% | Tech/Econ | 6.922% | 0 | 0 | 0
Tech | Miscellaneous | Refrigeration | Walk-in cooler | TRC | Existing | NE4709 | Freezer-Cooler Replacement Gaskets | Freezer-Cooler Replacement Gaskets | NonEquip | 4 | Display cases | 0% | Tech/Econ | 3.131% | 0 | 0 | 0
Tech | Miscellaneous | Refrigeration | Walk-in cooler | TRC | Existing | NE4683 | Floating Head Pressure Controls | Floating Head Pressure Controls | NonEquip | 15 |  | 0% | Tech/Econ | 6.05% | 0 | 0 | 0
Tech | Miscellaneous | Refrigeration | Walk-in cooler | TRC | Existing | NE4657 | Demand Defrost | Demand Defrost | NonEquip | 10 | Walk-in cooler | 0% | Tech/Econ | 30% | 0 | 0 | 0
Tech | Miscellaneous | Refrigeration | Walk-in cooler | TRC | Existing | NE4631 | Automatic Door Closer for Walk-in Coolers and Freezers | Automatic Door Closer for Walk-in Coolers and Freezers | NonEquip | 8 | Walk-in cooler | 0% | Tech/Econ | 3.131% | 0 | 0 | 0
Tech | Miscellaneous | Refrigeration | Walk-in cooler | TRC | Existing | NE4605 | Anti-Sweat Controls | Anti-Sweat Controls | NonEquip | 8 | Display cases | 0% | Tech/Econ | 85% | 0 | 0 | 0
Tech | Miscellaneous | Refrigeration | Vending and ice makers | TRC | New | NN5320 | Retro-Commissioning | Retro-Commissioning | NonEquip | 5 |  | 0% | Tech/Econ | 16% | 0 | 0 | 0
Tech | Miscellaneous | Refrigeration | Vending and ice makers | TRC | New | NN5112 | ENERGY STAR certified buildings program | ENERGY STAR certified buildings program | NonEquip | 20 |  | 0% | Tech/Econ | 35% | 0 | 0 | 0
Tech | Miscellaneous | Refrigeration | Vending and ice makers | TRC | New | NN4904 | Strip Curtains for Walk-ins | Strip Curtains for Walk-ins | NonEquip | 4 | Walk-in cooler | 0% | Tech/Econ | 2.115% | 0 | 0 | 0
Tech | Miscellaneous | Refrigeration | Vending and ice makers | TRC | New | NN4878 | Refrigerated Display Case Lighting Controls | Refrigerated Display Case Lighting Controls | NonEquip | 8 | Display cases | 0% | Tech/Econ | 0.9365% | 0 | 0 | 0
Tech | Miscellaneous | Refrigeration | Vending and ice makers | TRC | New | NN4852 | PSC to ECM Evaporator Fan Motor (Walk-In, Refrigerator) | PSC to ECM Evaporator Fan Motor (Walk-In, Refrigerator) | NonEquip | 15 | Walk-in cooler | 0% | Tech/Econ | 37.5% | 0 | 0 | 0
Tech | Miscellaneous | Refrigeration | Vending and ice makers | TRC | New | NN4826 | PSC to ECM Evaporator Fan Motor (Reach-In) | PSC to ECM Evaporator Fan Motor (Reach-In) | NonEquip | 15 | Display cases | 0% | Tech/Econ | 37.5% | 0 | 0 | 0
Tech | Miscellaneous | Refrigeration | Vending and ice makers | TRC | New | NN4800 | Night Covers for Display Cases | Night Covers for Display Cases | NonEquip | 5 | Display cases | 0% | Tech/Econ | 1.877% | 0 | 0 | 0
Tech | Miscellaneous | Refrigeration | Vending and ice makers | TRC | New | NN4774 | High R-Value Glass Doors | High R-Value Glass Doors | NonEquip | 12 | Display cases | 0% | Tech/Econ | 0% | 0 | 0 | 0
Tech | Miscellaneous | Refrigeration | Vending and ice makers | TRC | New | NN4748 | High Efficiency Refrigeration Compressor | High Efficiency Refrigeration Compressor | NonEquip | 13 | Display cases | 0% | Tech/Econ | 6.922% | 0 | 0 | 0
Tech | Miscellaneous | Refrigeration | Vending and ice makers | TRC | New | NN4722 | Freezer-Cooler Replacement Gaskets | Freezer-Cooler Replacement Gaskets | NonEquip | 4 | Display cases | 0% | Tech/Econ | 0% | 0 | 0 | 0
Tech | Miscellaneous | Refrigeration | Vending and ice makers | TRC | New | NN4696 | Floating Head Pressure Controls | Floating Head Pressure Controls | NonEquip | 15 |  | 0% | Tech/Econ | 6.05% | 0 | 0 | 0
Tech | Miscellaneous | Refrigeration | Vending and ice makers | TRC | New | NN4670 | Demand Defrost | Demand Defrost | NonEquip | 10 | Walk-in cooler | 0% | Tech/Econ | 30% | 0 | 0 | 0
Tech | Miscellaneous | Refrigeration | Vending and ice makers | TRC | New | NN4644 | Automatic Door Closer for Walk-in Coolers and Freezers | Automatic Door Closer for Walk-in Coolers and Freezers | NonEquip | 8 | Walk-in cooler | 0% | Tech/Econ | 3.131% | 0 | 0 | 0
Tech | Miscellaneous | Refrigeration | Vending and ice makers | TRC | New | NN4618 | Anti-Sweat Controls | Anti-Sweat Controls | NonEquip | 8 | Display cases | 0% | Tech/Econ | 85% | 0 | 0 | 0
Tech | Miscellaneous | Refrigeration | Vending and ice makers | TRC | Existing | NE5307 | Retro-Commissioning | Retro-Commissioning | NonEquip | 5 |  | 21.99% | Tech/Econ | 16% | 2472.1847 | 0.4133 | 1.2814
Tech | Miscellaneous | Refrigeration | Vending and ice makers | TRC | Existing | NE5099 | ENERGY STAR certified buildings program | ENERGY STAR certified buildings program | NonEquip | 20 |  | 0% | Tech/Econ | 35% | 0 | 0 | 0
Tech | Miscellaneous | Refrigeration | Vending and ice makers | TRC | Existing | NE4891 | Strip Curtains for Walk-ins | Strip Curtains for Walk-ins | NonEquip | 4 | Walk-in cooler | 0% | Tech/Econ | 2.115% | 0 | 0 | 0
Tech | Miscellaneous | Refrigeration | Vending and ice makers | TRC | Existing | NE4865 | Refrigerated Display Case Lighting Controls | Refrigerated Display Case Lighting Controls | NonEquip | 8 | Display cases | 0% | Tech/Econ | 2.524% | 0 | 0 | 0
Tech | Miscellaneous | Refrigeration | Vending and ice makers | TRC | Existing | NE4839 | PSC to ECM Evaporator Fan Motor (Walk-In, Refrigerator) | PSC to ECM Evaporator Fan Motor (Walk-In, Refrigerator) | NonEquip | 15 | Walk-in cooler | 0% | Tech/Econ | 37.5% | 0 | 0 | 0
Tech | Miscellaneous | Refrigeration | Vending and ice makers | TRC | Existing | NE4813 | PSC to ECM Evaporator Fan Motor (Reach-In) | PSC to ECM Evaporator Fan Motor (Reach-In) | NonEquip | 15 | Display cases | 0% | Tech/Econ | 37.5% | 0 | 0 | 0
Tech | Miscellaneous | Refrigeration | Vending and ice makers | TRC | Existing | NE4787 | Night Covers for Display Cases | Night Covers for Display Cases | NonEquip | 5 | Display cases | 0% | Tech/Econ | 1.877% | 0 | 0 | 0
Tech | Miscellaneous | Refrigeration | Vending and ice makers | TRC | Existing | NE4761 | High R-Value Glass Doors | High R-Value Glass Doors | NonEquip | 12 | Display cases | 0% | Tech/Econ | 23.81% | 0 | 0 | 0
Tech | Miscellaneous | Refrigeration | Vending and ice makers | TRC | Existing | NE4735 | High Efficiency Refrigeration Compressor | High Efficiency Refrigeration Compressor | NonEquip | 13 | Display cases | 0% | Tech/Econ | 6.922% | 0 | 0 | 0
Tech | Miscellaneous | Refrigeration | Vending and ice makers | TRC | Existing | NE4709 | Freezer-Cooler Replacement Gaskets | Freezer-Cooler Replacement Gaskets | NonEquip | 4 | Display cases | 0% | Tech/Econ | 3.131% | 0 | 0 | 0
Tech | Miscellaneous | Refrigeration | Vending and ice makers | TRC | Existing | NE4683 | Floating Head Pressure Controls | Floating Head Pressure Controls | NonEquip | 15 |  | 0% | Tech/Econ | 6.05% | 0 | 0 | 0
Tech | Miscellaneous | Refrigeration | Vending and ice makers | TRC | Existing | NE4657 | Demand Defrost | Demand Defrost | NonEquip | 10 | Walk-in cooler | 0% | Tech/Econ | 30% | 0 | 0 | 0
Tech | Miscellaneous | Refrigeration | Vending and ice makers | TRC | Existing | NE4631 | Automatic Door Closer for Walk-in Coolers and Freezers | Automatic Door Closer for Walk-in Coolers and Freezers | NonEquip | 8 | Walk-in cooler | 0% | Tech/Econ | 3.131% | 0 | 0 | 0
Tech | Miscellaneous | Refrigeration | Vending and ice makers | TRC | Existing | NE4605 | Anti-Sweat Controls | Anti-Sweat Controls | NonEquip | 8 | Display cases | 0% | Tech/Econ | 85% | 0 | 0 | 0
Tech | Miscellaneous | Refrigeration | Vending and ice makers | TRC | Turnover | ET2577 | Energy Star Vending Machine | Energy Star Vending Machine | Equip | 14 | Vending and ice makers | 0% | Tech/Econ | 36% | 0 | 0 | 0
Tech | Miscellaneous | Refrigeration | Vending and ice makers | TRC | Turnover | ET2499 | Energy Star Ice Maker | Energy Star Ice Maker | Equip | 8 | Vending and ice makers | 0% | Tech/Econ | 11.39% | 0 | 0 | 0
Tech | Miscellaneous | Refrigeration | Vending and ice makers | TRC | New | EN2603 | Energy Star Vending Machine | Energy Star Vending Machine | Equip | 14 | Vending and ice makers | 0% | Tech/Econ | 36% | 0 | 0 | 0
Tech | Miscellaneous | Refrigeration | Vending and ice makers | TRC | New | EN2525 | Energy Star Ice Maker | Energy Star Ice Maker | Equip | 8 | Vending and ice makers | 0% | Tech/Econ | 11.39% | 0 | 0 | 0
Tech | Miscellaneous | Exterior Lighting | Street lighting | TRC | New | NN5294 | Retro-Commissioning | Retro-Commissioning | NonEquip | 5 |  | 0% | Tech/Econ | 16% | 0 | 0 | 0
Tech | Miscellaneous | Exterior Lighting | Street lighting | TRC | New | NN5034 | ENERGY STAR certified buildings program | ENERGY STAR certified buildings program | NonEquip | 20 |  | 0% | Tech/Econ | 35% | 0 | 0 | 0
Tech | Miscellaneous | Exterior Lighting | Street lighting | TRC | New | NN2980 | Outdoor Lighting Controls | Outdoor Lighting Controls | NonEquip | 8 | Exterior parking/lot lighting | 0% | Tech/Econ | 28% | 0 | 0 | 0
Tech | Miscellaneous | Exterior Lighting | Street lighting | TRC | New | NN2954 | Bi-Level Lighting Control (Exterior) | Bi-Level Lighting Control (Exterior) | NonEquip | 9 | Exterior parking/lot lighting | 0% | Tech/Econ | 31% | 0 | 0 | 0
Tech | Miscellaneous | Exterior Lighting | Street lighting | TRC | Existing | NE5281 | Retro-Commissioning | Retro-Commissioning | NonEquip | 5 |  | 21.99% | Tech/Econ | 16% | 178.5914 | 0 | 0.092569
Tech | Miscellaneous | Exterior Lighting | Street lighting | TRC | Existing | NE5021 | ENERGY STAR certified buildings program | ENERGY STAR certified buildings program | NonEquip | 20 |  | 0% | Tech/Econ | 35% | 0 | 0 | 0
Tech | Miscellaneous | Exterior Lighting | Street lighting | TRC | Existing | NE2967 | Outdoor Lighting Controls | Outdoor Lighting Controls | NonEquip | 8 | Exterior parking/lot lighting | 0% | Tech/Econ | 28% | 0 | 0 | 0
Tech | Miscellaneous | Exterior Lighting | Street lighting | TRC | Existing | NE2941 | Bi-Level Lighting Control (Exterior) | Bi-Level Lighting Control (Exterior) | NonEquip | 9 | Exterior parking/lot lighting | 0% | Tech/Econ | 31% | 0 | 0 | 0
Tech | Miscellaneous | Exterior Lighting | Street lighting | TRC | Turnover | ET789 | LED Traffic and Crosswalk Lighting | LED Traffic and Crosswalk Lighting | Equip | 10 | Street lighting | 0% | Tech/Econ | 37.14% | 0 | 0 | 0
Tech | Miscellaneous | Exterior Lighting | Street lighting | TRC | Turnover | ET750 | LED Street Lights | LED Street Lights | Equip | 18 | Street lighting | 0% | Tech/Econ | 66.53% | 0 | 0 | 0
Tech | Miscellaneous | Exterior Lighting | Street lighting | TRC | New | EN815 | LED Traffic and Crosswalk Lighting | LED Traffic and Crosswalk Lighting | Equip | 10 | Street lighting | 0% | Tech/Econ | 37.14% | 0 | 0 | 0
Tech | Miscellaneous | Exterior Lighting | Street lighting | TRC | New | EN776 | LED Street Lights | LED Street Lights | Equip | 18 | Street lighting | 0% | Tech/Econ | 66.53% | 0 | 0 | 0
Tech | Miscellaneous | Cooking | Steamer | TRC | New | NN5086 | ENERGY STAR certified buildings program | ENERGY STAR certified buildings program | NonEquip | 20 |  | 0% | Tech/Econ | 35% | 0 | 0 | 0
Tech | Miscellaneous | Cooking | Steamer | TRC | Existing | NE5073 | ENERGY STAR certified buildings program | ENERGY STAR certified buildings program | NonEquip | 20 |  | 0% | Tech/Econ | 35% | 0 | 0 | 0
Tech | Miscellaneous | Cooking | Steamer | TRC | Turnover | ET204 | Energy Star Steamer | Energy Star Steamer | Equip | 12 | Steamer | 0% | Tech/Econ | 56.63% | 0 | 0 | 0
Tech | Miscellaneous | Cooking | Steamer | TRC | New | EN230 | Energy Star Steamer | Energy Star Steamer | Equip | 12 | Steamer | 0% | Tech/Econ | 56.63% | 0 | 0 | 0
Tech | Miscellaneous | Exterior Lighting | Spot lighting/Security/Flood | TRC | New | NN5294 | Retro-Commissioning | Retro-Commissioning | NonEquip | 5 |  | 0% | Tech/Econ | 16% | 0 | 0 | 0
Tech | Miscellaneous | Exterior Lighting | Spot lighting/Security/Flood | TRC | New | NN5034 | ENERGY STAR certified buildings program | ENERGY STAR certified buildings program | NonEquip | 20 |  | 0% | Tech/Econ | 35% | 0 | 0 | 0
Tech | Miscellaneous | Exterior Lighting | Spot lighting/Security/Flood | TRC | New | NN2980 | Outdoor Lighting Controls | Outdoor Lighting Controls | NonEquip | 8 | Exterior parking/lot lighting | 0% | Tech/Econ | 28% | 0 | 0 | 0
Tech | Miscellaneous | Exterior Lighting | Spot lighting/Security/Flood | TRC | New | NN2954 | Bi-Level Lighting Control (Exterior) | Bi-Level Lighting Control (Exterior) | NonEquip | 9 | Exterior parking/lot lighting | 0% | Tech/Econ | 31% | 0 | 0 | 0
Tech | Miscellaneous | Exterior Lighting | Spot lighting/Security/Flood | TRC | Existing | NE5281 | Retro-Commissioning | Retro-Commissioning | NonEquip | 5 |  | 21.99% | Tech/Econ | 16% | 153.4263 | 0 | 0.079525
Tech | Miscellaneous | Exterior Lighting | Spot lighting/Security/Flood | TRC | Existing | NE5021 | ENERGY STAR certified buildings program | ENERGY STAR certified buildings program | NonEquip | 20 |  | 0% | Tech/Econ | 35% | 0 | 0 | 0
Tech | Miscellaneous | Exterior Lighting | Spot lighting/Security/Flood | TRC | Existing | NE2967 | Outdoor Lighting Controls | Outdoor Lighting Controls | NonEquip | 8 | Exterior parking/lot lighting | 0% | Tech/Econ | 28% | 0 | 0 | 0
Tech | Miscellaneous | Exterior Lighting | Spot lighting/Security/Flood | TRC | Existing | NE2941 | Bi-Level Lighting Control (Exterior) | Bi-Level Lighting Control (Exterior) | NonEquip | 9 | Exterior parking/lot lighting | 0% | Tech/Econ | 31% | 0 | 0 | 0
Tech | Miscellaneous | Exterior Lighting | Spot lighting/Security/Flood | TRC | Turnover | ET672 | LED Exterior Lighting | LED Exterior Lighting | Equip | 13 | Spot lighting/Security/Flood | 4.624% | Tech/Econ | 60.51% | 125.5224 | 0 | 0
Tech | Miscellaneous | Exterior Lighting | Spot lighting/Security/Flood | TRC | Turnover | ET555 | LED - 9W Flood | LED - 9W Flood | Equip | 15 | Spot lighting/Security/Flood | 13.49% | Tech/Econ | 86.15% | 589.7449 | 0 | 0
Tech | Miscellaneous | Exterior Lighting | Spot lighting/Security/Flood | TRC | Turnover | ET477 | CFL - 15W Flood | CFL - 15W Flood | Equip | 7.8 | Spot lighting/Security/Flood | 0% | Tech/Econ | 76.92% | 0 | 0 | 0
Tech | Miscellaneous | Exterior Lighting | Spot lighting/Security/Flood | TRC | New | EN698 | LED Exterior Lighting | LED Exterior Lighting | Equip | 13 | Spot lighting/Security/Flood | 4.624% | Tech/Econ | 60.51% | 0 | 0 | 0
Tech | Miscellaneous | Exterior Lighting | Spot lighting/Security/Flood | TRC | New | EN581 | LED - 9W Flood | LED - 9W Flood | Equip | 15 | Spot lighting/Security/Flood | 13.49% | Tech/Econ | 86.15% | 0 | 0 | 0
Tech | Miscellaneous | Exterior Lighting | Spot lighting/Security/Flood | TRC | New | EN503 | CFL - 15W Flood | CFL - 15W Flood | Equip | 7.8 | Spot lighting/Security/Flood | 0% | Tech/Econ | 76.92% | 0 | 0 | 0
Tech | Miscellaneous | Interior Lighting | Spot lighting | TRC | New | NN5268 | Retro-Commissioning | Retro-Commissioning | NonEquip | 5 |  | 0% | Tech/Econ | 16% | 0 | 0 | 0
Tech | Miscellaneous | Interior Lighting | Spot lighting | TRC | New | NN5008 | ENERGY STAR certified buildings program | ENERGY STAR certified buildings program | NonEquip | 20 |  | 0% | Tech/Econ | 35% | 0 | 0 | 0
Tech | Miscellaneous | Interior Lighting | Spot lighting | TRC | New | NN4436 | Interior Lighting Controls | Interior Lighting Controls | NonEquip | 8 | Overhead (fluorescent/LED/CFL U-shape) | 0% | Tech/Econ | 28% | 0 | 0 | 0
Tech | Miscellaneous | Interior Lighting | Spot lighting | TRC | New | NN4410 | Bi-Level Lighting Control (Interior) | Bi-Level Lighting Control (Interior) | NonEquip | 8 | Overhead (fluorescent/LED/CFL U-shape) | 0% | Tech/Econ | 31% | 0 | 0 | 0
Tech | Miscellaneous | Interior Lighting | Spot lighting | TRC | New | NN3708 | Facility Energy Management System | Facility Energy Management System | NonEquip | 15 |  | 6.861% | Tech/Econ | 24% | 0 | 0 | 0
Tech | Miscellaneous | Interior Lighting | Spot lighting | TRC | Existing | NE5255 | Retro-Commissioning | Retro-Commissioning | NonEquip | 5 |  | 21.99% | Tech/Econ | 16% | 13.0031 | 0.0021739 | 0.0067399
Tech | Miscellaneous | Interior Lighting | Spot lighting | TRC | Existing | NE4995 | ENERGY STAR certified buildings program | ENERGY STAR certified buildings program | NonEquip | 20 |  | 0% | Tech/Econ | 35% | 0 | 0 | 0
Tech | Miscellaneous | Interior Lighting | Spot lighting | TRC | Existing | NE4423 | Interior Lighting Controls | Interior Lighting Controls | NonEquip | 8 | Overhead (fluorescent/LED/CFL U-shape) | 0% | Tech/Econ | 28% | 0 | 0 | 0
Tech | Miscellaneous | Interior Lighting | Spot lighting | TRC | Existing | NE4397 | Bi-Level Lighting Control (Interior) | Bi-Level Lighting Control (Interior) | NonEquip | 8 | Overhead (fluorescent/LED/CFL U-shape) | 0% | Tech/Econ | 31% | 0 | 0 | 0
Tech | Miscellaneous | Interior Lighting | Spot lighting | TRC | Existing | NE3695 | Facility Energy Management System | Facility Energy Management System | NonEquip | 15 |  | 6.861% | Tech/Econ | 24% | 6.1878 | 0.0012969 | 0.00011152
Tech | Miscellaneous | Interior Lighting | Spot lighting | TRC | Turnover | ET1608 | LED Display Lighting (Interior) | LED Display Lighting (Interior) | Equip | 15 | Spot lighting | 2.306% | Tech/Econ | 87.04% | 14.2773 | 0.003506 | 0.00079202
Tech | Miscellaneous | Interior Lighting | Spot lighting | TRC | Turnover | ET1569 | LED - 14W | LED - 14W | Equip | 15 | Spot lighting | 86.42% | Tech/Econ | 53.33% | 321.2484 | 0.077079 | 0.017821
Tech | Miscellaneous | Interior Lighting | Spot lighting | TRC | Turnover | ET1452 | CFL-23W | CFL-23W | Equip | 7.8 | Spot lighting | 0% | Tech/Econ | 23.33% | 0 | 0 | 0
Tech | Miscellaneous | Interior Lighting | Spot lighting | TRC | New | EN1634 | LED Display Lighting (Interior) | LED Display Lighting (Interior) | Equip | 15 | Spot lighting | 0% | Tech/Econ | 87.04% | 0 | 0 | 0
Tech | Miscellaneous | Interior Lighting | Spot lighting | TRC | New | EN1595 | LED - 14W | LED - 14W | Equip | 15 | Spot lighting | 0% | Tech/Econ | 53.33% | 0 | 0 | 0
Tech | Miscellaneous | Interior Lighting | Spot lighting | TRC | New | EN1478 | CFL-23W | CFL-23W | Equip | 7.8 | Spot lighting | 0% | Tech/Econ | 23.33% | 0 | 0 | 0
Tech | Miscellaneous | Office Equipment | Servers | TRC | New | NN5060 | ENERGY STAR certified buildings program | ENERGY STAR certified buildings program | NonEquip | 20 |  | 0% | Tech/Econ | 35% | 0 | 0 | 0
Tech | Miscellaneous | Office Equipment | Servers | TRC | New | NN4592 | Smart Strip Plug Outlet | Smart Strip Plug Outlet | NonEquip | 4 |  | 43.9% | Tech/Econ | 1.187% | 0 | 0 | 0
Tech | Miscellaneous | Office Equipment | Servers | TRC | New | NN4566 | Network PC Power Management | Network PC Power Management | NonEquip | 5 | Computers | 0% | Tech/Econ | 56.5% | 0 | 0 | 0
Tech | Miscellaneous | Office Equipment | Servers | TRC | Existing | NE5047 | ENERGY STAR certified buildings program | ENERGY STAR certified buildings program | NonEquip | 20 |  | 0% | Tech/Econ | 35% | 0 | 0 | 0
Tech | Miscellaneous | Office Equipment | Servers | TRC | Existing | NE4579 | Smart Strip Plug Outlet | Smart Strip Plug Outlet | NonEquip | 4 |  | 43.9% | Tech/Econ | 1.187% | 26.1503 | 0.0038884 | 0
Tech | Miscellaneous | Office Equipment | Servers | TRC | Existing | NE4553 | Network PC Power Management | Network PC Power Management | NonEquip | 5 | Computers | 0% | Tech/Econ | 56.5% | 0 | 0 | 0
Tech | Miscellaneous | Office Equipment | Servers | TRC | Turnover | ET2304 | Server Virtualization | Server Virtualization | Equip | 3 | Servers | 39.02% | Tech/Econ | 85.71% | 2831.5563 | 0.42145 | 0.29313
Tech | Miscellaneous | Office Equipment | Servers | TRC | Turnover | ET2226 | Energy Star Servers | Energy Star Servers | Equip | 4 | Servers | 47.28% | Tech/Econ | 23.08% | 614.695 | 0.091491 | 0.063634
Tech | Miscellaneous | Office Equipment | Servers | TRC | Turnover | ET1140 | High Efficiency Data Center Cooling | High Efficiency Data Center Cooling | Equip | 20 | Servers | 0% | Tech/Econ | 28% | 0 | 0 | 0
Tech | Miscellaneous | Office Equipment | Servers | TRC | New | EN2330 | Server Virtualization | Server Virtualization | Equip | 3 | Servers | 39.02% | Tech/Econ | 85.71% | 0 | 0 | 0
Tech | Miscellaneous | Office Equipment | Servers | TRC | New | EN2252 | Energy Star Servers | Energy Star Servers | Equip | 4 | Servers | 47.28% | Tech/Econ | 23.08% | 0 | 0 | 0
Tech | Miscellaneous | Office Equipment | Servers | TRC | New | EN1166 | High Efficiency Data Center Cooling | High Efficiency Data Center Cooling | Equip | 20 | Servers | 0% | Tech/Econ | 28% | 0 | 0 | 0
Tech | Miscellaneous | Space Cooling | Residential-type central air conditioners | TRC | New | NN5372 | Retro-Commissioning | Retro-Commissioning | NonEquip | 5 |  | 0% | Tech/Econ | 16% | 0 | 0 | 0
Tech | Miscellaneous | Space Cooling | Residential-type central air conditioners | TRC | New | NN5164 | ENERGY STAR certified buildings program | ENERGY STAR certified buildings program | NonEquip | 20 |  | 0% | Tech/Econ | 35% | 0 | 0 | 0
Tech | Miscellaneous | Space Cooling | Residential-type central air conditioners | TRC | New | NN4384 | Window Sun Protection | Window Sun Protection | NonEquip | 10 |  | 12.84% | Tech/Econ | 16% | 0 | 0 | 0
Tech | Miscellaneous | Space Cooling | Residential-type central air conditioners | TRC | New | NN4358 | Waterside Economizer | Waterside Economizer | NonEquip | 20 |  | 0% | Tech/Econ | 5.556% | 0 | 0 | 0
Tech | Miscellaneous | Space Cooling | Residential-type central air conditioners | TRC | New | NN4150 | Smart Thermostat | Smart Thermostat | NonEquip | 11 |  | 22.46% | Tech/Econ | 10% | 0 | 0 | 0
Tech | Miscellaneous | Space Cooling | Residential-type central air conditioners | TRC | New | NN4046 | Programmable Thermostat | Programmable Thermostat | NonEquip | 11 |  | 0% | Tech/Econ | 3.6% | 0 | 0 | 0
Tech | Miscellaneous | Space Cooling | Residential-type central air conditioners | TRC | New | NN3994 | Low U-Value Windows | Low U-Value Windows | NonEquip | 20 |  | 14.46% | Tech/Econ | 10% | 0 | 0 | 0
Tech | Miscellaneous | Space Cooling | Residential-type central air conditioners | TRC | New | NN3916 | HVAC tune-up_RTU | HVAC tune-up_RTU | NonEquip | 5 | Packaged air conditioning units (RTUs) | 0% | Tech/Econ | 5% | 0 | 0 | 0
Tech | Miscellaneous | Space Cooling | Residential-type central air conditioners | TRC | New | NN3890 | HVAC tune-up | HVAC tune-up | NonEquip | 5 | Residential-type central air conditioners | 0% | Tech/Econ | 5% | 0 | 0 | 0
Tech | Miscellaneous | Space Cooling | Residential-type central air conditioners | TRC | New | NN3682 | Facility Energy Management System | Facility Energy Management System | NonEquip | 15 |  | 6.861% | Tech/Econ | 20% | 0 | 0 | 0
Tech | Miscellaneous | Space Cooling | Residential-type central air conditioners | TRC | New | NN3630 | Facility Commissioning | Facility Commissioning | NonEquip | 10 |  | 53.41% | Tech/Econ | 16% | 0 | 0 | 0
Tech | Miscellaneous | Space Cooling | Residential-type central air conditioners | TRC | New | NN3604 | Energy Recovery Ventilation System (ERV) | Energy Recovery Ventilation System (ERV) | NonEquip | 15 | Packaged air conditioning units (RTUs) | 0% | Tech/Econ | 9.935% | 0 | 0 | 0
Tech | Miscellaneous | Space Cooling | Residential-type central air conditioners | TRC | New | NN3526 | Duct Sealing Repair | Duct Sealing Repair | NonEquip | 15 |  | 0% | Tech/Econ | 12% | 0 | 0 | 0
Tech | Miscellaneous | Space Cooling | Residential-type central air conditioners | TRC | New | NN3474 | Duct Insulation | Duct Insulation | NonEquip | 15 |  | 0% | Tech/Econ | 2.045% | 0 | 0 | 0
Tech | Miscellaneous | Space Cooling | Residential-type central air conditioners | TRC | New | NN3422 | Dedicated Outdoor Air System on VRF unit | Dedicated Outdoor Air System on VRF unit | NonEquip | 15 | Residential-type central air conditioners | 58.91% | Tech/Econ | 17.5% | 0 | 0 | 0
Tech | Miscellaneous | Space Cooling | Residential-type central air conditioners | TRC | New | NN3370 | Cool Roof | Cool Roof | NonEquip | 15 |  | 72.47% | Tech/Econ | 0.1918% | 0 | 0 | 0
Tech | Miscellaneous | Space Cooling | Residential-type central air conditioners | TRC | New | NN3318 | Chilled Water System - Variable Speed Drives | Chilled Water System - Variable Speed Drives | NonEquip | 13 | Central chillers inside | 0% | Tech/Econ | 24.74% | 0 | 0 | 0
Tech | Miscellaneous | Space Cooling | Residential-type central air conditioners | TRC | New | NN3292 | Chilled Water Controls Optimization | Chilled Water Controls Optimization | NonEquip | 10 | Central chillers inside | 0% | Tech/Econ | 12.5% | 0 | 0 | 0
Tech | Miscellaneous | Space Cooling | Residential-type central air conditioners | TRC | New | NN3214 | Ceiling Insulation(R2 to R38) | Ceiling Insulation(R2 to R38) | NonEquip | 20 |  | 0% | Tech/Econ | 1.22% | 0 | 0 | 0
Tech | Miscellaneous | Space Cooling | Residential-type central air conditioners | TRC | New | NN3110 | Ceiling Insulation(R12 to R38) | Ceiling Insulation(R12 to R38) | NonEquip | 20 |  | 0% | Tech/Econ | 0.1469% | 0 | 0 | 0
Tech | Miscellaneous | Space Cooling | Residential-type central air conditioners | TRC | New | NN3058 | Airside Economizer | Airside Economizer | NonEquip | 10 | Packaged air conditioning units (RTUs) | 0% | Tech/Econ | 5.556% | 0 | 0 | 0
Tech | Miscellaneous | Space Cooling | Residential-type central air conditioners | TRC | Existing | NE5359 | Retro-Commissioning | Retro-Commissioning | NonEquip | 5 |  | 21.99% | Tech/Econ | 16% | 808.7317 | 0.13521 | 0
Tech | Miscellaneous | Space Cooling | Residential-type central air conditioners | TRC | Existing | NE5151 | ENERGY STAR certified buildings program | ENERGY STAR certified buildings program | NonEquip | 20 |  | 0% | Tech/Econ | 35% | 0 | 0 | 0
Tech | Miscellaneous | Space Cooling | Residential-type central air conditioners | TRC | Existing | NE4371 | Window Sun Protection | Window Sun Protection | NonEquip | 10 |  | 12.84% | Tech/Econ | 16% | 482.0177 | 0.20637 | -0.034395
Tech | Miscellaneous | Space Cooling | Residential-type central air conditioners | TRC | Existing | NE4345 | Waterside Economizer | Waterside Economizer | NonEquip | 20 |  | 0% | Tech/Econ | 5.556% | 0 | 0 | 0
Tech | Miscellaneous | Space Cooling | Residential-type central air conditioners | TRC | Existing | NE4215 | Wall Insulation | Wall Insulation | NonEquip | 20 |  | 0% | Tech/Econ | 0.5369% | 0 | 0 | 0
Tech | Miscellaneous | Space Cooling | Residential-type central air conditioners | TRC | Existing | NE4137 | Smart Thermostat | Smart Thermostat | NonEquip | 11 |  | 22.46% | Tech/Econ | 10% | 498.191 | 0.0059154 | 0
Tech | Miscellaneous | Space Cooling | Residential-type central air conditioners | TRC | Existing | NE4111 | Roof Insulation | Roof Insulation | NonEquip | 20 |  | 49.96% | Tech/Econ | 0.1789% | 19.3508 | 0.00038722 | 0
Tech | Miscellaneous | Space Cooling | Residential-type central air conditioners | TRC | Existing | NE4033 | Programmable Thermostat | Programmable Thermostat | NonEquip | 11 |  | 0% | Tech/Econ | 3.6% | 0 | 0 | 0
Tech | Miscellaneous | Space Cooling | Residential-type central air conditioners | TRC | Existing | NE3981 | Low U-Value Windows | Low U-Value Windows | NonEquip | 20 |  | 14.46% | Tech/Econ | 46% | 2468.5076 | 0.84982 | 0
Tech | Miscellaneous | Space Cooling | Residential-type central air conditioners | TRC | Existing | NE3903 | HVAC tune-up_RTU | HVAC tune-up_RTU | NonEquip | 5 | Packaged air conditioning units (RTUs) | 0% | Tech/Econ | 5% | 0 | 0 | 0
Tech | Miscellaneous | Space Cooling | Residential-type central air conditioners | TRC | Existing | NE3877 | HVAC tune-up | HVAC tune-up | NonEquip | 5 | Residential-type central air conditioners | 0% | Tech/Econ | 5% | 0 | 0 | 0
Tech | Miscellaneous | Space Cooling | Residential-type central air conditioners | TRC | Existing | NE3799 | Green Roof | Green Roof | NonEquip | 15 |  | 0.3341% | Tech/Econ | 0.1037% | 0.074918 | 9.6665e-06 | 0
Tech | Miscellaneous | Space Cooling | Residential-type central air conditioners | TRC | Existing | NE3747 | Floor Insulation | Floor Insulation | NonEquip | 20 |  | 24.19% | Tech/Econ | 0.04693% | 2.4554 | 4.9133e-05 | 0
Tech | Miscellaneous | Space Cooling | Residential-type central air conditioners | TRC | Existing | NE3669 | Facility Energy Management System | Facility Energy Management System | NonEquip | 15 |  | 6.861% | Tech/Econ | 20% | 364.0553 | 0.076304 | 0
Tech | Miscellaneous | Space Cooling | Residential-type central air conditioners | TRC | Existing | NE3591 | Energy Recovery Ventilation System (ERV) | Energy Recovery Ventilation System (ERV) | NonEquip | 15 | Packaged air conditioning units (RTUs) | 0% | Tech/Econ | 9.935% | 0 | 0 | 0
Tech | Miscellaneous | Space Cooling | Residential-type central air conditioners | TRC | Existing | NE3513 | Duct Sealing Repair | Duct Sealing Repair | NonEquip | 15 |  | 0% | Tech/Econ | 12% | 0 | 0 | 0
Tech | Miscellaneous | Space Cooling | Residential-type central air conditioners | TRC | Existing | NE3461 | Duct Insulation | Duct Insulation | NonEquip | 15 |  | 0% | Tech/Econ | 2.045% | 0 | 0 | 0
Tech | Miscellaneous | Space Cooling | Residential-type central air conditioners | TRC | Existing | NE3409 | Dedicated Outdoor Air System on VRF unit | Dedicated Outdoor Air System on VRF unit | NonEquip | 15 | Residential-type central air conditioners | 58.91% | Tech/Econ | 17.5% | 2697.7238 | 0.82089 | 0
Tech | Miscellaneous | Space Cooling | Residential-type central air conditioners | TRC | Existing | NE3357 | Cool Roof | Cool Roof | NonEquip | 15 |  | 72.47% | Tech/Econ | 0.1918% | 30.1407 | 0.003889 | 0
Tech | Miscellaneous | Space Cooling | Residential-type central air conditioners | TRC | Existing | NE3305 | Chilled Water System - Variable Speed Drives | Chilled Water System - Variable Speed Drives | NonEquip | 13 | Central chillers inside | 0% | Tech/Econ | 24.74% | 0 | 0 | 0
Tech | Miscellaneous | Space Cooling | Residential-type central air conditioners | TRC | Existing | NE3279 | Chilled Water Controls Optimization | Chilled Water Controls Optimization | NonEquip | 10 | Central chillers inside | 0% | Tech/Econ | 12.5% | 0 | 0 | 0
Tech | Miscellaneous | Space Cooling | Residential-type central air conditioners | TRC | Existing | NE3201 | Ceiling Insulation(R2 to R38) | Ceiling Insulation(R2 to R38) | NonEquip | 20 |  | 0% | Tech/Econ | 1.22% | 0 | 0 | 0
Tech | Miscellaneous | Space Cooling | Residential-type central air conditioners | TRC | Existing | NE3149 | Ceiling Insulation(R19 to R38) | Ceiling Insulation(R19 to R38) | NonEquip | 20 |  | 0% | Tech/Econ | 0.06779% | 0 | 0 | 0
Tech | Miscellaneous | Space Cooling | Residential-type central air conditioners | TRC | Existing | NE3097 | Ceiling Insulation(R12 to R38) | Ceiling Insulation(R12 to R38) | NonEquip | 20 |  | 0% | Tech/Econ | 0.1469% | 0 | 0 | 0
Tech | Miscellaneous | Space Cooling | Residential-type central air conditioners | TRC | Existing | NE3045 | Airside Economizer | Airside Economizer | NonEquip | 10 | Packaged air conditioning units (RTUs) | 0% | Tech/Econ | 5.556% | 0 | 0 | 0
Tech | Miscellaneous | Space Cooling | Residential-type central air conditioners | TRC | Turnover | ET828 | Geothermal Heat Pump | Geothermal Heat Pump | Equip | 15 | Residential-type central air conditioners | 30.5% | Tech/Econ | 21.18% | 1831.7279 | 0.78773 | 0
Tech | Miscellaneous | Space Cooling | Residential-type central air conditioners | TRC | Turnover | ET1374 | Variable Refrigerant Flow (VRF) HVAC Systems | Variable Refrigerant Flow (VRF) HVAC Systems | Equip | 15 | Residential-type central air conditioners | 49.09% | Tech/Econ | 36.88% | 6269.6313 | 1.9078 | 0
Tech | Miscellaneous | Space Cooling | Residential-type central air conditioners | TRC | Turnover | ET1296 | High Efficiency PTHP | High Efficiency PTHP | Equip | 15 | Residential-type central air conditioners | 0% | Tech/Econ | 23.64% | 0 | 0 | 0
Tech | Miscellaneous | Space Cooling | Residential-type central air conditioners | TRC | Turnover | ET1257 | High Efficiency PTAC | High Efficiency PTAC | Equip | 15 | Residential-type central air conditioners | 0% | Tech/Econ | 23.64% | 0 | 0 | 0
Tech | Miscellaneous | Space Cooling | Residential-type central air conditioners | TRC | New | EN854 | Geothermal Heat Pump | Geothermal Heat Pump | Equip | 15 | Residential-type central air conditioners | 30.5% | Tech/Econ | 21.18% | 0 | 0 | 0
Tech | Miscellaneous | Space Cooling | Residential-type central air conditioners | TRC | New | EN1400 | Variable Refrigerant Flow (VRF) HVAC Systems | Variable Refrigerant Flow (VRF) HVAC Systems | Equip | 15 | Residential-type central air conditioners | 49.09% | Tech/Econ | 36.88% | 0 | 0 | 0
Tech | Miscellaneous | Space Cooling | Residential-type central air conditioners | TRC | New | EN1322 | High Efficiency PTHP | High Efficiency PTHP | Equip | 15 | Residential-type central air conditioners | 0% | Tech/Econ | 23.64% | 0 | 0 | 0
Tech | Miscellaneous | Space Cooling | Residential-type central air conditioners | TRC | New | EN1283 | High Efficiency PTAC | High Efficiency PTAC | Equip | 15 | Residential-type central air conditioners | 0% | Tech/Econ | 23.64% | 0 | 0 | 0
Tech | Miscellaneous | Space Heating | Residential/split system heat pump | TRC | New | NN5346 | Retro-Commissioning | Retro-Commissioning | NonEquip | 5 |  | 0% | Tech/Econ | 16% | 0 | 0 | 0
Tech | Miscellaneous | Space Heating | Residential/split system heat pump | TRC | New | NN5138 | ENERGY STAR certified buildings program | ENERGY STAR certified buildings program | NonEquip | 20 |  | 0% | Tech/Econ | 35% | 0 | 0 | 0
Tech | Miscellaneous | Space Heating | Residential/split system heat pump | TRC | New | NN4332 | Water Cooled Refrigeration Heat Recovery | Water Cooled Refrigeration Heat Recovery | NonEquip | 20 |  | 0% | Tech/Econ | 10% | 0 | 0 | 0
Tech | Miscellaneous | Space Heating | Residential/split system heat pump | TRC | New | NN4280 | Warehouse Loading Dock Seals | Warehouse Loading Dock Seals | NonEquip | 18 |  | 0% | Tech/Econ | 0.1002% | 0 | 0 | 0
Tech | Miscellaneous | Space Heating | Residential/split system heat pump | TRC | New | NN4176 | Smart Thermostat | Smart Thermostat | NonEquip | 11 |  | 22.46% | Tech/Econ | 10% | 0 | 0 | 0
Tech | Miscellaneous | Space Heating | Residential/split system heat pump | TRC | New | NN4098 | Roof Insulation | Roof Insulation | NonEquip | 20 |  | 49.96% | Tech/Econ | 0.321% | 0 | 0 | 0
Tech | Miscellaneous | Space Heating | Residential/split system heat pump | TRC | New | NN4072 | Programmable Thermostat | Programmable Thermostat | NonEquip | 11 |  | 0% | Tech/Econ | 3.6% | 0 | 0 | 0
Tech | Miscellaneous | Space Heating | Residential/split system heat pump | TRC | New | NN4020 | Low U-Value Windows | Low U-Value Windows | NonEquip | 20 |  | 14.46% | Tech/Econ | 10% | 0 | 0 | 0
Tech | Miscellaneous | Space Heating | Residential/split system heat pump | TRC | New | NN3942 | Infiltration Reduction - Air Sealing | Infiltration Reduction - Air Sealing | NonEquip | 11 |  | 0% | Tech/Econ | 0.05008% | 0 | 0 | 0
Tech | Miscellaneous | Space Heating | Residential/split system heat pump | TRC | New | NN3786 | Green Roof | Green Roof | NonEquip | 15 |  | 0.3341% | Tech/Econ | 0.496% | 0 | 0 | 0
Tech | Miscellaneous | Space Heating | Residential/split system heat pump | TRC | New | NN3734 | Floor Insulation | Floor Insulation | NonEquip | 20 |  | 24.19% | Tech/Econ | 0.1684% | 0 | 0 | 0
Tech | Miscellaneous | Space Heating | Residential/split system heat pump | TRC | New | NN3656 | Facility Energy Management System | Facility Energy Management System | NonEquip | 15 |  | 6.861% | Tech/Econ | 20% | 0 | 0 | 0
Tech | Miscellaneous | Space Heating | Residential/split system heat pump | TRC | New | NN3578 | ECM Motors on Furnaces | ECM Motors on Furnaces | NonEquip | 15 | Forced air furnace | 0% | Tech/Econ | 1.706% | 0 | 0 | 0
Tech | Miscellaneous | Space Heating | Residential/split system heat pump | TRC | New | NN3552 | Duct Sealing Repair | Duct Sealing Repair | NonEquip | 15 |  | 0% | Tech/Econ | 12% | 0 | 0 | 0
Tech | Miscellaneous | Space Heating | Residential/split system heat pump | TRC | New | NN3500 | Duct Insulation | Duct Insulation | NonEquip | 15 |  | 0% | Tech/Econ | 2.045% | 0 | 0 | 0
Tech | Miscellaneous | Space Heating | Residential/split system heat pump | TRC | New | NN3448 | Destratification Fans | Destratification Fans | NonEquip | 10 |  | 0% | Tech/Econ | 15.26% | 0 | 0 | 0
Tech | Miscellaneous | Space Heating | Residential/split system heat pump | TRC | New | NN3396 | Dedicated Outdoor Air System on VRF unit | Dedicated Outdoor Air System on VRF unit | NonEquip | 15 | Residential/split system heat pump | 58.91% | Tech/Econ | 10% | 0 | 0 | 0
Tech | Miscellaneous | Space Heating | Residential/split system heat pump | TRC | New | NN3344 | Cool Roof | Cool Roof | NonEquip | 15 |  | 72.47% | Tech/Econ | 0.02512% | 0 | 0 | 0
Tech | Miscellaneous | Space Heating | Residential/split system heat pump | TRC | New | NN3240 | Ceiling Insulation(R30 to R38) | Ceiling Insulation(R30 to R38) | NonEquip | 20 |  | 0% | Tech/Econ | 0.06487% | 0 | 0 | 0
Tech | Miscellaneous | Space Heating | Residential/split system heat pump | TRC | New | NN3188 | Ceiling Insulation(R2 to R38) | Ceiling Insulation(R2 to R38) | NonEquip | 20 |  | 0% | Tech/Econ | 4.379% | 0 | 0 | 0
Tech | Miscellaneous | Space Heating | Residential/split system heat pump | TRC | New | NN3136 | Ceiling Insulation(R19 to R38) | Ceiling Insulation(R19 to R38) | NonEquip | 20 |  | 0% | Tech/Econ | 0.2433% | 0 | 0 | 0
Tech | Miscellaneous | Space Heating | Residential/split system heat pump | TRC | New | NN3084 | Ceiling Insulation(R12 to R38) | Ceiling Insulation(R12 to R38) | NonEquip | 20 |  | 0% | Tech/Econ | 0.5271% | 0 | 0 | 0
Tech | Miscellaneous | Space Heating | Residential/split system heat pump | TRC | Existing | NE5333 | Retro-Commissioning | Retro-Commissioning | NonEquip | 5 |  | 21.99% | Tech/Econ | 16% | 0 | 0 | 0
Tech | Miscellaneous | Space Heating | Residential/split system heat pump | TRC | Existing | NE5125 | ENERGY STAR certified buildings program | ENERGY STAR certified buildings program | NonEquip | 20 |  | 0% | Tech/Econ | 35% | 0 | 0 | 0
Tech | Miscellaneous | Space Heating | Residential/split system heat pump | TRC | Existing | NE4319 | Water Cooled Refrigeration Heat Recovery | Water Cooled Refrigeration Heat Recovery | NonEquip | 20 |  | 0% | Tech/Econ | 10% | 0 | 0 | 0
Tech | Miscellaneous | Space Heating | Residential/split system heat pump | TRC | Existing | NE4267 | Warehouse Loading Dock Seals | Warehouse Loading Dock Seals | NonEquip | 18 |  | 0% | Tech/Econ | 0.1105% | 0 | 0 | 0
Tech | Miscellaneous | Space Heating | Residential/split system heat pump | TRC | Existing | NE4241 | Wall Insulation | Wall Insulation | NonEquip | 20 |  | 0% | Tech/Econ | 0.3104% | 0 | 0 | 0
Tech | Miscellaneous | Space Heating | Residential/split system heat pump | TRC | Existing | NE4163 | Smart Thermostat | Smart Thermostat | NonEquip | 11 |  | 22.46% | Tech/Econ | 10% | 0 | 0 | 0
Tech | Miscellaneous | Space Heating | Residential/split system heat pump | TRC | Existing | NE4085 | Roof Insulation | Roof Insulation | NonEquip | 20 |  | 49.96% | Tech/Econ | 0.7084% | 0 | 0 | 0
Tech | Miscellaneous | Space Heating | Residential/split system heat pump | TRC | Existing | NE4059 | Programmable Thermostat | Programmable Thermostat | NonEquip | 11 |  | 0% | Tech/Econ | 3.6% | 0 | 0 | 0
Tech | Miscellaneous | Space Heating | Residential/split system heat pump | TRC | Existing | NE4007 | Low U-Value Windows | Low U-Value Windows | NonEquip | 20 |  | 14.46% | Tech/Econ | 46% | 0 | 0 | 0
Tech | Miscellaneous | Space Heating | Residential/split system heat pump | TRC | Existing | NE3929 | Infiltration Reduction - Air Sealing | Infiltration Reduction - Air Sealing | NonEquip | 11 |  | 0% | Tech/Econ | 0.05526% | 0 | 0 | 0
Tech | Miscellaneous | Space Heating | Residential/split system heat pump | TRC | Existing | NE3851 | Hotel Card Energy Control Systems | Hotel Card Energy Control Systems | NonEquip | 15 |  | 0% | Tech/Econ | 0% | 0 | 0 | 0
Tech | Miscellaneous | Space Heating | Residential/split system heat pump | TRC | Existing | NE3773 | Green Roof | Green Roof | NonEquip | 15 |  | 0.3341% | Tech/Econ | 0.5473% | 0 | 0 | 0
Tech | Miscellaneous | Space Heating | Residential/split system heat pump | TRC | Existing | NE3721 | Floor Insulation | Floor Insulation | NonEquip | 20 |  | 24.19% | Tech/Econ | 0.1858% | 0 | 0 | 0
Tech | Miscellaneous | Space Heating | Residential/split system heat pump | TRC | Existing | NE3643 | Facility Energy Management System | Facility Energy Management System | NonEquip | 15 |  | 6.861% | Tech/Econ | 20% | 0 | 0 | 0
Tech | Miscellaneous | Space Heating | Residential/split system heat pump | TRC | Existing | NE3565 | ECM Motors on Furnaces | ECM Motors on Furnaces | NonEquip | 15 | Forced air furnace | 0% | Tech/Econ | 1.706% | 0 | 0 | 0
Tech | Miscellaneous | Space Heating | Residential/split system heat pump | TRC | Existing | NE3539 | Duct Sealing Repair | Duct Sealing Repair | NonEquip | 15 |  | 0% | Tech/Econ | 12% | 0 | 0 | 0
Tech | Miscellaneous | Space Heating | Residential/split system heat pump | TRC | Existing | NE3487 | Duct Insulation | Duct Insulation | NonEquip | 15 |  | 0% | Tech/Econ | 2.045% | 0 | 0 | 0
Tech | Miscellaneous | Space Heating | Residential/split system heat pump | TRC | Existing | NE3435 | Destratification Fans | Destratification Fans | NonEquip | 10 |  | 0% | Tech/Econ | 15.26% | 0 | 0 | 0
Tech | Miscellaneous | Space Heating | Residential/split system heat pump | TRC | Existing | NE3383 | Dedicated Outdoor Air System on VRF unit | Dedicated Outdoor Air System on VRF unit | NonEquip | 15 | Residential/split system heat pump | 58.91% | Tech/Econ | 10% | 0 | 0 | 0
Tech | Miscellaneous | Space Heating | Residential/split system heat pump | TRC | Existing | NE3331 | Cool Roof | Cool Roof | NonEquip | 15 |  | 72.47% | Tech/Econ | 0.02772% | 0 | 0 | 0
Tech | Miscellaneous | Space Heating | Residential/split system heat pump | TRC | Existing | NE3227 | Ceiling Insulation(R30 to R38) | Ceiling Insulation(R30 to R38) | NonEquip | 20 |  | 0% | Tech/Econ | 0.07158% | 0 | 0 | 0
Tech | Miscellaneous | Space Heating | Residential/split system heat pump | TRC | Existing | NE3175 | Ceiling Insulation(R2 to R38) | Ceiling Insulation(R2 to R38) | NonEquip | 20 |  | 0% | Tech/Econ | 4.832% | 0 | 0 | 0
Tech | Miscellaneous | Space Heating | Residential/split system heat pump | TRC | Existing | NE3123 | Ceiling Insulation(R19 to R38) | Ceiling Insulation(R19 to R38) | NonEquip | 20 |  | 0% | Tech/Econ | 0.2684% | 0 | 0 | 0
Tech | Miscellaneous | Space Heating | Residential/split system heat pump | TRC | Existing | NE3071 | Ceiling Insulation(R12 to R38) | Ceiling Insulation(R12 to R38) | NonEquip | 20 |  | 0% | Tech/Econ | 0.5816% | 0 | 0 | 0
Tech | Miscellaneous | Space Heating | Residential/split system heat pump | TRC | Existing | NE2993 | Air Curtains | Air Curtains | NonEquip | 8 |  | 0% | Tech/Econ | 0.0224% | 0 | 0 | 0
Tech | Miscellaneous | Space Heating | Residential/split system heat pump | TRC | Turnover | ET867 | Geothermal Heat Pump | Geothermal Heat Pump | Equip | 15 | Residential/split system heat pump | 30.5% | Tech/Econ | 2.941% | 0 | 0 | 0
Tech | Miscellaneous | Space Heating | Residential/split system heat pump | TRC | Turnover | ET1413 | Variable Refrigerant Flow (VRF) HVAC Systems | Variable Refrigerant Flow (VRF) HVAC Systems | Equip | 15 | Residential/split system heat pump | 49.09% | Tech/Econ | 31.25% | 0 | 0 | 0
Tech | Miscellaneous | Space Heating | Residential/split system heat pump | TRC | Turnover | ET1335 | High Efficiency PTHP | High Efficiency PTHP | Equip | 15 | Residential/split system heat pump | 0% | Tech/Econ | 9.375% | 0 | 0 | 0
Tech | Miscellaneous | Space Heating | Residential/split system heat pump | TRC | New | EN893 | Geothermal Heat Pump | Geothermal Heat Pump | Equip | 15 | Residential/split system heat pump | 30.5% | Tech/Econ | 2.941% | 0 | 0 | 0
Tech | Miscellaneous | Space Heating | Residential/split system heat pump | TRC | New | EN1439 | Variable Refrigerant Flow (VRF) HVAC Systems | Variable Refrigerant Flow (VRF) HVAC Systems | Equip | 15 | Residential/split system heat pump | 49.09% | Tech/Econ | 31.25% | 0 | 0 | 0
Tech | Miscellaneous | Space Heating | Residential/split system heat pump | TRC | New | EN1361 | High Efficiency PTHP | High Efficiency PTHP | Equip | 15 | Residential/split system heat pump | 0% | Tech/Econ | 9.375% | 0 | 0 | 0
Tech | Miscellaneous | Refrigeration | Residential style | TRC | New | NN5320 | Retro-Commissioning | Retro-Commissioning | NonEquip | 5 |  | 0% | Tech/Econ | 16% | 0 | 0 | 0
Tech | Miscellaneous | Refrigeration | Residential style | TRC | New | NN5112 | ENERGY STAR certified buildings program | ENERGY STAR certified buildings program | NonEquip | 20 |  | 0% | Tech/Econ | 35% | 0 | 0 | 0
Tech | Miscellaneous | Refrigeration | Residential style | TRC | New | NN4904 | Strip Curtains for Walk-ins | Strip Curtains for Walk-ins | NonEquip | 4 | Walk-in cooler | 0% | Tech/Econ | 2.115% | 0 | 0 | 0
Tech | Miscellaneous | Refrigeration | Residential style | TRC | New | NN4878 | Refrigerated Display Case Lighting Controls | Refrigerated Display Case Lighting Controls | NonEquip | 8 | Display cases | 0% | Tech/Econ | 0.9365% | 0 | 0 | 0
Tech | Miscellaneous | Refrigeration | Residential style | TRC | New | NN4852 | PSC to ECM Evaporator Fan Motor (Walk-In, Refrigerator) | PSC to ECM Evaporator Fan Motor (Walk-In, Refrigerator) | NonEquip | 15 | Walk-in cooler | 0% | Tech/Econ | 37.5% | 0 | 0 | 0
Tech | Miscellaneous | Refrigeration | Residential style | TRC | New | NN4826 | PSC to ECM Evaporator Fan Motor (Reach-In) | PSC to ECM Evaporator Fan Motor (Reach-In) | NonEquip | 15 | Display cases | 0% | Tech/Econ | 37.5% | 0 | 0 | 0
Tech | Miscellaneous | Refrigeration | Residential style | TRC | New | NN4800 | Night Covers for Display Cases | Night Covers for Display Cases | NonEquip | 5 | Display cases | 0% | Tech/Econ | 1.877% | 0 | 0 | 0
Tech | Miscellaneous | Refrigeration | Residential style | TRC | New | NN4774 | High R-Value Glass Doors | High R-Value Glass Doors | NonEquip | 12 | Display cases | 0% | Tech/Econ | 0% | 0 | 0 | 0
Tech | Miscellaneous | Refrigeration | Residential style | TRC | New | NN4748 | High Efficiency Refrigeration Compressor | High Efficiency Refrigeration Compressor | NonEquip | 13 | Display cases | 0% | Tech/Econ | 6.922% | 0 | 0 | 0
Tech | Miscellaneous | Refrigeration | Residential style | TRC | New | NN4722 | Freezer-Cooler Replacement Gaskets | Freezer-Cooler Replacement Gaskets | NonEquip | 4 | Display cases | 0% | Tech/Econ | 0% | 0 | 0 | 0
Tech | Miscellaneous | Refrigeration | Residential style | TRC | New | NN4696 | Floating Head Pressure Controls | Floating Head Pressure Controls | NonEquip | 15 |  | 0% | Tech/Econ | 6.05% | 0 | 0 | 0
Tech | Miscellaneous | Refrigeration | Residential style | TRC | New | NN4670 | Demand Defrost | Demand Defrost | NonEquip | 10 | Walk-in cooler | 0% | Tech/Econ | 30% | 0 | 0 | 0
Tech | Miscellaneous | Refrigeration | Residential style | TRC | New | NN4644 | Automatic Door Closer for Walk-in Coolers and Freezers | Automatic Door Closer for Walk-in Coolers and Freezers | NonEquip | 8 | Walk-in cooler | 0% | Tech/Econ | 3.131% | 0 | 0 | 0
Tech | Miscellaneous | Refrigeration | Residential style | TRC | New | NN4618 | Anti-Sweat Controls | Anti-Sweat Controls | NonEquip | 8 | Display cases | 0% | Tech/Econ | 85% | 0 | 0 | 0
Tech | Miscellaneous | Refrigeration | Residential style | TRC | Existing | NE5307 | Retro-Commissioning | Retro-Commissioning | NonEquip | 5 |  | 21.99% | Tech/Econ | 16% | 10778.8083 | 1.802 | 5.587
Tech | Miscellaneous | Refrigeration | Residential style | TRC | Existing | NE5099 | ENERGY STAR certified buildings program | ENERGY STAR certified buildings program | NonEquip | 20 |  | 0% | Tech/Econ | 35% | 0 | 0 | 0
Tech | Miscellaneous | Refrigeration | Residential style | TRC | Existing | NE4891 | Strip Curtains for Walk-ins | Strip Curtains for Walk-ins | NonEquip | 4 | Walk-in cooler | 0% | Tech/Econ | 2.115% | 0 | 0 | 0
Tech | Miscellaneous | Refrigeration | Residential style | TRC | Existing | NE4865 | Refrigerated Display Case Lighting Controls | Refrigerated Display Case Lighting Controls | NonEquip | 8 | Display cases | 0% | Tech/Econ | 2.524% | 0 | 0 | 0
Tech | Miscellaneous | Refrigeration | Residential style | TRC | Existing | NE4839 | PSC to ECM Evaporator Fan Motor (Walk-In, Refrigerator) | PSC to ECM Evaporator Fan Motor (Walk-In, Refrigerator) | NonEquip | 15 | Walk-in cooler | 0% | Tech/Econ | 37.5% | 0 | 0 | 0
Tech | Miscellaneous | Refrigeration | Residential style | TRC | Existing | NE4813 | PSC to ECM Evaporator Fan Motor (Reach-In) | PSC to ECM Evaporator Fan Motor (Reach-In) | NonEquip | 15 | Display cases | 0% | Tech/Econ | 37.5% | 0 | 0 | 0
Tech | Miscellaneous | Refrigeration | Residential style | TRC | Existing | NE4787 | Night Covers for Display Cases | Night Covers for Display Cases | NonEquip | 5 | Display cases | 0% | Tech/Econ | 1.877% | 0 | 0 | 0
Tech | Miscellaneous | Refrigeration | Residential style | TRC | Existing | NE4761 | High R-Value Glass Doors | High R-Value Glass Doors | NonEquip | 12 | Display cases | 0% | Tech/Econ | 23.81% | 0 | 0 | 0
Tech | Miscellaneous | Refrigeration | Residential style | TRC | Existing | NE4735 | High Efficiency Refrigeration Compressor | High Efficiency Refrigeration Compressor | NonEquip | 13 | Display cases | 0% | Tech/Econ | 6.922% | 0 | 0 | 0
Tech | Miscellaneous | Refrigeration | Residential style | TRC | Existing | NE4709 | Freezer-Cooler Replacement Gaskets | Freezer-Cooler Replacement Gaskets | NonEquip | 4 | Display cases | 0% | Tech/Econ | 3.131% | 0 | 0 | 0
Tech | Miscellaneous | Refrigeration | Residential style | TRC | Existing | NE4683 | Floating Head Pressure Controls | Floating Head Pressure Controls | NonEquip | 15 |  | 0% | Tech/Econ | 6.05% | 0 | 0 | 0
Tech | Miscellaneous | Refrigeration | Residential style | TRC | Existing | NE4657 | Demand Defrost | Demand Defrost | NonEquip | 10 | Walk-in cooler | 0% | Tech/Econ | 30% | 0 | 0 | 0
Tech | Miscellaneous | Refrigeration | Residential style | TRC | Existing | NE4631 | Automatic Door Closer for Walk-in Coolers and Freezers | Automatic Door Closer for Walk-in Coolers and Freezers | NonEquip | 8 | Walk-in cooler | 0% | Tech/Econ | 3.131% | 0 | 0 | 0
Tech | Miscellaneous | Refrigeration | Residential style | TRC | Existing | NE4605 | Anti-Sweat Controls | Anti-Sweat Controls | NonEquip | 8 | Display cases | 0% | Tech/Econ | 85% | 0 | 0 | 0
Tech | Miscellaneous | Refrigeration | Residential style | TRC | Turnover | ET2538 | Energy Star Refrigerator | Energy Star Refrigerator | Equip | 12 | Residential style | 45.6% | Tech/Econ | 21.99% | 34142.1761 | 4.4952 | 3.5371
Tech | Miscellaneous | Refrigeration | Residential style | TRC | New | EN2564 | Energy Star Refrigerator | Energy Star Refrigerator | Equip | 12 | Residential style | 53.2% | Tech/Econ | 21.99% | 0 | 0 | 0
Tech | Miscellaneous | Cooking | Range | TRC | New | NN5086 | ENERGY STAR certified buildings program | ENERGY STAR certified buildings program | NonEquip | 20 |  | 0% | Tech/Econ | 35% | 0 | 0 | 0
Tech | Miscellaneous | Cooking | Range | TRC | Existing | NE5073 | ENERGY STAR certified buildings program | ENERGY STAR certified buildings program | NonEquip | 20 |  | 0% | Tech/Econ | 35% | 0 | 0 | 0
Tech | Miscellaneous | Miscellaneous | Pool pump | TRC | New | NN5450 | Retro-Commissioning | Retro-Commissioning | NonEquip | 5 |  | 0% | Tech/Econ | 16% | 0 | 0 | 0
Tech | Miscellaneous | Miscellaneous | Pool pump | TRC | New | NN5242 | ENERGY STAR certified buildings program | ENERGY STAR certified buildings program | NonEquip | 20 |  | 0% | Tech/Econ | 35% | 0 | 0 | 0
Tech | Miscellaneous | Miscellaneous | Pool pump | TRC | New | NN4540 | VSD Controlled Compressor | VSD Controlled Compressor | NonEquip | 15 | Others | 0% | Tech/Econ | 20.79% | 0 | 0 | 0
Tech | Miscellaneous | Miscellaneous | Pool pump | TRC | New | NN4514 | Regenerative Drive Elevator Motor | Regenerative Drive Elevator Motor | NonEquip | 13 | Elevators/Escalators | 0% | Tech/Econ | 6.211% | 0 | 0 | 0
Tech | Miscellaneous | Miscellaneous | Pool pump | TRC | New | NN4488 | Engine Block Timer | Engine Block Timer | NonEquip | 5 | Others | 0% | Tech/Econ | 36% | 0 | 0 | 0
Tech | Miscellaneous | Miscellaneous | Pool pump | TRC | New | NN4462 | Efficient Motor Belts | Efficient Motor Belts | NonEquip | 10 | Others | 0% | Tech/Econ | 1.105% | 0 | 0 | 0
Tech | Miscellaneous | Miscellaneous | Pool pump | TRC | Existing | NE5437 | Retro-Commissioning | Retro-Commissioning | NonEquip | 5 |  | 21.99% | Tech/Econ | 16% | 0 | 0 | 0
Tech | Miscellaneous | Miscellaneous | Pool pump | TRC | Existing | NE5229 | ENERGY STAR certified buildings program | ENERGY STAR certified buildings program | NonEquip | 20 |  | 0% | Tech/Econ | 35% | 0 | 0 | 0
Tech | Miscellaneous | Miscellaneous | Pool pump | TRC | Existing | NE4527 | VSD Controlled Compressor | VSD Controlled Compressor | NonEquip | 15 | Others | 0% | Tech/Econ | 20.79% | 0 | 0 | 0
Tech | Miscellaneous | Miscellaneous | Pool pump | TRC | Existing | NE4501 | Regenerative Drive Elevator Motor | Regenerative Drive Elevator Motor | NonEquip | 13 | Elevators/Escalators | 0% | Tech/Econ | 6.211% | 0 | 0 | 0
Tech | Miscellaneous | Miscellaneous | Pool pump | TRC | Existing | NE4475 | Engine Block Timer | Engine Block Timer | NonEquip | 5 | Others | 0% | Tech/Econ | 36% | 0 | 0 | 0
Tech | Miscellaneous | Miscellaneous | Pool pump | TRC | Existing | NE4449 | Efficient Motor Belts | Efficient Motor Belts | NonEquip | 10 | Others | 0% | Tech/Econ | 1.105% | 0 | 0 | 0
Tech | Miscellaneous | Miscellaneous | Pool pump | TRC | Turnover | ET2112 | Variable Speed Pool Pump | Variable Speed Pool Pump | Equip | 10 | Pool pump | 0% | Tech/Econ | 64.36% | 0 | 0 | 0
Tech | Miscellaneous | Miscellaneous | Pool pump | TRC | Turnover | ET2073 | Two Speed Pool Pump | Two Speed Pool Pump | Equip | 10 | Pool pump | 0% | Tech/Econ | 61.79% | 0 | 0 | 0
Tech | Miscellaneous | Miscellaneous | Pool pump | TRC | Turnover | ET2037 | Solar Powered Pool Pump | Solar Powered Pool Pump | Equip | 10 | Pool pump | 0% | Tech/Econ | 81% | 0 | 0 | 0
Tech | Miscellaneous | Miscellaneous | Pool pump | TRC | Turnover | ET1998 | Solar Pool Heater | Solar Pool Heater | Equip | 15 | Pool pump | 0% | Tech/Econ | 86.11% | 0 | 0 | 0
Tech | Miscellaneous | Miscellaneous | Pool pump | TRC | Turnover | ET1959 | Heat Pump Pool Heater | Heat Pump Pool Heater | Equip | 15 | Pool pump | 0% | Tech/Econ | 80% | 0 | 0 | 0
Tech | Miscellaneous | Miscellaneous | Pool pump | TRC | New | EN2136 | Variable Speed Pool Pump | Variable Speed Pool Pump | Equip | 10 | Pool pump | 0% | Tech/Econ | 64.36% | 0 | 0 | 0
Tech | Miscellaneous | Miscellaneous | Pool pump | TRC | New | EN2099 | Two Speed Pool Pump | Two Speed Pool Pump | Equip | 10 | Pool pump | 0% | Tech/Econ | 61.79% | 0 | 0 | 0
Tech | Miscellaneous | Miscellaneous | Pool pump | TRC | New | EN2061 | Solar Powered Pool Pump | Solar Powered Pool Pump | Equip | 10 | Pool pump | 0% | Tech/Econ | 81% | 0 | 0 | 0
Tech | Miscellaneous | Miscellaneous | Pool pump | TRC | New | EN2024 | Solar Pool Heater | Solar Pool Heater | Equip | 15 | Pool pump | 0% | Tech/Econ | 86.11% | 0 | 0 | 0
Tech | Miscellaneous | Miscellaneous | Pool pump | TRC | New | EN1985 | Heat Pump Pool Heater | Heat Pump Pool Heater | Equip | 15 | Pool pump | 0% | Tech/Econ | 80% | 0 | 0 | 0
Tech | Miscellaneous | Space Heating | Packaged central unit | TRC | New | NN5346 | Retro-Commissioning | Retro-Commissioning | NonEquip | 5 |  | 0% | Tech/Econ | 16% | 0 | 0 | 0
Tech | Miscellaneous | Space Heating | Packaged central unit | TRC | New | NN5138 | ENERGY STAR certified buildings program | ENERGY STAR certified buildings program | NonEquip | 20 |  | 0% | Tech/Econ | 35% | 0 | 0 | 0
Tech | Miscellaneous | Space Heating | Packaged central unit | TRC | New | NN4332 | Water Cooled Refrigeration Heat Recovery | Water Cooled Refrigeration Heat Recovery | NonEquip | 20 |  | 0% | Tech/Econ | 10% | 0 | 0 | 0
Tech | Miscellaneous | Space Heating | Packaged central unit | TRC | New | NN4280 | Warehouse Loading Dock Seals | Warehouse Loading Dock Seals | NonEquip | 18 |  | 0% | Tech/Econ | 0.1002% | 0 | 0 | 0
Tech | Miscellaneous | Space Heating | Packaged central unit | TRC | New | NN4254 | Wall Insulation | Wall Insulation | NonEquip | 20 |  | 0% | Tech/Econ | 0% | 0 | 0 | 0
Tech | Miscellaneous | Space Heating | Packaged central unit | TRC | New | NN4176 | Smart Thermostat | Smart Thermostat | NonEquip | 11 |  | 22.46% | Tech/Econ | 10% | 0 | 0 | 0
Tech | Miscellaneous | Space Heating | Packaged central unit | TRC | New | NN4098 | Roof Insulation | Roof Insulation | NonEquip | 20 |  | 49.96% | Tech/Econ | 0.321% | 0 | 0 | 0
Tech | Miscellaneous | Space Heating | Packaged central unit | TRC | New | NN4072 | Programmable Thermostat | Programmable Thermostat | NonEquip | 11 |  | 0% | Tech/Econ | 3.6% | 0 | 0 | 0
Tech | Miscellaneous | Space Heating | Packaged central unit | TRC | New | NN4020 | Low U-Value Windows | Low U-Value Windows | NonEquip | 20 |  | 14.46% | Tech/Econ | 10% | 0 | 0 | 0
Tech | Miscellaneous | Space Heating | Packaged central unit | TRC | New | NN3942 | Infiltration Reduction - Air Sealing | Infiltration Reduction - Air Sealing | NonEquip | 11 |  | 0% | Tech/Econ | 0.05008% | 0 | 0 | 0
Tech | Miscellaneous | Space Heating | Packaged central unit | TRC | New | NN3786 | Green Roof | Green Roof | NonEquip | 15 |  | 0.3341% | Tech/Econ | 0.496% | 0 | 0 | 0
Tech | Miscellaneous | Space Heating | Packaged central unit | TRC | New | NN3734 | Floor Insulation | Floor Insulation | NonEquip | 20 |  | 24.19% | Tech/Econ | 0.1684% | 0 | 0 | 0
Tech | Miscellaneous | Space Heating | Packaged central unit | TRC | New | NN3656 | Facility Energy Management System | Facility Energy Management System | NonEquip | 15 |  | 6.861% | Tech/Econ | 20% | 0 | 0 | 0
Tech | Miscellaneous | Space Heating | Packaged central unit | TRC | New | NN3578 | ECM Motors on Furnaces | ECM Motors on Furnaces | NonEquip | 15 | Forced air furnace | 0% | Tech/Econ | 1.706% | 0 | 0 | 0
Tech | Miscellaneous | Space Heating | Packaged central unit | TRC | New | NN3552 | Duct Sealing Repair | Duct Sealing Repair | NonEquip | 15 |  | 0% | Tech/Econ | 12% | 0 | 0 | 0
Tech | Miscellaneous | Space Heating | Packaged central unit | TRC | New | NN3500 | Duct Insulation | Duct Insulation | NonEquip | 15 |  | 0% | Tech/Econ | 2.045% | 0 | 0 | 0
Tech | Miscellaneous | Space Heating | Packaged central unit | TRC | New | NN3448 | Destratification Fans | Destratification Fans | NonEquip | 10 |  | 0% | Tech/Econ | 15.26% | 0 | 0 | 0
Tech | Miscellaneous | Space Heating | Packaged central unit | TRC | New | NN3396 | Dedicated Outdoor Air System on VRF unit | Dedicated Outdoor Air System on VRF unit | NonEquip | 15 | Residential/split system heat pump | 0% | Tech/Econ | 10% | 0 | 0 | 0
Tech | Miscellaneous | Space Heating | Packaged central unit | TRC | New | NN3344 | Cool Roof | Cool Roof | NonEquip | 15 |  | 72.47% | Tech/Econ | 0.02512% | 0 | 0 | 0
Tech | Miscellaneous | Space Heating | Packaged central unit | TRC | New | NN3240 | Ceiling Insulation(R30 to R38) | Ceiling Insulation(R30 to R38) | NonEquip | 20 |  | 0% | Tech/Econ | 0.06487% | 0 | 0 | 0
Tech | Miscellaneous | Space Heating | Packaged central unit | TRC | New | NN3188 | Ceiling Insulation(R2 to R38) | Ceiling Insulation(R2 to R38) | NonEquip | 20 |  | 0% | Tech/Econ | 4.379% | 0 | 0 | 0
Tech | Miscellaneous | Space Heating | Packaged central unit | TRC | New | NN3136 | Ceiling Insulation(R19 to R38) | Ceiling Insulation(R19 to R38) | NonEquip | 20 |  | 0% | Tech/Econ | 0.2433% | 0 | 0 | 0
Tech | Miscellaneous | Space Heating | Packaged central unit | TRC | New | NN3084 | Ceiling Insulation(R12 to R38) | Ceiling Insulation(R12 to R38) | NonEquip | 20 |  | 0% | Tech/Econ | 0.5271% | 0 | 0 | 0
Tech | Miscellaneous | Space Heating | Packaged central unit | TRC | New | NN3006 | Air Curtains | Air Curtains | NonEquip | 8 |  | 0% | Tech/Econ | 0.0224% | 0 | 0 | 0
Tech | Miscellaneous | Space Heating | Packaged central unit | TRC | Existing | NE5333 | Retro-Commissioning | Retro-Commissioning | NonEquip | 5 |  | 21.99% | Tech/Econ | 16% | 37875.4643 | 0 | 19.632
Tech | Miscellaneous | Space Heating | Packaged central unit | TRC | Existing | NE5125 | ENERGY STAR certified buildings program | ENERGY STAR certified buildings program | NonEquip | 20 |  | 0% | Tech/Econ | 35% | 0 | 0 | 0
Tech | Miscellaneous | Space Heating | Packaged central unit | TRC | Existing | NE4319 | Water Cooled Refrigeration Heat Recovery | Water Cooled Refrigeration Heat Recovery | NonEquip | 20 |  | 0% | Tech/Econ | 10% | 0 | 0 | 0
Tech | Miscellaneous | Space Heating | Packaged central unit | TRC | Existing | NE4267 | Warehouse Loading Dock Seals | Warehouse Loading Dock Seals | NonEquip | 18 |  | 0% | Tech/Econ | 0.1105% | 0 | 0 | 0
Tech | Miscellaneous | Space Heating | Packaged central unit | TRC | Existing | NE4241 | Wall Insulation | Wall Insulation | NonEquip | 20 |  | 0% | Tech/Econ | 0.3104% | 0 | 0 | 0
Tech | Miscellaneous | Space Heating | Packaged central unit | TRC | Existing | NE4163 | Smart Thermostat | Smart Thermostat | NonEquip | 11 |  | 22.46% | Tech/Econ | 10% | 25468.1885 | 0 | -4.1848
Tech | Miscellaneous | Space Heating | Packaged central unit | TRC | Existing | NE4085 | Roof Insulation | Roof Insulation | NonEquip | 20 |  | 49.96% | Tech/Econ | 0.7084% | 3676.1122 | 0 | 1.6582
Tech | Miscellaneous | Space Heating | Packaged central unit | TRC | Existing | NE4059 | Programmable Thermostat | Programmable Thermostat | NonEquip | 11 |  | 0% | Tech/Econ | 3.6% | 0 | 0 | 0
Tech | Miscellaneous | Space Heating | Packaged central unit | TRC | Existing | NE4007 | Low U-Value Windows | Low U-Value Windows | NonEquip | 20 |  | 14.46% | Tech/Econ | 46% | 81937.4045 | 0 | -4.7633
Tech | Miscellaneous | Space Heating | Packaged central unit | TRC | Existing | NE3929 | Infiltration Reduction - Air Sealing | Infiltration Reduction - Air Sealing | NonEquip | 11 |  | 0% | Tech/Econ | 0.05526% | 0 | 0 | 0
Tech | Miscellaneous | Space Heating | Packaged central unit | TRC | Existing | NE3851 | Hotel Card Energy Control Systems | Hotel Card Energy Control Systems | NonEquip | 15 |  | 0% | Tech/Econ | 0% | 0 | 0 | 0
Tech | Miscellaneous | Space Heating | Packaged central unit | TRC | Existing | NE3773 | Green Roof | Green Roof | NonEquip | 15 |  | 0.3341% | Tech/Econ | 0.5473% | 18.9253 | 0 | 0
Tech | Miscellaneous | Space Heating | Packaged central unit | TRC | Existing | NE3721 | Floor Insulation | Floor Insulation | NonEquip | 20 |  | 24.19% | Tech/Econ | 0.1858% | 465.2121 | 0 | 0.20985
Tech | Miscellaneous | Space Heating | Packaged central unit | TRC | Existing | NE3643 | Facility Energy Management System | Facility Energy Management System | NonEquip | 15 |  | 6.861% | Tech/Econ | 20% | 15774.157 | 0 | 0.2843
Tech | Miscellaneous | Space Heating | Packaged central unit | TRC | Existing | NE3565 | ECM Motors on Furnaces | ECM Motors on Furnaces | NonEquip | 15 | Forced air furnace | 0% | Tech/Econ | 1.706% | 0 | 0 | 0
Tech | Miscellaneous | Space Heating | Packaged central unit | TRC | Existing | NE3539 | Duct Sealing Repair | Duct Sealing Repair | NonEquip | 15 |  | 0% | Tech/Econ | 12% | 0 | 0 | 0
Tech | Miscellaneous | Space Heating | Packaged central unit | TRC | Existing | NE3487 | Duct Insulation | Duct Insulation | NonEquip | 15 |  | 0% | Tech/Econ | 2.045% | 0 | 0 | 0
Tech | Miscellaneous | Space Heating | Packaged central unit | TRC | Existing | NE3435 | Destratification Fans | Destratification Fans | NonEquip | 10 |  | 0% | Tech/Econ | 15.26% | 0 | 0 | 0
Tech | Miscellaneous | Space Heating | Packaged central unit | TRC | Existing | NE3383 | Dedicated Outdoor Air System on VRF unit | Dedicated Outdoor Air System on VRF unit | NonEquip | 15 | Residential/split system heat pump | 0% | Tech/Econ | 10% | 0 | 0 | 0
Tech | Miscellaneous | Space Heating | Packaged central unit | TRC | Existing | NE3331 | Cool Roof | Cool Roof | NonEquip | 15 |  | 72.47% | Tech/Econ | 0.02772% | 207.7892 | 0 | 0
Tech | Miscellaneous | Space Heating | Packaged central unit | TRC | Existing | NE3227 | Ceiling Insulation(R30 to R38) | Ceiling Insulation(R30 to R38) | NonEquip | 20 |  | 0% | Tech/Econ | 0.07158% | 0 | 0 | 0
Tech | Miscellaneous | Space Heating | Packaged central unit | TRC | Existing | NE3175 | Ceiling Insulation(R2 to R38) | Ceiling Insulation(R2 to R38) | NonEquip | 20 |  | 0% | Tech/Econ | 4.832% | 0 | 0 | 0
Tech | Miscellaneous | Space Heating | Packaged central unit | TRC | Existing | NE3123 | Ceiling Insulation(R19 to R38) | Ceiling Insulation(R19 to R38) | NonEquip | 20 |  | 0% | Tech/Econ | 0.2684% | 0 | 0 | 0
Tech | Miscellaneous | Space Heating | Packaged central unit | TRC | Existing | NE3071 | Ceiling Insulation(R12 to R38) | Ceiling Insulation(R12 to R38) | NonEquip | 20 |  | 0% | Tech/Econ | 0.5816% | 0 | 0 | 0
Tech | Miscellaneous | Space Heating | Packaged central unit | TRC | Existing | NE2993 | Air Curtains | Air Curtains | NonEquip | 8 |  | 0% | Tech/Econ | 0.0224% | 0 | 0 | 0
Tech | Miscellaneous | Space Heating | Packaged central unit | TRC | Turnover | ET1218 | High Efficiency DX 135k- less than 240k BTU | High Efficiency DX 135k- less than 240k BTU | Equip | 15 | Packaged central unit | 94.56% | Tech/Econ | 3.03% | 31758.557 | 0 | 0
Tech | Miscellaneous | Space Heating | Packaged central unit | TRC | New | EN1244 | High Efficiency DX 135k- less than 240k BTU | High Efficiency DX 135k- less than 240k BTU | Equip | 15 | Packaged central unit | 94.56% | Tech/Econ | 3.03% | 0 | 0 | 0
Tech | Miscellaneous | Space Cooling | Packaged air conditioning units (RTUs) | TRC | New | NN5372 | Retro-Commissioning | Retro-Commissioning | NonEquip | 5 |  | 0% | Tech/Econ | 16% | 0 | 0 | 0
Tech | Miscellaneous | Space Cooling | Packaged air conditioning units (RTUs) | TRC | New | NN5164 | ENERGY STAR certified buildings program | ENERGY STAR certified buildings program | NonEquip | 20 |  | 0% | Tech/Econ | 35% | 0 | 0 | 0
Tech | Miscellaneous | Space Cooling | Packaged air conditioning units (RTUs) | TRC | New | NN4384 | Window Sun Protection | Window Sun Protection | NonEquip | 10 |  | 12.84% | Tech/Econ | 16% | 0 | 0 | 0
Tech | Miscellaneous | Space Cooling | Packaged air conditioning units (RTUs) | TRC | New | NN4358 | Waterside Economizer | Waterside Economizer | NonEquip | 20 |  | 0% | Tech/Econ | 5.556% | 0 | 0 | 0
Tech | Miscellaneous | Space Cooling | Packaged air conditioning units (RTUs) | TRC | New | NN4150 | Smart Thermostat | Smart Thermostat | NonEquip | 11 |  | 22.46% | Tech/Econ | 10% | 0 | 0 | 0
Tech | Miscellaneous | Space Cooling | Packaged air conditioning units (RTUs) | TRC | New | NN4124 | Roof Insulation | Roof Insulation | NonEquip | 20 |  | 49.96% | Tech/Econ | 0.08945% | 0 | 0 | 0
Tech | Miscellaneous | Space Cooling | Packaged air conditioning units (RTUs) | TRC | New | NN4046 | Programmable Thermostat | Programmable Thermostat | NonEquip | 11 |  | 0% | Tech/Econ | 3.6% | 0 | 0 | 0
Tech | Miscellaneous | Space Cooling | Packaged air conditioning units (RTUs) | TRC | New | NN3994 | Low U-Value Windows | Low U-Value Windows | NonEquip | 20 |  | 14.46% | Tech/Econ | 10% | 0 | 0 | 0
Tech | Miscellaneous | Space Cooling | Packaged air conditioning units (RTUs) | TRC | New | NN3916 | HVAC tune-up_RTU | HVAC tune-up_RTU | NonEquip | 5 | Packaged air conditioning units (RTUs) | 0% | Tech/Econ | 5% | 0 | 0 | 0
Tech | Miscellaneous | Space Cooling | Packaged air conditioning units (RTUs) | TRC | New | NN3890 | HVAC tune-up | HVAC tune-up | NonEquip | 5 | Residential-type central air conditioners | 0% | Tech/Econ | 5% | 0 | 0 | 0
Tech | Miscellaneous | Space Cooling | Packaged air conditioning units (RTUs) | TRC | New | NN3812 | Green Roof | Green Roof | NonEquip | 15 |  | 0.3341% | Tech/Econ | 0.1037% | 0 | 0 | 0
Tech | Miscellaneous | Space Cooling | Packaged air conditioning units (RTUs) | TRC | New | NN3682 | Facility Energy Management System | Facility Energy Management System | NonEquip | 15 |  | 6.861% | Tech/Econ | 20% | 0 | 0 | 0
Tech | Miscellaneous | Space Cooling | Packaged air conditioning units (RTUs) | TRC | New | NN3630 | Facility Commissioning | Facility Commissioning | NonEquip | 10 |  | 53.41% | Tech/Econ | 16% | 0 | 0 | 0
Tech | Miscellaneous | Space Cooling | Packaged air conditioning units (RTUs) | TRC | New | NN3604 | Energy Recovery Ventilation System (ERV) | Energy Recovery Ventilation System (ERV) | NonEquip | 15 | Packaged air conditioning units (RTUs) | 48.99% | Tech/Econ | 9.935% | 0 | 0 | 0
Tech | Miscellaneous | Space Cooling | Packaged air conditioning units (RTUs) | TRC | New | NN3526 | Duct Sealing Repair | Duct Sealing Repair | NonEquip | 15 |  | 0% | Tech/Econ | 12% | 0 | 0 | 0
Tech | Miscellaneous | Space Cooling | Packaged air conditioning units (RTUs) | TRC | New | NN3474 | Duct Insulation | Duct Insulation | NonEquip | 15 |  | 0% | Tech/Econ | 2.045% | 0 | 0 | 0
Tech | Miscellaneous | Space Cooling | Packaged air conditioning units (RTUs) | TRC | New | NN3422 | Dedicated Outdoor Air System on VRF unit | Dedicated Outdoor Air System on VRF unit | NonEquip | 15 | Residential-type central air conditioners | 0% | Tech/Econ | 17.5% | 0 | 0 | 0
Tech | Miscellaneous | Space Cooling | Packaged air conditioning units (RTUs) | TRC | New | NN3370 | Cool Roof | Cool Roof | NonEquip | 15 |  | 72.47% | Tech/Econ | 0.1918% | 0 | 0 | 0
Tech | Miscellaneous | Space Cooling | Packaged air conditioning units (RTUs) | TRC | New | NN3318 | Chilled Water System - Variable Speed Drives | Chilled Water System - Variable Speed Drives | NonEquip | 13 | Central chillers inside | 0% | Tech/Econ | 24.74% | 0 | 0 | 0
Tech | Miscellaneous | Space Cooling | Packaged air conditioning units (RTUs) | TRC | New | NN3292 | Chilled Water Controls Optimization | Chilled Water Controls Optimization | NonEquip | 10 | Central chillers inside | 0% | Tech/Econ | 12.5% | 0 | 0 | 0
Tech | Miscellaneous | Space Cooling | Packaged air conditioning units (RTUs) | TRC | New | NN3214 | Ceiling Insulation(R2 to R38) | Ceiling Insulation(R2 to R38) | NonEquip | 20 |  | 0% | Tech/Econ | 1.22% | 0 | 0 | 0
Tech | Miscellaneous | Space Cooling | Packaged air conditioning units (RTUs) | TRC | New | NN3162 | Ceiling Insulation(R19 to R38) | Ceiling Insulation(R19 to R38) | NonEquip | 20 |  | 0% | Tech/Econ | 0.06779% | 0 | 0 | 0
Tech | Miscellaneous | Space Cooling | Packaged air conditioning units (RTUs) | TRC | New | NN3110 | Ceiling Insulation(R12 to R38) | Ceiling Insulation(R12 to R38) | NonEquip | 20 |  | 0% | Tech/Econ | 0.1469% | 0 | 0 | 0
Tech | Miscellaneous | Space Cooling | Packaged air conditioning units (RTUs) | TRC | New | NN3058 | Airside Economizer | Airside Economizer | NonEquip | 10 | Packaged air conditioning units (RTUs) | 3.035% | Tech/Econ | 5.556% | 0 | 0 | 0
Tech | Miscellaneous | Space Cooling | Packaged air conditioning units (RTUs) | TRC | Existing | NE5359 | Retro-Commissioning | Retro-Commissioning | NonEquip | 5 |  | 21.99% | Tech/Econ | 16% | 63574.41 | 10.6285 | 0
Tech | Miscellaneous | Space Cooling | Packaged air conditioning units (RTUs) | TRC | Existing | NE5151 | ENERGY STAR certified buildings program | ENERGY STAR certified buildings program | NonEquip | 20 |  | 0% | Tech/Econ | 35% | 0 | 0 | 0
Tech | Miscellaneous | Space Cooling | Packaged air conditioning units (RTUs) | TRC | Existing | NE4371 | Window Sun Protection | Window Sun Protection | NonEquip | 10 |  | 12.84% | Tech/Econ | 16% | 42564.1459 | 18.2234 | -3.0372
Tech | Miscellaneous | Space Cooling | Packaged air conditioning units (RTUs) | TRC | Existing | NE4345 | Waterside Economizer | Waterside Economizer | NonEquip | 20 |  | 0% | Tech/Econ | 5.556% | 0 | 0 | 0
Tech | Miscellaneous | Space Cooling | Packaged air conditioning units (RTUs) | TRC | Existing | NE4215 | Wall Insulation | Wall Insulation | NonEquip | 20 |  | 0% | Tech/Econ | 0.5369% | 0 | 0 | 0
Tech | Miscellaneous | Space Cooling | Packaged air conditioning units (RTUs) | TRC | Existing | NE4137 | Smart Thermostat | Smart Thermostat | NonEquip | 11 |  | 22.46% | Tech/Econ | 10% | 45596.5287 | 0.54141 | 0
Tech | Miscellaneous | Space Cooling | Packaged air conditioning units (RTUs) | TRC | Existing | NE4111 | Roof Insulation | Roof Insulation | NonEquip | 20 |  | 49.96% | Tech/Econ | 0.1789% | 1556.1251 | 0.031139 | 0
Tech | Miscellaneous | Space Cooling | Packaged air conditioning units (RTUs) | TRC | Existing | NE4033 | Programmable Thermostat | Programmable Thermostat | NonEquip | 11 |  | 0% | Tech/Econ | 3.6% | 0 | 0 | 0
Tech | Miscellaneous | Space Cooling | Packaged air conditioning units (RTUs) | TRC | Existing | NE3981 | Low U-Value Windows | Low U-Value Windows | NonEquip | 20 |  | 14.46% | Tech/Econ | 46% | 149771.3445 | 51.5608 | 0
Tech | Miscellaneous | Space Cooling | Packaged air conditioning units (RTUs) | TRC | Existing | NE3903 | HVAC tune-up_RTU | HVAC tune-up_RTU | NonEquip | 5 | Packaged air conditioning units (RTUs) | 0% | Tech/Econ | 5% | 0 | 0 | 0
Tech | Miscellaneous | Space Cooling | Packaged air conditioning units (RTUs) | TRC | Existing | NE3877 | HVAC tune-up | HVAC tune-up | NonEquip | 5 | Residential-type central air conditioners | 0% | Tech/Econ | 5% | 0 | 0 | 0
Tech | Miscellaneous | Space Cooling | Packaged air conditioning units (RTUs) | TRC | Existing | NE3799 | Green Roof | Green Roof | NonEquip | 15 |  | 0.3341% | Tech/Econ | 0.1037% | 6.0246 | 0.00077735 | 0
Tech | Miscellaneous | Space Cooling | Packaged air conditioning units (RTUs) | TRC | Existing | NE3747 | Floor Insulation | Floor Insulation | NonEquip | 20 |  | 24.19% | Tech/Econ | 0.04693% | 197.4537 | 0.0039511 | 0
Tech | Miscellaneous | Space Cooling | Packaged air conditioning units (RTUs) | TRC | Existing | NE3669 | Facility Energy Management System | Facility Energy Management System | NonEquip | 15 |  | 6.861% | Tech/Econ | 20% | 28833.1895 | 6.0433 | 0
Tech | Miscellaneous | Space Cooling | Packaged air conditioning units (RTUs) | TRC | Existing | NE3591 | Energy Recovery Ventilation System (ERV) | Energy Recovery Ventilation System (ERV) | NonEquip | 15 | Packaged air conditioning units (RTUs) | 48.99% | Tech/Econ | 9.935% | 96576.557 | 141.6074 | 27.4431
Tech | Miscellaneous | Space Cooling | Packaged air conditioning units (RTUs) | TRC | Existing | NE3513 | Duct Sealing Repair | Duct Sealing Repair | NonEquip | 15 |  | 0% | Tech/Econ | 12% | 0 | 0 | 0
Tech | Miscellaneous | Space Cooling | Packaged air conditioning units (RTUs) | TRC | Existing | NE3461 | Duct Insulation | Duct Insulation | NonEquip | 15 |  | 0% | Tech/Econ | 2.045% | 0 | 0 | 0
Tech | Miscellaneous | Space Cooling | Packaged air conditioning units (RTUs) | TRC | Existing | NE3409 | Dedicated Outdoor Air System on VRF unit | Dedicated Outdoor Air System on VRF unit | NonEquip | 15 | Residential-type central air conditioners | 0% | Tech/Econ | 17.5% | 0 | 0 | 0
Tech | Miscellaneous | Space Cooling | Packaged air conditioning units (RTUs) | TRC | Existing | NE3357 | Cool Roof | Cool Roof | NonEquip | 15 |  | 72.47% | Tech/Econ | 0.1918% | 2423.8052 | 0.31274 | 0
Tech | Miscellaneous | Space Cooling | Packaged air conditioning units (RTUs) | TRC | Existing | NE3305 | Chilled Water System - Variable Speed Drives | Chilled Water System - Variable Speed Drives | NonEquip | 13 | Central chillers inside | 0% | Tech/Econ | 24.74% | 0 | 0 | 0
Tech | Miscellaneous | Space Cooling | Packaged air conditioning units (RTUs) | TRC | Existing | NE3279 | Chilled Water Controls Optimization | Chilled Water Controls Optimization | NonEquip | 10 | Central chillers inside | 0% | Tech/Econ | 12.5% | 0 | 0 | 0
Tech | Miscellaneous | Space Cooling | Packaged air conditioning units (RTUs) | TRC | Existing | NE3201 | Ceiling Insulation(R2 to R38) | Ceiling Insulation(R2 to R38) | NonEquip | 20 |  | 0% | Tech/Econ | 1.22% | 0 | 0 | 0
Tech | Miscellaneous | Space Cooling | Packaged air conditioning units (RTUs) | TRC | Existing | NE3149 | Ceiling Insulation(R19 to R38) | Ceiling Insulation(R19 to R38) | NonEquip | 20 |  | 0% | Tech/Econ | 0.06779% | 0 | 0 | 0
Tech | Miscellaneous | Space Cooling | Packaged air conditioning units (RTUs) | TRC | Existing | NE3097 | Ceiling Insulation(R12 to R38) | Ceiling Insulation(R12 to R38) | NonEquip | 20 |  | 0% | Tech/Econ | 0.1469% | 0 | 0 | 0
Tech | Miscellaneous | Space Cooling | Packaged air conditioning units (RTUs) | TRC | Existing | NE3045 | Airside Economizer | Airside Economizer | NonEquip | 10 | Packaged air conditioning units (RTUs) | 3.035% | Tech/Econ | 5.556% | 3182.754 | -0.53316 | 5.3467e-06
Tech | Miscellaneous | Space Cooling | Packaged air conditioning units (RTUs) | TRC | Turnover | ET1179 | High Efficiency DX 135k- less than 240k BTU | High Efficiency DX 135k- less than 240k BTU | Equip | 15 | Packaged air conditioning units (RTUs) | 94.56% | Tech/Econ | 4.348% | 77477.8782 | 32.0382 | 0
Tech | Miscellaneous | Space Cooling | Packaged air conditioning units (RTUs) | TRC | New | EN1205 | High Efficiency DX 135k- less than 240k BTU | High Efficiency DX 135k- less than 240k BTU | Equip | 15 | Packaged air conditioning units (RTUs) | 94.56% | Tech/Econ | 4.348% | 0 | 0 | 0
Tech | Miscellaneous | Interior Lighting | Overhead (fluorescent/LED/CFL U-shape) | TRC | New | NN5268 | Retro-Commissioning | Retro-Commissioning | NonEquip | 5 |  | 0% | Tech/Econ | 16% | 0 | 0 | 0
Tech | Miscellaneous | Interior Lighting | Overhead (fluorescent/LED/CFL U-shape) | TRC | New | NN5008 | ENERGY STAR certified buildings program | ENERGY STAR certified buildings program | NonEquip | 20 |  | 0% | Tech/Econ | 35% | 0 | 0 | 0
Tech | Miscellaneous | Interior Lighting | Overhead (fluorescent/LED/CFL U-shape) | TRC | New | NN4436 | Interior Lighting Controls | Interior Lighting Controls | NonEquip | 8 | Overhead (fluorescent/LED/CFL U-shape) | 15.09% | Tech/Econ | 28% | 0 | 0 | 0
Tech | Miscellaneous | Interior Lighting | Overhead (fluorescent/LED/CFL U-shape) | TRC | New | NN4410 | Bi-Level Lighting Control (Interior) | Bi-Level Lighting Control (Interior) | NonEquip | 8 | Overhead (fluorescent/LED/CFL U-shape) | 22.45% | Tech/Econ | 31% | 0 | 0 | 0
Tech | Miscellaneous | Interior Lighting | Overhead (fluorescent/LED/CFL U-shape) | TRC | New | NN3708 | Facility Energy Management System | Facility Energy Management System | NonEquip | 15 |  | 6.861% | Tech/Econ | 24% | 0 | 0 | 0
Tech | Miscellaneous | Interior Lighting | Overhead (fluorescent/LED/CFL U-shape) | TRC | Existing | NE5255 | Retro-Commissioning | Retro-Commissioning | NonEquip | 5 |  | 21.99% | Tech/Econ | 16% | 116613.9798 | 19.4957 | 60.4445
Tech | Miscellaneous | Interior Lighting | Overhead (fluorescent/LED/CFL U-shape) | TRC | Existing | NE4995 | ENERGY STAR certified buildings program | ENERGY STAR certified buildings program | NonEquip | 20 |  | 0% | Tech/Econ | 35% | 0 | 0 | 0
Tech | Miscellaneous | Interior Lighting | Overhead (fluorescent/LED/CFL U-shape) | TRC | Existing | NE4423 | Interior Lighting Controls | Interior Lighting Controls | NonEquip | 8 | Overhead (fluorescent/LED/CFL U-shape) | 15.09% | Tech/Econ | 28% | 149658.4207 | 0 | 0
Tech | Miscellaneous | Interior Lighting | Overhead (fluorescent/LED/CFL U-shape) | TRC | Existing | NE4397 | Bi-Level Lighting Control (Interior) | Bi-Level Lighting Control (Interior) | NonEquip | 8 | Overhead (fluorescent/LED/CFL U-shape) | 22.45% | Tech/Econ | 31% | 265063.3291 | 0.72876 | 0
Tech | Miscellaneous | Interior Lighting | Overhead (fluorescent/LED/CFL U-shape) | TRC | Existing | NE3695 | Facility Energy Management System | Facility Energy Management System | NonEquip | 15 |  | 6.861% | Tech/Econ | 24% | 55492.7844 | 11.6309 | 1.0002
Tech | Miscellaneous | Interior Lighting | Overhead (fluorescent/LED/CFL U-shape) | TRC | Turnover | ET1803 | Premium T8 - Lamp Replacement | Premium T8 - Lamp Replacement | Equip | 8 | Overhead (fluorescent/LED/CFL U-shape) | 0% | Tech/Econ | 12.5% | 0 | 0 | 0
Tech | Miscellaneous | Interior Lighting | Overhead (fluorescent/LED/CFL U-shape) | TRC | Turnover | ET1764 | Premium T8 - Fixture Replacement | Premium T8 - Fixture Replacement | Equip | 8 | Overhead (fluorescent/LED/CFL U-shape) | 0% | Tech/Econ | 12.5% | 0 | 0 | 0
Tech | Miscellaneous | Interior Lighting | Overhead (fluorescent/LED/CFL U-shape) | TRC | Turnover | ET1725 | LED Linear - Lamp Replacement | LED Linear - Lamp Replacement | Equip | 15 | Overhead (fluorescent/LED/CFL U-shape) | 2.678% | Tech/Econ | 25.43% | 23102.8472 | 5.5807 | 1.2813
Tech | Miscellaneous | Interior Lighting | Overhead (fluorescent/LED/CFL U-shape) | TRC | Turnover | ET1686 | LED Linear - Fixture Replacement | LED Linear - Fixture Replacement | Equip | 15 | Overhead (fluorescent/LED/CFL U-shape) | 24.1% | Tech/Econ | 50.28% | 525100.2806 | 127.2864 | 29.1184
Tech | Miscellaneous | Interior Lighting | Overhead (fluorescent/LED/CFL U-shape) | TRC | New | EN1829 | Premium T8 - Lamp Replacement | Premium T8 - Lamp Replacement | Equip | 8 | Overhead (fluorescent/LED/CFL U-shape) | 0% | Tech/Econ | 12.5% | 0 | 0 | 0
Tech | Miscellaneous | Interior Lighting | Overhead (fluorescent/LED/CFL U-shape) | TRC | New | EN1790 | Premium T8 - Fixture Replacement | Premium T8 - Fixture Replacement | Equip | 8 | Overhead (fluorescent/LED/CFL U-shape) | 0% | Tech/Econ | 12.5% | 0 | 0 | 0
Tech | Miscellaneous | Interior Lighting | Overhead (fluorescent/LED/CFL U-shape) | TRC | New | EN1751 | LED Linear - Lamp Replacement | LED Linear - Lamp Replacement | Equip | 15 | Overhead (fluorescent/LED/CFL U-shape) | 0% | Tech/Econ | 25.43% | 0 | 0 | 0
Tech | Miscellaneous | Interior Lighting | Overhead (fluorescent/LED/CFL U-shape) | TRC | New | EN1712 | LED Linear - Fixture Replacement | LED Linear - Fixture Replacement | Equip | 15 | Overhead (fluorescent/LED/CFL U-shape) | 0% | Tech/Econ | 50.28% | 0 | 0 | 0
Tech | Miscellaneous | Cooking | Oven | TRC | New | NN5086 | ENERGY STAR certified buildings program | ENERGY STAR certified buildings program | NonEquip | 20 |  | 0% | Tech/Econ | 35% | 0 | 0 | 0
Tech | Miscellaneous | Cooking | Oven | TRC | Existing | NE5073 | ENERGY STAR certified buildings program | ENERGY STAR certified buildings program | NonEquip | 20 |  | 0% | Tech/Econ | 35% | 0 | 0 | 0
Tech | Miscellaneous | Cooking | Oven | TRC | Turnover | ET48 | Energy Star Commercial Oven | Energy Star Commercial Oven | Equip | 12 | Oven | 0% | Tech/Econ | 34.83% | 0 | 0 | 0
Tech | Miscellaneous | Cooking | Oven | TRC | New | EN74 | Energy Star Commercial Oven | Energy Star Commercial Oven | Equip | 12 | Oven | 0% | Tech/Econ | 34.83% | 0 | 0 | 0
Tech | Miscellaneous | Miscellaneous | Others | TRC | New | NN5450 | Retro-Commissioning | Retro-Commissioning | NonEquip | 5 |  | 0% | Tech/Econ | 16% | 0 | 0 | 0
Tech | Miscellaneous | Miscellaneous | Others | TRC | New | NN5242 | ENERGY STAR certified buildings program | ENERGY STAR certified buildings program | NonEquip | 20 |  | 0% | Tech/Econ | 35% | 0 | 0 | 0
Tech | Miscellaneous | Miscellaneous | Others | TRC | New | NN4540 | VSD Controlled Compressor | VSD Controlled Compressor | NonEquip | 15 | Others | 23.37% | Tech/Econ | 20.79% | 0 | 0 | 0
Tech | Miscellaneous | Miscellaneous | Others | TRC | New | NN4514 | Regenerative Drive Elevator Motor | Regenerative Drive Elevator Motor | NonEquip | 13 | Elevators/Escalators | 0% | Tech/Econ | 6.211% | 0 | 0 | 0
Tech | Miscellaneous | Miscellaneous | Others | TRC | New | NN4488 | Engine Block Timer | Engine Block Timer | NonEquip | 5 | Others | 0% | Tech/Econ | 36% | 0 | 0 | 0
Tech | Miscellaneous | Miscellaneous | Others | TRC | New | NN4462 | Efficient Motor Belts | Efficient Motor Belts | NonEquip | 10 | Others | 4.793% | Tech/Econ | 1.105% | 0 | 0 | 0
Tech | Miscellaneous | Miscellaneous | Others | TRC | Existing | NE5437 | Retro-Commissioning | Retro-Commissioning | NonEquip | 5 |  | 21.99% | Tech/Econ | 16% | 157848.0022 | 26.3893 | 81.8173
Tech | Miscellaneous | Miscellaneous | Others | TRC | Existing | NE5229 | ENERGY STAR certified buildings program | ENERGY STAR certified buildings program | NonEquip | 20 |  | 0% | Tech/Econ | 35% | 0 | 0 | 0
Tech | Miscellaneous | Miscellaneous | Others | TRC | Existing | NE4527 | VSD Controlled Compressor | VSD Controlled Compressor | NonEquip | 15 | Others | 23.37% | Tech/Econ | 20.79% | 229092.3238 | 34.5435 | 16.1678
Tech | Miscellaneous | Miscellaneous | Others | TRC | Existing | NE4501 | Regenerative Drive Elevator Motor | Regenerative Drive Elevator Motor | NonEquip | 13 | Elevators/Escalators | 0% | Tech/Econ | 6.211% | 0 | 0 | 0
Tech | Miscellaneous | Miscellaneous | Others | TRC | Existing | NE4475 | Engine Block Timer | Engine Block Timer | NonEquip | 5 | Others | 0% | Tech/Econ | 36% | 0 | 0 | 0
Tech | Miscellaneous | Miscellaneous | Others | TRC | Existing | NE4449 | Efficient Motor Belts | Efficient Motor Belts | NonEquip | 10 | Others | 4.793% | Tech/Econ | 1.105% | 2292.3533 | 0.31425 | 0.077596
Tech | Miscellaneous | Miscellaneous | Others | TRC | Turnover | ET1920 | ENERGY STAR Water Cooler | ENERGY STAR Water Cooler | Equip | 10 | Others | 0% | Tech/Econ | 68.49% | 0 | 0 | 0
Tech | Miscellaneous | Miscellaneous | Others | TRC | Turnover | ET1881 | ENERGY STAR Commercial Clothes Washer | ENERGY STAR Commercial Clothes Washer | Equip | 7 | Others | 0% | Tech/Econ | 27.27% | 0 | 0 | 0
Tech | Miscellaneous | Miscellaneous | Others | TRC | Turnover | ET1842 | Efficient Battery Charger | Efficient Battery Charger | Equip | 7 | Others | 0% | Tech/Econ | 13.68% | 0 | 0 | 0
Tech | Miscellaneous | Miscellaneous | Others | TRC | New | EN1946 | ENERGY STAR Water Cooler | ENERGY STAR Water Cooler | Equip | 10 | Others | 0% | Tech/Econ | 68.49% | 0 | 0 | 0
Tech | Miscellaneous | Miscellaneous | Others | TRC | New | EN1907 | ENERGY STAR Commercial Clothes Washer | ENERGY STAR Commercial Clothes Washer | Equip | 7 | Others | 0% | Tech/Econ | 27.27% | 0 | 0 | 0
Tech | Miscellaneous | Miscellaneous | Others | TRC | New | EN1868 | Efficient Battery Charger | Efficient Battery Charger | Equip | 7 | Others | 0% | Tech/Econ | 13.68% | 0 | 0 | 0
Tech | Miscellaneous | Office Equipment | Other office | TRC | New | NN5060 | ENERGY STAR certified buildings program | ENERGY STAR certified buildings program | NonEquip | 20 |  | 0% | Tech/Econ | 35% | 0 | 0 | 0
Tech | Miscellaneous | Office Equipment | Other office | TRC | New | NN4592 | Smart Strip Plug Outlet | Smart Strip Plug Outlet | NonEquip | 4 |  | 43.9% | Tech/Econ | 1.187% | 0 | 0 | 0
Tech | Miscellaneous | Office Equipment | Other office | TRC | New | NN4566 | Network PC Power Management | Network PC Power Management | NonEquip | 5 | Computers | 0% | Tech/Econ | 56.5% | 0 | 0 | 0
Tech | Miscellaneous | Office Equipment | Other office | TRC | Existing | NE5047 | ENERGY STAR certified buildings program | ENERGY STAR certified buildings program | NonEquip | 20 |  | 0% | Tech/Econ | 35% | 0 | 0 | 0
Tech | Miscellaneous | Office Equipment | Other office | TRC | Existing | NE4579 | Smart Strip Plug Outlet | Smart Strip Plug Outlet | NonEquip | 4 |  | 43.9% | Tech/Econ | 1.187% | 934.9889 | 0.13903 | 0
Tech | Miscellaneous | Office Equipment | Other office | TRC | Existing | NE4553 | Network PC Power Management | Network PC Power Management | NonEquip | 5 | Computers | 0% | Tech/Econ | 56.5% | 0 | 0 | 0
Tech | Miscellaneous | Office Equipment | Other office | TRC | Turnover | ET2265 | Energy Star Uninterruptable Power Supply | Energy Star Uninterruptable Power Supply | Equip | 10 | Other office | 22.4% | Tech/Econ | 1.878% | 757.966 | 0.086526 | 0.086526
Tech | Miscellaneous | Office Equipment | Other office | TRC | New | EN2291 | Energy Star Uninterruptable Power Supply | Energy Star Uninterruptable Power Supply | Equip | 10 | Other office | 22.4% | Tech/Econ | 1.878% | 0 | 0 | 0
Tech | Miscellaneous | Ventilation and Circulation | Motor/Fan | TRC | New | NN5398 | Retro-Commissioning | Retro-Commissioning | NonEquip | 5 |  | 0% | Tech/Econ | 16% | 0 | 0 | 0
Tech | Miscellaneous | Ventilation and Circulation | Motor/Fan | TRC | New | NN5190 | ENERGY STAR certified buildings program | ENERGY STAR certified buildings program | NonEquip | 20 |  | 0% | Tech/Econ | 35% | 0 | 0 | 0
Tech | Miscellaneous | Ventilation and Circulation | Motor/Fan | TRC | New | NN4982 | VAV System | VAV System | NonEquip | 10 |  | 0% | Tech/Econ | 30% | 0 | 0 | 0
Tech | Miscellaneous | Ventilation and Circulation | Motor/Fan | TRC | New | NN4956 | Demand Controlled Ventilation | Demand Controlled Ventilation | NonEquip | 10 |  | 23.39% | Tech/Econ | 3.192% | 0 | 0 | 0
Tech | Miscellaneous | Ventilation and Circulation | Motor/Fan | TRC | New | NN4930 | CO Sensors for Parking Garage Exhaust | CO Sensors for Parking Garage Exhaust | NonEquip | 15 | Motor/Fan | 0% | Tech/Econ | 33% | 0 | 0 | 0
Tech | Miscellaneous | Ventilation and Circulation | Motor/Fan | TRC | Existing | NE5385 | Retro-Commissioning | Retro-Commissioning | NonEquip | 5 |  | 21.99% | Tech/Econ | 16% | 31.1282 | 0.0052041 | 0.016135
Tech | Miscellaneous | Ventilation and Circulation | Motor/Fan | TRC | Existing | NE5177 | ENERGY STAR certified buildings program | ENERGY STAR certified buildings program | NonEquip | 20 |  | 0% | Tech/Econ | 35% | 0 | 0 | 0
Tech | Miscellaneous | Ventilation and Circulation | Motor/Fan | TRC | Existing | NE4969 | VAV System | VAV System | NonEquip | 10 |  | 0% | Tech/Econ | 30% | 0 | 0 | 0
Tech | Miscellaneous | Ventilation and Circulation | Motor/Fan | TRC | Existing | NE4943 | Demand Controlled Ventilation | Demand Controlled Ventilation | NonEquip | 10 |  | 23.39% | Tech/Econ | 3.192% | 6.6555 | 0.00069294 | 0.0039012
Tech | Miscellaneous | Ventilation and Circulation | Motor/Fan | TRC | Existing | NE4917 | CO Sensors for Parking Garage Exhaust | CO Sensors for Parking Garage Exhaust | NonEquip | 15 | Motor/Fan | 0% | Tech/Econ | 33% | 0 | 0 | 0
Tech | Miscellaneous | Ventilation and Circulation | Motor/Fan | TRC | Turnover | ET2694 | High Speed Fans | High Speed Fans | Equip | 7 | Motor/Fan | 14.03% | Tech/Econ | 10.99% | 13.9499 | 0.0019416 | 0.00017786
Tech | Miscellaneous | Ventilation and Circulation | Motor/Fan | TRC | Turnover | ET2655 | 10HP Open Drip-Proof(ODP) Motor | 10HP Open Drip-Proof(ODP) Motor | Equip | 15 | Motor/Fan | 0% | Tech/Econ | 1.079% | 0 | 0 | 0
Tech | Miscellaneous | Ventilation and Circulation | Motor/Fan | TRC | New | EN2720 | High Speed Fans | High Speed Fans | Equip | 7 | Motor/Fan | 14.03% | Tech/Econ | 10.99% | 0 | 0 | 0
Tech | Miscellaneous | Ventilation and Circulation | Motor/Fan | TRC | New | EN2681 | 10HP Open Drip-Proof(ODP) Motor | 10HP Open Drip-Proof(ODP) Motor | Equip | 15 | Motor/Fan | 0% | Tech/Econ | 1.079% | 0 | 0 | 0
Tech | Miscellaneous | Miscellaneous | Medical equipment | TRC | New | NN5450 | Retro-Commissioning | Retro-Commissioning | NonEquip | 5 |  | 0% | Tech/Econ | 16% | 0 | 0 | 0
Tech | Miscellaneous | Miscellaneous | Medical equipment | TRC | New | NN5242 | ENERGY STAR certified buildings program | ENERGY STAR certified buildings program | NonEquip | 20 |  | 0% | Tech/Econ | 35% | 0 | 0 | 0
Tech | Miscellaneous | Miscellaneous | Medical equipment | TRC | New | NN4540 | VSD Controlled Compressor | VSD Controlled Compressor | NonEquip | 15 | Others | 0% | Tech/Econ | 20.79% | 0 | 0 | 0
Tech | Miscellaneous | Miscellaneous | Medical equipment | TRC | New | NN4514 | Regenerative Drive Elevator Motor | Regenerative Drive Elevator Motor | NonEquip | 13 | Elevators/Escalators | 0% | Tech/Econ | 6.211% | 0 | 0 | 0
Tech | Miscellaneous | Miscellaneous | Medical equipment | TRC | New | NN4488 | Engine Block Timer | Engine Block Timer | NonEquip | 5 | Others | 0% | Tech/Econ | 36% | 0 | 0 | 0
Tech | Miscellaneous | Miscellaneous | Medical equipment | TRC | New | NN4462 | Efficient Motor Belts | Efficient Motor Belts | NonEquip | 10 | Others | 0% | Tech/Econ | 1.105% | 0 | 0 | 0
Tech | Miscellaneous | Miscellaneous | Medical equipment | TRC | Existing | NE5437 | Retro-Commissioning | Retro-Commissioning | NonEquip | 5 |  | 21.99% | Tech/Econ | 16% | 0 | 0 | 0
Tech | Miscellaneous | Miscellaneous | Medical equipment | TRC | Existing | NE5229 | ENERGY STAR certified buildings program | ENERGY STAR certified buildings program | NonEquip | 20 |  | 0% | Tech/Econ | 35% | 0 | 0 | 0
Tech | Miscellaneous | Miscellaneous | Medical equipment | TRC | Existing | NE4527 | VSD Controlled Compressor | VSD Controlled Compressor | NonEquip | 15 | Others | 0% | Tech/Econ | 20.79% | 0 | 0 | 0
Tech | Miscellaneous | Miscellaneous | Medical equipment | TRC | Existing | NE4501 | Regenerative Drive Elevator Motor | Regenerative Drive Elevator Motor | NonEquip | 13 | Elevators/Escalators | 0% | Tech/Econ | 6.211% | 0 | 0 | 0
Tech | Miscellaneous | Miscellaneous | Medical equipment | TRC | Existing | NE4475 | Engine Block Timer | Engine Block Timer | NonEquip | 5 | Others | 0% | Tech/Econ | 36% | 0 | 0 | 0
Tech | Miscellaneous | Miscellaneous | Medical equipment | TRC | Existing | NE4449 | Efficient Motor Belts | Efficient Motor Belts | NonEquip | 10 | Others | 0% | Tech/Econ | 1.105% | 0 | 0 | 0
Tech | Miscellaneous | Refrigeration | Large cold storage | TRC | New | NN5320 | Retro-Commissioning | Retro-Commissioning | NonEquip | 5 |  | 0% | Tech/Econ | 16% | 0 | 0 | 0
Tech | Miscellaneous | Refrigeration | Large cold storage | TRC | New | NN5112 | ENERGY STAR certified buildings program | ENERGY STAR certified buildings program | NonEquip | 20 |  | 0% | Tech/Econ | 35% | 0 | 0 | 0
Tech | Miscellaneous | Refrigeration | Large cold storage | TRC | New | NN4904 | Strip Curtains for Walk-ins | Strip Curtains for Walk-ins | NonEquip | 4 | Walk-in cooler | 0% | Tech/Econ | 2.115% | 0 | 0 | 0
Tech | Miscellaneous | Refrigeration | Large cold storage | TRC | New | NN4878 | Refrigerated Display Case Lighting Controls | Refrigerated Display Case Lighting Controls | NonEquip | 8 | Display cases | 0% | Tech/Econ | 0.9365% | 0 | 0 | 0
Tech | Miscellaneous | Refrigeration | Large cold storage | TRC | New | NN4852 | PSC to ECM Evaporator Fan Motor (Walk-In, Refrigerator) | PSC to ECM Evaporator Fan Motor (Walk-In, Refrigerator) | NonEquip | 15 | Walk-in cooler | 0% | Tech/Econ | 37.5% | 0 | 0 | 0
Tech | Miscellaneous | Refrigeration | Large cold storage | TRC | New | NN4826 | PSC to ECM Evaporator Fan Motor (Reach-In) | PSC to ECM Evaporator Fan Motor (Reach-In) | NonEquip | 15 | Display cases | 0% | Tech/Econ | 37.5% | 0 | 0 | 0
Tech | Miscellaneous | Refrigeration | Large cold storage | TRC | New | NN4800 | Night Covers for Display Cases | Night Covers for Display Cases | NonEquip | 5 | Display cases | 0% | Tech/Econ | 1.877% | 0 | 0 | 0
Tech | Miscellaneous | Refrigeration | Large cold storage | TRC | New | NN4774 | High R-Value Glass Doors | High R-Value Glass Doors | NonEquip | 12 | Display cases | 0% | Tech/Econ | 0% | 0 | 0 | 0
Tech | Miscellaneous | Refrigeration | Large cold storage | TRC | New | NN4748 | High Efficiency Refrigeration Compressor | High Efficiency Refrigeration Compressor | NonEquip | 13 | Display cases | 0% | Tech/Econ | 6.922% | 0 | 0 | 0
Tech | Miscellaneous | Refrigeration | Large cold storage | TRC | New | NN4722 | Freezer-Cooler Replacement Gaskets | Freezer-Cooler Replacement Gaskets | NonEquip | 4 | Display cases | 0% | Tech/Econ | 0% | 0 | 0 | 0
Tech | Miscellaneous | Refrigeration | Large cold storage | TRC | New | NN4696 | Floating Head Pressure Controls | Floating Head Pressure Controls | NonEquip | 15 |  | 0% | Tech/Econ | 6.05% | 0 | 0 | 0
Tech | Miscellaneous | Refrigeration | Large cold storage | TRC | New | NN4670 | Demand Defrost | Demand Defrost | NonEquip | 10 | Walk-in cooler | 0% | Tech/Econ | 30% | 0 | 0 | 0
Tech | Miscellaneous | Refrigeration | Large cold storage | TRC | New | NN4644 | Automatic Door Closer for Walk-in Coolers and Freezers | Automatic Door Closer for Walk-in Coolers and Freezers | NonEquip | 8 | Walk-in cooler | 0% | Tech/Econ | 3.131% | 0 | 0 | 0
Tech | Miscellaneous | Refrigeration | Large cold storage | TRC | New | NN4618 | Anti-Sweat Controls | Anti-Sweat Controls | NonEquip | 8 | Display cases | 0% | Tech/Econ | 85% | 0 | 0 | 0
Tech | Miscellaneous | Refrigeration | Large cold storage | TRC | Existing | NE5307 | Retro-Commissioning | Retro-Commissioning | NonEquip | 5 |  | 21.99% | Tech/Econ | 16% | 1.5894 | 0.00026571 | 0.00082381
Tech | Miscellaneous | Refrigeration | Large cold storage | TRC | Existing | NE5099 | ENERGY STAR certified buildings program | ENERGY STAR certified buildings program | NonEquip | 20 |  | 0% | Tech/Econ | 35% | 0 | 0 | 0
Tech | Miscellaneous | Refrigeration | Large cold storage | TRC | Existing | NE4891 | Strip Curtains for Walk-ins | Strip Curtains for Walk-ins | NonEquip | 4 | Walk-in cooler | 0% | Tech/Econ | 2.115% | 0 | 0 | 0
Tech | Miscellaneous | Refrigeration | Large cold storage | TRC | Existing | NE4865 | Refrigerated Display Case Lighting Controls | Refrigerated Display Case Lighting Controls | NonEquip | 8 | Display cases | 0% | Tech/Econ | 2.524% | 0 | 0 | 0
Tech | Miscellaneous | Refrigeration | Large cold storage | TRC | Existing | NE4839 | PSC to ECM Evaporator Fan Motor (Walk-In, Refrigerator) | PSC to ECM Evaporator Fan Motor (Walk-In, Refrigerator) | NonEquip | 15 | Walk-in cooler | 0% | Tech/Econ | 37.5% | 0 | 0 | 0
Tech | Miscellaneous | Refrigeration | Large cold storage | TRC | Existing | NE4813 | PSC to ECM Evaporator Fan Motor (Reach-In) | PSC to ECM Evaporator Fan Motor (Reach-In) | NonEquip | 15 | Display cases | 0% | Tech/Econ | 37.5% | 0 | 0 | 0
Tech | Miscellaneous | Refrigeration | Large cold storage | TRC | Existing | NE4787 | Night Covers for Display Cases | Night Covers for Display Cases | NonEquip | 5 | Display cases | 0% | Tech/Econ | 1.877% | 0 | 0 | 0
Tech | Miscellaneous | Refrigeration | Large cold storage | TRC | Existing | NE4761 | High R-Value Glass Doors | High R-Value Glass Doors | NonEquip | 12 | Display cases | 0% | Tech/Econ | 23.81% | 0 | 0 | 0
Tech | Miscellaneous | Refrigeration | Large cold storage | TRC | Existing | NE4735 | High Efficiency Refrigeration Compressor | High Efficiency Refrigeration Compressor | NonEquip | 13 | Display cases | 0% | Tech/Econ | 6.922% | 0 | 0 | 0
Tech | Miscellaneous | Refrigeration | Large cold storage | TRC | Existing | NE4709 | Freezer-Cooler Replacement Gaskets | Freezer-Cooler Replacement Gaskets | NonEquip | 4 | Display cases | 0% | Tech/Econ | 3.131% | 0 | 0 | 0
Tech | Miscellaneous | Refrigeration | Large cold storage | TRC | Existing | NE4683 | Floating Head Pressure Controls | Floating Head Pressure Controls | NonEquip | 15 |  | 0% | Tech/Econ | 6.05% | 0 | 0 | 0
Tech | Miscellaneous | Refrigeration | Large cold storage | TRC | Existing | NE4657 | Demand Defrost | Demand Defrost | NonEquip | 10 | Walk-in cooler | 0% | Tech/Econ | 30% | 0 | 0 | 0
Tech | Miscellaneous | Refrigeration | Large cold storage | TRC | Existing | NE4631 | Automatic Door Closer for Walk-in Coolers and Freezers | Automatic Door Closer for Walk-in Coolers and Freezers | NonEquip | 8 | Walk-in cooler | 0% | Tech/Econ | 3.131% | 0 | 0 | 0
Tech | Miscellaneous | Refrigeration | Large cold storage | TRC | Existing | NE4605 | Anti-Sweat Controls | Anti-Sweat Controls | NonEquip | 8 | Display cases | 0% | Tech/Econ | 85% | 0 | 0 | 0
Tech | Miscellaneous | Miscellaneous | Laboratory equipment | TRC | New | NN5450 | Retro-Commissioning | Retro-Commissioning | NonEquip | 5 |  | 0% | Tech/Econ | 16% | 0 | 0 | 0
Tech | Miscellaneous | Miscellaneous | Laboratory equipment | TRC | New | NN5242 | ENERGY STAR certified buildings program | ENERGY STAR certified buildings program | NonEquip | 20 |  | 0% | Tech/Econ | 35% | 0 | 0 | 0
Tech | Miscellaneous | Miscellaneous | Laboratory equipment | TRC | New | NN4540 | VSD Controlled Compressor | VSD Controlled Compressor | NonEquip | 15 | Others | 0% | Tech/Econ | 20.79% | 0 | 0 | 0
Tech | Miscellaneous | Miscellaneous | Laboratory equipment | TRC | New | NN4514 | Regenerative Drive Elevator Motor | Regenerative Drive Elevator Motor | NonEquip | 13 | Elevators/Escalators | 0% | Tech/Econ | 6.211% | 0 | 0 | 0
Tech | Miscellaneous | Miscellaneous | Laboratory equipment | TRC | New | NN4488 | Engine Block Timer | Engine Block Timer | NonEquip | 5 | Others | 0% | Tech/Econ | 36% | 0 | 0 | 0
Tech | Miscellaneous | Miscellaneous | Laboratory equipment | TRC | New | NN4462 | Efficient Motor Belts | Efficient Motor Belts | NonEquip | 10 | Others | 0% | Tech/Econ | 1.105% | 0 | 0 | 0
Tech | Miscellaneous | Miscellaneous | Laboratory equipment | TRC | Existing | NE5437 | Retro-Commissioning | Retro-Commissioning | NonEquip | 5 |  | 21.99% | Tech/Econ | 16% | 0 | 0 | 0
Tech | Miscellaneous | Miscellaneous | Laboratory equipment | TRC | Existing | NE5229 | ENERGY STAR certified buildings program | ENERGY STAR certified buildings program | NonEquip | 20 |  | 0% | Tech/Econ | 35% | 0 | 0 | 0
Tech | Miscellaneous | Miscellaneous | Laboratory equipment | TRC | Existing | NE4527 | VSD Controlled Compressor | VSD Controlled Compressor | NonEquip | 15 | Others | 0% | Tech/Econ | 20.79% | 0 | 0 | 0
Tech | Miscellaneous | Miscellaneous | Laboratory equipment | TRC | Existing | NE4501 | Regenerative Drive Elevator Motor | Regenerative Drive Elevator Motor | NonEquip | 13 | Elevators/Escalators | 0% | Tech/Econ | 6.211% | 0 | 0 | 0
Tech | Miscellaneous | Miscellaneous | Laboratory equipment | TRC | Existing | NE4475 | Engine Block Timer | Engine Block Timer | NonEquip | 5 | Others | 0% | Tech/Econ | 36% | 0 | 0 | 0
Tech | Miscellaneous | Miscellaneous | Laboratory equipment | TRC | Existing | NE4449 | Efficient Motor Belts | Efficient Motor Belts | NonEquip | 10 | Others | 0% | Tech/Econ | 1.105% | 0 | 0 | 0
Tech | Miscellaneous | Ventilation and Circulation | Individual room ventilation | TRC | New | NN5398 | Retro-Commissioning | Retro-Commissioning | NonEquip | 5 |  | 0% | Tech/Econ | 16% | 0 | 0 | 0
Tech | Miscellaneous | Ventilation and Circulation | Individual room ventilation | TRC | New | NN5190 | ENERGY STAR certified buildings program | ENERGY STAR certified buildings program | NonEquip | 20 |  | 0% | Tech/Econ | 35% | 0 | 0 | 0
Tech | Miscellaneous | Ventilation and Circulation | Individual room ventilation | TRC | New | NN4982 | VAV System | VAV System | NonEquip | 10 |  | 0% | Tech/Econ | 30% | 0 | 0 | 0
Tech | Miscellaneous | Ventilation and Circulation | Individual room ventilation | TRC | New | NN4956 | Demand Controlled Ventilation | Demand Controlled Ventilation | NonEquip | 10 |  | 23.39% | Tech/Econ | 3.192% | 0 | 0 | 0
Tech | Miscellaneous | Ventilation and Circulation | Individual room ventilation | TRC | New | NN4930 | CO Sensors for Parking Garage Exhaust | CO Sensors for Parking Garage Exhaust | NonEquip | 15 | Motor/Fan | 0% | Tech/Econ | 33% | 0 | 0 | 0
Tech | Miscellaneous | Ventilation and Circulation | Individual room ventilation | TRC | Existing | NE5385 | Retro-Commissioning | Retro-Commissioning | NonEquip | 5 |  | 21.99% | Tech/Econ | 16% | 31.8531 | 0.0053253 | 0.01651
Tech | Miscellaneous | Ventilation and Circulation | Individual room ventilation | TRC | Existing | NE5177 | ENERGY STAR certified buildings program | ENERGY STAR certified buildings program | NonEquip | 20 |  | 0% | Tech/Econ | 35% | 0 | 0 | 0
Tech | Miscellaneous | Ventilation and Circulation | Individual room ventilation | TRC | Existing | NE4969 | VAV System | VAV System | NonEquip | 10 |  | 0% | Tech/Econ | 30% | 0 | 0 | 0
Tech | Miscellaneous | Ventilation and Circulation | Individual room ventilation | TRC | Existing | NE4943 | Demand Controlled Ventilation | Demand Controlled Ventilation | NonEquip | 10 |  | 23.39% | Tech/Econ | 3.192% | 6.5218 | 0.00067902 | 0.0038229
Tech | Miscellaneous | Ventilation and Circulation | Individual room ventilation | TRC | Existing | NE4917 | CO Sensors for Parking Garage Exhaust | CO Sensors for Parking Garage Exhaust | NonEquip | 15 | Motor/Fan | 0% | Tech/Econ | 33% | 0 | 0 | 0
Tech | Miscellaneous | Space Heating | Individual room heating | TRC | New | NN5346 | Retro-Commissioning | Retro-Commissioning | NonEquip | 5 |  | 0% | Tech/Econ | 16% | 0 | 0 | 0
Tech | Miscellaneous | Space Heating | Individual room heating | TRC | New | NN5138 | ENERGY STAR certified buildings program | ENERGY STAR certified buildings program | NonEquip | 20 |  | 0% | Tech/Econ | 35% | 0 | 0 | 0
Tech | Miscellaneous | Space Heating | Individual room heating | TRC | New | NN4332 | Water Cooled Refrigeration Heat Recovery | Water Cooled Refrigeration Heat Recovery | NonEquip | 20 |  | 0% | Tech/Econ | 10% | 0 | 0 | 0
Tech | Miscellaneous | Space Heating | Individual room heating | TRC | New | NN4280 | Warehouse Loading Dock Seals | Warehouse Loading Dock Seals | NonEquip | 18 |  | 0% | Tech/Econ | 0.1002% | 0 | 0 | 0
Tech | Miscellaneous | Space Heating | Individual room heating | TRC | New | NN4254 | Wall Insulation | Wall Insulation | NonEquip | 20 |  | 0% | Tech/Econ | 0% | 0 | 0 | 0
Tech | Miscellaneous | Space Heating | Individual room heating | TRC | New | NN4176 | Smart Thermostat | Smart Thermostat | NonEquip | 11 |  | 22.46% | Tech/Econ | 10% | 0 | 0 | 0
Tech | Miscellaneous | Space Heating | Individual room heating | TRC | New | NN4098 | Roof Insulation | Roof Insulation | NonEquip | 20 |  | 49.96% | Tech/Econ | 0.321% | 0 | 0 | 0
Tech | Miscellaneous | Space Heating | Individual room heating | TRC | New | NN4072 | Programmable Thermostat | Programmable Thermostat | NonEquip | 11 |  | 0% | Tech/Econ | 3.6% | 0 | 0 | 0
Tech | Miscellaneous | Space Heating | Individual room heating | TRC | New | NN4020 | Low U-Value Windows | Low U-Value Windows | NonEquip | 20 |  | 14.46% | Tech/Econ | 10% | 0 | 0 | 0
Tech | Miscellaneous | Space Heating | Individual room heating | TRC | New | NN3942 | Infiltration Reduction - Air Sealing | Infiltration Reduction - Air Sealing | NonEquip | 11 |  | 0% | Tech/Econ | 0.05008% | 0 | 0 | 0
Tech | Miscellaneous | Space Heating | Individual room heating | TRC | New | NN3864 | Hotel Card Energy Control Systems | Hotel Card Energy Control Systems | NonEquip | 15 |  | 0% | Tech/Econ | 0% | 0 | 0 | 0
Tech | Miscellaneous | Space Heating | Individual room heating | TRC | New | NN3786 | Green Roof | Green Roof | NonEquip | 15 |  | 0.3341% | Tech/Econ | 0.496% | 0 | 0 | 0
Tech | Miscellaneous | Space Heating | Individual room heating | TRC | New | NN3734 | Floor Insulation | Floor Insulation | NonEquip | 20 |  | 24.19% | Tech/Econ | 0.1684% | 0 | 0 | 0
Tech | Miscellaneous | Space Heating | Individual room heating | TRC | New | NN3656 | Facility Energy Management System | Facility Energy Management System | NonEquip | 15 |  | 6.861% | Tech/Econ | 20% | 0 | 0 | 0
Tech | Miscellaneous | Space Heating | Individual room heating | TRC | New | NN3578 | ECM Motors on Furnaces | ECM Motors on Furnaces | NonEquip | 15 | Forced air furnace | 0% | Tech/Econ | 1.706% | 0 | 0 | 0
Tech | Miscellaneous | Space Heating | Individual room heating | TRC | New | NN3552 | Duct Sealing Repair | Duct Sealing Repair | NonEquip | 15 |  | 0% | Tech/Econ | 12% | 0 | 0 | 0
Tech | Miscellaneous | Space Heating | Individual room heating | TRC | New | NN3500 | Duct Insulation | Duct Insulation | NonEquip | 15 |  | 0% | Tech/Econ | 2.045% | 0 | 0 | 0
Tech | Miscellaneous | Space Heating | Individual room heating | TRC | New | NN3448 | Destratification Fans | Destratification Fans | NonEquip | 10 |  | 0% | Tech/Econ | 15.26% | 0 | 0 | 0
Tech | Miscellaneous | Space Heating | Individual room heating | TRC | New | NN3396 | Dedicated Outdoor Air System on VRF unit | Dedicated Outdoor Air System on VRF unit | NonEquip | 15 | Residential/split system heat pump | 0% | Tech/Econ | 10% | 0 | 0 | 0
Tech | Miscellaneous | Space Heating | Individual room heating | TRC | New | NN3344 | Cool Roof | Cool Roof | NonEquip | 15 |  | 72.47% | Tech/Econ | 0.02512% | 0 | 0 | 0
Tech | Miscellaneous | Space Heating | Individual room heating | TRC | New | NN3240 | Ceiling Insulation(R30 to R38) | Ceiling Insulation(R30 to R38) | NonEquip | 20 |  | 0% | Tech/Econ | 0.06487% | 0 | 0 | 0
Tech | Miscellaneous | Space Heating | Individual room heating | TRC | New | NN3188 | Ceiling Insulation(R2 to R38) | Ceiling Insulation(R2 to R38) | NonEquip | 20 |  | 0% | Tech/Econ | 4.379% | 0 | 0 | 0
Tech | Miscellaneous | Space Heating | Individual room heating | TRC | New | NN3136 | Ceiling Insulation(R19 to R38) | Ceiling Insulation(R19 to R38) | NonEquip | 20 |  | 0% | Tech/Econ | 0.2433% | 0 | 0 | 0
Tech | Miscellaneous | Space Heating | Individual room heating | TRC | New | NN3084 | Ceiling Insulation(R12 to R38) | Ceiling Insulation(R12 to R38) | NonEquip | 20 |  | 0% | Tech/Econ | 0.5271% | 0 | 0 | 0
Tech | Miscellaneous | Space Heating | Individual room heating | TRC | New | NN3006 | Air Curtains | Air Curtains | NonEquip | 8 |  | 0% | Tech/Econ | 0.0224% | 0 | 0 | 0
Tech | Miscellaneous | Space Heating | Individual room heating | TRC | Existing | NE5333 | Retro-Commissioning | Retro-Commissioning | NonEquip | 5 |  | 21.99% | Tech/Econ | 16% | 10.7527 | 0 | 0.0055734
Tech | Miscellaneous | Space Heating | Individual room heating | TRC | Existing | NE5125 | ENERGY STAR certified buildings program | ENERGY STAR certified buildings program | NonEquip | 20 |  | 0% | Tech/Econ | 35% | 0 | 0 | 0
Tech | Miscellaneous | Space Heating | Individual room heating | TRC | Existing | NE4319 | Water Cooled Refrigeration Heat Recovery | Water Cooled Refrigeration Heat Recovery | NonEquip | 20 |  | 0% | Tech/Econ | 10% | 0 | 0 | 0
Tech | Miscellaneous | Space Heating | Individual room heating | TRC | Existing | NE4267 | Warehouse Loading Dock Seals | Warehouse Loading Dock Seals | NonEquip | 18 |  | 0% | Tech/Econ | 0.1105% | 0 | 0 | 0
Tech | Miscellaneous | Space Heating | Individual room heating | TRC | Existing | NE4241 | Wall Insulation | Wall Insulation | NonEquip | 20 |  | 0% | Tech/Econ | 0.3104% | 0 | 0 | 0
Tech | Miscellaneous | Space Heating | Individual room heating | TRC | Existing | NE4163 | Smart Thermostat | Smart Thermostat | NonEquip | 11 |  | 22.46% | Tech/Econ | 10% | 6.6238 | 0 | -0.0010884
Tech | Miscellaneous | Space Heating | Individual room heating | TRC | Existing | NE4085 | Roof Insulation | Roof Insulation | NonEquip | 20 |  | 49.96% | Tech/Econ | 0.7084% | 1.0202 | 0 | 0.00046019
Tech | Miscellaneous | Space Heating | Individual room heating | TRC | Existing | NE4059 | Programmable Thermostat | Programmable Thermostat | NonEquip | 11 |  | 0% | Tech/Econ | 3.6% | 0 | 0 | 0
Tech | Miscellaneous | Space Heating | Individual room heating | TRC | Existing | NE4007 | Low U-Value Windows | Low U-Value Windows | NonEquip | 20 |  | 14.46% | Tech/Econ | 46% | 22.0875 | 0 | -0.001284
Tech | Miscellaneous | Space Heating | Individual room heating | TRC | Existing | NE3929 | Infiltration Reduction - Air Sealing | Infiltration Reduction - Air Sealing | NonEquip | 11 |  | 0% | Tech/Econ | 0.05526% | 0 | 0 | 0
Tech | Miscellaneous | Space Heating | Individual room heating | TRC | Existing | NE3851 | Hotel Card Energy Control Systems | Hotel Card Energy Control Systems | NonEquip | 15 |  | 0% | Tech/Econ | 0% | 0 | 0 | 0
Tech | Miscellaneous | Space Heating | Individual room heating | TRC | Existing | NE3773 | Green Roof | Green Roof | NonEquip | 15 |  | 0.3341% | Tech/Econ | 0.5473% | 0.0052521 | 0 | 0
Tech | Miscellaneous | Space Heating | Individual room heating | TRC | Existing | NE3721 | Floor Insulation | Floor Insulation | NonEquip | 20 |  | 24.19% | Tech/Econ | 0.1858% | 0.1291 | 0 | 5.8236e-05
Tech | Miscellaneous | Space Heating | Individual room heating | TRC | Existing | NE3643 | Facility Energy Management System | Facility Energy Management System | NonEquip | 15 |  | 6.861% | Tech/Econ | 20% | 4.2522 | 0 | 7.6638e-05
Tech | Miscellaneous | Space Heating | Individual room heating | TRC | Existing | NE3565 | ECM Motors on Furnaces | ECM Motors on Furnaces | NonEquip | 15 | Forced air furnace | 0% | Tech/Econ | 1.706% | 0 | 0 | 0
Tech | Miscellaneous | Space Heating | Individual room heating | TRC | Existing | NE3539 | Duct Sealing Repair | Duct Sealing Repair | NonEquip | 15 |  | 0% | Tech/Econ | 12% | 0 | 0 | 0
Tech | Miscellaneous | Space Heating | Individual room heating | TRC | Existing | NE3487 | Duct Insulation | Duct Insulation | NonEquip | 15 |  | 0% | Tech/Econ | 2.045% | 0 | 0 | 0
Tech | Miscellaneous | Space Heating | Individual room heating | TRC | Existing | NE3435 | Destratification Fans | Destratification Fans | NonEquip | 10 |  | 0% | Tech/Econ | 15.26% | 0 | 0 | 0
Tech | Miscellaneous | Space Heating | Individual room heating | TRC | Existing | NE3383 | Dedicated Outdoor Air System on VRF unit | Dedicated Outdoor Air System on VRF unit | NonEquip | 15 | Residential/split system heat pump | 0% | Tech/Econ | 10% | 0 | 0 | 0
Tech | Miscellaneous | Space Heating | Individual room heating | TRC | Existing | NE3331 | Cool Roof | Cool Roof | NonEquip | 15 |  | 72.47% | Tech/Econ | 0.02772% | 0.057665 | 0 | 0
Tech | Miscellaneous | Space Heating | Individual room heating | TRC | Existing | NE3227 | Ceiling Insulation(R30 to R38) | Ceiling Insulation(R30 to R38) | NonEquip | 20 |  | 0% | Tech/Econ | 0.07158% | 0 | 0 | 0
Tech | Miscellaneous | Space Heating | Individual room heating | TRC | Existing | NE3175 | Ceiling Insulation(R2 to R38) | Ceiling Insulation(R2 to R38) | NonEquip | 20 |  | 0% | Tech/Econ | 4.832% | 0 | 0 | 0
Tech | Miscellaneous | Space Heating | Individual room heating | TRC | Existing | NE3123 | Ceiling Insulation(R19 to R38) | Ceiling Insulation(R19 to R38) | NonEquip | 20 |  | 0% | Tech/Econ | 0.2684% | 0 | 0 | 0
Tech | Miscellaneous | Space Heating | Individual room heating | TRC | Existing | NE3071 | Ceiling Insulation(R12 to R38) | Ceiling Insulation(R12 to R38) | NonEquip | 20 |  | 0% | Tech/Econ | 0.5816% | 0 | 0 | 0
Tech | Miscellaneous | Space Heating | Individual room heating | TRC | Existing | NE2993 | Air Curtains | Air Curtains | NonEquip | 8 |  | 0% | Tech/Econ | 0.0224% | 0 | 0 | 0
Tech | Miscellaneous | Space Cooling | Individual room air conditioners | TRC | New | NN5372 | Retro-Commissioning | Retro-Commissioning | NonEquip | 5 |  | 0% | Tech/Econ | 16% | 0 | 0 | 0
Tech | Miscellaneous | Space Cooling | Individual room air conditioners | TRC | New | NN5164 | ENERGY STAR certified buildings program | ENERGY STAR certified buildings program | NonEquip | 20 |  | 0% | Tech/Econ | 35% | 0 | 0 | 0
Tech | Miscellaneous | Space Cooling | Individual room air conditioners | TRC | New | NN4384 | Window Sun Protection | Window Sun Protection | NonEquip | 10 |  | 12.84% | Tech/Econ | 16% | 0 | 0 | 0
Tech | Miscellaneous | Space Cooling | Individual room air conditioners | TRC | New | NN4358 | Waterside Economizer | Waterside Economizer | NonEquip | 20 |  | 0% | Tech/Econ | 5.556% | 0 | 0 | 0
Tech | Miscellaneous | Space Cooling | Individual room air conditioners | TRC | New | NN4150 | Smart Thermostat | Smart Thermostat | NonEquip | 11 |  | 22.46% | Tech/Econ | 10% | 0 | 0 | 0
Tech | Miscellaneous | Space Cooling | Individual room air conditioners | TRC | New | NN4124 | Roof Insulation | Roof Insulation | NonEquip | 20 |  | 49.96% | Tech/Econ | 0.08945% | 0 | 0 | 0
Tech | Miscellaneous | Space Cooling | Individual room air conditioners | TRC | New | NN4046 | Programmable Thermostat | Programmable Thermostat | NonEquip | 11 |  | 0% | Tech/Econ | 3.6% | 0 | 0 | 0
Tech | Miscellaneous | Space Cooling | Individual room air conditioners | TRC | New | NN3994 | Low U-Value Windows | Low U-Value Windows | NonEquip | 20 |  | 14.46% | Tech/Econ | 10% | 0 | 0 | 0
Tech | Miscellaneous | Space Cooling | Individual room air conditioners | TRC | New | NN3916 | HVAC tune-up_RTU | HVAC tune-up_RTU | NonEquip | 5 | Packaged air conditioning units (RTUs) | 0% | Tech/Econ | 5% | 0 | 0 | 0
Tech | Miscellaneous | Space Cooling | Individual room air conditioners | TRC | New | NN3890 | HVAC tune-up | HVAC tune-up | NonEquip | 5 | Residential-type central air conditioners | 0% | Tech/Econ | 5% | 0 | 0 | 0
Tech | Miscellaneous | Space Cooling | Individual room air conditioners | TRC | New | NN3812 | Green Roof | Green Roof | NonEquip | 15 |  | 0.3341% | Tech/Econ | 0.1037% | 0 | 0 | 0
Tech | Miscellaneous | Space Cooling | Individual room air conditioners | TRC | New | NN3760 | Floor Insulation | Floor Insulation | NonEquip | 20 |  | 24.19% | Tech/Econ | 0.04693% | 0 | 0 | 0
Tech | Miscellaneous | Space Cooling | Individual room air conditioners | TRC | New | NN3682 | Facility Energy Management System | Facility Energy Management System | NonEquip | 15 |  | 6.861% | Tech/Econ | 20% | 0 | 0 | 0
Tech | Miscellaneous | Space Cooling | Individual room air conditioners | TRC | New | NN3630 | Facility Commissioning | Facility Commissioning | NonEquip | 10 |  | 53.41% | Tech/Econ | 16% | 0 | 0 | 0
Tech | Miscellaneous | Space Cooling | Individual room air conditioners | TRC | New | NN3604 | Energy Recovery Ventilation System (ERV) | Energy Recovery Ventilation System (ERV) | NonEquip | 15 | Packaged air conditioning units (RTUs) | 0% | Tech/Econ | 9.935% | 0 | 0 | 0
Tech | Miscellaneous | Space Cooling | Individual room air conditioners | TRC | New | NN3526 | Duct Sealing Repair | Duct Sealing Repair | NonEquip | 15 |  | 0% | Tech/Econ | 12% | 0 | 0 | 0
Tech | Miscellaneous | Space Cooling | Individual room air conditioners | TRC | New | NN3474 | Duct Insulation | Duct Insulation | NonEquip | 15 |  | 0% | Tech/Econ | 2.045% | 0 | 0 | 0
Tech | Miscellaneous | Space Cooling | Individual room air conditioners | TRC | New | NN3422 | Dedicated Outdoor Air System on VRF unit | Dedicated Outdoor Air System on VRF unit | NonEquip | 15 | Residential-type central air conditioners | 0% | Tech/Econ | 17.5% | 0 | 0 | 0
Tech | Miscellaneous | Space Cooling | Individual room air conditioners | TRC | New | NN3370 | Cool Roof | Cool Roof | NonEquip | 15 |  | 72.47% | Tech/Econ | 0.1918% | 0 | 0 | 0
Tech | Miscellaneous | Space Cooling | Individual room air conditioners | TRC | New | NN3318 | Chilled Water System - Variable Speed Drives | Chilled Water System - Variable Speed Drives | NonEquip | 13 | Central chillers inside | 0% | Tech/Econ | 24.74% | 0 | 0 | 0
Tech | Miscellaneous | Space Cooling | Individual room air conditioners | TRC | New | NN3292 | Chilled Water Controls Optimization | Chilled Water Controls Optimization | NonEquip | 10 | Central chillers inside | 0% | Tech/Econ | 12.5% | 0 | 0 | 0
Tech | Miscellaneous | Space Cooling | Individual room air conditioners | TRC | New | NN3214 | Ceiling Insulation(R2 to R38) | Ceiling Insulation(R2 to R38) | NonEquip | 20 |  | 0% | Tech/Econ | 1.22% | 0 | 0 | 0
Tech | Miscellaneous | Space Cooling | Individual room air conditioners | TRC | New | NN3162 | Ceiling Insulation(R19 to R38) | Ceiling Insulation(R19 to R38) | NonEquip | 20 |  | 0% | Tech/Econ | 0.06779% | 0 | 0 | 0
Tech | Miscellaneous | Space Cooling | Individual room air conditioners | TRC | New | NN3110 | Ceiling Insulation(R12 to R38) | Ceiling Insulation(R12 to R38) | NonEquip | 20 |  | 0% | Tech/Econ | 0.1469% | 0 | 0 | 0
Tech | Miscellaneous | Space Cooling | Individual room air conditioners | TRC | New | NN3058 | Airside Economizer | Airside Economizer | NonEquip | 10 | Packaged air conditioning units (RTUs) | 0% | Tech/Econ | 5.556% | 0 | 0 | 0
Tech | Miscellaneous | Space Cooling | Individual room air conditioners | TRC | Existing | NE5359 | Retro-Commissioning | Retro-Commissioning | NonEquip | 5 |  | 21.99% | Tech/Econ | 16% | 0 | 0 | 0
Tech | Miscellaneous | Space Cooling | Individual room air conditioners | TRC | Existing | NE5151 | ENERGY STAR certified buildings program | ENERGY STAR certified buildings program | NonEquip | 20 |  | 0% | Tech/Econ | 35% | 0 | 0 | 0
Tech | Miscellaneous | Space Cooling | Individual room air conditioners | TRC | Existing | NE4371 | Window Sun Protection | Window Sun Protection | NonEquip | 10 |  | 12.84% | Tech/Econ | 16% | 0 | 0 | 0
Tech | Miscellaneous | Space Cooling | Individual room air conditioners | TRC | Existing | NE4345 | Waterside Economizer | Waterside Economizer | NonEquip | 20 |  | 0% | Tech/Econ | 5.556% | 0 | 0 | 0
Tech | Miscellaneous | Space Cooling | Individual room air conditioners | TRC | Existing | NE4215 | Wall Insulation | Wall Insulation | NonEquip | 20 |  | 0% | Tech/Econ | 0.5369% | 0 | 0 | 0
Tech | Miscellaneous | Space Cooling | Individual room air conditioners | TRC | Existing | NE4137 | Smart Thermostat | Smart Thermostat | NonEquip | 11 |  | 22.46% | Tech/Econ | 10% | 0 | 0 | 0
Tech | Miscellaneous | Space Cooling | Individual room air conditioners | TRC | Existing | NE4111 | Roof Insulation | Roof Insulation | NonEquip | 20 |  | 49.96% | Tech/Econ | 0.1789% | 0 | 0 | 0
Tech | Miscellaneous | Space Cooling | Individual room air conditioners | TRC | Existing | NE4033 | Programmable Thermostat | Programmable Thermostat | NonEquip | 11 |  | 0% | Tech/Econ | 3.6% | 0 | 0 | 0
Tech | Miscellaneous | Space Cooling | Individual room air conditioners | TRC | Existing | NE3981 | Low U-Value Windows | Low U-Value Windows | NonEquip | 20 |  | 14.46% | Tech/Econ | 46% | 0 | 0 | 0
Tech | Miscellaneous | Space Cooling | Individual room air conditioners | TRC | Existing | NE3903 | HVAC tune-up_RTU | HVAC tune-up_RTU | NonEquip | 5 | Packaged air conditioning units (RTUs) | 0% | Tech/Econ | 5% | 0 | 0 | 0
Tech | Miscellaneous | Space Cooling | Individual room air conditioners | TRC | Existing | NE3877 | HVAC tune-up | HVAC tune-up | NonEquip | 5 | Residential-type central air conditioners | 0% | Tech/Econ | 5% | 0 | 0 | 0
Tech | Miscellaneous | Space Cooling | Individual room air conditioners | TRC | Existing | NE3799 | Green Roof | Green Roof | NonEquip | 15 |  | 0.3341% | Tech/Econ | 0.1037% | 0 | 0 | 0
Tech | Miscellaneous | Space Cooling | Individual room air conditioners | TRC | Existing | NE3747 | Floor Insulation | Floor Insulation | NonEquip | 20 |  | 24.19% | Tech/Econ | 0.04693% | 0 | 0 | 0
Tech | Miscellaneous | Space Cooling | Individual room air conditioners | TRC | Existing | NE3669 | Facility Energy Management System | Facility Energy Management System | NonEquip | 15 |  | 6.861% | Tech/Econ | 20% | 0 | 0 | 0
Tech | Miscellaneous | Space Cooling | Individual room air conditioners | TRC | Existing | NE3591 | Energy Recovery Ventilation System (ERV) | Energy Recovery Ventilation System (ERV) | NonEquip | 15 | Packaged air conditioning units (RTUs) | 0% | Tech/Econ | 9.935% | 0 | 0 | 0
Tech | Miscellaneous | Space Cooling | Individual room air conditioners | TRC | Existing | NE3513 | Duct Sealing Repair | Duct Sealing Repair | NonEquip | 15 |  | 0% | Tech/Econ | 12% | 0 | 0 | 0
Tech | Miscellaneous | Space Cooling | Individual room air conditioners | TRC | Existing | NE3461 | Duct Insulation | Duct Insulation | NonEquip | 15 |  | 0% | Tech/Econ | 2.045% | 0 | 0 | 0
Tech | Miscellaneous | Space Cooling | Individual room air conditioners | TRC | Existing | NE3409 | Dedicated Outdoor Air System on VRF unit | Dedicated Outdoor Air System on VRF unit | NonEquip | 15 | Residential-type central air conditioners | 0% | Tech/Econ | 17.5% | 0 | 0 | 0
Tech | Miscellaneous | Space Cooling | Individual room air conditioners | TRC | Existing | NE3357 | Cool Roof | Cool Roof | NonEquip | 15 |  | 72.47% | Tech/Econ | 0.1918% | 0 | 0 | 0
Tech | Miscellaneous | Space Cooling | Individual room air conditioners | TRC | Existing | NE3305 | Chilled Water System - Variable Speed Drives | Chilled Water System - Variable Speed Drives | NonEquip | 13 | Central chillers inside | 0% | Tech/Econ | 24.74% | 0 | 0 | 0
Tech | Miscellaneous | Space Cooling | Individual room air conditioners | TRC | Existing | NE3279 | Chilled Water Controls Optimization | Chilled Water Controls Optimization | NonEquip | 10 | Central chillers inside | 0% | Tech/Econ | 12.5% | 0 | 0 | 0
Tech | Miscellaneous | Space Cooling | Individual room air conditioners | TRC | Existing | NE3201 | Ceiling Insulation(R2 to R38) | Ceiling Insulation(R2 to R38) | NonEquip | 20 |  | 0% | Tech/Econ | 1.22% | 0 | 0 | 0
Tech | Miscellaneous | Space Cooling | Individual room air conditioners | TRC | Existing | NE3149 | Ceiling Insulation(R19 to R38) | Ceiling Insulation(R19 to R38) | NonEquip | 20 |  | 0% | Tech/Econ | 0.06779% | 0 | 0 | 0
Tech | Miscellaneous | Space Cooling | Individual room air conditioners | TRC | Existing | NE3097 | Ceiling Insulation(R12 to R38) | Ceiling Insulation(R12 to R38) | NonEquip | 20 |  | 0% | Tech/Econ | 0.1469% | 0 | 0 | 0
Tech | Miscellaneous | Space Cooling | Individual room air conditioners | TRC | Existing | NE3045 | Airside Economizer | Airside Economizer | NonEquip | 10 | Packaged air conditioning units (RTUs) | 0% | Tech/Econ | 5.556% | 0 | 0 | 0
Tech | Miscellaneous | Interior Lighting | High bay | TRC | New | NN5268 | Retro-Commissioning | Retro-Commissioning | NonEquip | 5 |  | 0% | Tech/Econ | 16% | 0 | 0 | 0
Tech | Miscellaneous | Interior Lighting | High bay | TRC | New | NN5008 | ENERGY STAR certified buildings program | ENERGY STAR certified buildings program | NonEquip | 20 |  | 0% | Tech/Econ | 35% | 0 | 0 | 0
Tech | Miscellaneous | Interior Lighting | High bay | TRC | New | NN4436 | Interior Lighting Controls | Interior Lighting Controls | NonEquip | 8 | Overhead (fluorescent/LED/CFL U-shape) | 0% | Tech/Econ | 28% | 0 | 0 | 0
Tech | Miscellaneous | Interior Lighting | High bay | TRC | New | NN4410 | Bi-Level Lighting Control (Interior) | Bi-Level Lighting Control (Interior) | NonEquip | 8 | Overhead (fluorescent/LED/CFL U-shape) | 0% | Tech/Econ | 31% | 0 | 0 | 0
Tech | Miscellaneous | Interior Lighting | High bay | TRC | New | NN3708 | Facility Energy Management System | Facility Energy Management System | NonEquip | 15 |  | 6.861% | Tech/Econ | 24% | 0 | 0 | 0
Tech | Miscellaneous | Interior Lighting | High bay | TRC | Existing | NE5255 | Retro-Commissioning | Retro-Commissioning | NonEquip | 5 |  | 21.99% | Tech/Econ | 16% | 173804.5967 | 29.057 | 90.088
Tech | Miscellaneous | Interior Lighting | High bay | TRC | Existing | NE4995 | ENERGY STAR certified buildings program | ENERGY STAR certified buildings program | NonEquip | 20 |  | 0% | Tech/Econ | 35% | 0 | 0 | 0
Tech | Miscellaneous | Interior Lighting | High bay | TRC | Existing | NE4423 | Interior Lighting Controls | Interior Lighting Controls | NonEquip | 8 | Overhead (fluorescent/LED/CFL U-shape) | 0% | Tech/Econ | 28% | 0 | 0 | 0
Tech | Miscellaneous | Interior Lighting | High bay | TRC | Existing | NE4397 | Bi-Level Lighting Control (Interior) | Bi-Level Lighting Control (Interior) | NonEquip | 8 | Overhead (fluorescent/LED/CFL U-shape) | 0% | Tech/Econ | 31% | 0 | 0 | 0
Tech | Miscellaneous | Interior Lighting | High bay | TRC | Existing | NE3695 | Facility Energy Management System | Facility Energy Management System | NonEquip | 15 |  | 6.861% | Tech/Econ | 24% | 82707.9312 | 17.3351 | 1.4907
Tech | Miscellaneous | Interior Lighting | High bay | TRC | Turnover | ET1647 | LED Linear - Fixture Replacement | LED Linear - Fixture Replacement | Equip | 15 | High bay | 24.1% | Tech/Econ | 50.28% | 692637.3833 | 167.8981 | 38.4088
Tech | Miscellaneous | Interior Lighting | High bay | TRC | Turnover | ET1530 | High Bay LED | High Bay LED | Equip | 15 | High bay | 0% | Tech/Econ | 64.78% | 0 | 0 | 0
Tech | Miscellaneous | Interior Lighting | High bay | TRC | Turnover | ET1491 | High Bay Fluorescent (T5) | High Bay Fluorescent (T5) | Equip | 15 | High bay | 0% | Tech/Econ | 64.14% | 0 | 0 | 0
Tech | Miscellaneous | Interior Lighting | High bay | TRC | New | EN1673 | LED Linear - Fixture Replacement | LED Linear - Fixture Replacement | Equip | 15 | High bay | 0% | Tech/Econ | 50.28% | 0 | 0 | 0
Tech | Miscellaneous | Interior Lighting | High bay | TRC | New | EN1556 | High Bay LED | High Bay LED | Equip | 15 | High bay | 0% | Tech/Econ | 64.78% | 0 | 0 | 0
Tech | Miscellaneous | Interior Lighting | High bay | TRC | New | EN1517 | High Bay Fluorescent (T5) | High Bay Fluorescent (T5) | Equip | 15 | High bay | 0% | Tech/Econ | 64.14% | 0 | 0 | 0
Tech | Miscellaneous | Cooking | Fryer | TRC | New | NN5086 | ENERGY STAR certified buildings program | ENERGY STAR certified buildings program | NonEquip | 20 |  | 0% | Tech/Econ | 35% | 0 | 0 | 0
Tech | Miscellaneous | Cooking | Fryer | TRC | Existing | NE5073 | ENERGY STAR certified buildings program | ENERGY STAR certified buildings program | NonEquip | 20 |  | 0% | Tech/Econ | 35% | 0 | 0 | 0
Tech | Miscellaneous | Cooking | Fryer | TRC | Turnover | ET87 | Energy Star Fryer | Energy Star Fryer | Equip | 12 | Fryer | 0% | Tech/Econ | 17.46% | 0 | 0 | 0
Tech | Miscellaneous | Cooking | Fryer | TRC | New | EN113 | Energy Star Fryer | Energy Star Fryer | Equip | 12 | Fryer | 0% | Tech/Econ | 17.46% | 0 | 0 | 0
Tech | Miscellaneous | Space Heating | Forced air furnace | TRC | New | NN5346 | Retro-Commissioning | Retro-Commissioning | NonEquip | 5 |  | 0% | Tech/Econ | 16% | 0 | 0 | 0
Tech | Miscellaneous | Space Heating | Forced air furnace | TRC | New | NN5138 | ENERGY STAR certified buildings program | ENERGY STAR certified buildings program | NonEquip | 20 |  | 0% | Tech/Econ | 35% | 0 | 0 | 0
Tech | Miscellaneous | Space Heating | Forced air furnace | TRC | New | NN4332 | Water Cooled Refrigeration Heat Recovery | Water Cooled Refrigeration Heat Recovery | NonEquip | 20 |  | 0% | Tech/Econ | 10% | 0 | 0 | 0
Tech | Miscellaneous | Space Heating | Forced air furnace | TRC | New | NN4280 | Warehouse Loading Dock Seals | Warehouse Loading Dock Seals | NonEquip | 18 |  | 0% | Tech/Econ | 0.1002% | 0 | 0 | 0
Tech | Miscellaneous | Space Heating | Forced air furnace | TRC | New | NN4254 | Wall Insulation | Wall Insulation | NonEquip | 20 |  | 0% | Tech/Econ | 0% | 0 | 0 | 0
Tech | Miscellaneous | Space Heating | Forced air furnace | TRC | New | NN4176 | Smart Thermostat | Smart Thermostat | NonEquip | 11 |  | 22.46% | Tech/Econ | 10% | 0 | 0 | 0
Tech | Miscellaneous | Space Heating | Forced air furnace | TRC | New | NN4098 | Roof Insulation | Roof Insulation | NonEquip | 20 |  | 49.96% | Tech/Econ | 0.321% | 0 | 0 | 0
Tech | Miscellaneous | Space Heating | Forced air furnace | TRC | New | NN4072 | Programmable Thermostat | Programmable Thermostat | NonEquip | 11 |  | 0% | Tech/Econ | 3.6% | 0 | 0 | 0
Tech | Miscellaneous | Space Heating | Forced air furnace | TRC | New | NN4020 | Low U-Value Windows | Low U-Value Windows | NonEquip | 20 |  | 14.46% | Tech/Econ | 10% | 0 | 0 | 0
Tech | Miscellaneous | Space Heating | Forced air furnace | TRC | New | NN3942 | Infiltration Reduction - Air Sealing | Infiltration Reduction - Air Sealing | NonEquip | 11 |  | 0% | Tech/Econ | 0.05008% | 0 | 0 | 0
Tech | Miscellaneous | Space Heating | Forced air furnace | TRC | New | NN3864 | Hotel Card Energy Control Systems | Hotel Card Energy Control Systems | NonEquip | 15 |  | 0% | Tech/Econ | 0% | 0 | 0 | 0
Tech | Miscellaneous | Space Heating | Forced air furnace | TRC | New | NN3786 | Green Roof | Green Roof | NonEquip | 15 |  | 0.3341% | Tech/Econ | 0.496% | 0 | 0 | 0
Tech | Miscellaneous | Space Heating | Forced air furnace | TRC | New | NN3734 | Floor Insulation | Floor Insulation | NonEquip | 20 |  | 24.19% | Tech/Econ | 0.1684% | 0 | 0 | 0
Tech | Miscellaneous | Space Heating | Forced air furnace | TRC | New | NN3656 | Facility Energy Management System | Facility Energy Management System | NonEquip | 15 |  | 6.861% | Tech/Econ | 20% | 0 | 0 | 0
Tech | Miscellaneous | Space Heating | Forced air furnace | TRC | New | NN3578 | ECM Motors on Furnaces | ECM Motors on Furnaces | NonEquip | 15 | Forced air furnace | 47.78% | Tech/Econ | 1.706% | 0 | 0 | 0
Tech | Miscellaneous | Space Heating | Forced air furnace | TRC | New | NN3552 | Duct Sealing Repair | Duct Sealing Repair | NonEquip | 15 |  | 0% | Tech/Econ | 12% | 0 | 0 | 0
Tech | Miscellaneous | Space Heating | Forced air furnace | TRC | New | NN3500 | Duct Insulation | Duct Insulation | NonEquip | 15 |  | 0% | Tech/Econ | 2.045% | 0 | 0 | 0
Tech | Miscellaneous | Space Heating | Forced air furnace | TRC | New | NN3448 | Destratification Fans | Destratification Fans | NonEquip | 10 |  | 0% | Tech/Econ | 15.26% | 0 | 0 | 0
Tech | Miscellaneous | Space Heating | Forced air furnace | TRC | New | NN3396 | Dedicated Outdoor Air System on VRF unit | Dedicated Outdoor Air System on VRF unit | NonEquip | 15 | Residential/split system heat pump | 0% | Tech/Econ | 10% | 0 | 0 | 0
Tech | Miscellaneous | Space Heating | Forced air furnace | TRC | New | NN3344 | Cool Roof | Cool Roof | NonEquip | 15 |  | 72.47% | Tech/Econ | 0.02512% | 0 | 0 | 0
Tech | Miscellaneous | Space Heating | Forced air furnace | TRC | New | NN3240 | Ceiling Insulation(R30 to R38) | Ceiling Insulation(R30 to R38) | NonEquip | 20 |  | 0% | Tech/Econ | 0.06487% | 0 | 0 | 0
Tech | Miscellaneous | Space Heating | Forced air furnace | TRC | New | NN3188 | Ceiling Insulation(R2 to R38) | Ceiling Insulation(R2 to R38) | NonEquip | 20 |  | 0% | Tech/Econ | 4.379% | 0 | 0 | 0
Tech | Miscellaneous | Space Heating | Forced air furnace | TRC | New | NN3136 | Ceiling Insulation(R19 to R38) | Ceiling Insulation(R19 to R38) | NonEquip | 20 |  | 0% | Tech/Econ | 0.2433% | 0 | 0 | 0
Tech | Miscellaneous | Space Heating | Forced air furnace | TRC | New | NN3084 | Ceiling Insulation(R12 to R38) | Ceiling Insulation(R12 to R38) | NonEquip | 20 |  | 0% | Tech/Econ | 0.5271% | 0 | 0 | 0
Tech | Miscellaneous | Space Heating | Forced air furnace | TRC | New | NN3006 | Air Curtains | Air Curtains | NonEquip | 8 |  | 0% | Tech/Econ | 0.0224% | 0 | 0 | 0
Tech | Miscellaneous | Space Heating | Forced air furnace | TRC | Existing | NE5333 | Retro-Commissioning | Retro-Commissioning | NonEquip | 5 |  | 21.99% | Tech/Econ | 16% | 2793.009 | 0 | 1.4477
Tech | Miscellaneous | Space Heating | Forced air furnace | TRC | Existing | NE5125 | ENERGY STAR certified buildings program | ENERGY STAR certified buildings program | NonEquip | 20 |  | 0% | Tech/Econ | 35% | 0 | 0 | 0
Tech | Miscellaneous | Space Heating | Forced air furnace | TRC | Existing | NE4319 | Water Cooled Refrigeration Heat Recovery | Water Cooled Refrigeration Heat Recovery | NonEquip | 20 |  | 0% | Tech/Econ | 10% | 0 | 0 | 0
Tech | Miscellaneous | Space Heating | Forced air furnace | TRC | Existing | NE4267 | Warehouse Loading Dock Seals | Warehouse Loading Dock Seals | NonEquip | 18 |  | 0% | Tech/Econ | 0.1105% | 0 | 0 | 0
Tech | Miscellaneous | Space Heating | Forced air furnace | TRC | Existing | NE4241 | Wall Insulation | Wall Insulation | NonEquip | 20 |  | 0% | Tech/Econ | 0.3104% | 0 | 0 | 0
Tech | Miscellaneous | Space Heating | Forced air furnace | TRC | Existing | NE4163 | Smart Thermostat | Smart Thermostat | NonEquip | 11 |  | 22.46% | Tech/Econ | 10% | 1720.5359 | 0 | -0.28271
Tech | Miscellaneous | Space Heating | Forced air furnace | TRC | Existing | NE4085 | Roof Insulation | Roof Insulation | NonEquip | 20 |  | 49.96% | Tech/Econ | 0.7084% | 262.8336 | 0 | 0.11856
Tech | Miscellaneous | Space Heating | Forced air furnace | TRC | Existing | NE4059 | Programmable Thermostat | Programmable Thermostat | NonEquip | 11 |  | 0% | Tech/Econ | 3.6% | 0 | 0 | 0
Tech | Miscellaneous | Space Heating | Forced air furnace | TRC | Existing | NE4007 | Low U-Value Windows | Low U-Value Windows | NonEquip | 20 |  | 14.46% | Tech/Econ | 46% | 5737.2381 | 0 | -0.33353
Tech | Miscellaneous | Space Heating | Forced air furnace | TRC | Existing | NE3929 | Infiltration Reduction - Air Sealing | Infiltration Reduction - Air Sealing | NonEquip | 11 |  | 0% | Tech/Econ | 0.05526% | 0 | 0 | 0
Tech | Miscellaneous | Space Heating | Forced air furnace | TRC | Existing | NE3851 | Hotel Card Energy Control Systems | Hotel Card Energy Control Systems | NonEquip | 15 |  | 0% | Tech/Econ | 0% | 0 | 0 | 0
Tech | Miscellaneous | Space Heating | Forced air furnace | TRC | Existing | NE3773 | Green Roof | Green Roof | NonEquip | 15 |  | 0.3341% | Tech/Econ | 0.5473% | 1.3531 | 0 | 0
Tech | Miscellaneous | Space Heating | Forced air furnace | TRC | Existing | NE3721 | Floor Insulation | Floor Insulation | NonEquip | 20 |  | 24.19% | Tech/Econ | 0.1858% | 33.2616 | 0 | 0.015004
Tech | Miscellaneous | Space Heating | Forced air furnace | TRC | Existing | NE3643 | Facility Energy Management System | Facility Energy Management System | NonEquip | 15 |  | 6.861% | Tech/Econ | 20% | 1104.5028 | 0 | 0.019907
Tech | Miscellaneous | Space Heating | Forced air furnace | TRC | Existing | NE3565 | ECM Motors on Furnaces | ECM Motors on Furnaces | NonEquip | 15 | Forced air furnace | 47.78% | Tech/Econ | 1.706% | 610.4291 | 0 | 0
Tech | Miscellaneous | Space Heating | Forced air furnace | TRC | Existing | NE3539 | Duct Sealing Repair | Duct Sealing Repair | NonEquip | 15 |  | 0% | Tech/Econ | 12% | 0 | 0 | 0
Tech | Miscellaneous | Space Heating | Forced air furnace | TRC | Existing | NE3487 | Duct Insulation | Duct Insulation | NonEquip | 15 |  | 0% | Tech/Econ | 2.045% | 0 | 0 | 0
Tech | Miscellaneous | Space Heating | Forced air furnace | TRC | Existing | NE3435 | Destratification Fans | Destratification Fans | NonEquip | 10 |  | 0% | Tech/Econ | 15.26% | 0 | 0 | 0
Tech | Miscellaneous | Space Heating | Forced air furnace | TRC | Existing | NE3383 | Dedicated Outdoor Air System on VRF unit | Dedicated Outdoor Air System on VRF unit | NonEquip | 15 | Residential/split system heat pump | 0% | Tech/Econ | 10% | 0 | 0 | 0
Tech | Miscellaneous | Space Heating | Forced air furnace | TRC | Existing | NE3331 | Cool Roof | Cool Roof | NonEquip | 15 |  | 72.47% | Tech/Econ | 0.02772% | 14.8564 | 0 | 0
Tech | Miscellaneous | Space Heating | Forced air furnace | TRC | Existing | NE3227 | Ceiling Insulation(R30 to R38) | Ceiling Insulation(R30 to R38) | NonEquip | 20 |  | 0% | Tech/Econ | 0.07158% | 0 | 0 | 0
Tech | Miscellaneous | Space Heating | Forced air furnace | TRC | Existing | NE3175 | Ceiling Insulation(R2 to R38) | Ceiling Insulation(R2 to R38) | NonEquip | 20 |  | 0% | Tech/Econ | 4.832% | 0 | 0 | 0
Tech | Miscellaneous | Space Heating | Forced air furnace | TRC | Existing | NE3123 | Ceiling Insulation(R19 to R38) | Ceiling Insulation(R19 to R38) | NonEquip | 20 |  | 0% | Tech/Econ | 0.2684% | 0 | 0 | 0
Tech | Miscellaneous | Space Heating | Forced air furnace | TRC | Existing | NE3071 | Ceiling Insulation(R12 to R38) | Ceiling Insulation(R12 to R38) | NonEquip | 20 |  | 0% | Tech/Econ | 0.5816% | 0 | 0 | 0
Tech | Miscellaneous | Space Heating | Forced air furnace | TRC | Existing | NE2993 | Air Curtains | Air Curtains | NonEquip | 8 |  | 0% | Tech/Econ | 0.0224% | 0 | 0 | 0
Tech | Miscellaneous | Exterior Lighting | Exterior parking/lot lighting | TRC | New | NN5294 | Retro-Commissioning | Retro-Commissioning | NonEquip | 5 |  | 0% | Tech/Econ | 16% | 0 | 0 | 0
Tech | Miscellaneous | Exterior Lighting | Exterior parking/lot lighting | TRC | New | NN5034 | ENERGY STAR certified buildings program | ENERGY STAR certified buildings program | NonEquip | 20 |  | 0% | Tech/Econ | 35% | 0 | 0 | 0
Tech | Miscellaneous | Exterior Lighting | Exterior parking/lot lighting | TRC | New | NN2980 | Outdoor Lighting Controls | Outdoor Lighting Controls | NonEquip | 8 | Exterior parking/lot lighting | 30.95% | Tech/Econ | 28% | 0 | 0 | 0
Tech | Miscellaneous | Exterior Lighting | Exterior parking/lot lighting | TRC | New | NN2954 | Bi-Level Lighting Control (Exterior) | Bi-Level Lighting Control (Exterior) | NonEquip | 9 | Exterior parking/lot lighting | 8.579% | Tech/Econ | 31% | 0 | 0 | 0
Tech | Miscellaneous | Exterior Lighting | Exterior parking/lot lighting | TRC | Existing | NE5281 | Retro-Commissioning | Retro-Commissioning | NonEquip | 5 |  | 21.99% | Tech/Econ | 16% | 36586.0959 | 0 | 18.9637
Tech | Miscellaneous | Exterior Lighting | Exterior parking/lot lighting | TRC | Existing | NE5021 | ENERGY STAR certified buildings program | ENERGY STAR certified buildings program | NonEquip | 20 |  | 0% | Tech/Econ | 35% | 0 | 0 | 0
Tech | Miscellaneous | Exterior Lighting | Exterior parking/lot lighting | TRC | Existing | NE2967 | Outdoor Lighting Controls | Outdoor Lighting Controls | NonEquip | 8 | Exterior parking/lot lighting | 30.95% | Tech/Econ | 28% | 98653.0133 | 0 | 0
Tech | Miscellaneous | Exterior Lighting | Exterior parking/lot lighting | TRC | Existing | NE2941 | Bi-Level Lighting Control (Exterior) | Bi-Level Lighting Control (Exterior) | NonEquip | 9 | Exterior parking/lot lighting | 8.579% | Tech/Econ | 31% | 31106.299 | 0 | 0
Tech | Miscellaneous | Exterior Lighting | Exterior parking/lot lighting | TRC | Turnover | ET711 | LED Parking Lighting | LED Parking Lighting | Equip | 18 | Exterior parking/lot lighting | 7.084% | Tech/Econ | 84% | 73998.9086 | 0 | 0
Tech | Miscellaneous | Exterior Lighting | Exterior parking/lot lighting | TRC | Turnover | ET516 | High Efficiency HID Lighting | High Efficiency HID Lighting | Equip | 13 | Exterior parking/lot lighting | 0% | Tech/Econ | 34.18% | 0 | 0 | 0
Tech | Miscellaneous | Exterior Lighting | Exterior parking/lot lighting | TRC | New | EN737 | LED Parking Lighting | LED Parking Lighting | Equip | 18 | Exterior parking/lot lighting | 7.084% | Tech/Econ | 84% | 0 | 0 | 0
Tech | Miscellaneous | Exterior Lighting | Exterior parking/lot lighting | TRC | New | EN542 | High Efficiency HID Lighting | High Efficiency HID Lighting | Equip | 13 | Exterior parking/lot lighting | 0% | Tech/Econ | 34.18% | 0 | 0 | 0
Tech | Miscellaneous | Exterior Lighting | Exterior marquis | TRC | New | NN5294 | Retro-Commissioning | Retro-Commissioning | NonEquip | 5 |  | 0% | Tech/Econ | 16% | 0 | 0 | 0
Tech | Miscellaneous | Exterior Lighting | Exterior marquis | TRC | New | NN5034 | ENERGY STAR certified buildings program | ENERGY STAR certified buildings program | NonEquip | 20 |  | 0% | Tech/Econ | 35% | 0 | 0 | 0
Tech | Miscellaneous | Exterior Lighting | Exterior marquis | TRC | New | NN2980 | Outdoor Lighting Controls | Outdoor Lighting Controls | NonEquip | 8 | Exterior parking/lot lighting | 0% | Tech/Econ | 28% | 0 | 0 | 0
Tech | Miscellaneous | Exterior Lighting | Exterior marquis | TRC | New | NN2954 | Bi-Level Lighting Control (Exterior) | Bi-Level Lighting Control (Exterior) | NonEquip | 9 | Exterior parking/lot lighting | 0% | Tech/Econ | 31% | 0 | 0 | 0
Tech | Miscellaneous | Exterior Lighting | Exterior marquis | TRC | Existing | NE5281 | Retro-Commissioning | Retro-Commissioning | NonEquip | 5 |  | 21.99% | Tech/Econ | 16% | 166.6084 | 0 | 0.086358
Tech | Miscellaneous | Exterior Lighting | Exterior marquis | TRC | Existing | NE5021 | ENERGY STAR certified buildings program | ENERGY STAR certified buildings program | NonEquip | 20 |  | 0% | Tech/Econ | 35% | 0 | 0 | 0
Tech | Miscellaneous | Exterior Lighting | Exterior marquis | TRC | Existing | NE2967 | Outdoor Lighting Controls | Outdoor Lighting Controls | NonEquip | 8 | Exterior parking/lot lighting | 0% | Tech/Econ | 28% | 0 | 0 | 0
Tech | Miscellaneous | Exterior Lighting | Exterior marquis | TRC | Existing | NE2941 | Bi-Level Lighting Control (Exterior) | Bi-Level Lighting Control (Exterior) | NonEquip | 9 | Exterior parking/lot lighting | 0% | Tech/Econ | 31% | 0 | 0 | 0
Tech | Miscellaneous | Exterior Lighting | Exterior marquis | TRC | Turnover | ET633 | LED Exterior Lighting | LED Exterior Lighting | Equip | 13 | Exterior marquis | 4.624% | Tech/Econ | 60.51% | 136.3071 | 0 | 0
Tech | Miscellaneous | Exterior Lighting | Exterior marquis | TRC | Turnover | ET594 | LED Display Lighting (Exterior) | LED Display Lighting (Exterior) | Equip | 15 | Exterior marquis | 4.624% | Tech/Econ | 87.04% | 204.2857 | 0 | 0
Tech | Miscellaneous | Exterior Lighting | Exterior marquis | TRC | New | EN659 | LED Exterior Lighting | LED Exterior Lighting | Equip | 13 | Exterior marquis | 4.624% | Tech/Econ | 60.51% | 0 | 0 | 0
Tech | Miscellaneous | Exterior Lighting | Exterior marquis | TRC | New | EN620 | LED Display Lighting (Exterior) | LED Display Lighting (Exterior) | Equip | 15 | Exterior marquis | 4.624% | Tech/Econ | 87.04% | 0 | 0 | 0
Tech | Miscellaneous | Miscellaneous | Elevators/Escalators | TRC | New | NN5450 | Retro-Commissioning | Retro-Commissioning | NonEquip | 5 |  | 0% | Tech/Econ | 16% | 0 | 0 | 0
Tech | Miscellaneous | Miscellaneous | Elevators/Escalators | TRC | New | NN5242 | ENERGY STAR certified buildings program | ENERGY STAR certified buildings program | NonEquip | 20 |  | 0% | Tech/Econ | 35% | 0 | 0 | 0
Tech | Miscellaneous | Miscellaneous | Elevators/Escalators | TRC | New | NN4540 | VSD Controlled Compressor | VSD Controlled Compressor | NonEquip | 15 | Others | 0% | Tech/Econ | 20.79% | 0 | 0 | 0
Tech | Miscellaneous | Miscellaneous | Elevators/Escalators | TRC | New | NN4514 | Regenerative Drive Elevator Motor | Regenerative Drive Elevator Motor | NonEquip | 13 | Elevators/Escalators | 0% | Tech/Econ | 6.211% | 0 | 0 | 0
Tech | Miscellaneous | Miscellaneous | Elevators/Escalators | TRC | New | NN4488 | Engine Block Timer | Engine Block Timer | NonEquip | 5 | Others | 0% | Tech/Econ | 36% | 0 | 0 | 0
Tech | Miscellaneous | Miscellaneous | Elevators/Escalators | TRC | New | NN4462 | Efficient Motor Belts | Efficient Motor Belts | NonEquip | 10 | Others | 0% | Tech/Econ | 1.105% | 0 | 0 | 0
Tech | Miscellaneous | Miscellaneous | Elevators/Escalators | TRC | Existing | NE5437 | Retro-Commissioning | Retro-Commissioning | NonEquip | 5 |  | 21.99% | Tech/Econ | 16% | 179.0133 | 0.029928 | 0.092788
Tech | Miscellaneous | Miscellaneous | Elevators/Escalators | TRC | Existing | NE5229 | ENERGY STAR certified buildings program | ENERGY STAR certified buildings program | NonEquip | 20 |  | 0% | Tech/Econ | 35% | 0 | 0 | 0
Tech | Miscellaneous | Miscellaneous | Elevators/Escalators | TRC | Existing | NE4527 | VSD Controlled Compressor | VSD Controlled Compressor | NonEquip | 15 | Others | 0% | Tech/Econ | 20.79% | 0 | 0 | 0
Tech | Miscellaneous | Miscellaneous | Elevators/Escalators | TRC | Existing | NE4501 | Regenerative Drive Elevator Motor | Regenerative Drive Elevator Motor | NonEquip | 13 | Elevators/Escalators | 0% | Tech/Econ | 6.211% | 0 | 0 | 0
Tech | Miscellaneous | Miscellaneous | Elevators/Escalators | TRC | Existing | NE4475 | Engine Block Timer | Engine Block Timer | NonEquip | 5 | Others | 0% | Tech/Econ | 36% | 0 | 0 | 0
Tech | Miscellaneous | Miscellaneous | Elevators/Escalators | TRC | Existing | NE4449 | Efficient Motor Belts | Efficient Motor Belts | NonEquip | 10 | Others | 0% | Tech/Econ | 1.105% | 0 | 0 | 0
Tech | Miscellaneous | Office Equipment | Document production | TRC | New | NN5060 | ENERGY STAR certified buildings program | ENERGY STAR certified buildings program | NonEquip | 20 |  | 0% | Tech/Econ | 35% | 0 | 0 | 0
Tech | Miscellaneous | Office Equipment | Document production | TRC | New | NN4592 | Smart Strip Plug Outlet | Smart Strip Plug Outlet | NonEquip | 4 |  | 43.9% | Tech/Econ | 1.187% | 0 | 0 | 0
Tech | Miscellaneous | Office Equipment | Document production | TRC | New | NN4566 | Network PC Power Management | Network PC Power Management | NonEquip | 5 | Computers | 0% | Tech/Econ | 56.5% | 0 | 0 | 0
Tech | Miscellaneous | Office Equipment | Document production | TRC | Existing | NE5047 | ENERGY STAR certified buildings program | ENERGY STAR certified buildings program | NonEquip | 20 |  | 0% | Tech/Econ | 35% | 0 | 0 | 0
Tech | Miscellaneous | Office Equipment | Document production | TRC | Existing | NE4579 | Smart Strip Plug Outlet | Smart Strip Plug Outlet | NonEquip | 4 |  | 43.9% | Tech/Econ | 1.187% | 688.6557 | 0.1024 | 0
Tech | Miscellaneous | Office Equipment | Document production | TRC | Existing | NE4553 | Network PC Power Management | Network PC Power Management | NonEquip | 5 | Computers | 0% | Tech/Econ | 56.5% | 0 | 0 | 0
Tech | Miscellaneous | Office Equipment | Document production | TRC | Turnover | ET2148 | ENERGY STAR Imaging Equipment | ENERGY STAR Imaging Equipment | Equip | 6 | Document production | 0% | Tech/Econ | 44.44% | 0 | 0 | 0
Tech | Miscellaneous | Office Equipment | Document production | TRC | New | EN2174 | ENERGY STAR Imaging Equipment | ENERGY STAR Imaging Equipment | Equip | 6 | Document production | 0% | Tech/Econ | 44.44% | 0 | 0 | 0
Tech | Miscellaneous | Space Cooling | District chilled water piped | TRC | New | NN5372 | Retro-Commissioning | Retro-Commissioning | NonEquip | 5 |  | 0% | Tech/Econ | 16% | 0 | 0 | 0
Tech | Miscellaneous | Space Cooling | District chilled water piped | TRC | New | NN5164 | ENERGY STAR certified buildings program | ENERGY STAR certified buildings program | NonEquip | 20 |  | 0% | Tech/Econ | 35% | 0 | 0 | 0
Tech | Miscellaneous | Space Cooling | District chilled water piped | TRC | New | NN4384 | Window Sun Protection | Window Sun Protection | NonEquip | 10 |  | 12.84% | Tech/Econ | 16% | 0 | 0 | 0
Tech | Miscellaneous | Space Cooling | District chilled water piped | TRC | New | NN4358 | Waterside Economizer | Waterside Economizer | NonEquip | 20 |  | 0% | Tech/Econ | 5.556% | 0 | 0 | 0
Tech | Miscellaneous | Space Cooling | District chilled water piped | TRC | New | NN4150 | Smart Thermostat | Smart Thermostat | NonEquip | 11 |  | 22.46% | Tech/Econ | 10% | 0 | 0 | 0
Tech | Miscellaneous | Space Cooling | District chilled water piped | TRC | New | NN4046 | Programmable Thermostat | Programmable Thermostat | NonEquip | 11 |  | 0% | Tech/Econ | 3.6% | 0 | 0 | 0
Tech | Miscellaneous | Space Cooling | District chilled water piped | TRC | New | NN3994 | Low U-Value Windows | Low U-Value Windows | NonEquip | 20 |  | 14.46% | Tech/Econ | 10% | 0 | 0 | 0
Tech | Miscellaneous | Space Cooling | District chilled water piped | TRC | New | NN3916 | HVAC tune-up_RTU | HVAC tune-up_RTU | NonEquip | 5 | Packaged air conditioning units (RTUs) | 0% | Tech/Econ | 5% | 0 | 0 | 0
Tech | Miscellaneous | Space Cooling | District chilled water piped | TRC | New | NN3890 | HVAC tune-up | HVAC tune-up | NonEquip | 5 | Residential-type central air conditioners | 0% | Tech/Econ | 5% | 0 | 0 | 0
Tech | Miscellaneous | Space Cooling | District chilled water piped | TRC | New | NN3812 | Green Roof | Green Roof | NonEquip | 15 |  | 0.3341% | Tech/Econ | 0.1037% | 0 | 0 | 0
Tech | Miscellaneous | Space Cooling | District chilled water piped | TRC | New | NN3682 | Facility Energy Management System | Facility Energy Management System | NonEquip | 15 |  | 6.861% | Tech/Econ | 20% | 0 | 0 | 0
Tech | Miscellaneous | Space Cooling | District chilled water piped | TRC | New | NN3630 | Facility Commissioning | Facility Commissioning | NonEquip | 10 |  | 53.41% | Tech/Econ | 16% | 0 | 0 | 0
Tech | Miscellaneous | Space Cooling | District chilled water piped | TRC | New | NN3604 | Energy Recovery Ventilation System (ERV) | Energy Recovery Ventilation System (ERV) | NonEquip | 15 | Packaged air conditioning units (RTUs) | 0% | Tech/Econ | 9.935% | 0 | 0 | 0
Tech | Miscellaneous | Space Cooling | District chilled water piped | TRC | New | NN3526 | Duct Sealing Repair | Duct Sealing Repair | NonEquip | 15 |  | 0% | Tech/Econ | 12% | 0 | 0 | 0
Tech | Miscellaneous | Space Cooling | District chilled water piped | TRC | New | NN3474 | Duct Insulation | Duct Insulation | NonEquip | 15 |  | 0% | Tech/Econ | 2.045% | 0 | 0 | 0
Tech | Miscellaneous | Space Cooling | District chilled water piped | TRC | New | NN3422 | Dedicated Outdoor Air System on VRF unit | Dedicated Outdoor Air System on VRF unit | NonEquip | 15 | Residential-type central air conditioners | 0% | Tech/Econ | 17.5% | 0 | 0 | 0
Tech | Miscellaneous | Space Cooling | District chilled water piped | TRC | New | NN3370 | Cool Roof | Cool Roof | NonEquip | 15 |  | 72.47% | Tech/Econ | 0.1918% | 0 | 0 | 0
Tech | Miscellaneous | Space Cooling | District chilled water piped | TRC | New | NN3318 | Chilled Water System - Variable Speed Drives | Chilled Water System - Variable Speed Drives | NonEquip | 13 | Central chillers inside | 0% | Tech/Econ | 24.74% | 0 | 0 | 0
Tech | Miscellaneous | Space Cooling | District chilled water piped | TRC | New | NN3292 | Chilled Water Controls Optimization | Chilled Water Controls Optimization | NonEquip | 10 | Central chillers inside | 0% | Tech/Econ | 12.5% | 0 | 0 | 0
Tech | Miscellaneous | Space Cooling | District chilled water piped | TRC | New | NN3214 | Ceiling Insulation(R2 to R38) | Ceiling Insulation(R2 to R38) | NonEquip | 20 |  | 0% | Tech/Econ | 1.22% | 0 | 0 | 0
Tech | Miscellaneous | Space Cooling | District chilled water piped | TRC | New | NN3110 | Ceiling Insulation(R12 to R38) | Ceiling Insulation(R12 to R38) | NonEquip | 20 |  | 0% | Tech/Econ | 0.1469% | 0 | 0 | 0
Tech | Miscellaneous | Space Cooling | District chilled water piped | TRC | New | NN3058 | Airside Economizer | Airside Economizer | NonEquip | 10 | Packaged air conditioning units (RTUs) | 0% | Tech/Econ | 5.556% | 0 | 0 | 0
Tech | Miscellaneous | Space Cooling | District chilled water piped | TRC | Existing | NE5359 | Retro-Commissioning | Retro-Commissioning | NonEquip | 5 |  | 21.99% | Tech/Econ | 16% | 0 | 0 | 0
Tech | Miscellaneous | Space Cooling | District chilled water piped | TRC | Existing | NE5151 | ENERGY STAR certified buildings program | ENERGY STAR certified buildings program | NonEquip | 20 |  | 0% | Tech/Econ | 35% | 0 | 0 | 0
Tech | Miscellaneous | Space Cooling | District chilled water piped | TRC | Existing | NE4371 | Window Sun Protection | Window Sun Protection | NonEquip | 10 |  | 12.84% | Tech/Econ | 16% | 0 | 0 | 0
Tech | Miscellaneous | Space Cooling | District chilled water piped | TRC | Existing | NE4345 | Waterside Economizer | Waterside Economizer | NonEquip | 20 |  | 0% | Tech/Econ | 5.556% | 0 | 0 | 0
Tech | Miscellaneous | Space Cooling | District chilled water piped | TRC | Existing | NE4215 | Wall Insulation | Wall Insulation | NonEquip | 20 |  | 0% | Tech/Econ | 0.5369% | 0 | 0 | 0
Tech | Miscellaneous | Space Cooling | District chilled water piped | TRC | Existing | NE4137 | Smart Thermostat | Smart Thermostat | NonEquip | 11 |  | 22.46% | Tech/Econ | 10% | 0 | 0 | 0
Tech | Miscellaneous | Space Cooling | District chilled water piped | TRC | Existing | NE4111 | Roof Insulation | Roof Insulation | NonEquip | 20 |  | 49.96% | Tech/Econ | 0.1789% | 0 | 0 | 0
Tech | Miscellaneous | Space Cooling | District chilled water piped | TRC | Existing | NE4033 | Programmable Thermostat | Programmable Thermostat | NonEquip | 11 |  | 0% | Tech/Econ | 3.6% | 0 | 0 | 0
Tech | Miscellaneous | Space Cooling | District chilled water piped | TRC | Existing | NE3981 | Low U-Value Windows | Low U-Value Windows | NonEquip | 20 |  | 14.46% | Tech/Econ | 46% | 0 | 0 | 0
Tech | Miscellaneous | Space Cooling | District chilled water piped | TRC | Existing | NE3903 | HVAC tune-up_RTU | HVAC tune-up_RTU | NonEquip | 5 | Packaged air conditioning units (RTUs) | 0% | Tech/Econ | 5% | 0 | 0 | 0
Tech | Miscellaneous | Space Cooling | District chilled water piped | TRC | Existing | NE3877 | HVAC tune-up | HVAC tune-up | NonEquip | 5 | Residential-type central air conditioners | 0% | Tech/Econ | 5% | 0 | 0 | 0
Tech | Miscellaneous | Space Cooling | District chilled water piped | TRC | Existing | NE3799 | Green Roof | Green Roof | NonEquip | 15 |  | 0.3341% | Tech/Econ | 0.1037% | 0 | 0 | 0
Tech | Miscellaneous | Space Cooling | District chilled water piped | TRC | Existing | NE3747 | Floor Insulation | Floor Insulation | NonEquip | 20 |  | 24.19% | Tech/Econ | 0.04693% | 0 | 0 | 0
Tech | Miscellaneous | Space Cooling | District chilled water piped | TRC | Existing | NE3669 | Facility Energy Management System | Facility Energy Management System | NonEquip | 15 |  | 6.861% | Tech/Econ | 20% | 0 | 0 | 0
Tech | Miscellaneous | Space Cooling | District chilled water piped | TRC | Existing | NE3591 | Energy Recovery Ventilation System (ERV) | Energy Recovery Ventilation System (ERV) | NonEquip | 15 | Packaged air conditioning units (RTUs) | 0% | Tech/Econ | 9.935% | 0 | 0 | 0
Tech | Miscellaneous | Space Cooling | District chilled water piped | TRC | Existing | NE3513 | Duct Sealing Repair | Duct Sealing Repair | NonEquip | 15 |  | 0% | Tech/Econ | 12% | 0 | 0 | 0
Tech | Miscellaneous | Space Cooling | District chilled water piped | TRC | Existing | NE3461 | Duct Insulation | Duct Insulation | NonEquip | 15 |  | 0% | Tech/Econ | 2.045% | 0 | 0 | 0
Tech | Miscellaneous | Space Cooling | District chilled water piped | TRC | Existing | NE3409 | Dedicated Outdoor Air System on VRF unit | Dedicated Outdoor Air System on VRF unit | NonEquip | 15 | Residential-type central air conditioners | 0% | Tech/Econ | 17.5% | 0 | 0 | 0
Tech | Miscellaneous | Space Cooling | District chilled water piped | TRC | Existing | NE3357 | Cool Roof | Cool Roof | NonEquip | 15 |  | 72.47% | Tech/Econ | 0.1918% | 0 | 0 | 0
Tech | Miscellaneous | Space Cooling | District chilled water piped | TRC | Existing | NE3305 | Chilled Water System - Variable Speed Drives | Chilled Water System - Variable Speed Drives | NonEquip | 13 | Central chillers inside | 0% | Tech/Econ | 24.74% | 0 | 0 | 0
Tech | Miscellaneous | Space Cooling | District chilled water piped | TRC | Existing | NE3279 | Chilled Water Controls Optimization | Chilled Water Controls Optimization | NonEquip | 10 | Central chillers inside | 0% | Tech/Econ | 12.5% | 0 | 0 | 0
Tech | Miscellaneous | Space Cooling | District chilled water piped | TRC | Existing | NE3201 | Ceiling Insulation(R2 to R38) | Ceiling Insulation(R2 to R38) | NonEquip | 20 |  | 0% | Tech/Econ | 1.22% | 0 | 0 | 0
Tech | Miscellaneous | Space Cooling | District chilled water piped | TRC | Existing | NE3149 | Ceiling Insulation(R19 to R38) | Ceiling Insulation(R19 to R38) | NonEquip | 20 |  | 0% | Tech/Econ | 0.06779% | 0 | 0 | 0
Tech | Miscellaneous | Space Cooling | District chilled water piped | TRC | Existing | NE3097 | Ceiling Insulation(R12 to R38) | Ceiling Insulation(R12 to R38) | NonEquip | 20 |  | 0% | Tech/Econ | 0.1469% | 0 | 0 | 0
Tech | Miscellaneous | Space Cooling | District chilled water piped | TRC | Existing | NE3045 | Airside Economizer | Airside Economizer | NonEquip | 10 | Packaged air conditioning units (RTUs) | 0% | Tech/Econ | 5.556% | 0 | 0 | 0
Tech | Miscellaneous | Space Cooling | District chilled water piped | TRC | Turnover | ET945 | High Efficiency Chiller (Air Cooled, 50 tons) | High Efficiency Chiller (Air Cooled, 50 tons) | Equip | 20 | District chilled water piped | 28.37% | Tech/Econ | 8.759% | 0 | 0 | 0
Tech | Miscellaneous | Space Cooling | District chilled water piped | TRC | Turnover | ET1101 | High Efficiency Chiller (Water cooled-positive displacement, 100 tons) | High Efficiency Chiller (Water cooled-positive displacement, 100 tons) | Equip | 20 | District chilled water piped | 28.37% | Tech/Econ | 2.683% | 0 | 0 | 0
Tech | Miscellaneous | Space Cooling | District chilled water piped | TRC | Turnover | ET1023 | High Efficiency Chiller (Water cooled-centrifugal, 200 tons) | High Efficiency Chiller (Water cooled-centrifugal, 200 tons) | Equip | 20 | District chilled water piped | 28.37% | Tech/Econ | 4.362% | 0 | 0 | 0
Tech | Miscellaneous | Space Cooling | District chilled water piped | TRC | New | EN971 | High Efficiency Chiller (Air Cooled, 50 tons) | High Efficiency Chiller (Air Cooled, 50 tons) | Equip | 20 | District chilled water piped | 28.37% | Tech/Econ | 8.759% | 0 | 0 | 0
Tech | Miscellaneous | Space Cooling | District chilled water piped | TRC | New | EN1127 | High Efficiency Chiller (Water cooled-positive displacement, 100 tons) | High Efficiency Chiller (Water cooled-positive displacement, 100 tons) | Equip | 20 | District chilled water piped | 28.37% | Tech/Econ | 2.683% | 0 | 0 | 0
Tech | Miscellaneous | Space Cooling | District chilled water piped | TRC | New | EN1049 | High Efficiency Chiller (Water cooled-centrifugal, 200 tons) | High Efficiency Chiller (Water cooled-centrifugal, 200 tons) | Equip | 20 | District chilled water piped | 28.37% | Tech/Econ | 4.362% | 0 | 0 | 0
Tech | Miscellaneous | Refrigeration | Display cases | TRC | New | NN5320 | Retro-Commissioning | Retro-Commissioning | NonEquip | 5 |  | 0% | Tech/Econ | 16% | 0 | 0 | 0
Tech | Miscellaneous | Refrigeration | Display cases | TRC | New | NN5112 | ENERGY STAR certified buildings program | ENERGY STAR certified buildings program | NonEquip | 20 |  | 0% | Tech/Econ | 35% | 0 | 0 | 0
Tech | Miscellaneous | Refrigeration | Display cases | TRC | New | NN4904 | Strip Curtains for Walk-ins | Strip Curtains for Walk-ins | NonEquip | 4 | Walk-in cooler | 0% | Tech/Econ | 2.115% | 0 | 0 | 0
Tech | Miscellaneous | Refrigeration | Display cases | TRC | New | NN4878 | Refrigerated Display Case Lighting Controls | Refrigerated Display Case Lighting Controls | NonEquip | 8 | Display cases | 0% | Tech/Econ | 0.9365% | 0 | 0 | 0
Tech | Miscellaneous | Refrigeration | Display cases | TRC | New | NN4852 | PSC to ECM Evaporator Fan Motor (Walk-In, Refrigerator) | PSC to ECM Evaporator Fan Motor (Walk-In, Refrigerator) | NonEquip | 15 | Walk-in cooler | 0% | Tech/Econ | 37.5% | 0 | 0 | 0
Tech | Miscellaneous | Refrigeration | Display cases | TRC | New | NN4826 | PSC to ECM Evaporator Fan Motor (Reach-In) | PSC to ECM Evaporator Fan Motor (Reach-In) | NonEquip | 15 | Display cases | 0% | Tech/Econ | 37.5% | 0 | 0 | 0
Tech | Miscellaneous | Refrigeration | Display cases | TRC | New | NN4800 | Night Covers for Display Cases | Night Covers for Display Cases | NonEquip | 5 | Display cases | 0% | Tech/Econ | 1.877% | 0 | 0 | 0
Tech | Miscellaneous | Refrigeration | Display cases | TRC | New | NN4774 | High R-Value Glass Doors | High R-Value Glass Doors | NonEquip | 12 | Display cases | 0% | Tech/Econ | 0% | 0 | 0 | 0
Tech | Miscellaneous | Refrigeration | Display cases | TRC | New | NN4748 | High Efficiency Refrigeration Compressor | High Efficiency Refrigeration Compressor | NonEquip | 13 | Display cases | 0% | Tech/Econ | 6.922% | 0 | 0 | 0
Tech | Miscellaneous | Refrigeration | Display cases | TRC | New | NN4722 | Freezer-Cooler Replacement Gaskets | Freezer-Cooler Replacement Gaskets | NonEquip | 4 | Display cases | 0% | Tech/Econ | 0% | 0 | 0 | 0
Tech | Miscellaneous | Refrigeration | Display cases | TRC | New | NN4696 | Floating Head Pressure Controls | Floating Head Pressure Controls | NonEquip | 15 |  | 0% | Tech/Econ | 6.05% | 0 | 0 | 0
Tech | Miscellaneous | Refrigeration | Display cases | TRC | New | NN4670 | Demand Defrost | Demand Defrost | NonEquip | 10 | Walk-in cooler | 0% | Tech/Econ | 30% | 0 | 0 | 0
Tech | Miscellaneous | Refrigeration | Display cases | TRC | New | NN4644 | Automatic Door Closer for Walk-in Coolers and Freezers | Automatic Door Closer for Walk-in Coolers and Freezers | NonEquip | 8 | Walk-in cooler | 0% | Tech/Econ | 3.131% | 0 | 0 | 0
Tech | Miscellaneous | Refrigeration | Display cases | TRC | New | NN4618 | Anti-Sweat Controls | Anti-Sweat Controls | NonEquip | 8 | Display cases | 0% | Tech/Econ | 85% | 0 | 0 | 0
Tech | Miscellaneous | Refrigeration | Display cases | TRC | Existing | NE5307 | Retro-Commissioning | Retro-Commissioning | NonEquip | 5 |  | 21.99% | Tech/Econ | 16% | 0 | 0 | 0
Tech | Miscellaneous | Refrigeration | Display cases | TRC | Existing | NE5099 | ENERGY STAR certified buildings program | ENERGY STAR certified buildings program | NonEquip | 20 |  | 0% | Tech/Econ | 35% | 0 | 0 | 0
Tech | Miscellaneous | Refrigeration | Display cases | TRC | Existing | NE4891 | Strip Curtains for Walk-ins | Strip Curtains for Walk-ins | NonEquip | 4 | Walk-in cooler | 0% | Tech/Econ | 2.115% | 0 | 0 | 0
Tech | Miscellaneous | Refrigeration | Display cases | TRC | Existing | NE4865 | Refrigerated Display Case Lighting Controls | Refrigerated Display Case Lighting Controls | NonEquip | 8 | Display cases | 0% | Tech/Econ | 2.524% | 0 | 0 | 0
Tech | Miscellaneous | Refrigeration | Display cases | TRC | Existing | NE4839 | PSC to ECM Evaporator Fan Motor (Walk-In, Refrigerator) | PSC to ECM Evaporator Fan Motor (Walk-In, Refrigerator) | NonEquip | 15 | Walk-in cooler | 0% | Tech/Econ | 37.5% | 0 | 0 | 0
Tech | Miscellaneous | Refrigeration | Display cases | TRC | Existing | NE4813 | PSC to ECM Evaporator Fan Motor (Reach-In) | PSC to ECM Evaporator Fan Motor (Reach-In) | NonEquip | 15 | Display cases | 0% | Tech/Econ | 37.5% | 0 | 0 | 0
Tech | Miscellaneous | Refrigeration | Display cases | TRC | Existing | NE4787 | Night Covers for Display Cases | Night Covers for Display Cases | NonEquip | 5 | Display cases | 0% | Tech/Econ | 1.877% | 0 | 0 | 0
Tech | Miscellaneous | Refrigeration | Display cases | TRC | Existing | NE4761 | High R-Value Glass Doors | High R-Value Glass Doors | NonEquip | 12 | Display cases | 0% | Tech/Econ | 23.81% | 0 | 0 | 0
Tech | Miscellaneous | Refrigeration | Display cases | TRC | Existing | NE4735 | High Efficiency Refrigeration Compressor | High Efficiency Refrigeration Compressor | NonEquip | 13 | Display cases | 0% | Tech/Econ | 6.922% | 0 | 0 | 0
Tech | Miscellaneous | Refrigeration | Display cases | TRC | Existing | NE4709 | Freezer-Cooler Replacement Gaskets | Freezer-Cooler Replacement Gaskets | NonEquip | 4 | Display cases | 0% | Tech/Econ | 3.131% | 0 | 0 | 0
Tech | Miscellaneous | Refrigeration | Display cases | TRC | Existing | NE4683 | Floating Head Pressure Controls | Floating Head Pressure Controls | NonEquip | 15 |  | 0% | Tech/Econ | 6.05% | 0 | 0 | 0
Tech | Miscellaneous | Refrigeration | Display cases | TRC | Existing | NE4657 | Demand Defrost | Demand Defrost | NonEquip | 10 | Walk-in cooler | 0% | Tech/Econ | 30% | 0 | 0 | 0
Tech | Miscellaneous | Refrigeration | Display cases | TRC | Existing | NE4631 | Automatic Door Closer for Walk-in Coolers and Freezers | Automatic Door Closer for Walk-in Coolers and Freezers | NonEquip | 8 | Walk-in cooler | 0% | Tech/Econ | 3.131% | 0 | 0 | 0
Tech | Miscellaneous | Refrigeration | Display cases | TRC | Existing | NE4605 | Anti-Sweat Controls | Anti-Sweat Controls | NonEquip | 8 | Display cases | 0% | Tech/Econ | 85% | 0 | 0 | 0
Tech | Miscellaneous | Refrigeration | Display cases | TRC | Turnover | ET2616 | Refrigerated Display Case LED Lighting | Refrigerated Display Case LED Lighting | Equip | 8 | Display cases | 0% | Tech/Econ | 6.613% | 0 | 0 | 0
Tech | Miscellaneous | Refrigeration | Display cases | TRC | Turnover | ET2460 | Energy Star Commercial Solid Door Refrigerator | Energy Star Commercial Solid Door Refrigerator | Equip | 12 | Display cases | 0% | Tech/Econ | 50.28% | 0 | 0 | 0
Tech | Miscellaneous | Refrigeration | Display cases | TRC | Turnover | ET2421 | Energy Star Commercial Solid Door Freezer | Energy Star Commercial Solid Door Freezer | Equip | 12 | Display cases | 0% | Tech/Econ | 42.11% | 0 | 0 | 0
Tech | Miscellaneous | Refrigeration | Display cases | TRC | Turnover | ET2382 | Energy Star Commercial Glass Door Refrigerator | Energy Star Commercial Glass Door Refrigerator | Equip | 12 | Display cases | 0% | Tech/Econ | 37.88% | 0 | 0 | 0
Tech | Miscellaneous | Refrigeration | Display cases | TRC | Turnover | ET2343 | Energy Star Commercial Glass Door Freezer | Energy Star Commercial Glass Door Freezer | Equip | 12 | Display cases | 0% | Tech/Econ | 40.57% | 0 | 0 | 0
Tech | Miscellaneous | Refrigeration | Display cases | TRC | New | EN2642 | Refrigerated Display Case LED Lighting | Refrigerated Display Case LED Lighting | Equip | 8 | Display cases | 0% | Tech/Econ | 0% | 0 | 0 | 0
Tech | Miscellaneous | Refrigeration | Display cases | TRC | New | EN2486 | Energy Star Commercial Solid Door Refrigerator | Energy Star Commercial Solid Door Refrigerator | Equip | 12 | Display cases | 0% | Tech/Econ | 50.28% | 0 | 0 | 0
Tech | Miscellaneous | Refrigeration | Display cases | TRC | New | EN2447 | Energy Star Commercial Solid Door Freezer | Energy Star Commercial Solid Door Freezer | Equip | 12 | Display cases | 0% | Tech/Econ | 42.11% | 0 | 0 | 0
Tech | Miscellaneous | Refrigeration | Display cases | TRC | New | EN2408 | Energy Star Commercial Glass Door Refrigerator | Energy Star Commercial Glass Door Refrigerator | Equip | 12 | Display cases | 0% | Tech/Econ | 37.88% | 0 | 0 | 0
Tech | Miscellaneous | Refrigeration | Display cases | TRC | New | EN2369 | Energy Star Commercial Glass Door Freezer | Energy Star Commercial Glass Door Freezer | Equip | 12 | Display cases | 0% | Tech/Econ | 40.57% | 0 | 0 | 0
Tech | Miscellaneous | Cooking | Cooking Other | TRC | New | NN5086 | ENERGY STAR certified buildings program | ENERGY STAR certified buildings program | NonEquip | 20 |  | 0% | Tech/Econ | 35% | 0 | 0 | 0
Tech | Miscellaneous | Cooking | Cooking Other | TRC | Existing | NE5073 | ENERGY STAR certified buildings program | ENERGY STAR certified buildings program | NonEquip | 20 |  | 0% | Tech/Econ | 35% | 0 | 0 | 0
Tech | Miscellaneous | Cooking | Cooking Other | TRC | Turnover | ET9 | Efficient Exhaust Hood | Efficient Exhaust Hood | Equip | 15 | Cooking Other | 0% | Tech/Econ | 42.5% | 0 | 0 | 0
Tech | Miscellaneous | Cooking | Cooking Other | TRC | Turnover | ET243 | Induction Cooktops | Induction Cooktops | Equip | 10 | Cooking Other | 0% | Tech/Econ | 18.82% | 0 | 0 | 0
Tech | Miscellaneous | Cooking | Cooking Other | TRC | Turnover | ET165 | Energy Star Hot Food Holding Cabinet | Energy Star Hot Food Holding Cabinet | Equip | 12 | Cooking Other | 0% | Tech/Econ | 52.67% | 0 | 0 | 0
Tech | Miscellaneous | Cooking | Cooking Other | TRC | Turnover | ET126 | Energy Star Griddle | Energy Star Griddle | Equip | 12 | Cooking Other | 0% | Tech/Econ | 12.08% | 0 | 0 | 0
Tech | Miscellaneous | Cooking | Cooking Other | TRC | New | EN35 | Efficient Exhaust Hood | Efficient Exhaust Hood | Equip | 15 | Cooking Other | 0% | Tech/Econ | 42.5% | 0 | 0 | 0
Tech | Miscellaneous | Cooking | Cooking Other | TRC | New | EN269 | Induction Cooktops | Induction Cooktops | Equip | 10 | Cooking Other | 0% | Tech/Econ | 18.82% | 0 | 0 | 0
Tech | Miscellaneous | Cooking | Cooking Other | TRC | New | EN191 | Energy Star Hot Food Holding Cabinet | Energy Star Hot Food Holding Cabinet | Equip | 12 | Cooking Other | 0% | Tech/Econ | 52.67% | 0 | 0 | 0
Tech | Miscellaneous | Cooking | Cooking Other | TRC | New | EN152 | Energy Star Griddle | Energy Star Griddle | Equip | 12 | Cooking Other | 0% | Tech/Econ | 12.08% | 0 | 0 | 0
Tech | Miscellaneous | Office Equipment | Computers | TRC | New | NN5060 | ENERGY STAR certified buildings program | ENERGY STAR certified buildings program | NonEquip | 20 |  | 0% | Tech/Econ | 35% | 0 | 0 | 0
Tech | Miscellaneous | Office Equipment | Computers | TRC | New | NN4592 | Smart Strip Plug Outlet | Smart Strip Plug Outlet | NonEquip | 4 |  | 43.9% | Tech/Econ | 1.187% | 0 | 0 | 0
Tech | Miscellaneous | Office Equipment | Computers | TRC | New | NN4566 | Network PC Power Management | Network PC Power Management | NonEquip | 5 | Computers | 0% | Tech/Econ | 56.5% | 0 | 0 | 0
Tech | Miscellaneous | Office Equipment | Computers | TRC | Existing | NE5047 | ENERGY STAR certified buildings program | ENERGY STAR certified buildings program | NonEquip | 20 |  | 0% | Tech/Econ | 35% | 0 | 0 | 0
Tech | Miscellaneous | Office Equipment | Computers | TRC | Existing | NE4579 | Smart Strip Plug Outlet | Smart Strip Plug Outlet | NonEquip | 4 |  | 43.9% | Tech/Econ | 1.187% | 237.9991 | 0.035389 | 0
Tech | Miscellaneous | Office Equipment | Computers | TRC | Existing | NE4553 | Network PC Power Management | Network PC Power Management | NonEquip | 5 | Computers | 0% | Tech/Econ | 56.5% | 0 | 0 | 0
Tech | Miscellaneous | Office Equipment | Computers | TRC | Turnover | ET2187 | Energy Star PCs | Energy Star PCs | Equip | 4 | Computers | 35% | Tech/Econ | 43.34% | 8168.0381 | 1.1633 | 0
Tech | Miscellaneous | Office Equipment | Computers | TRC | New | EN2213 | Energy Star PCs | Energy Star PCs | Equip | 4 | Computers | 35% | Tech/Econ | 43.34% | 0 | 0 | 0
Tech | Miscellaneous | Domestic Hot Water | Centralized water heaters | TRC | New | NN5424 | Retro-Commissioning | Retro-Commissioning | NonEquip | 5 |  | 0% | Tech/Econ | 16% | 0 | 0 | 0
Tech | Miscellaneous | Domestic Hot Water | Centralized water heaters | TRC | New | NN5216 | ENERGY STAR certified buildings program | ENERGY STAR certified buildings program | NonEquip | 20 |  | 0% | Tech/Econ | 35% | 0 | 0 | 0
Tech | Miscellaneous | Domestic Hot Water | Centralized water heaters | TRC | New | NN2928 | Thermostatic Shower Restriction Valve | Thermostatic Shower Restriction Valve | NonEquip | 10 | Centralized water heaters | 0% | Tech/Econ | 3.379% | 0 | 0 | 0
Tech | Miscellaneous | Domestic Hot Water | Centralized water heaters | TRC | New | NN2902 | Tank Wrap on Water Heater | Tank Wrap on Water Heater | NonEquip | 7 | Centralized water heaters | 55.99% | Tech/Econ | 1.17% | 0 | 0 | 0
Tech | Miscellaneous | Domestic Hot Water | Centralized water heaters | TRC | New | NN2876 | Low-Flow Pre-Rinse Sprayers | Low-Flow Pre-Rinse Sprayers | NonEquip | 5 | Centralized water heaters | 0% | Tech/Econ | 0.5258% | 0 | 0 | 0
Tech | Miscellaneous | Domestic Hot Water | Centralized water heaters | TRC | New | NN2850 | Low Flow Shower Head | Low Flow Shower Head | NonEquip | 10 | Centralized water heaters | 0% | Tech/Econ | 0.6845% | 0 | 0 | 0
Tech | Miscellaneous | Domestic Hot Water | Centralized water heaters | TRC | New | NN2824 | Hot Water Pipe Insulation | Hot Water Pipe Insulation | NonEquip | 13 | Centralized water heaters | 22.62% | Tech/Econ | 6.282% | 0 | 0 | 0
Tech | Miscellaneous | Domestic Hot Water | Centralized water heaters | TRC | New | NN2798 | Hot Water Circulation Pump Control | Hot Water Circulation Pump Control | NonEquip | 15 | Centralized water heaters | 34.31% | Tech/Econ | 3.017% | 0 | 0 | 0
Tech | Miscellaneous | Domestic Hot Water | Centralized water heaters | TRC | New | NN2772 | Faucet Aerator | Faucet Aerator | NonEquip | 10 | Centralized water heaters | 23.64% | Tech/Econ | 0.4552% | 0 | 0 | 0
Tech | Miscellaneous | Domestic Hot Water | Centralized water heaters | TRC | New | NN2746 | Drain Water Heat Recovery | Drain Water Heat Recovery | NonEquip | 15 | Centralized water heaters | 22.62% | Tech/Econ | 12.27% | 0 | 0 | 0
Tech | Miscellaneous | Domestic Hot Water | Centralized water heaters | TRC | Existing | NE5411 | Retro-Commissioning | Retro-Commissioning | NonEquip | 5 |  | 21.99% | Tech/Econ | 16% | 229.652 | 0.038394 | 0.11904
Tech | Miscellaneous | Domestic Hot Water | Centralized water heaters | TRC | Existing | NE5203 | ENERGY STAR certified buildings program | ENERGY STAR certified buildings program | NonEquip | 20 |  | 0% | Tech/Econ | 35% | 0 | 0 | 0
Tech | Miscellaneous | Domestic Hot Water | Centralized water heaters | TRC | Existing | NE2915 | Thermostatic Shower Restriction Valve | Thermostatic Shower Restriction Valve | NonEquip | 10 | Centralized water heaters | 0% | Tech/Econ | 3.232% | 0 | 0 | 0
Tech | Miscellaneous | Domestic Hot Water | Centralized water heaters | TRC | Existing | NE2889 | Tank Wrap on Water Heater | Tank Wrap on Water Heater | NonEquip | 7 | Centralized water heaters | 55.99% | Tech/Econ | 1.17% | 40.1665 | 0.0040234 | 0.004105
Tech | Miscellaneous | Domestic Hot Water | Centralized water heaters | TRC | Existing | NE2863 | Low-Flow Pre-Rinse Sprayers | Low-Flow Pre-Rinse Sprayers | NonEquip | 5 | Centralized water heaters | 0% | Tech/Econ | 0.5014% | 0 | 0 | 0
Tech | Miscellaneous | Domestic Hot Water | Centralized water heaters | TRC | Existing | NE2837 | Low Flow Shower Head | Low Flow Shower Head | NonEquip | 10 | Centralized water heaters | 0% | Tech/Econ | 0.6548% | 0 | 0 | 0
Tech | Miscellaneous | Domestic Hot Water | Centralized water heaters | TRC | Existing | NE2811 | Hot Water Pipe Insulation | Hot Water Pipe Insulation | NonEquip | 13 | Centralized water heaters | 22.62% | Tech/Econ | 6.01% | 85.3349 | 0.0095332 | 0.010714
Tech | Miscellaneous | Domestic Hot Water | Centralized water heaters | TRC | Existing | NE2785 | Hot Water Circulation Pump Control | Hot Water Circulation Pump Control | NonEquip | 15 | Centralized water heaters | 34.31% | Tech/Econ | 2.886% | 61.3095 | 0.0029159 | 0.0030633
Tech | Miscellaneous | Domestic Hot Water | Centralized water heaters | TRC | Existing | NE2759 | Faucet Aerator | Faucet Aerator | NonEquip | 10 | Centralized water heaters | 23.64% | Tech/Econ | 0.4355% | 6.2699 | 0.0013068 | 0.00078699
Tech | Miscellaneous | Domestic Hot Water | Centralized water heaters | TRC | Existing | NE2733 | Drain Water Heat Recovery | Drain Water Heat Recovery | NonEquip | 15 | Centralized water heaters | 2.67% | Tech/Econ | 12.27% | 20.6365 | 0.0049952 | 0.0023754
Tech | Miscellaneous | Domestic Hot Water | Centralized water heaters | TRC | Turnover | ET438 | Solar Water Heater | Solar Water Heater | Equip | 15 | Centralized water heaters | 13.24% | Tech/Econ | 76.67% | 945.8112 | 0.070692 | 0.0099247
Tech | Miscellaneous | Domestic Hot Water | Centralized water heaters | TRC | Turnover | ET360 | Heat Pump Water Heater | Heat Pump Water Heater | Equip | 10 | Centralized water heaters | 33.74% | Tech/Econ | 65.32% | 1845.3626 | 0.31185 | 0.20742
Tech | Miscellaneous | Domestic Hot Water | Centralized water heaters | TRC | Turnover | ET282 | Energy Star Commercial Dishwasher | Energy Star Commercial Dishwasher | Equip | 15 | Centralized water heaters | 0% | Tech/Econ | 29.58% | 0 | 0 | 0
Tech | Miscellaneous | Domestic Hot Water | Centralized water heaters | TRC | New | EN464 | Solar Water Heater | Solar Water Heater | Equip | 15 | Centralized water heaters | 13.24% | Tech/Econ | 76.67% | 0 | 0 | 0
Tech | Miscellaneous | Domestic Hot Water | Centralized water heaters | TRC | New | EN386 | Heat Pump Water Heater | Heat Pump Water Heater | Equip | 10 | Centralized water heaters | 33.74% | Tech/Econ | 65.32% | 0 | 0 | 0
Tech | Miscellaneous | Domestic Hot Water | Centralized water heaters | TRC | New | EN308 | Energy Star Commercial Dishwasher | Energy Star Commercial Dishwasher | Equip | 15 | Centralized water heaters | 0% | Tech/Econ | 29.58% | 0 | 0 | 0
Tech | Miscellaneous | Space Cooling | Central chillers inside | TRC | New | NN5372 | Retro-Commissioning | Retro-Commissioning | NonEquip | 5 |  | 0% | Tech/Econ | 16% | 0 | 0 | 0
Tech | Miscellaneous | Space Cooling | Central chillers inside | TRC | New | NN5164 | ENERGY STAR certified buildings program | ENERGY STAR certified buildings program | NonEquip | 20 |  | 0% | Tech/Econ | 35% | 0 | 0 | 0
Tech | Miscellaneous | Space Cooling | Central chillers inside | TRC | New | NN4384 | Window Sun Protection | Window Sun Protection | NonEquip | 10 |  | 12.84% | Tech/Econ | 16% | 0 | 0 | 0
Tech | Miscellaneous | Space Cooling | Central chillers inside | TRC | New | NN4358 | Waterside Economizer | Waterside Economizer | NonEquip | 20 |  | 0% | Tech/Econ | 5.556% | 0 | 0 | 0
Tech | Miscellaneous | Space Cooling | Central chillers inside | TRC | New | NN4150 | Smart Thermostat | Smart Thermostat | NonEquip | 11 |  | 22.46% | Tech/Econ | 10% | 0 | 0 | 0
Tech | Miscellaneous | Space Cooling | Central chillers inside | TRC | New | NN4046 | Programmable Thermostat | Programmable Thermostat | NonEquip | 11 |  | 0% | Tech/Econ | 3.6% | 0 | 0 | 0
Tech | Miscellaneous | Space Cooling | Central chillers inside | TRC | New | NN3994 | Low U-Value Windows | Low U-Value Windows | NonEquip | 20 |  | 14.46% | Tech/Econ | 10% | 0 | 0 | 0
Tech | Miscellaneous | Space Cooling | Central chillers inside | TRC | New | NN3916 | HVAC tune-up_RTU | HVAC tune-up_RTU | NonEquip | 5 | Packaged air conditioning units (RTUs) | 0% | Tech/Econ | 5% | 0 | 0 | 0
Tech | Miscellaneous | Space Cooling | Central chillers inside | TRC | New | NN3890 | HVAC tune-up | HVAC tune-up | NonEquip | 5 | Residential-type central air conditioners | 0% | Tech/Econ | 5% | 0 | 0 | 0
Tech | Miscellaneous | Space Cooling | Central chillers inside | TRC | New | NN3812 | Green Roof | Green Roof | NonEquip | 15 |  | 0.3341% | Tech/Econ | 0.1037% | 0 | 0 | 0
Tech | Miscellaneous | Space Cooling | Central chillers inside | TRC | New | NN3682 | Facility Energy Management System | Facility Energy Management System | NonEquip | 15 |  | 6.861% | Tech/Econ | 20% | 0 | 0 | 0
Tech | Miscellaneous | Space Cooling | Central chillers inside | TRC | New | NN3630 | Facility Commissioning | Facility Commissioning | NonEquip | 10 |  | 53.41% | Tech/Econ | 16% | 0 | 0 | 0
Tech | Miscellaneous | Space Cooling | Central chillers inside | TRC | New | NN3604 | Energy Recovery Ventilation System (ERV) | Energy Recovery Ventilation System (ERV) | NonEquip | 15 | Packaged air conditioning units (RTUs) | 0% | Tech/Econ | 9.935% | 0 | 0 | 0
Tech | Miscellaneous | Space Cooling | Central chillers inside | TRC | New | NN3526 | Duct Sealing Repair | Duct Sealing Repair | NonEquip | 15 |  | 0% | Tech/Econ | 12% | 0 | 0 | 0
Tech | Miscellaneous | Space Cooling | Central chillers inside | TRC | New | NN3474 | Duct Insulation | Duct Insulation | NonEquip | 15 |  | 0% | Tech/Econ | 2.045% | 0 | 0 | 0
Tech | Miscellaneous | Space Cooling | Central chillers inside | TRC | New | NN3422 | Dedicated Outdoor Air System on VRF unit | Dedicated Outdoor Air System on VRF unit | NonEquip | 15 | Residential-type central air conditioners | 0% | Tech/Econ | 17.5% | 0 | 0 | 0
Tech | Miscellaneous | Space Cooling | Central chillers inside | TRC | New | NN3370 | Cool Roof | Cool Roof | NonEquip | 15 |  | 72.47% | Tech/Econ | 0.1918% | 0 | 0 | 0
Tech | Miscellaneous | Space Cooling | Central chillers inside | TRC | New | NN3318 | Chilled Water System - Variable Speed Drives | Chilled Water System - Variable Speed Drives | NonEquip | 13 | Central chillers inside | 74.38% | Tech/Econ | 24.74% | 0 | 0 | 0
Tech | Miscellaneous | Space Cooling | Central chillers inside | TRC | New | NN3292 | Chilled Water Controls Optimization | Chilled Water Controls Optimization | NonEquip | 10 | Central chillers inside | 34.04% | Tech/Econ | 12.5% | 0 | 0 | 0
Tech | Miscellaneous | Space Cooling | Central chillers inside | TRC | New | NN3214 | Ceiling Insulation(R2 to R38) | Ceiling Insulation(R2 to R38) | NonEquip | 20 |  | 0% | Tech/Econ | 1.22% | 0 | 0 | 0
Tech | Miscellaneous | Space Cooling | Central chillers inside | TRC | New | NN3110 | Ceiling Insulation(R12 to R38) | Ceiling Insulation(R12 to R38) | NonEquip | 20 |  | 0% | Tech/Econ | 0.1469% | 0 | 0 | 0
Tech | Miscellaneous | Space Cooling | Central chillers inside | TRC | New | NN3058 | Airside Economizer | Airside Economizer | NonEquip | 10 | Packaged air conditioning units (RTUs) | 0% | Tech/Econ | 5.556% | 0 | 0 | 0
Tech | Miscellaneous | Space Cooling | Central chillers inside | TRC | Existing | NE5359 | Retro-Commissioning | Retro-Commissioning | NonEquip | 5 |  | 21.99% | Tech/Econ | 16% | 19700.2074 | 3.2935 | 0
Tech | Miscellaneous | Space Cooling | Central chillers inside | TRC | Existing | NE5151 | ENERGY STAR certified buildings program | ENERGY STAR certified buildings program | NonEquip | 20 |  | 0% | Tech/Econ | 35% | 0 | 0 | 0
Tech | Miscellaneous | Space Cooling | Central chillers inside | TRC | Existing | NE4371 | Window Sun Protection | Window Sun Protection | NonEquip | 10 |  | 12.84% | Tech/Econ | 16% | 13126.1114 | 5.6198 | -0.93663
Tech | Miscellaneous | Space Cooling | Central chillers inside | TRC | Existing | NE4345 | Waterside Economizer | Waterside Economizer | NonEquip | 20 |  | 0% | Tech/Econ | 5.556% | 0 | 0 | 0
Tech | Miscellaneous | Space Cooling | Central chillers inside | TRC | Existing | NE4215 | Wall Insulation | Wall Insulation | NonEquip | 20 |  | 0% | Tech/Econ | 0.5369% | 0 | 0 | 0
Tech | Miscellaneous | Space Cooling | Central chillers inside | TRC | Existing | NE4137 | Smart Thermostat | Smart Thermostat | NonEquip | 11 |  | 22.46% | Tech/Econ | 10% | 13462.8973 | 0.15986 | 0
Tech | Miscellaneous | Space Cooling | Central chillers inside | TRC | Existing | NE4111 | Roof Insulation | Roof Insulation | NonEquip | 20 |  | 49.96% | Tech/Econ | 0.1789% | 482.2064 | 0.0096491 | 0
Tech | Miscellaneous | Space Cooling | Central chillers inside | TRC | Existing | NE4033 | Programmable Thermostat | Programmable Thermostat | NonEquip | 11 |  | 0% | Tech/Econ | 3.6% | 0 | 0 | 0
Tech | Miscellaneous | Space Cooling | Central chillers inside | TRC | Existing | NE3981 | Low U-Value Windows | Low U-Value Windows | NonEquip | 20 |  | 14.46% | Tech/Econ | 46% | 56603.6169 | 19.4866 | 0
Tech | Miscellaneous | Space Cooling | Central chillers inside | TRC | Existing | NE3903 | HVAC tune-up_RTU | HVAC tune-up_RTU | NonEquip | 5 | Packaged air conditioning units (RTUs) | 0% | Tech/Econ | 5% | 0 | 0 | 0
Tech | Miscellaneous | Space Cooling | Central chillers inside | TRC | Existing | NE3877 | HVAC tune-up | HVAC tune-up | NonEquip | 5 | Residential-type central air conditioners | 0% | Tech/Econ | 5% | 0 | 0 | 0
Tech | Miscellaneous | Space Cooling | Central chillers inside | TRC | Existing | NE3799 | Green Roof | Green Roof | NonEquip | 15 |  | 0.3341% | Tech/Econ | 0.1037% | 1.8669 | 0.00024088 | 0
Tech | Miscellaneous | Space Cooling | Central chillers inside | TRC | Existing | NE3747 | Floor Insulation | Floor Insulation | NonEquip | 20 |  | 24.19% | Tech/Econ | 0.04693% | 61.1862 | 0.0012244 | 0
Tech | Miscellaneous | Space Cooling | Central chillers inside | TRC | Existing | NE3669 | Facility Energy Management System | Facility Energy Management System | NonEquip | 15 |  | 6.861% | Tech/Econ | 20% | 8891.7009 | 1.8636 | 0
Tech | Miscellaneous | Space Cooling | Central chillers inside | TRC | Existing | NE3591 | Energy Recovery Ventilation System (ERV) | Energy Recovery Ventilation System (ERV) | NonEquip | 15 | Packaged air conditioning units (RTUs) | 0% | Tech/Econ | 9.935% | 0 | 0 | 0
Tech | Miscellaneous | Space Cooling | Central chillers inside | TRC | Existing | NE3513 | Duct Sealing Repair | Duct Sealing Repair | NonEquip | 15 |  | 0% | Tech/Econ | 12% | 0 | 0 | 0
Tech | Miscellaneous | Space Cooling | Central chillers inside | TRC | Existing | NE3461 | Duct Insulation | Duct Insulation | NonEquip | 15 |  | 0% | Tech/Econ | 2.045% | 0 | 0 | 0
Tech | Miscellaneous | Space Cooling | Central chillers inside | TRC | Existing | NE3409 | Dedicated Outdoor Air System on VRF unit | Dedicated Outdoor Air System on VRF unit | NonEquip | 15 | Residential-type central air conditioners | 0% | Tech/Econ | 17.5% | 0 | 0 | 0
Tech | Miscellaneous | Space Cooling | Central chillers inside | TRC | Existing | NE3357 | Cool Roof | Cool Roof | NonEquip | 15 |  | 72.47% | Tech/Econ | 0.1918% | 751.08 | 0.096911 | 0
Tech | Miscellaneous | Space Cooling | Central chillers inside | TRC | Existing | NE3305 | Chilled Water System - Variable Speed Drives | Chilled Water System - Variable Speed Drives | NonEquip | 13 | Central chillers inside | 74.38% | Tech/Econ | 24.74% | 146137.2244 | 13.5928 | 3.0895
Tech | Miscellaneous | Space Cooling | Central chillers inside | TRC | Existing | NE3279 | Chilled Water Controls Optimization | Chilled Water Controls Optimization | NonEquip | 10 | Central chillers inside | 34.04% | Tech/Econ | 12.5% | 26636.681 | 8.805 | 0.0019946
Tech | Miscellaneous | Space Cooling | Central chillers inside | TRC | Existing | NE3201 | Ceiling Insulation(R2 to R38) | Ceiling Insulation(R2 to R38) | NonEquip | 20 |  | 0% | Tech/Econ | 1.22% | 0 | 0 | 0
Tech | Miscellaneous | Space Cooling | Central chillers inside | TRC | Existing | NE3149 | Ceiling Insulation(R19 to R38) | Ceiling Insulation(R19 to R38) | NonEquip | 20 |  | 0% | Tech/Econ | 0.06779% | 0 | 0 | 0
Tech | Miscellaneous | Space Cooling | Central chillers inside | TRC | Existing | NE3097 | Ceiling Insulation(R12 to R38) | Ceiling Insulation(R12 to R38) | NonEquip | 20 |  | 0% | Tech/Econ | 0.1469% | 0 | 0 | 0
Tech | Miscellaneous | Space Cooling | Central chillers inside | TRC | Existing | NE3045 | Airside Economizer | Airside Economizer | NonEquip | 10 | Packaged air conditioning units (RTUs) | 0% | Tech/Econ | 5.556% | 0 | 0 | 0
Tech | Miscellaneous | Space Cooling | Central chillers inside | TRC | Turnover | ET984 | High Efficiency Chiller (Water cooled-centrifugal, 200 tons) | High Efficiency Chiller (Water cooled-centrifugal, 200 tons) | Equip | 20 | Central chillers inside | 28.37% | Tech/Econ | 4.362% | 7070.2625 | 2.2681 | 0.022329
Tech | Miscellaneous | Space Cooling | Central chillers inside | TRC | Turnover | ET906 | High Efficiency Chiller (Air Cooled, 50 tons) | High Efficiency Chiller (Air Cooled, 50 tons) | Equip | 20 | Central chillers inside | 28.37% | Tech/Econ | 8.759% | 14557.8455 | 3.376 | 0.77873
Tech | Miscellaneous | Space Cooling | Central chillers inside | TRC | Turnover | ET1062 | High Efficiency Chiller (Water cooled-positive displacement, 100 tons) | High Efficiency Chiller (Water cooled-positive displacement, 100 tons) | Equip | 20 | Central chillers inside | 28.37% | Tech/Econ | 2.683% | 4294.4649 | 1.3776 | 0.013563
Tech | Miscellaneous | Space Cooling | Central chillers inside | TRC | New | EN932 | High Efficiency Chiller (Air Cooled, 50 tons) | High Efficiency Chiller (Air Cooled, 50 tons) | Equip | 20 | Central chillers inside | 28.37% | Tech/Econ | 8.759% | 0 | 0 | 0
Tech | Miscellaneous | Space Cooling | Central chillers inside | TRC | New | EN1088 | High Efficiency Chiller (Water cooled-positive displacement, 100 tons) | High Efficiency Chiller (Water cooled-positive displacement, 100 tons) | Equip | 20 | Central chillers inside | 28.37% | Tech/Econ | 2.683% | 0 | 0 | 0
Tech | Miscellaneous | Space Cooling | Central chillers inside | TRC | New | EN1010 | High Efficiency Chiller (Water cooled-centrifugal, 200 tons) | High Efficiency Chiller (Water cooled-centrifugal, 200 tons) | Equip | 20 | Central chillers inside | 28.37% | Tech/Econ | 4.362% | 0 | 0 | 0
Tech | Miscellaneous | Ventilation and Circulation | Central air-handling unit | TRC | New | NN5398 | Retro-Commissioning | Retro-Commissioning | NonEquip | 5 |  | 0% | Tech/Econ | 16% | 0 | 0 | 0
Tech | Miscellaneous | Ventilation and Circulation | Central air-handling unit | TRC | New | NN5190 | ENERGY STAR certified buildings program | ENERGY STAR certified buildings program | NonEquip | 20 |  | 0% | Tech/Econ | 35% | 0 | 0 | 0
Tech | Miscellaneous | Ventilation and Circulation | Central air-handling unit | TRC | New | NN4982 | VAV System | VAV System | NonEquip | 10 |  | 0% | Tech/Econ | 30% | 0 | 0 | 0
Tech | Miscellaneous | Ventilation and Circulation | Central air-handling unit | TRC | New | NN4956 | Demand Controlled Ventilation | Demand Controlled Ventilation | NonEquip | 10 |  | 23.39% | Tech/Econ | 3.192% | 0 | 0 | 0
Tech | Miscellaneous | Ventilation and Circulation | Central air-handling unit | TRC | New | NN4930 | CO Sensors for Parking Garage Exhaust | CO Sensors for Parking Garage Exhaust | NonEquip | 15 | Motor/Fan | 0% | Tech/Econ | 33% | 0 | 0 | 0
Tech | Miscellaneous | Ventilation and Circulation | Central air-handling unit | TRC | Existing | NE5385 | Retro-Commissioning | Retro-Commissioning | NonEquip | 5 |  | 21.99% | Tech/Econ | 16% | 41514.8139 | 6.9405 | 21.5184
Tech | Miscellaneous | Ventilation and Circulation | Central air-handling unit | TRC | Existing | NE5177 | ENERGY STAR certified buildings program | ENERGY STAR certified buildings program | NonEquip | 20 |  | 0% | Tech/Econ | 35% | 0 | 0 | 0
Tech | Miscellaneous | Ventilation and Circulation | Central air-handling unit | TRC | Existing | NE4969 | VAV System | VAV System | NonEquip | 10 |  | 0% | Tech/Econ | 30% | 0 | 0 | 0
Tech | Miscellaneous | Ventilation and Circulation | Central air-handling unit | TRC | Existing | NE4943 | Demand Controlled Ventilation | Demand Controlled Ventilation | NonEquip | 10 |  | 23.39% | Tech/Econ | 3.192% | 8500.0454 | 0.88498 | 4.9824
Tech | Miscellaneous | Ventilation and Circulation | Central air-handling unit | TRC | Existing | NE4917 | CO Sensors for Parking Garage Exhaust | CO Sensors for Parking Garage Exhaust | NonEquip | 15 | Motor/Fan | 0% | Tech/Econ | 33% | 0 | 0 | 0
Tech | Miscellaneous | Interior Lighting | case lighting | TRC | New | NN5268 | Retro-Commissioning | Retro-Commissioning | NonEquip | 5 |  | 0% | Tech/Econ | 16% | 0 | 0 | 0
Tech | Miscellaneous | Interior Lighting | case lighting | TRC | New | NN5008 | ENERGY STAR certified buildings program | ENERGY STAR certified buildings program | NonEquip | 20 |  | 0% | Tech/Econ | 35% | 0 | 0 | 0
Tech | Miscellaneous | Interior Lighting | case lighting | TRC | New | NN4436 | Interior Lighting Controls | Interior Lighting Controls | NonEquip | 8 | Overhead (fluorescent/LED/CFL U-shape) | 0% | Tech/Econ | 28% | 0 | 0 | 0
Tech | Miscellaneous | Interior Lighting | case lighting | TRC | New | NN4410 | Bi-Level Lighting Control (Interior) | Bi-Level Lighting Control (Interior) | NonEquip | 8 | Overhead (fluorescent/LED/CFL U-shape) | 0% | Tech/Econ | 31% | 0 | 0 | 0
Tech | Miscellaneous | Interior Lighting | case lighting | TRC | New | NN3708 | Facility Energy Management System | Facility Energy Management System | NonEquip | 15 |  | 6.861% | Tech/Econ | 24% | 0 | 0 | 0
Tech | Miscellaneous | Interior Lighting | case lighting | TRC | Existing | NE5255 | Retro-Commissioning | Retro-Commissioning | NonEquip | 5 |  | 21.99% | Tech/Econ | 16% | 24.6135 | 0.0041149 | 0.012758
Tech | Miscellaneous | Interior Lighting | case lighting | TRC | Existing | NE4995 | ENERGY STAR certified buildings program | ENERGY STAR certified buildings program | NonEquip | 20 |  | 0% | Tech/Econ | 35% | 0 | 0 | 0
Tech | Miscellaneous | Interior Lighting | case lighting | TRC | Existing | NE4423 | Interior Lighting Controls | Interior Lighting Controls | NonEquip | 8 | Overhead (fluorescent/LED/CFL U-shape) | 0% | Tech/Econ | 28% | 0 | 0 | 0
Tech | Miscellaneous | Interior Lighting | case lighting | TRC | Existing | NE4397 | Bi-Level Lighting Control (Interior) | Bi-Level Lighting Control (Interior) | NonEquip | 8 | Overhead (fluorescent/LED/CFL U-shape) | 0% | Tech/Econ | 31% | 0 | 0 | 0
Tech | Miscellaneous | Interior Lighting | case lighting | TRC | Existing | NE3695 | Facility Energy Management System | Facility Energy Management System | NonEquip | 15 |  | 6.861% | Tech/Econ | 24% | 11.7128 | 0.0024549 | 0.0002111
Tech | Miscellaneous | Space Heating | Boilers | TRC | New | NN5346 | Retro-Commissioning | Retro-Commissioning | NonEquip | 5 |  | 0% | Tech/Econ | 16% | 0 | 0 | 0
Tech | Miscellaneous | Space Heating | Boilers | TRC | New | NN5138 | ENERGY STAR certified buildings program | ENERGY STAR certified buildings program | NonEquip | 20 |  | 0% | Tech/Econ | 35% | 0 | 0 | 0
Tech | Miscellaneous | Space Heating | Boilers | TRC | New | NN4332 | Water Cooled Refrigeration Heat Recovery | Water Cooled Refrigeration Heat Recovery | NonEquip | 20 |  | 0% | Tech/Econ | 10% | 0 | 0 | 0
Tech | Miscellaneous | Space Heating | Boilers | TRC | New | NN4280 | Warehouse Loading Dock Seals | Warehouse Loading Dock Seals | NonEquip | 18 |  | 0% | Tech/Econ | 0.1002% | 0 | 0 | 0
Tech | Miscellaneous | Space Heating | Boilers | TRC | New | NN4254 | Wall Insulation | Wall Insulation | NonEquip | 20 |  | 0% | Tech/Econ | 0% | 0 | 0 | 0
Tech | Miscellaneous | Space Heating | Boilers | TRC | New | NN4176 | Smart Thermostat | Smart Thermostat | NonEquip | 11 |  | 22.46% | Tech/Econ | 10% | 0 | 0 | 0
Tech | Miscellaneous | Space Heating | Boilers | TRC | New | NN4098 | Roof Insulation | Roof Insulation | NonEquip | 20 |  | 49.96% | Tech/Econ | 0.321% | 0 | 0 | 0
Tech | Miscellaneous | Space Heating | Boilers | TRC | New | NN4072 | Programmable Thermostat | Programmable Thermostat | NonEquip | 11 |  | 0% | Tech/Econ | 3.6% | 0 | 0 | 0
Tech | Miscellaneous | Space Heating | Boilers | TRC | New | NN4020 | Low U-Value Windows | Low U-Value Windows | NonEquip | 20 |  | 14.46% | Tech/Econ | 10% | 0 | 0 | 0
Tech | Miscellaneous | Space Heating | Boilers | TRC | New | NN3942 | Infiltration Reduction - Air Sealing | Infiltration Reduction - Air Sealing | NonEquip | 11 |  | 0% | Tech/Econ | 0.05008% | 0 | 0 | 0
Tech | Miscellaneous | Space Heating | Boilers | TRC | New | NN3864 | Hotel Card Energy Control Systems | Hotel Card Energy Control Systems | NonEquip | 15 |  | 0% | Tech/Econ | 0% | 0 | 0 | 0
Tech | Miscellaneous | Space Heating | Boilers | TRC | New | NN3786 | Green Roof | Green Roof | NonEquip | 15 |  | 0.3341% | Tech/Econ | 0.496% | 0 | 0 | 0
Tech | Miscellaneous | Space Heating | Boilers | TRC | New | NN3734 | Floor Insulation | Floor Insulation | NonEquip | 20 |  | 24.19% | Tech/Econ | 0.1684% | 0 | 0 | 0
Tech | Miscellaneous | Space Heating | Boilers | TRC | New | NN3656 | Facility Energy Management System | Facility Energy Management System | NonEquip | 15 |  | 6.861% | Tech/Econ | 20% | 0 | 0 | 0
Tech | Miscellaneous | Space Heating | Boilers | TRC | New | NN3578 | ECM Motors on Furnaces | ECM Motors on Furnaces | NonEquip | 15 | Forced air furnace | 0% | Tech/Econ | 1.706% | 0 | 0 | 0
Tech | Miscellaneous | Space Heating | Boilers | TRC | New | NN3552 | Duct Sealing Repair | Duct Sealing Repair | NonEquip | 15 |  | 0% | Tech/Econ | 12% | 0 | 0 | 0
Tech | Miscellaneous | Space Heating | Boilers | TRC | New | NN3500 | Duct Insulation | Duct Insulation | NonEquip | 15 |  | 0% | Tech/Econ | 2.045% | 0 | 0 | 0
Tech | Miscellaneous | Space Heating | Boilers | TRC | New | NN3448 | Destratification Fans | Destratification Fans | NonEquip | 10 |  | 0% | Tech/Econ | 15.26% | 0 | 0 | 0
Tech | Miscellaneous | Space Heating | Boilers | TRC | New | NN3396 | Dedicated Outdoor Air System on VRF unit | Dedicated Outdoor Air System on VRF unit | NonEquip | 15 | Residential/split system heat pump | 0% | Tech/Econ | 10% | 0 | 0 | 0
Tech | Miscellaneous | Space Heating | Boilers | TRC | New | NN3344 | Cool Roof | Cool Roof | NonEquip | 15 |  | 72.47% | Tech/Econ | 0.02512% | 0 | 0 | 0
Tech | Miscellaneous | Space Heating | Boilers | TRC | New | NN3240 | Ceiling Insulation(R30 to R38) | Ceiling Insulation(R30 to R38) | NonEquip | 20 |  | 0% | Tech/Econ | 0.06487% | 0 | 0 | 0
Tech | Miscellaneous | Space Heating | Boilers | TRC | New | NN3188 | Ceiling Insulation(R2 to R38) | Ceiling Insulation(R2 to R38) | NonEquip | 20 |  | 0% | Tech/Econ | 4.379% | 0 | 0 | 0
Tech | Miscellaneous | Space Heating | Boilers | TRC | New | NN3136 | Ceiling Insulation(R19 to R38) | Ceiling Insulation(R19 to R38) | NonEquip | 20 |  | 0% | Tech/Econ | 0.2433% | 0 | 0 | 0
Tech | Miscellaneous | Space Heating | Boilers | TRC | New | NN3084 | Ceiling Insulation(R12 to R38) | Ceiling Insulation(R12 to R38) | NonEquip | 20 |  | 0% | Tech/Econ | 0.5271% | 0 | 0 | 0
Tech | Miscellaneous | Space Heating | Boilers | TRC | New | NN3006 | Air Curtains | Air Curtains | NonEquip | 8 |  | 0% | Tech/Econ | 0.0224% | 0 | 0 | 0
Tech | Miscellaneous | Space Heating | Boilers | TRC | Existing | NE5333 | Retro-Commissioning | Retro-Commissioning | NonEquip | 5 |  | 21.99% | Tech/Econ | 16% | 0 | 0 | 0
Tech | Miscellaneous | Space Heating | Boilers | TRC | Existing | NE5125 | ENERGY STAR certified buildings program | ENERGY STAR certified buildings program | NonEquip | 20 |  | 0% | Tech/Econ | 35% | 0 | 0 | 0
Tech | Miscellaneous | Space Heating | Boilers | TRC | Existing | NE4319 | Water Cooled Refrigeration Heat Recovery | Water Cooled Refrigeration Heat Recovery | NonEquip | 20 |  | 0% | Tech/Econ | 10% | 0 | 0 | 0
Tech | Miscellaneous | Space Heating | Boilers | TRC | Existing | NE4267 | Warehouse Loading Dock Seals | Warehouse Loading Dock Seals | NonEquip | 18 |  | 0% | Tech/Econ | 0.1105% | 0 | 0 | 0
Tech | Miscellaneous | Space Heating | Boilers | TRC | Existing | NE4241 | Wall Insulation | Wall Insulation | NonEquip | 20 |  | 0% | Tech/Econ | 0.3104% | 0 | 0 | 0
Tech | Miscellaneous | Space Heating | Boilers | TRC | Existing | NE4163 | Smart Thermostat | Smart Thermostat | NonEquip | 11 |  | 22.46% | Tech/Econ | 10% | 0 | 0 | 0
Tech | Miscellaneous | Space Heating | Boilers | TRC | Existing | NE4085 | Roof Insulation | Roof Insulation | NonEquip | 20 |  | 49.96% | Tech/Econ | 0.7084% | 0 | 0 | 0
Tech | Miscellaneous | Space Heating | Boilers | TRC | Existing | NE4059 | Programmable Thermostat | Programmable Thermostat | NonEquip | 11 |  | 0% | Tech/Econ | 3.6% | 0 | 0 | 0
Tech | Miscellaneous | Space Heating | Boilers | TRC | Existing | NE4007 | Low U-Value Windows | Low U-Value Windows | NonEquip | 20 |  | 14.46% | Tech/Econ | 46% | 0 | 0 | 0
Tech | Miscellaneous | Space Heating | Boilers | TRC | Existing | NE3929 | Infiltration Reduction - Air Sealing | Infiltration Reduction - Air Sealing | NonEquip | 11 |  | 0% | Tech/Econ | 0.05526% | 0 | 0 | 0
Tech | Miscellaneous | Space Heating | Boilers | TRC | Existing | NE3851 | Hotel Card Energy Control Systems | Hotel Card Energy Control Systems | NonEquip | 15 |  | 0% | Tech/Econ | 0% | 0 | 0 | 0
Tech | Miscellaneous | Space Heating | Boilers | TRC | Existing | NE3773 | Green Roof | Green Roof | NonEquip | 15 |  | 0.3341% | Tech/Econ | 0.5473% | 0 | 0 | 0
Tech | Miscellaneous | Space Heating | Boilers | TRC | Existing | NE3721 | Floor Insulation | Floor Insulation | NonEquip | 20 |  | 24.19% | Tech/Econ | 0.1858% | 0 | 0 | 0
Tech | Miscellaneous | Space Heating | Boilers | TRC | Existing | NE3643 | Facility Energy Management System | Facility Energy Management System | NonEquip | 15 |  | 6.861% | Tech/Econ | 20% | 0 | 0 | 0
Tech | Miscellaneous | Space Heating | Boilers | TRC | Existing | NE3565 | ECM Motors on Furnaces | ECM Motors on Furnaces | NonEquip | 15 | Forced air furnace | 0% | Tech/Econ | 1.706% | 0 | 0 | 0
Tech | Miscellaneous | Space Heating | Boilers | TRC | Existing | NE3539 | Duct Sealing Repair | Duct Sealing Repair | NonEquip | 15 |  | 0% | Tech/Econ | 12% | 0 | 0 | 0
Tech | Miscellaneous | Space Heating | Boilers | TRC | Existing | NE3487 | Duct Insulation | Duct Insulation | NonEquip | 15 |  | 0% | Tech/Econ | 2.045% | 0 | 0 | 0
Tech | Miscellaneous | Space Heating | Boilers | TRC | Existing | NE3435 | Destratification Fans | Destratification Fans | NonEquip | 10 |  | 0% | Tech/Econ | 15.26% | 0 | 0 | 0
Tech | Miscellaneous | Space Heating | Boilers | TRC | Existing | NE3383 | Dedicated Outdoor Air System on VRF unit | Dedicated Outdoor Air System on VRF unit | NonEquip | 15 | Residential/split system heat pump | 0% | Tech/Econ | 10% | 0 | 0 | 0
Tech | Miscellaneous | Space Heating | Boilers | TRC | Existing | NE3331 | Cool Roof | Cool Roof | NonEquip | 15 |  | 72.47% | Tech/Econ | 0.02772% | 0 | 0 | 0
Tech | Miscellaneous | Space Heating | Boilers | TRC | Existing | NE3227 | Ceiling Insulation(R30 to R38) | Ceiling Insulation(R30 to R38) | NonEquip | 20 |  | 0% | Tech/Econ | 0.07158% | 0 | 0 | 0
Tech | Miscellaneous | Space Heating | Boilers | TRC | Existing | NE3175 | Ceiling Insulation(R2 to R38) | Ceiling Insulation(R2 to R38) | NonEquip | 20 |  | 0% | Tech/Econ | 4.832% | 0 | 0 | 0
Tech | Miscellaneous | Space Heating | Boilers | TRC | Existing | NE3123 | Ceiling Insulation(R19 to R38) | Ceiling Insulation(R19 to R38) | NonEquip | 20 |  | 0% | Tech/Econ | 0.2684% | 0 | 0 | 0
Tech | Miscellaneous | Space Heating | Boilers | TRC | Existing | NE3071 | Ceiling Insulation(R12 to R38) | Ceiling Insulation(R12 to R38) | NonEquip | 20 |  | 0% | Tech/Econ | 0.5816% | 0 | 0 | 0
Tech | Miscellaneous | Space Heating | Boilers | TRC | Existing | NE2993 | Air Curtains | Air Curtains | NonEquip | 8 |  | 0% | Tech/Econ | 0.0224% | 0 | 0 | 0
Tech | Miscellaneous | Domestic Hot Water | "Point-of-Use" water heaters | TRC | New | NN5424 | Retro-Commissioning | Retro-Commissioning | NonEquip | 5 |  | 0% | Tech/Econ | 16% | 0 | 0 | 0
Tech | Miscellaneous | Domestic Hot Water | "Point-of-Use" water heaters | TRC | New | NN5216 | ENERGY STAR certified buildings program | ENERGY STAR certified buildings program | NonEquip | 20 |  | 0% | Tech/Econ | 35% | 0 | 0 | 0
Tech | Miscellaneous | Domestic Hot Water | "Point-of-Use" water heaters | TRC | New | NN2928 | Thermostatic Shower Restriction Valve | Thermostatic Shower Restriction Valve | NonEquip | 10 | Centralized water heaters | 0% | Tech/Econ | 3.379% | 0 | 0 | 0
Tech | Miscellaneous | Domestic Hot Water | "Point-of-Use" water heaters | TRC | New | NN2902 | Tank Wrap on Water Heater | Tank Wrap on Water Heater | NonEquip | 7 | Centralized water heaters | 0% | Tech/Econ | 1.17% | 0 | 0 | 0
Tech | Miscellaneous | Domestic Hot Water | "Point-of-Use" water heaters | TRC | New | NN2876 | Low-Flow Pre-Rinse Sprayers | Low-Flow Pre-Rinse Sprayers | NonEquip | 5 | Centralized water heaters | 0% | Tech/Econ | 0.5258% | 0 | 0 | 0
Tech | Miscellaneous | Domestic Hot Water | "Point-of-Use" water heaters | TRC | New | NN2850 | Low Flow Shower Head | Low Flow Shower Head | NonEquip | 10 | Centralized water heaters | 0% | Tech/Econ | 0.6845% | 0 | 0 | 0
Tech | Miscellaneous | Domestic Hot Water | "Point-of-Use" water heaters | TRC | New | NN2824 | Hot Water Pipe Insulation | Hot Water Pipe Insulation | NonEquip | 13 | Centralized water heaters | 0% | Tech/Econ | 6.282% | 0 | 0 | 0
Tech | Miscellaneous | Domestic Hot Water | "Point-of-Use" water heaters | TRC | New | NN2798 | Hot Water Circulation Pump Control | Hot Water Circulation Pump Control | NonEquip | 15 | Centralized water heaters | 0% | Tech/Econ | 3.017% | 0 | 0 | 0
Tech | Miscellaneous | Domestic Hot Water | "Point-of-Use" water heaters | TRC | New | NN2772 | Faucet Aerator | Faucet Aerator | NonEquip | 10 | Centralized water heaters | 0% | Tech/Econ | 0.4552% | 0 | 0 | 0
Tech | Miscellaneous | Domestic Hot Water | "Point-of-Use" water heaters | TRC | New | NN2746 | Drain Water Heat Recovery | Drain Water Heat Recovery | NonEquip | 15 | Centralized water heaters | 0% | Tech/Econ | 12.27% | 0 | 0 | 0
Tech | Miscellaneous | Domestic Hot Water | "Point-of-Use" water heaters | TRC | Existing | NE5411 | Retro-Commissioning | Retro-Commissioning | NonEquip | 5 |  | 21.99% | Tech/Econ | 16% | 61.0271 | 0.010203 | 0.031632
Tech | Miscellaneous | Domestic Hot Water | "Point-of-Use" water heaters | TRC | Existing | NE5203 | ENERGY STAR certified buildings program | ENERGY STAR certified buildings program | NonEquip | 20 |  | 0% | Tech/Econ | 35% | 0 | 0 | 0
Tech | Miscellaneous | Domestic Hot Water | "Point-of-Use" water heaters | TRC | Existing | NE2915 | Thermostatic Shower Restriction Valve | Thermostatic Shower Restriction Valve | NonEquip | 10 | Centralized water heaters | 0% | Tech/Econ | 3.232% | 0 | 0 | 0
Tech | Miscellaneous | Domestic Hot Water | "Point-of-Use" water heaters | TRC | Existing | NE2889 | Tank Wrap on Water Heater | Tank Wrap on Water Heater | NonEquip | 7 | Centralized water heaters | 0% | Tech/Econ | 1.17% | 0 | 0 | 0
Tech | Miscellaneous | Domestic Hot Water | "Point-of-Use" water heaters | TRC | Existing | NE2863 | Low-Flow Pre-Rinse Sprayers | Low-Flow Pre-Rinse Sprayers | NonEquip | 5 | Centralized water heaters | 0% | Tech/Econ | 0.5014% | 0 | 0 | 0
Tech | Miscellaneous | Domestic Hot Water | "Point-of-Use" water heaters | TRC | Existing | NE2837 | Low Flow Shower Head | Low Flow Shower Head | NonEquip | 10 | Centralized water heaters | 0% | Tech/Econ | 0.6548% | 0 | 0 | 0
Tech | Miscellaneous | Domestic Hot Water | "Point-of-Use" water heaters | TRC | Existing | NE2811 | Hot Water Pipe Insulation | Hot Water Pipe Insulation | NonEquip | 13 | Centralized water heaters | 0% | Tech/Econ | 6.01% | 0 | 0 | 0
Tech | Miscellaneous | Domestic Hot Water | "Point-of-Use" water heaters | TRC | Existing | NE2785 | Hot Water Circulation Pump Control | Hot Water Circulation Pump Control | NonEquip | 15 | Centralized water heaters | 0% | Tech/Econ | 2.886% | 0 | 0 | 0
Tech | Miscellaneous | Domestic Hot Water | "Point-of-Use" water heaters | TRC | Existing | NE2759 | Faucet Aerator | Faucet Aerator | NonEquip | 10 | Centralized water heaters | 0% | Tech/Econ | 0.4355% | 0 | 0 | 0
Tech | Miscellaneous | Domestic Hot Water | "Point-of-Use" water heaters | TRC | Existing | NE2733 | Drain Water Heat Recovery | Drain Water Heat Recovery | NonEquip | 15 | Centralized water heaters | 0% | Tech/Econ | 12.27% | 0 | 0 | 0
Tech | Miscellaneous | Domestic Hot Water | "Point-of-Use" water heaters | TRC | Turnover | ET399 | Instantaneous Hot Water System | Instantaneous Hot Water System | Equip | 20 | "Point-of-Use" water heaters | 94.56% | Tech/Econ | 5.847% | 101.5179 | 0.011246 | 0.012959
Tech | Miscellaneous | Domestic Hot Water | "Point-of-Use" water heaters | TRC | Turnover | ET321 | Energy Star Commercial Dishwasher | Energy Star Commercial Dishwasher | Equip | 15 | "Point-of-Use" water heaters | 0% | Tech/Econ | 29.42% | 0 | 0 | 0
Tech | Miscellaneous | Domestic Hot Water | "Point-of-Use" water heaters | TRC | New | EN425 | Instantaneous Hot Water System | Instantaneous Hot Water System | Equip | 20 | "Point-of-Use" water heaters | 94.56% | Tech/Econ | 5.847% | 0 | 0 | 0
Tech | Miscellaneous | Domestic Hot Water | "Point-of-Use" water heaters | TRC | New | EN347 | Energy Star Commercial Dishwasher | Energy Star Commercial Dishwasher | Equip | 15 | "Point-of-Use" water heaters | 0% | Tech/Econ | 29.42% | 0 | 0 | 0
Tech | Offices | Refrigeration | Walk-in cooler | TRC | New | NN5321 | Retro-Commissioning | Retro-Commissioning | NonEquip | 5 |  | 0% | Tech/Econ | 16% | 0 | 0 | 0
Tech | Offices | Refrigeration | Walk-in cooler | TRC | New | NN5113 | ENERGY STAR certified buildings program | ENERGY STAR certified buildings program | NonEquip | 20 |  | 0% | Tech/Econ | 35% | 0 | 0 | 0
Tech | Offices | Refrigeration | Walk-in cooler | TRC | New | NN4905 | Strip Curtains for Walk-ins | Strip Curtains for Walk-ins | NonEquip | 4 | Walk-in cooler | 0% | Tech/Econ | 2.115% | 0 | 0 | 0
Tech | Offices | Refrigeration | Walk-in cooler | TRC | New | NN4879 | Refrigerated Display Case Lighting Controls | Refrigerated Display Case Lighting Controls | NonEquip | 8 | Display cases | 0% | Tech/Econ | 0.9365% | 0 | 0 | 0
Tech | Offices | Refrigeration | Walk-in cooler | TRC | New | NN4853 | PSC to ECM Evaporator Fan Motor (Walk-In, Refrigerator) | PSC to ECM Evaporator Fan Motor (Walk-In, Refrigerator) | NonEquip | 15 | Walk-in cooler | 0% | Tech/Econ | 37.5% | 0 | 0 | 0
Tech | Offices | Refrigeration | Walk-in cooler | TRC | New | NN4827 | PSC to ECM Evaporator Fan Motor (Reach-In) | PSC to ECM Evaporator Fan Motor (Reach-In) | NonEquip | 15 | Display cases | 0% | Tech/Econ | 37.5% | 0 | 0 | 0
Tech | Offices | Refrigeration | Walk-in cooler | TRC | New | NN4801 | Night Covers for Display Cases | Night Covers for Display Cases | NonEquip | 5 | Display cases | 0% | Tech/Econ | 1.877% | 0 | 0 | 0
Tech | Offices | Refrigeration | Walk-in cooler | TRC | New | NN4775 | High R-Value Glass Doors | High R-Value Glass Doors | NonEquip | 12 | Display cases | 0% | Tech/Econ | 0% | 0 | 0 | 0
Tech | Offices | Refrigeration | Walk-in cooler | TRC | New | NN4749 | High Efficiency Refrigeration Compressor | High Efficiency Refrigeration Compressor | NonEquip | 13 | Display cases | 0% | Tech/Econ | 6.922% | 0 | 0 | 0
Tech | Offices | Refrigeration | Walk-in cooler | TRC | New | NN4723 | Freezer-Cooler Replacement Gaskets | Freezer-Cooler Replacement Gaskets | NonEquip | 4 | Display cases | 0% | Tech/Econ | 0% | 0 | 0 | 0
Tech | Offices | Refrigeration | Walk-in cooler | TRC | New | NN4697 | Floating Head Pressure Controls | Floating Head Pressure Controls | NonEquip | 15 |  | 0% | Tech/Econ | 6.05% | 0 | 0 | 0
Tech | Offices | Refrigeration | Walk-in cooler | TRC | New | NN4671 | Demand Defrost | Demand Defrost | NonEquip | 10 | Walk-in cooler | 0% | Tech/Econ | 30% | 0 | 0 | 0
Tech | Offices | Refrigeration | Walk-in cooler | TRC | New | NN4645 | Automatic Door Closer for Walk-in Coolers and Freezers | Automatic Door Closer for Walk-in Coolers and Freezers | NonEquip | 8 | Walk-in cooler | 0% | Tech/Econ | 3.131% | 0 | 0 | 0
Tech | Offices | Refrigeration | Walk-in cooler | TRC | New | NN4619 | Anti-Sweat Controls | Anti-Sweat Controls | NonEquip | 8 | Display cases | 0% | Tech/Econ | 85% | 0 | 0 | 0
Tech | Offices | Refrigeration | Walk-in cooler | TRC | Existing | NE5308 | Retro-Commissioning | Retro-Commissioning | NonEquip | 5 |  | 21.99% | Tech/Econ | 16% | 163.4086 | 0.027319 | 0.0847
Tech | Offices | Refrigeration | Walk-in cooler | TRC | Existing | NE5100 | ENERGY STAR certified buildings program | ENERGY STAR certified buildings program | NonEquip | 20 |  | 0% | Tech/Econ | 35% | 0 | 0 | 0
Tech | Offices | Refrigeration | Walk-in cooler | TRC | Existing | NE4892 | Strip Curtains for Walk-ins | Strip Curtains for Walk-ins | NonEquip | 4 | Walk-in cooler | 0% | Tech/Econ | 2.115% | 0 | 0 | 0
Tech | Offices | Refrigeration | Walk-in cooler | TRC | Existing | NE4866 | Refrigerated Display Case Lighting Controls | Refrigerated Display Case Lighting Controls | NonEquip | 8 | Display cases | 0% | Tech/Econ | 2.524% | 0 | 0 | 0
Tech | Offices | Refrigeration | Walk-in cooler | TRC | Existing | NE4840 | PSC to ECM Evaporator Fan Motor (Walk-In, Refrigerator) | PSC to ECM Evaporator Fan Motor (Walk-In, Refrigerator) | NonEquip | 15 | Walk-in cooler | 0% | Tech/Econ | 37.5% | 0 | 0 | 0
Tech | Offices | Refrigeration | Walk-in cooler | TRC | Existing | NE4814 | PSC to ECM Evaporator Fan Motor (Reach-In) | PSC to ECM Evaporator Fan Motor (Reach-In) | NonEquip | 15 | Display cases | 0% | Tech/Econ | 37.5% | 0 | 0 | 0
Tech | Offices | Refrigeration | Walk-in cooler | TRC | Existing | NE4788 | Night Covers for Display Cases | Night Covers for Display Cases | NonEquip | 5 | Display cases | 0% | Tech/Econ | 1.877% | 0 | 0 | 0
Tech | Offices | Refrigeration | Walk-in cooler | TRC | Existing | NE4762 | High R-Value Glass Doors | High R-Value Glass Doors | NonEquip | 12 | Display cases | 0% | Tech/Econ | 23.81% | 0 | 0 | 0
Tech | Offices | Refrigeration | Walk-in cooler | TRC | Existing | NE4736 | High Efficiency Refrigeration Compressor | High Efficiency Refrigeration Compressor | NonEquip | 13 | Display cases | 0% | Tech/Econ | 6.922% | 0 | 0 | 0
Tech | Offices | Refrigeration | Walk-in cooler | TRC | Existing | NE4710 | Freezer-Cooler Replacement Gaskets | Freezer-Cooler Replacement Gaskets | NonEquip | 4 | Display cases | 0% | Tech/Econ | 3.131% | 0 | 0 | 0
Tech | Offices | Refrigeration | Walk-in cooler | TRC | Existing | NE4684 | Floating Head Pressure Controls | Floating Head Pressure Controls | NonEquip | 15 |  | 0% | Tech/Econ | 6.05% | 0 | 0 | 0
Tech | Offices | Refrigeration | Walk-in cooler | TRC | Existing | NE4658 | Demand Defrost | Demand Defrost | NonEquip | 10 | Walk-in cooler | 0% | Tech/Econ | 30% | 0 | 0 | 0
Tech | Offices | Refrigeration | Walk-in cooler | TRC | Existing | NE4632 | Automatic Door Closer for Walk-in Coolers and Freezers | Automatic Door Closer for Walk-in Coolers and Freezers | NonEquip | 8 | Walk-in cooler | 0% | Tech/Econ | 3.131% | 0 | 0 | 0
Tech | Offices | Refrigeration | Walk-in cooler | TRC | Existing | NE4606 | Anti-Sweat Controls | Anti-Sweat Controls | NonEquip | 8 | Display cases | 0% | Tech/Econ | 85% | 0 | 0 | 0
Tech | Offices | Refrigeration | Vending and ice makers | TRC | New | NN5321 | Retro-Commissioning | Retro-Commissioning | NonEquip | 5 |  | 0% | Tech/Econ | 16% | 0 | 0 | 0
Tech | Offices | Refrigeration | Vending and ice makers | TRC | New | NN5113 | ENERGY STAR certified buildings program | ENERGY STAR certified buildings program | NonEquip | 20 |  | 0% | Tech/Econ | 35% | 0 | 0 | 0
Tech | Offices | Refrigeration | Vending and ice makers | TRC | New | NN4905 | Strip Curtains for Walk-ins | Strip Curtains for Walk-ins | NonEquip | 4 | Walk-in cooler | 0% | Tech/Econ | 2.115% | 0 | 0 | 0
Tech | Offices | Refrigeration | Vending and ice makers | TRC | New | NN4879 | Refrigerated Display Case Lighting Controls | Refrigerated Display Case Lighting Controls | NonEquip | 8 | Display cases | 0% | Tech/Econ | 0.9365% | 0 | 0 | 0
Tech | Offices | Refrigeration | Vending and ice makers | TRC | New | NN4853 | PSC to ECM Evaporator Fan Motor (Walk-In, Refrigerator) | PSC to ECM Evaporator Fan Motor (Walk-In, Refrigerator) | NonEquip | 15 | Walk-in cooler | 0% | Tech/Econ | 37.5% | 0 | 0 | 0
Tech | Offices | Refrigeration | Vending and ice makers | TRC | New | NN4827 | PSC to ECM Evaporator Fan Motor (Reach-In) | PSC to ECM Evaporator Fan Motor (Reach-In) | NonEquip | 15 | Display cases | 0% | Tech/Econ | 37.5% | 0 | 0 | 0
Tech | Offices | Refrigeration | Vending and ice makers | TRC | New | NN4801 | Night Covers for Display Cases | Night Covers for Display Cases | NonEquip | 5 | Display cases | 0% | Tech/Econ | 1.877% | 0 | 0 | 0
Tech | Offices | Refrigeration | Vending and ice makers | TRC | New | NN4775 | High R-Value Glass Doors | High R-Value Glass Doors | NonEquip | 12 | Display cases | 0% | Tech/Econ | 0% | 0 | 0 | 0
Tech | Offices | Refrigeration | Vending and ice makers | TRC | New | NN4749 | High Efficiency Refrigeration Compressor | High Efficiency Refrigeration Compressor | NonEquip | 13 | Display cases | 0% | Tech/Econ | 6.922% | 0 | 0 | 0
Tech | Offices | Refrigeration | Vending and ice makers | TRC | New | NN4723 | Freezer-Cooler Replacement Gaskets | Freezer-Cooler Replacement Gaskets | NonEquip | 4 | Display cases | 0% | Tech/Econ | 0% | 0 | 0 | 0
Tech | Offices | Refrigeration | Vending and ice makers | TRC | New | NN4697 | Floating Head Pressure Controls | Floating Head Pressure Controls | NonEquip | 15 |  | 0% | Tech/Econ | 6.05% | 0 | 0 | 0
Tech | Offices | Refrigeration | Vending and ice makers | TRC | New | NN4671 | Demand Defrost | Demand Defrost | NonEquip | 10 | Walk-in cooler | 0% | Tech/Econ | 30% | 0 | 0 | 0
Tech | Offices | Refrigeration | Vending and ice makers | TRC | New | NN4645 | Automatic Door Closer for Walk-in Coolers and Freezers | Automatic Door Closer for Walk-in Coolers and Freezers | NonEquip | 8 | Walk-in cooler | 0% | Tech/Econ | 3.131% | 0 | 0 | 0
Tech | Offices | Refrigeration | Vending and ice makers | TRC | New | NN4619 | Anti-Sweat Controls | Anti-Sweat Controls | NonEquip | 8 | Display cases | 0% | Tech/Econ | 85% | 0 | 0 | 0
Tech | Offices | Refrigeration | Vending and ice makers | TRC | Existing | NE5308 | Retro-Commissioning | Retro-Commissioning | NonEquip | 5 |  | 21.99% | Tech/Econ | 16% | 4400.7724 | 0.73573 | 2.2811
Tech | Offices | Refrigeration | Vending and ice makers | TRC | Existing | NE5100 | ENERGY STAR certified buildings program | ENERGY STAR certified buildings program | NonEquip | 20 |  | 0% | Tech/Econ | 35% | 0 | 0 | 0
Tech | Offices | Refrigeration | Vending and ice makers | TRC | Existing | NE4892 | Strip Curtains for Walk-ins | Strip Curtains for Walk-ins | NonEquip | 4 | Walk-in cooler | 0% | Tech/Econ | 2.115% | 0 | 0 | 0
Tech | Offices | Refrigeration | Vending and ice makers | TRC | Existing | NE4866 | Refrigerated Display Case Lighting Controls | Refrigerated Display Case Lighting Controls | NonEquip | 8 | Display cases | 0% | Tech/Econ | 2.524% | 0 | 0 | 0
Tech | Offices | Refrigeration | Vending and ice makers | TRC | Existing | NE4840 | PSC to ECM Evaporator Fan Motor (Walk-In, Refrigerator) | PSC to ECM Evaporator Fan Motor (Walk-In, Refrigerator) | NonEquip | 15 | Walk-in cooler | 0% | Tech/Econ | 37.5% | 0 | 0 | 0
Tech | Offices | Refrigeration | Vending and ice makers | TRC | Existing | NE4814 | PSC to ECM Evaporator Fan Motor (Reach-In) | PSC to ECM Evaporator Fan Motor (Reach-In) | NonEquip | 15 | Display cases | 0% | Tech/Econ | 37.5% | 0 | 0 | 0
Tech | Offices | Refrigeration | Vending and ice makers | TRC | Existing | NE4788 | Night Covers for Display Cases | Night Covers for Display Cases | NonEquip | 5 | Display cases | 0% | Tech/Econ | 1.877% | 0 | 0 | 0
Tech | Offices | Refrigeration | Vending and ice makers | TRC | Existing | NE4762 | High R-Value Glass Doors | High R-Value Glass Doors | NonEquip | 12 | Display cases | 0% | Tech/Econ | 23.81% | 0 | 0 | 0
Tech | Offices | Refrigeration | Vending and ice makers | TRC | Existing | NE4736 | High Efficiency Refrigeration Compressor | High Efficiency Refrigeration Compressor | NonEquip | 13 | Display cases | 0% | Tech/Econ | 6.922% | 0 | 0 | 0
Tech | Offices | Refrigeration | Vending and ice makers | TRC | Existing | NE4710 | Freezer-Cooler Replacement Gaskets | Freezer-Cooler Replacement Gaskets | NonEquip | 4 | Display cases | 0% | Tech/Econ | 3.131% | 0 | 0 | 0
Tech | Offices | Refrigeration | Vending and ice makers | TRC | Existing | NE4684 | Floating Head Pressure Controls | Floating Head Pressure Controls | NonEquip | 15 |  | 0% | Tech/Econ | 6.05% | 0 | 0 | 0
Tech | Offices | Refrigeration | Vending and ice makers | TRC | Existing | NE4658 | Demand Defrost | Demand Defrost | NonEquip | 10 | Walk-in cooler | 0% | Tech/Econ | 30% | 0 | 0 | 0
Tech | Offices | Refrigeration | Vending and ice makers | TRC | Existing | NE4632 | Automatic Door Closer for Walk-in Coolers and Freezers | Automatic Door Closer for Walk-in Coolers and Freezers | NonEquip | 8 | Walk-in cooler | 0% | Tech/Econ | 3.131% | 0 | 0 | 0
Tech | Offices | Refrigeration | Vending and ice makers | TRC | Existing | NE4606 | Anti-Sweat Controls | Anti-Sweat Controls | NonEquip | 8 | Display cases | 0% | Tech/Econ | 85% | 0 | 0 | 0
Tech | Offices | Refrigeration | Vending and ice makers | TRC | Turnover | ET2578 | Energy Star Vending Machine | Energy Star Vending Machine | Equip | 14 | Vending and ice makers | 10.61% | Tech/Econ | 36% | 4965.2372 | 0.77658 | 0.48513
Tech | Offices | Refrigeration | Vending and ice makers | TRC | Turnover | ET2500 | Energy Star Ice Maker | Energy Star Ice Maker | Equip | 8 | Vending and ice makers | 0% | Tech/Econ | 11.39% | 0 | 0 | 0
Tech | Offices | Refrigeration | Vending and ice makers | TRC | New | EN2604 | Energy Star Vending Machine | Energy Star Vending Machine | Equip | 14 | Vending and ice makers | 10.61% | Tech/Econ | 36% | 94.1037 | 0.014718 | 0.0091945
Tech | Offices | Refrigeration | Vending and ice makers | TRC | New | EN2526 | Energy Star Ice Maker | Energy Star Ice Maker | Equip | 8 | Vending and ice makers | 0% | Tech/Econ | 11.39% | 0 | 0 | 0
Tech | Offices | Exterior Lighting | Street lighting | TRC | New | NN5295 | Retro-Commissioning | Retro-Commissioning | NonEquip | 5 |  | 0% | Tech/Econ | 16% | 0 | 0 | 0
Tech | Offices | Exterior Lighting | Street lighting | TRC | New | NN5035 | ENERGY STAR certified buildings program | ENERGY STAR certified buildings program | NonEquip | 20 |  | 0% | Tech/Econ | 35% | 0 | 0 | 0
Tech | Offices | Exterior Lighting | Street lighting | TRC | New | NN2981 | Outdoor Lighting Controls | Outdoor Lighting Controls | NonEquip | 8 | Exterior parking/lot lighting | 0% | Tech/Econ | 28% | 0 | 0 | 0
Tech | Offices | Exterior Lighting | Street lighting | TRC | New | NN2955 | Bi-Level Lighting Control (Exterior) | Bi-Level Lighting Control (Exterior) | NonEquip | 9 | Exterior parking/lot lighting | 0% | Tech/Econ | 31% | 0 | 0 | 0
Tech | Offices | Exterior Lighting | Street lighting | TRC | Existing | NE5282 | Retro-Commissioning | Retro-Commissioning | NonEquip | 5 |  | 21.99% | Tech/Econ | 16% | 210.3627 | 0 | 0.10904
Tech | Offices | Exterior Lighting | Street lighting | TRC | Existing | NE5022 | ENERGY STAR certified buildings program | ENERGY STAR certified buildings program | NonEquip | 20 |  | 0% | Tech/Econ | 35% | 0 | 0 | 0
Tech | Offices | Exterior Lighting | Street lighting | TRC | Existing | NE2968 | Outdoor Lighting Controls | Outdoor Lighting Controls | NonEquip | 8 | Exterior parking/lot lighting | 0% | Tech/Econ | 28% | 0 | 0 | 0
Tech | Offices | Exterior Lighting | Street lighting | TRC | Existing | NE2942 | Bi-Level Lighting Control (Exterior) | Bi-Level Lighting Control (Exterior) | NonEquip | 9 | Exterior parking/lot lighting | 0% | Tech/Econ | 31% | 0 | 0 | 0
Tech | Offices | Exterior Lighting | Street lighting | TRC | Turnover | ET790 | LED Traffic and Crosswalk Lighting | LED Traffic and Crosswalk Lighting | Equip | 10 | Street lighting | 0% | Tech/Econ | 37.14% | 0 | 0 | 0
Tech | Offices | Exterior Lighting | Street lighting | TRC | Turnover | ET751 | LED Street Lights | LED Street Lights | Equip | 18 | Street lighting | 0% | Tech/Econ | 66.53% | 0 | 0 | 0
Tech | Offices | Exterior Lighting | Street lighting | TRC | New | EN816 | LED Traffic and Crosswalk Lighting | LED Traffic and Crosswalk Lighting | Equip | 10 | Street lighting | 0% | Tech/Econ | 37.14% | 0 | 0 | 0
Tech | Offices | Exterior Lighting | Street lighting | TRC | New | EN777 | LED Street Lights | LED Street Lights | Equip | 18 | Street lighting | 0% | Tech/Econ | 66.53% | 0 | 0 | 0
Tech | Offices | Cooking | Steamer | TRC | New | NN5087 | ENERGY STAR certified buildings program | ENERGY STAR certified buildings program | NonEquip | 20 |  | 0% | Tech/Econ | 35% | 0 | 0 | 0
Tech | Offices | Cooking | Steamer | TRC | Existing | NE5074 | ENERGY STAR certified buildings program | ENERGY STAR certified buildings program | NonEquip | 20 |  | 0% | Tech/Econ | 35% | 0 | 0 | 0
Tech | Offices | Cooking | Steamer | TRC | Turnover | ET205 | Energy Star Steamer | Energy Star Steamer | Equip | 12 | Steamer | 0% | Tech/Econ | 56.63% | 0 | 0 | 0
Tech | Offices | Cooking | Steamer | TRC | New | EN231 | Energy Star Steamer | Energy Star Steamer | Equip | 12 | Steamer | 0% | Tech/Econ | 56.63% | 0 | 0 | 0
Tech | Offices | Exterior Lighting | Spot lighting/Security/Flood | TRC | New | NN5295 | Retro-Commissioning | Retro-Commissioning | NonEquip | 5 |  | 0% | Tech/Econ | 16% | 0 | 0 | 0
Tech | Offices | Exterior Lighting | Spot lighting/Security/Flood | TRC | New | NN5035 | ENERGY STAR certified buildings program | ENERGY STAR certified buildings program | NonEquip | 20 |  | 0% | Tech/Econ | 35% | 0 | 0 | 0
Tech | Offices | Exterior Lighting | Spot lighting/Security/Flood | TRC | New | NN2981 | Outdoor Lighting Controls | Outdoor Lighting Controls | NonEquip | 8 | Exterior parking/lot lighting | 0% | Tech/Econ | 28% | 0 | 0 | 0
Tech | Offices | Exterior Lighting | Spot lighting/Security/Flood | TRC | New | NN2955 | Bi-Level Lighting Control (Exterior) | Bi-Level Lighting Control (Exterior) | NonEquip | 9 | Exterior parking/lot lighting | 0% | Tech/Econ | 31% | 0 | 0 | 0
Tech | Offices | Exterior Lighting | Spot lighting/Security/Flood | TRC | Existing | NE5282 | Retro-Commissioning | Retro-Commissioning | NonEquip | 5 |  | 21.99% | Tech/Econ | 16% | 181.434 | 0 | 0.094043
Tech | Offices | Exterior Lighting | Spot lighting/Security/Flood | TRC | Existing | NE5022 | ENERGY STAR certified buildings program | ENERGY STAR certified buildings program | NonEquip | 20 |  | 0% | Tech/Econ | 35% | 0 | 0 | 0
Tech | Offices | Exterior Lighting | Spot lighting/Security/Flood | TRC | Existing | NE2968 | Outdoor Lighting Controls | Outdoor Lighting Controls | NonEquip | 8 | Exterior parking/lot lighting | 0% | Tech/Econ | 28% | 0 | 0 | 0
Tech | Offices | Exterior Lighting | Spot lighting/Security/Flood | TRC | Existing | NE2942 | Bi-Level Lighting Control (Exterior) | Bi-Level Lighting Control (Exterior) | NonEquip | 9 | Exterior parking/lot lighting | 0% | Tech/Econ | 31% | 0 | 0 | 0
Tech | Offices | Exterior Lighting | Spot lighting/Security/Flood | TRC | Turnover | ET673 | LED Exterior Lighting | LED Exterior Lighting | Equip | 13 | Spot lighting/Security/Flood | 4.268% | Tech/Econ | 60.51% | 136.7155 | 0 | 0
Tech | Offices | Exterior Lighting | Spot lighting/Security/Flood | TRC | Turnover | ET556 | LED - 9W Flood | LED - 9W Flood | Equip | 15 | Spot lighting/Security/Flood | 13.31% | Tech/Econ | 86.15% | 685.5219 | 0 | 0
Tech | Offices | Exterior Lighting | Spot lighting/Security/Flood | TRC | Turnover | ET478 | CFL - 15W Flood | CFL - 15W Flood | Equip | 7.8 | Spot lighting/Security/Flood | 0% | Tech/Econ | 76.92% | 0 | 0 | 0
Tech | Offices | Exterior Lighting | Spot lighting/Security/Flood | TRC | New | EN699 | LED Exterior Lighting | LED Exterior Lighting | Equip | 13 | Spot lighting/Security/Flood | 4.624% | Tech/Econ | 60.51% | 0.81005 | 0 | 0
Tech | Offices | Exterior Lighting | Spot lighting/Security/Flood | TRC | New | EN582 | LED - 9W Flood | LED - 9W Flood | Equip | 15 | Spot lighting/Security/Flood | 86.42% | Tech/Econ | 86.15% | 84.3672 | 0 | 0
Tech | Offices | Exterior Lighting | Spot lighting/Security/Flood | TRC | New | EN504 | CFL - 15W Flood | CFL - 15W Flood | Equip | 7.8 | Spot lighting/Security/Flood | 0% | Tech/Econ | 76.92% | 0 | 0 | 0
Tech | Offices | Interior Lighting | Spot lighting | TRC | New | NN5269 | Retro-Commissioning | Retro-Commissioning | NonEquip | 5 |  | 0% | Tech/Econ | 16% | 0 | 0 | 0
Tech | Offices | Interior Lighting | Spot lighting | TRC | New | NN5009 | ENERGY STAR certified buildings program | ENERGY STAR certified buildings program | NonEquip | 20 |  | 0% | Tech/Econ | 35% | 0 | 0 | 0
Tech | Offices | Interior Lighting | Spot lighting | TRC | New | NN4437 | Interior Lighting Controls | Interior Lighting Controls | NonEquip | 8 | Overhead (fluorescent/LED/CFL U-shape) | 0% | Tech/Econ | 28% | 0 | 0 | 0
Tech | Offices | Interior Lighting | Spot lighting | TRC | New | NN4411 | Bi-Level Lighting Control (Interior) | Bi-Level Lighting Control (Interior) | NonEquip | 8 | Overhead (fluorescent/LED/CFL U-shape) | 0% | Tech/Econ | 31% | 0 | 0 | 0
Tech | Offices | Interior Lighting | Spot lighting | TRC | New | NN3709 | Facility Energy Management System | Facility Energy Management System | NonEquip | 15 |  | 1.982% | Tech/Econ | 24% | 0.03064 | 6.422e-06 | 5.5224e-07
Tech | Offices | Interior Lighting | Spot lighting | TRC | Existing | NE5256 | Retro-Commissioning | Retro-Commissioning | NonEquip | 5 |  | 21.99% | Tech/Econ | 16% | 6.2819 | 0.0010502 | 0.0032561
Tech | Offices | Interior Lighting | Spot lighting | TRC | Existing | NE4996 | ENERGY STAR certified buildings program | ENERGY STAR certified buildings program | NonEquip | 20 |  | 0% | Tech/Econ | 35% | 0 | 0 | 0
Tech | Offices | Interior Lighting | Spot lighting | TRC | Existing | NE4424 | Interior Lighting Controls | Interior Lighting Controls | NonEquip | 8 | Overhead (fluorescent/LED/CFL U-shape) | 0% | Tech/Econ | 28% | 0 | 0 | 0
Tech | Offices | Interior Lighting | Spot lighting | TRC | Existing | NE4398 | Bi-Level Lighting Control (Interior) | Bi-Level Lighting Control (Interior) | NonEquip | 8 | Overhead (fluorescent/LED/CFL U-shape) | 0% | Tech/Econ | 31% | 0 | 0 | 0
Tech | Offices | Interior Lighting | Spot lighting | TRC | Existing | NE3696 | Facility Energy Management System | Facility Energy Management System | NonEquip | 15 |  | 2.99% | Tech/Econ | 24% | 1.2904 | 0.00027046 | 2.3257e-05
Tech | Offices | Interior Lighting | Spot lighting | TRC | Turnover | ET1609 | LED Display Lighting (Interior) | LED Display Lighting (Interior) | Equip | 15 | Spot lighting | 2.129% | Tech/Econ | 87.04% | 6.2974 | 0.0015464 | 0.00034934
Tech | Offices | Interior Lighting | Spot lighting | TRC | Turnover | ET1570 | LED - 14W | LED - 14W | Equip | 15 | Spot lighting | 86.42% | Tech/Econ | 53.33% | 153.7453 | 0.036889 | 0.008529
Tech | Offices | Interior Lighting | Spot lighting | TRC | Turnover | ET1453 | CFL-23W | CFL-23W | Equip | 7.8 | Spot lighting | 0% | Tech/Econ | 23.33% | 0 | 0 | 0
Tech | Offices | Interior Lighting | Spot lighting | TRC | New | EN1635 | LED Display Lighting (Interior) | LED Display Lighting (Interior) | Equip | 15 | Spot lighting | 0% | Tech/Econ | 87.04% | 0 | 0 | 0
Tech | Offices | Interior Lighting | Spot lighting | TRC | New | EN1596 | LED - 14W | LED - 14W | Equip | 15 | Spot lighting | 0% | Tech/Econ | 53.33% | 0 | 0 | 0
Tech | Offices | Interior Lighting | Spot lighting | TRC | New | EN1479 | CFL-23W | CFL-23W | Equip | 7.8 | Spot lighting | 0% | Tech/Econ | 23.33% | 0 | 0 | 0
Tech | Offices | Office Equipment | Servers | TRC | New | NN5061 | ENERGY STAR certified buildings program | ENERGY STAR certified buildings program | NonEquip | 20 |  | 0% | Tech/Econ | 35% | 0 | 0 | 0
Tech | Offices | Office Equipment | Servers | TRC | New | NN4593 | Smart Strip Plug Outlet | Smart Strip Plug Outlet | NonEquip | 4 |  | 43.9% | Tech/Econ | 1.187% | 8.5586 | 0.0012726 | 0.00088445
Tech | Offices | Office Equipment | Servers | TRC | New | NN4567 | Network PC Power Management | Network PC Power Management | NonEquip | 5 | Computers | 0% | Tech/Econ | 56.5% | 0 | 0 | 0
Tech | Offices | Office Equipment | Servers | TRC | Existing | NE5048 | ENERGY STAR certified buildings program | ENERGY STAR certified buildings program | NonEquip | 20 |  | 0% | Tech/Econ | 35% | 0 | 0 | 0
Tech | Offices | Office Equipment | Servers | TRC | Existing | NE4580 | Smart Strip Plug Outlet | Smart Strip Plug Outlet | NonEquip | 4 |  | 43.9% | Tech/Econ | 1.187% | 456.5308 | 0.067883 | 0.047178
Tech | Offices | Office Equipment | Servers | TRC | Existing | NE4554 | Network PC Power Management | Network PC Power Management | NonEquip | 5 | Computers | 0% | Tech/Econ | 56.5% | 0 | 0 | 0
Tech | Offices | Office Equipment | Servers | TRC | Turnover | ET2305 | Server Virtualization | Server Virtualization | Equip | 3 | Servers | 37.33% | Tech/Econ | 85.71% | 48436.8967 | 7.2093 | 5.0143
Tech | Offices | Office Equipment | Servers | TRC | Turnover | ET2227 | Energy Star Servers | Energy Star Servers | Equip | 4 | Servers | 47.28% | Tech/Econ | 23.08% | 10731.3088 | 1.5972 | 1.1109
Tech | Offices | Office Equipment | Servers | TRC | Turnover | ET1141 | High Efficiency Data Center Cooling | High Efficiency Data Center Cooling | Equip | 20 | Servers | 15.96% | Tech/Econ | 28% | 4600.0037 | 1.0546 | 0.6091
Tech | Offices | Office Equipment | Servers | TRC | New | EN2331 | Server Virtualization | Server Virtualization | Equip | 3 | Servers | 38.55% | Tech/Econ | 85.71% | 948.0448 | 0.14111 | 0.098143
Tech | Offices | Office Equipment | Servers | TRC | New | EN2253 | Energy Star Servers | Energy Star Servers | Equip | 4 | Servers | 47.28% | Tech/Econ | 23.08% | 192.6805 | 0.028678 | 0.019947
Tech | Offices | Office Equipment | Servers | TRC | New | EN1167 | High Efficiency Data Center Cooling | High Efficiency Data Center Cooling | Equip | 20 | Servers | 15.96% | Tech/Econ | 28% | 85.8393 | 0.019679 | 0.011366
Tech | Offices | Space Cooling | Residential-type central air conditioners | TRC | New | NN5373 | Retro-Commissioning | Retro-Commissioning | NonEquip | 5 |  | 0% | Tech/Econ | 16% | 0 | 0 | 0
Tech | Offices | Space Cooling | Residential-type central air conditioners | TRC | New | NN5165 | ENERGY STAR certified buildings program | ENERGY STAR certified buildings program | NonEquip | 20 |  | 0% | Tech/Econ | 35% | 0 | 0 | 0
Tech | Offices | Space Cooling | Residential-type central air conditioners | TRC | New | NN4385 | Window Sun Protection | Window Sun Protection | NonEquip | 10 |  | 15.35% | Tech/Econ | 16% | 39.5985 | 0.01233 | -0.00069466
Tech | Offices | Space Cooling | Residential-type central air conditioners | TRC | New | NN4359 | Waterside Economizer | Waterside Economizer | NonEquip | 20 |  | 0% | Tech/Econ | 5.556% | 0 | 0 | 0
Tech | Offices | Space Cooling | Residential-type central air conditioners | TRC | New | NN4307 | Warehouse Loading Dock Seals | Warehouse Loading Dock Seals | NonEquip | 18 |  | 0% | Tech/Econ | 0.3734% | 0 | 0 | 0
Tech | Offices | Space Cooling | Residential-type central air conditioners | TRC | New | NN4151 | Smart Thermostat | Smart Thermostat | NonEquip | 11 |  | 45.33% | Tech/Econ | 10% | 71.2988 | 0.00084659 | 0
Tech | Offices | Space Cooling | Residential-type central air conditioners | TRC | New | NN4047 | Programmable Thermostat | Programmable Thermostat | NonEquip | 11 |  | 0% | Tech/Econ | 3.6% | 0 | 0 | 0
Tech | Offices | Space Cooling | Residential-type central air conditioners | TRC | New | NN3995 | Low U-Value Windows | Low U-Value Windows | NonEquip | 20 |  | 13.44% | Tech/Econ | 10% | 2.2666 | 0.00084251 | 0
Tech | Offices | Space Cooling | Residential-type central air conditioners | TRC | New | NN3917 | HVAC tune-up_RTU | HVAC tune-up_RTU | NonEquip | 5 | Packaged air conditioning units (RTUs) | 0% | Tech/Econ | 5% | 0 | 0 | 0
Tech | Offices | Space Cooling | Residential-type central air conditioners | TRC | New | NN3891 | HVAC tune-up | HVAC tune-up | NonEquip | 5 | Residential-type central air conditioners | 0% | Tech/Econ | 5% | 0 | 0 | 0
Tech | Offices | Space Cooling | Residential-type central air conditioners | TRC | New | NN3683 | Facility Energy Management System | Facility Energy Management System | NonEquip | 15 |  | 1.982% | Tech/Econ | 20% | 7.0599 | 0.0014797 | 0
Tech | Offices | Space Cooling | Residential-type central air conditioners | TRC | New | NN3631 | Facility Commissioning | Facility Commissioning | NonEquip | 10 |  | 35.83% | Tech/Econ | 16% | 98.0813 | 0.017172 | 0.00039178
Tech | Offices | Space Cooling | Residential-type central air conditioners | TRC | New | NN3605 | Energy Recovery Ventilation System (ERV) | Energy Recovery Ventilation System (ERV) | NonEquip | 15 | Packaged air conditioning units (RTUs) | 0% | Tech/Econ | 6.12% | 0 | 0 | 0
Tech | Offices | Space Cooling | Residential-type central air conditioners | TRC | New | NN3527 | Duct Sealing Repair | Duct Sealing Repair | NonEquip | 15 |  | 0% | Tech/Econ | 12% | 0 | 0 | 0
Tech | Offices | Space Cooling | Residential-type central air conditioners | TRC | New | NN3475 | Duct Insulation | Duct Insulation | NonEquip | 15 |  | 0% | Tech/Econ | 2.045% | 0 | 0 | 0
Tech | Offices | Space Cooling | Residential-type central air conditioners | TRC | New | NN3423 | Dedicated Outdoor Air System on VRF unit | Dedicated Outdoor Air System on VRF unit | NonEquip | 15 | Residential-type central air conditioners | 58.91% | Tech/Econ | 17.5% | 63.3551 | 0.019278 | 0
Tech | Offices | Space Cooling | Residential-type central air conditioners | TRC | New | NN3371 | Cool Roof | Cool Roof | NonEquip | 15 |  | 72.49% | Tech/Econ | 0.3535% | 0 | 0 | 0
Tech | Offices | Space Cooling | Residential-type central air conditioners | TRC | New | NN3319 | Chilled Water System - Variable Speed Drives | Chilled Water System - Variable Speed Drives | NonEquip | 13 | Central chillers inside | 0% | Tech/Econ | 24.74% | 0 | 0 | 0
Tech | Offices | Space Cooling | Residential-type central air conditioners | TRC | New | NN3293 | Chilled Water Controls Optimization | Chilled Water Controls Optimization | NonEquip | 10 | Central chillers inside | 0% | Tech/Econ | 12.5% | 0 | 0 | 0
Tech | Offices | Space Cooling | Residential-type central air conditioners | TRC | New | NN3215 | Ceiling Insulation(R2 to R38) | Ceiling Insulation(R2 to R38) | NonEquip | 20 |  | 0% | Tech/Econ | 2.248% | 0 | 0 | 0
Tech | Offices | Space Cooling | Residential-type central air conditioners | TRC | New | NN3059 | Airside Economizer | Airside Economizer | NonEquip | 10 | Packaged air conditioning units (RTUs) | 0% | Tech/Econ | 5.556% | 0 | 0 | 0
Tech | Offices | Space Cooling | Residential-type central air conditioners | TRC | Existing | NE5360 | Retro-Commissioning | Retro-Commissioning | NonEquip | 5 |  | 21.99% | Tech/Econ | 16% | 2777.6579 | 0.46437 | 0
Tech | Offices | Space Cooling | Residential-type central air conditioners | TRC | Existing | NE5152 | ENERGY STAR certified buildings program | ENERGY STAR certified buildings program | NonEquip | 20 |  | 0% | Tech/Econ | 35% | 0 | 0 | 0
Tech | Offices | Space Cooling | Residential-type central air conditioners | TRC | Existing | NE4372 | Window Sun Protection | Window Sun Protection | NonEquip | 10 |  | 7.839% | Tech/Econ | 16% | 955.3461 | 0.29747 | -0.016759
Tech | Offices | Space Cooling | Residential-type central air conditioners | TRC | Existing | NE4346 | Waterside Economizer | Waterside Economizer | NonEquip | 20 |  | 0% | Tech/Econ | 5.556% | 0 | 0 | 0
Tech | Offices | Space Cooling | Residential-type central air conditioners | TRC | Existing | NE4294 | Warehouse Loading Dock Seals | Warehouse Loading Dock Seals | NonEquip | 18 |  | 0% | Tech/Econ | 0.3734% | 0 | 0 | 0
Tech | Offices | Space Cooling | Residential-type central air conditioners | TRC | Existing | NE4216 | Wall Insulation | Wall Insulation | NonEquip | 20 |  | 17.1% | Tech/Econ | 19.77% | 3080.0428 | 0.061633 | 0
Tech | Offices | Space Cooling | Residential-type central air conditioners | TRC | Existing | NE4138 | Smart Thermostat | Smart Thermostat | NonEquip | 11 |  | 45.33% | Tech/Econ | 10% | 3284.3204 | 0.038997 | 0
Tech | Offices | Space Cooling | Residential-type central air conditioners | TRC | Existing | NE4112 | Roof Insulation | Roof Insulation | NonEquip | 20 |  | 37.5% | Tech/Econ | 0.3296% | 83.8825 | 0.0016785 | 0
Tech | Offices | Space Cooling | Residential-type central air conditioners | TRC | Existing | NE4034 | Programmable Thermostat | Programmable Thermostat | NonEquip | 11 |  | 0% | Tech/Econ | 3.6% | 0 | 0 | 0
Tech | Offices | Space Cooling | Residential-type central air conditioners | TRC | Existing | NE3982 | Low U-Value Windows | Low U-Value Windows | NonEquip | 20 |  | 5.375% | Tech/Econ | 46% | 3033.1767 | 1.1274 | 0
Tech | Offices | Space Cooling | Residential-type central air conditioners | TRC | Existing | NE3956 | Infiltration Reduction - Air Sealing | Infiltration Reduction - Air Sealing | NonEquip | 11 |  | 44.79% | Tech/Econ | 0.1867% | 56.6305 | 0.012526 | 0
Tech | Offices | Space Cooling | Residential-type central air conditioners | TRC | Existing | NE3904 | HVAC tune-up_RTU | HVAC tune-up_RTU | NonEquip | 5 | Packaged air conditioning units (RTUs) | 0% | Tech/Econ | 5% | 0 | 0 | 0
Tech | Offices | Space Cooling | Residential-type central air conditioners | TRC | Existing | NE3878 | HVAC tune-up | HVAC tune-up | NonEquip | 5 | Residential-type central air conditioners | 0% | Tech/Econ | 5% | 0 | 0 | 0
Tech | Offices | Space Cooling | Residential-type central air conditioners | TRC | Existing | NE3800 | Green Roof | Green Roof | NonEquip | 15 |  | 0.063% | Tech/Econ | 0.191% | 0.081496 | 3.4621e-05 | 0
Tech | Offices | Space Cooling | Residential-type central air conditioners | TRC | Existing | NE3670 | Facility Energy Management System | Facility Energy Management System | NonEquip | 15 |  | 2.99% | Tech/Econ | 20% | 548.0202 | 0.11486 | 0
Tech | Offices | Space Cooling | Residential-type central air conditioners | TRC | Existing | NE3592 | Energy Recovery Ventilation System (ERV) | Energy Recovery Ventilation System (ERV) | NonEquip | 15 | Packaged air conditioning units (RTUs) | 0% | Tech/Econ | 6.12% | 0 | 0 | 0
Tech | Offices | Space Cooling | Residential-type central air conditioners | TRC | Existing | NE3514 | Duct Sealing Repair | Duct Sealing Repair | NonEquip | 15 |  | 30.55% | Tech/Econ | 12% | 2757.6845 | 0.54332 | 0
Tech | Offices | Space Cooling | Residential-type central air conditioners | TRC | Existing | NE3462 | Duct Insulation | Duct Insulation | NonEquip | 15 |  | 30.55% | Tech/Econ | 2.045% | 427.8257 | 0.11623 | 0
Tech | Offices | Space Cooling | Residential-type central air conditioners | TRC | Existing | NE3410 | Dedicated Outdoor Air System on VRF unit | Dedicated Outdoor Air System on VRF unit | NonEquip | 15 | Residential-type central air conditioners | 58.91% | Tech/Econ | 17.5% | 9075.2573 | 2.7615 | 0
Tech | Offices | Space Cooling | Residential-type central air conditioners | TRC | Existing | NE3358 | Cool Roof | Cool Roof | NonEquip | 15 |  | 72.74% | Tech/Econ | 0.3535% | 174.9427 | 0.074319 | 0
Tech | Offices | Space Cooling | Residential-type central air conditioners | TRC | Existing | NE3306 | Chilled Water System - Variable Speed Drives | Chilled Water System - Variable Speed Drives | NonEquip | 13 | Central chillers inside | 0% | Tech/Econ | 24.74% | 0 | 0 | 0
Tech | Offices | Space Cooling | Residential-type central air conditioners | TRC | Existing | NE3280 | Chilled Water Controls Optimization | Chilled Water Controls Optimization | NonEquip | 10 | Central chillers inside | 0% | Tech/Econ | 12.5% | 0 | 0 | 0
Tech | Offices | Space Cooling | Residential-type central air conditioners | TRC | Existing | NE3202 | Ceiling Insulation(R2 to R38) | Ceiling Insulation(R2 to R38) | NonEquip | 20 |  | 45.6% | Tech/Econ | 2.248% | 709.2176 | 0.014192 | 0
Tech | Offices | Space Cooling | Residential-type central air conditioners | TRC | Existing | NE3098 | Ceiling Insulation(R12 to R38) | Ceiling Insulation(R12 to R38) | NonEquip | 20 |  | 34.2% | Tech/Econ | 0.2706% | 62.7346 | 0.0012553 | 0
Tech | Offices | Space Cooling | Residential-type central air conditioners | TRC | Existing | NE3046 | Airside Economizer | Airside Economizer | NonEquip | 10 | Packaged air conditioning units (RTUs) | 0% | Tech/Econ | 5.556% | 0 | 0 | 0
Tech | Offices | Space Cooling | Residential-type central air conditioners | TRC | Turnover | ET829 | Geothermal Heat Pump | Geothermal Heat Pump | Equip | 15 | Residential-type central air conditioners | 30.5% | Tech/Econ | 21.18% | 6327.9455 | 2.7213 | 0
Tech | Offices | Space Cooling | Residential-type central air conditioners | TRC | Turnover | ET1375 | Variable Refrigerant Flow (VRF) HVAC Systems | Variable Refrigerant Flow (VRF) HVAC Systems | Equip | 15 | Residential-type central air conditioners | 49.09% | Tech/Econ | 36.88% | 21659.2673 | 6.5907 | 0
Tech | Offices | Space Cooling | Residential-type central air conditioners | TRC | Turnover | ET1297 | High Efficiency PTHP | High Efficiency PTHP | Equip | 15 | Residential-type central air conditioners | 0% | Tech/Econ | 23.64% | 0 | 0 | 0
Tech | Offices | Space Cooling | Residential-type central air conditioners | TRC | Turnover | ET1258 | High Efficiency PTAC | High Efficiency PTAC | Equip | 15 | Residential-type central air conditioners | 0% | Tech/Econ | 23.64% | 0 | 0 | 0
Tech | Offices | Space Cooling | Residential-type central air conditioners | TRC | New | EN855 | Geothermal Heat Pump | Geothermal Heat Pump | Equip | 15 | Residential-type central air conditioners | 30.5% | Tech/Econ | 21.18% | 122.971 | 0.052883 | 0
Tech | Offices | Space Cooling | Residential-type central air conditioners | TRC | New | EN1401 | Variable Refrigerant Flow (VRF) HVAC Systems | Variable Refrigerant Flow (VRF) HVAC Systems | Equip | 15 | Residential-type central air conditioners | 49.09% | Tech/Econ | 36.88% | 420.9048 | 0.12808 | 0
Tech | Offices | Space Cooling | Residential-type central air conditioners | TRC | New | EN1323 | High Efficiency PTHP | High Efficiency PTHP | Equip | 15 | Residential-type central air conditioners | 0% | Tech/Econ | 23.64% | 0 | 0 | 0
Tech | Offices | Space Cooling | Residential-type central air conditioners | TRC | New | EN1284 | High Efficiency PTAC | High Efficiency PTAC | Equip | 15 | Residential-type central air conditioners | 0% | Tech/Econ | 23.64% | 0 | 0 | 0
Tech | Offices | Space Heating | Residential/split system heat pump | TRC | New | NN5347 | Retro-Commissioning | Retro-Commissioning | NonEquip | 5 |  | 0% | Tech/Econ | 16% | 0 | 0 | 0
Tech | Offices | Space Heating | Residential/split system heat pump | TRC | New | NN5139 | ENERGY STAR certified buildings program | ENERGY STAR certified buildings program | NonEquip | 20 |  | 0% | Tech/Econ | 35% | 0 | 0 | 0
Tech | Offices | Space Heating | Residential/split system heat pump | TRC | New | NN4333 | Water Cooled Refrigeration Heat Recovery | Water Cooled Refrigeration Heat Recovery | NonEquip | 20 |  | 15.4% | Tech/Econ | 10% | 460.2345 | 0 | 0.030768
Tech | Offices | Space Heating | Residential/split system heat pump | TRC | New | NN4281 | Warehouse Loading Dock Seals | Warehouse Loading Dock Seals | NonEquip | 18 |  | 0% | Tech/Econ | 1.34% | 0 | 0 | 0
Tech | Offices | Space Heating | Residential/split system heat pump | TRC | New | NN4177 | Smart Thermostat | Smart Thermostat | NonEquip | 11 |  | 45.33% | Tech/Econ | 10% | 1419.1489 | 0 | -0.23319
Tech | Offices | Space Heating | Residential/split system heat pump | TRC | New | NN4099 | Roof Insulation | Roof Insulation | NonEquip | 20 |  | 37.5% | Tech/Econ | 0.5914% | 40.4222 | 0 | 0.018234
Tech | Offices | Space Heating | Residential/split system heat pump | TRC | New | NN4073 | Programmable Thermostat | Programmable Thermostat | NonEquip | 11 |  | 0% | Tech/Econ | 3.6% | 0 | 0 | 0
Tech | Offices | Space Heating | Residential/split system heat pump | TRC | New | NN4021 | Low U-Value Windows | Low U-Value Windows | NonEquip | 20 |  | 13.44% | Tech/Econ | 10% | 395.4747 | 0 | 0.0016436
Tech | Offices | Space Heating | Residential/split system heat pump | TRC | New | NN3943 | Infiltration Reduction - Air Sealing | Infiltration Reduction - Air Sealing | NonEquip | 11 |  | 0% | Tech/Econ | 0.67% | 0 | 0 | 0
Tech | Offices | Space Heating | Residential/split system heat pump | TRC | New | NN3787 | Green Roof | Green Roof | NonEquip | 15 |  | 0.315% | Tech/Econ | 0.914% | 0.83592 | 0 | 0
Tech | Offices | Space Heating | Residential/split system heat pump | TRC | New | NN3735 | Floor Insulation | Floor Insulation | NonEquip | 20 |  | 8.437% | Tech/Econ | 0.3103% | 0 | 0 | 0
Tech | Offices | Space Heating | Residential/split system heat pump | TRC | New | NN3657 | Facility Energy Management System | Facility Energy Management System | NonEquip | 15 |  | 1.982% | Tech/Econ | 20% | 131.2806 | 0 | 0.0023661
Tech | Offices | Space Heating | Residential/split system heat pump | TRC | New | NN3579 | ECM Motors on Furnaces | ECM Motors on Furnaces | NonEquip | 15 | Forced air furnace | 0% | Tech/Econ | 1.706% | 0 | 0 | 0
Tech | Offices | Space Heating | Residential/split system heat pump | TRC | New | NN3553 | Duct Sealing Repair | Duct Sealing Repair | NonEquip | 15 |  | 0% | Tech/Econ | 12% | 0 | 0 | 0
Tech | Offices | Space Heating | Residential/split system heat pump | TRC | New | NN3501 | Duct Insulation | Duct Insulation | NonEquip | 15 |  | 0% | Tech/Econ | 2.045% | 0 | 0 | 0
Tech | Offices | Space Heating | Residential/split system heat pump | TRC | New | NN3449 | Destratification Fans | Destratification Fans | NonEquip | 10 |  | 0% | Tech/Econ | 12.13% | 0 | 0 | 0
Tech | Offices | Space Heating | Residential/split system heat pump | TRC | New | NN3397 | Dedicated Outdoor Air System on VRF unit | Dedicated Outdoor Air System on VRF unit | NonEquip | 15 | Residential/split system heat pump | 58.91% | Tech/Econ | 10% | 1679.2818 | 0 | 0.51648
Tech | Offices | Space Heating | Residential/split system heat pump | TRC | New | NN3241 | Ceiling Insulation(R30 to R38) | Ceiling Insulation(R30 to R38) | NonEquip | 20 |  | 0% | Tech/Econ | 0.1195% | 0 | 0 | 0
Tech | Offices | Space Heating | Residential/split system heat pump | TRC | New | NN3189 | Ceiling Insulation(R2 to R38) | Ceiling Insulation(R2 to R38) | NonEquip | 20 |  | 0% | Tech/Econ | 8.068% | 0 | 0 | 0
Tech | Offices | Space Heating | Residential/split system heat pump | TRC | New | NN3137 | Ceiling Insulation(R19 to R38) | Ceiling Insulation(R19 to R38) | NonEquip | 20 |  | 0% | Tech/Econ | 0.4482% | 0 | 0 | 0
Tech | Offices | Space Heating | Residential/split system heat pump | TRC | New | NN3085 | Ceiling Insulation(R12 to R38) | Ceiling Insulation(R12 to R38) | NonEquip | 20 |  | 0% | Tech/Econ | 0.9712% | 0 | 0 | 0
Tech | Offices | Space Heating | Residential/split system heat pump | TRC | New | NN3007 | Air Curtains | Air Curtains | NonEquip | 8 |  | 0% | Tech/Econ | 0.2996% | 0 | 0 | 0
Tech | Offices | Space Heating | Residential/split system heat pump | TRC | Existing | NE5334 | Retro-Commissioning | Retro-Commissioning | NonEquip | 5 |  | 21.99% | Tech/Econ | 16% | 47349.012 | 0 | 24.5424
Tech | Offices | Space Heating | Residential/split system heat pump | TRC | Existing | NE5126 | ENERGY STAR certified buildings program | ENERGY STAR certified buildings program | NonEquip | 20 |  | 0% | Tech/Econ | 35% | 0 | 0 | 0
Tech | Offices | Space Heating | Residential/split system heat pump | TRC | Existing | NE4320 | Water Cooled Refrigeration Heat Recovery | Water Cooled Refrigeration Heat Recovery | NonEquip | 20 |  | 15.4% | Tech/Econ | 10% | 23186.1885 | 0 | 1.55
Tech | Offices | Space Heating | Residential/split system heat pump | TRC | Existing | NE4268 | Warehouse Loading Dock Seals | Warehouse Loading Dock Seals | NonEquip | 18 |  | 0% | Tech/Econ | 1.479% | 0 | 0 | 0
Tech | Offices | Space Heating | Residential/split system heat pump | TRC | Existing | NE4242 | Wall Insulation | Wall Insulation | NonEquip | 20 |  | 17.1% | Tech/Econ | 11.43% | 31900.4033 | 0 | 14.3896
Tech | Offices | Space Heating | Residential/split system heat pump | TRC | Existing | NE4164 | Smart Thermostat | Smart Thermostat | NonEquip | 11 |  | 45.33% | Tech/Econ | 10% | 67203.7799 | 0 | -11.0425
Tech | Offices | Space Heating | Residential/split system heat pump | TRC | Existing | NE4086 | Roof Insulation | Roof Insulation | NonEquip | 20 |  | 37.5% | Tech/Econ | 1.305% | 6315.5354 | 0 | 2.8488
Tech | Offices | Space Heating | Residential/split system heat pump | TRC | Existing | NE4060 | Programmable Thermostat | Programmable Thermostat | NonEquip | 11 |  | 0% | Tech/Econ | 3.6% | 0 | 0 | 0
Tech | Offices | Space Heating | Residential/split system heat pump | TRC | Existing | NE4008 | Low U-Value Windows | Low U-Value Windows | NonEquip | 20 |  | 5.375% | Tech/Econ | 46% | 51038.987 | 0 | 0.21212
Tech | Offices | Space Heating | Residential/split system heat pump | TRC | Existing | NE3930 | Infiltration Reduction - Air Sealing | Infiltration Reduction - Air Sealing | NonEquip | 11 |  | 44.79% | Tech/Econ | 0.7393% | 4236.262 | 0 | 2.7825
Tech | Offices | Space Heating | Residential/split system heat pump | TRC | Existing | NE3852 | Hotel Card Energy Control Systems | Hotel Card Energy Control Systems | NonEquip | 15 |  | 0% | Tech/Econ | 0% | 0 | 0 | 0
Tech | Offices | Space Heating | Residential/split system heat pump | TRC | Existing | NE3774 | Green Roof | Green Roof | NonEquip | 15 |  | 0.063% | Tech/Econ | 1.009% | 8.1285 | 0 | 0
Tech | Offices | Space Heating | Residential/split system heat pump | TRC | Existing | NE3722 | Floor Insulation | Floor Insulation | NonEquip | 20 |  | 3.375% | Tech/Econ | 0.3424% | 147.1779 | 0 | 0.066389
Tech | Offices | Space Heating | Residential/split system heat pump | TRC | Existing | NE3644 | Facility Energy Management System | Facility Energy Management System | NonEquip | 15 |  | 2.99% | Tech/Econ | 20% | 10190.5865 | 0 | 0.18367
Tech | Offices | Space Heating | Residential/split system heat pump | TRC | Existing | NE3566 | ECM Motors on Furnaces | ECM Motors on Furnaces | NonEquip | 15 | Forced air furnace | 0% | Tech/Econ | 1.706% | 0 | 0 | 0
Tech | Offices | Space Heating | Residential/split system heat pump | TRC | Existing | NE3540 | Duct Sealing Repair | Duct Sealing Repair | NonEquip | 15 |  | 30.55% | Tech/Econ | 12% | 62112.0154 | 0 | 43.3414
Tech | Offices | Space Heating | Residential/split system heat pump | TRC | Existing | NE3488 | Duct Insulation | Duct Insulation | NonEquip | 15 |  | 30.55% | Tech/Econ | 2.045% | 8113.7813 | 0 | 4.7372
Tech | Offices | Space Heating | Residential/split system heat pump | TRC | Existing | NE3436 | Destratification Fans | Destratification Fans | NonEquip | 10 |  | 0% | Tech/Econ | 12.13% | 0 | 0 | 0
Tech | Offices | Space Heating | Residential/split system heat pump | TRC | Existing | NE3384 | Dedicated Outdoor Air System on VRF unit | Dedicated Outdoor Air System on VRF unit | NonEquip | 15 | Residential/split system heat pump | 58.91% | Tech/Econ | 10% | 94268.1239 | 0 | 28.993
Tech | Offices | Space Heating | Residential/split system heat pump | TRC | Existing | NE3332 | Cool Roof | Cool Roof | NonEquip | 15 |  | 72.74% | Tech/Econ | 0.05107% | 473.01 | 0 | 0
Tech | Offices | Space Heating | Residential/split system heat pump | TRC | Existing | NE3228 | Ceiling Insulation(R30 to R38) | Ceiling Insulation(R30 to R38) | NonEquip | 20 |  | 11.4% | Tech/Econ | 0.1319% | 191.4828 | 0 | 0.086374
Tech | Offices | Space Heating | Residential/split system heat pump | TRC | Existing | NE3176 | Ceiling Insulation(R2 to R38) | Ceiling Insulation(R2 to R38) | NonEquip | 20 |  | 45.6% | Tech/Econ | 8.903% | 57463.5138 | 0 | 25.9206
Tech | Offices | Space Heating | Residential/split system heat pump | TRC | Existing | NE3124 | Ceiling Insulation(R19 to R38) | Ceiling Insulation(R19 to R38) | NonEquip | 20 |  | 22.8% | Tech/Econ | 0.4946% | 1437.9087 | 0 | 0.64861
Tech | Offices | Space Heating | Residential/split system heat pump | TRC | Existing | NE3072 | Ceiling Insulation(R12 to R38) | Ceiling Insulation(R12 to R38) | NonEquip | 20 |  | 34.2% | Tech/Econ | 1.072% | 4706.0062 | 0 | 2.1228
Tech | Offices | Space Heating | Residential/split system heat pump | TRC | Existing | NE2994 | Air Curtains | Air Curtains | NonEquip | 8 |  | 0% | Tech/Econ | 0.2996% | 0 | 0 | 0
Tech | Offices | Space Heating | Residential/split system heat pump | TRC | Turnover | ET868 | Geothermal Heat Pump | Geothermal Heat Pump | Equip | 15 | Residential/split system heat pump | 30.5% | Tech/Econ | 2.941% | 12181.0245 | 0 | 4.0235
Tech | Offices | Space Heating | Residential/split system heat pump | TRC | Turnover | ET1414 | Variable Refrigerant Flow (VRF) HVAC Systems | Variable Refrigerant Flow (VRF) HVAC Systems | Equip | 15 | Residential/split system heat pump | 49.09% | Tech/Econ | 31.25% | 308863.148 | 0 | 94.9937
Tech | Offices | Space Heating | Residential/split system heat pump | TRC | Turnover | ET1336 | High Efficiency PTHP | High Efficiency PTHP | Equip | 15 | Residential/split system heat pump | 0% | Tech/Econ | 9.375% | 0 | 0 | 0
Tech | Offices | Space Heating | Residential/split system heat pump | TRC | New | EN894 | Geothermal Heat Pump | Geothermal Heat Pump | Equip | 15 | Residential/split system heat pump | 30.5% | Tech/Econ | 2.941% | 0 | 0 | 0
Tech | Offices | Space Heating | Residential/split system heat pump | TRC | New | EN1440 | Variable Refrigerant Flow (VRF) HVAC Systems | Variable Refrigerant Flow (VRF) HVAC Systems | Equip | 15 | Residential/split system heat pump | 49.09% | Tech/Econ | 31.25% | 6002.1413 | 0 | 1.846
Tech | Offices | Space Heating | Residential/split system heat pump | TRC | New | EN1362 | High Efficiency PTHP | High Efficiency PTHP | Equip | 15 | Residential/split system heat pump | 0% | Tech/Econ | 9.375% | 0 | 0 | 0
Tech | Offices | Refrigeration | Residential style | TRC | New | NN5321 | Retro-Commissioning | Retro-Commissioning | NonEquip | 5 |  | 0% | Tech/Econ | 16% | 0 | 0 | 0
Tech | Offices | Refrigeration | Residential style | TRC | New | NN5113 | ENERGY STAR certified buildings program | ENERGY STAR certified buildings program | NonEquip | 20 |  | 0% | Tech/Econ | 35% | 0 | 0 | 0
Tech | Offices | Refrigeration | Residential style | TRC | New | NN4905 | Strip Curtains for Walk-ins | Strip Curtains for Walk-ins | NonEquip | 4 | Walk-in cooler | 0% | Tech/Econ | 2.115% | 0 | 0 | 0
Tech | Offices | Refrigeration | Residential style | TRC | New | NN4879 | Refrigerated Display Case Lighting Controls | Refrigerated Display Case Lighting Controls | NonEquip | 8 | Display cases | 0% | Tech/Econ | 0.9365% | 0 | 0 | 0
Tech | Offices | Refrigeration | Residential style | TRC | New | NN4853 | PSC to ECM Evaporator Fan Motor (Walk-In, Refrigerator) | PSC to ECM Evaporator Fan Motor (Walk-In, Refrigerator) | NonEquip | 15 | Walk-in cooler | 0% | Tech/Econ | 37.5% | 0 | 0 | 0
Tech | Offices | Refrigeration | Residential style | TRC | New | NN4827 | PSC to ECM Evaporator Fan Motor (Reach-In) | PSC to ECM Evaporator Fan Motor (Reach-In) | NonEquip | 15 | Display cases | 0% | Tech/Econ | 37.5% | 0 | 0 | 0
Tech | Offices | Refrigeration | Residential style | TRC | New | NN4801 | Night Covers for Display Cases | Night Covers for Display Cases | NonEquip | 5 | Display cases | 0% | Tech/Econ | 1.877% | 0 | 0 | 0
Tech | Offices | Refrigeration | Residential style | TRC | New | NN4775 | High R-Value Glass Doors | High R-Value Glass Doors | NonEquip | 12 | Display cases | 0% | Tech/Econ | 0% | 0 | 0 | 0
Tech | Offices | Refrigeration | Residential style | TRC | New | NN4749 | High Efficiency Refrigeration Compressor | High Efficiency Refrigeration Compressor | NonEquip | 13 | Display cases | 0% | Tech/Econ | 6.922% | 0 | 0 | 0
Tech | Offices | Refrigeration | Residential style | TRC | New | NN4723 | Freezer-Cooler Replacement Gaskets | Freezer-Cooler Replacement Gaskets | NonEquip | 4 | Display cases | 0% | Tech/Econ | 0% | 0 | 0 | 0
Tech | Offices | Refrigeration | Residential style | TRC | New | NN4697 | Floating Head Pressure Controls | Floating Head Pressure Controls | NonEquip | 15 |  | 0% | Tech/Econ | 6.05% | 0 | 0 | 0
Tech | Offices | Refrigeration | Residential style | TRC | New | NN4671 | Demand Defrost | Demand Defrost | NonEquip | 10 | Walk-in cooler | 0% | Tech/Econ | 30% | 0 | 0 | 0
Tech | Offices | Refrigeration | Residential style | TRC | New | NN4645 | Automatic Door Closer for Walk-in Coolers and Freezers | Automatic Door Closer for Walk-in Coolers and Freezers | NonEquip | 8 | Walk-in cooler | 0% | Tech/Econ | 3.131% | 0 | 0 | 0
Tech | Offices | Refrigeration | Residential style | TRC | New | NN4619 | Anti-Sweat Controls | Anti-Sweat Controls | NonEquip | 8 | Display cases | 0% | Tech/Econ | 85% | 0 | 0 | 0
Tech | Offices | Refrigeration | Residential style | TRC | Existing | NE5308 | Retro-Commissioning | Retro-Commissioning | NonEquip | 5 |  | 21.99% | Tech/Econ | 16% | 12318.833 | 2.0595 | 6.3852
Tech | Offices | Refrigeration | Residential style | TRC | Existing | NE5100 | ENERGY STAR certified buildings program | ENERGY STAR certified buildings program | NonEquip | 20 |  | 0% | Tech/Econ | 35% | 0 | 0 | 0
Tech | Offices | Refrigeration | Residential style | TRC | Existing | NE4892 | Strip Curtains for Walk-ins | Strip Curtains for Walk-ins | NonEquip | 4 | Walk-in cooler | 0% | Tech/Econ | 2.115% | 0 | 0 | 0
Tech | Offices | Refrigeration | Residential style | TRC | Existing | NE4866 | Refrigerated Display Case Lighting Controls | Refrigerated Display Case Lighting Controls | NonEquip | 8 | Display cases | 0% | Tech/Econ | 2.524% | 0 | 0 | 0
Tech | Offices | Refrigeration | Residential style | TRC | Existing | NE4840 | PSC to ECM Evaporator Fan Motor (Walk-In, Refrigerator) | PSC to ECM Evaporator Fan Motor (Walk-In, Refrigerator) | NonEquip | 15 | Walk-in cooler | 0% | Tech/Econ | 37.5% | 0 | 0 | 0
Tech | Offices | Refrigeration | Residential style | TRC | Existing | NE4814 | PSC to ECM Evaporator Fan Motor (Reach-In) | PSC to ECM Evaporator Fan Motor (Reach-In) | NonEquip | 15 | Display cases | 0% | Tech/Econ | 37.5% | 0 | 0 | 0
Tech | Offices | Refrigeration | Residential style | TRC | Existing | NE4788 | Night Covers for Display Cases | Night Covers for Display Cases | NonEquip | 5 | Display cases | 0% | Tech/Econ | 1.877% | 0 | 0 | 0
Tech | Offices | Refrigeration | Residential style | TRC | Existing | NE4762 | High R-Value Glass Doors | High R-Value Glass Doors | NonEquip | 12 | Display cases | 0% | Tech/Econ | 23.81% | 0 | 0 | 0
Tech | Offices | Refrigeration | Residential style | TRC | Existing | NE4736 | High Efficiency Refrigeration Compressor | High Efficiency Refrigeration Compressor | NonEquip | 13 | Display cases | 0% | Tech/Econ | 6.922% | 0 | 0 | 0
Tech | Offices | Refrigeration | Residential style | TRC | Existing | NE4710 | Freezer-Cooler Replacement Gaskets | Freezer-Cooler Replacement Gaskets | NonEquip | 4 | Display cases | 0% | Tech/Econ | 3.131% | 0 | 0 | 0
Tech | Offices | Refrigeration | Residential style | TRC | Existing | NE4684 | Floating Head Pressure Controls | Floating Head Pressure Controls | NonEquip | 15 |  | 0% | Tech/Econ | 6.05% | 0 | 0 | 0
Tech | Offices | Refrigeration | Residential style | TRC | Existing | NE4658 | Demand Defrost | Demand Defrost | NonEquip | 10 | Walk-in cooler | 0% | Tech/Econ | 30% | 0 | 0 | 0
Tech | Offices | Refrigeration | Residential style | TRC | Existing | NE4632 | Automatic Door Closer for Walk-in Coolers and Freezers | Automatic Door Closer for Walk-in Coolers and Freezers | NonEquip | 8 | Walk-in cooler | 0% | Tech/Econ | 3.131% | 0 | 0 | 0
Tech | Offices | Refrigeration | Residential style | TRC | Existing | NE4606 | Anti-Sweat Controls | Anti-Sweat Controls | NonEquip | 8 | Display cases | 0% | Tech/Econ | 85% | 0 | 0 | 0
Tech | Offices | Refrigeration | Residential style | TRC | Turnover | ET2539 | Energy Star Refrigerator | Energy Star Refrigerator | Equip | 12 | Residential style | 45.6% | Tech/Econ | 21.99% | 39020.2472 | 5.1374 | 4.0424
Tech | Offices | Refrigeration | Residential style | TRC | New | EN2565 | Energy Star Refrigerator | Energy Star Refrigerator | Equip | 12 | Residential style | 53.2% | Tech/Econ | 21.99% | 862.7872 | 0.11359 | 0.089383
Tech | Offices | Cooking | Range | TRC | New | NN5087 | ENERGY STAR certified buildings program | ENERGY STAR certified buildings program | NonEquip | 20 |  | 0% | Tech/Econ | 35% | 0 | 0 | 0
Tech | Offices | Cooking | Range | TRC | Existing | NE5074 | ENERGY STAR certified buildings program | ENERGY STAR certified buildings program | NonEquip | 20 |  | 0% | Tech/Econ | 35% | 0 | 0 | 0
Tech | Offices | Miscellaneous | Pool pump | TRC | New | NN5451 | Retro-Commissioning | Retro-Commissioning | NonEquip | 5 |  | 0% | Tech/Econ | 16% | 0 | 0 | 0
Tech | Offices | Miscellaneous | Pool pump | TRC | New | NN5243 | ENERGY STAR certified buildings program | ENERGY STAR certified buildings program | NonEquip | 20 |  | 0% | Tech/Econ | 35% | 0 | 0 | 0
Tech | Offices | Miscellaneous | Pool pump | TRC | New | NN4541 | VSD Controlled Compressor | VSD Controlled Compressor | NonEquip | 15 | Others | 0% | Tech/Econ | 20.79% | 0 | 0 | 0
Tech | Offices | Miscellaneous | Pool pump | TRC | New | NN4515 | Regenerative Drive Elevator Motor | Regenerative Drive Elevator Motor | NonEquip | 13 | Elevators/Escalators | 0% | Tech/Econ | 6.211% | 0 | 0 | 0
Tech | Offices | Miscellaneous | Pool pump | TRC | New | NN4489 | Engine Block Timer | Engine Block Timer | NonEquip | 5 | Others | 0% | Tech/Econ | 36% | 0 | 0 | 0
Tech | Offices | Miscellaneous | Pool pump | TRC | New | NN4463 | Efficient Motor Belts | Efficient Motor Belts | NonEquip | 10 | Others | 0% | Tech/Econ | 1.105% | 0 | 0 | 0
Tech | Offices | Miscellaneous | Pool pump | TRC | Existing | NE5438 | Retro-Commissioning | Retro-Commissioning | NonEquip | 5 |  | 21.99% | Tech/Econ | 16% | 0 | 0 | 0
Tech | Offices | Miscellaneous | Pool pump | TRC | Existing | NE5230 | ENERGY STAR certified buildings program | ENERGY STAR certified buildings program | NonEquip | 20 |  | 0% | Tech/Econ | 35% | 0 | 0 | 0
Tech | Offices | Miscellaneous | Pool pump | TRC | Existing | NE4528 | VSD Controlled Compressor | VSD Controlled Compressor | NonEquip | 15 | Others | 0% | Tech/Econ | 20.79% | 0 | 0 | 0
Tech | Offices | Miscellaneous | Pool pump | TRC | Existing | NE4502 | Regenerative Drive Elevator Motor | Regenerative Drive Elevator Motor | NonEquip | 13 | Elevators/Escalators | 0% | Tech/Econ | 6.211% | 0 | 0 | 0
Tech | Offices | Miscellaneous | Pool pump | TRC | Existing | NE4476 | Engine Block Timer | Engine Block Timer | NonEquip | 5 | Others | 0% | Tech/Econ | 36% | 0 | 0 | 0
Tech | Offices | Miscellaneous | Pool pump | TRC | Existing | NE4450 | Efficient Motor Belts | Efficient Motor Belts | NonEquip | 10 | Others | 0% | Tech/Econ | 1.105% | 0 | 0 | 0
Tech | Offices | Miscellaneous | Pool pump | TRC | Turnover | ET2113 | Variable Speed Pool Pump | Variable Speed Pool Pump | Equip | 10 | Pool pump | 0% | Tech/Econ | 64.36% | 0 | 0 | 0
Tech | Offices | Miscellaneous | Pool pump | TRC | Turnover | ET2074 | Two Speed Pool Pump | Two Speed Pool Pump | Equip | 10 | Pool pump | 0% | Tech/Econ | 61.79% | 0 | 0 | 0
Tech | Offices | Miscellaneous | Pool pump | TRC | Turnover | ET2038 | Solar Powered Pool Pump | Solar Powered Pool Pump | Equip | 10 | Pool pump | 0% | Tech/Econ | 81% | 0 | 0 | 0
Tech | Offices | Miscellaneous | Pool pump | TRC | Turnover | ET1999 | Solar Pool Heater | Solar Pool Heater | Equip | 15 | Pool pump | 0% | Tech/Econ | 86.11% | 0 | 0 | 0
Tech | Offices | Miscellaneous | Pool pump | TRC | Turnover | ET1960 | Heat Pump Pool Heater | Heat Pump Pool Heater | Equip | 15 | Pool pump | 0% | Tech/Econ | 80% | 0 | 0 | 0
Tech | Offices | Miscellaneous | Pool pump | TRC | New | EN2137 | Variable Speed Pool Pump | Variable Speed Pool Pump | Equip | 10 | Pool pump | 0% | Tech/Econ | 64.36% | 0 | 0 | 0
Tech | Offices | Miscellaneous | Pool pump | TRC | New | EN2100 | Two Speed Pool Pump | Two Speed Pool Pump | Equip | 10 | Pool pump | 0% | Tech/Econ | 61.79% | 0 | 0 | 0
Tech | Offices | Miscellaneous | Pool pump | TRC | New | EN2062 | Solar Powered Pool Pump | Solar Powered Pool Pump | Equip | 10 | Pool pump | 0% | Tech/Econ | 81% | 0 | 0 | 0
Tech | Offices | Miscellaneous | Pool pump | TRC | New | EN2025 | Solar Pool Heater | Solar Pool Heater | Equip | 15 | Pool pump | 0% | Tech/Econ | 86.11% | 0 | 0 | 0
Tech | Offices | Miscellaneous | Pool pump | TRC | New | EN1986 | Heat Pump Pool Heater | Heat Pump Pool Heater | Equip | 15 | Pool pump | 0% | Tech/Econ | 80% | 0 | 0 | 0
Tech | Offices | Space Heating | Packaged central unit | TRC | New | NN5347 | Retro-Commissioning | Retro-Commissioning | NonEquip | 5 |  | 0% | Tech/Econ | 16% | 0 | 0 | 0
Tech | Offices | Space Heating | Packaged central unit | TRC | New | NN5139 | ENERGY STAR certified buildings program | ENERGY STAR certified buildings program | NonEquip | 20 |  | 0% | Tech/Econ | 35% | 0 | 0 | 0
Tech | Offices | Space Heating | Packaged central unit | TRC | New | NN4333 | Water Cooled Refrigeration Heat Recovery | Water Cooled Refrigeration Heat Recovery | NonEquip | 20 |  | 15.4% | Tech/Econ | 10% | 347.2514 | 0 | 0.023215
Tech | Offices | Space Heating | Packaged central unit | TRC | New | NN4281 | Warehouse Loading Dock Seals | Warehouse Loading Dock Seals | NonEquip | 18 |  | 0% | Tech/Econ | 1.34% | 0 | 0 | 0
Tech | Offices | Space Heating | Packaged central unit | TRC | New | NN4177 | Smart Thermostat | Smart Thermostat | NonEquip | 11 |  | 45.33% | Tech/Econ | 10% | 1070.7615 | 0 | -0.17594
Tech | Offices | Space Heating | Packaged central unit | TRC | New | NN4099 | Roof Insulation | Roof Insulation | NonEquip | 20 |  | 37.5% | Tech/Econ | 0.5914% | 29.625 | 0 | 0.013363
Tech | Offices | Space Heating | Packaged central unit | TRC | New | NN4073 | Programmable Thermostat | Programmable Thermostat | NonEquip | 11 |  | 0% | Tech/Econ | 3.6% | 0 | 0 | 0
Tech | Offices | Space Heating | Packaged central unit | TRC | New | NN4021 | Low U-Value Windows | Low U-Value Windows | NonEquip | 20 |  | 13.44% | Tech/Econ | 10% | 298.3894 | 0 | 0.0012401
Tech | Offices | Space Heating | Packaged central unit | TRC | New | NN3943 | Infiltration Reduction - Air Sealing | Infiltration Reduction - Air Sealing | NonEquip | 11 |  | 0% | Tech/Econ | 0.67% | 0 | 0 | 0
Tech | Offices | Space Heating | Packaged central unit | TRC | New | NN3865 | Hotel Card Energy Control Systems | Hotel Card Energy Control Systems | NonEquip | 15 |  | 0% | Tech/Econ | 0% | 0 | 0 | 0
Tech | Offices | Space Heating | Packaged central unit | TRC | New | NN3787 | Green Roof | Green Roof | NonEquip | 15 |  | 0.315% | Tech/Econ | 0.914% | 0.61263 | 0 | 0
Tech | Offices | Space Heating | Packaged central unit | TRC | New | NN3735 | Floor Insulation | Floor Insulation | NonEquip | 20 |  | 8.437% | Tech/Econ | 0.3103% | 0 | 0 | 0
Tech | Offices | Space Heating | Packaged central unit | TRC | New | NN3657 | Facility Energy Management System | Facility Energy Management System | NonEquip | 15 |  | 1.982% | Tech/Econ | 20% | 94.0102 | 0 | 0.0016944
Tech | Offices | Space Heating | Packaged central unit | TRC | New | NN3579 | ECM Motors on Furnaces | ECM Motors on Furnaces | NonEquip | 15 | Forced air furnace | 0% | Tech/Econ | 1.706% | 0 | 0 | 0
Tech | Offices | Space Heating | Packaged central unit | TRC | New | NN3553 | Duct Sealing Repair | Duct Sealing Repair | NonEquip | 15 |  | 0% | Tech/Econ | 12% | 0 | 0 | 0
Tech | Offices | Space Heating | Packaged central unit | TRC | New | NN3501 | Duct Insulation | Duct Insulation | NonEquip | 15 |  | 0% | Tech/Econ | 2.045% | 0 | 0 | 0
Tech | Offices | Space Heating | Packaged central unit | TRC | New | NN3449 | Destratification Fans | Destratification Fans | NonEquip | 10 |  | 0% | Tech/Econ | 12.13% | 0 | 0 | 0
Tech | Offices | Space Heating | Packaged central unit | TRC | New | NN3397 | Dedicated Outdoor Air System on VRF unit | Dedicated Outdoor Air System on VRF unit | NonEquip | 15 | Residential/split system heat pump | 0% | Tech/Econ | 10% | 0 | 0 | 0
Tech | Offices | Space Heating | Packaged central unit | TRC | New | NN3345 | Cool Roof | Cool Roof | NonEquip | 15 |  | 72.49% | Tech/Econ | 0.04628% | 0 | 0 | 0
Tech | Offices | Space Heating | Packaged central unit | TRC | New | NN3241 | Ceiling Insulation(R30 to R38) | Ceiling Insulation(R30 to R38) | NonEquip | 20 |  | 0% | Tech/Econ | 0.1195% | 0 | 0 | 0
Tech | Offices | Space Heating | Packaged central unit | TRC | New | NN3189 | Ceiling Insulation(R2 to R38) | Ceiling Insulation(R2 to R38) | NonEquip | 20 |  | 0% | Tech/Econ | 8.068% | 0 | 0 | 0
Tech | Offices | Space Heating | Packaged central unit | TRC | New | NN3137 | Ceiling Insulation(R19 to R38) | Ceiling Insulation(R19 to R38) | NonEquip | 20 |  | 0% | Tech/Econ | 0.4482% | 0 | 0 | 0
Tech | Offices | Space Heating | Packaged central unit | TRC | New | NN3085 | Ceiling Insulation(R12 to R38) | Ceiling Insulation(R12 to R38) | NonEquip | 20 |  | 0% | Tech/Econ | 0.9712% | 0 | 0 | 0
Tech | Offices | Space Heating | Packaged central unit | TRC | New | NN3007 | Air Curtains | Air Curtains | NonEquip | 8 |  | 0% | Tech/Econ | 0.2996% | 0 | 0 | 0
Tech | Offices | Space Heating | Packaged central unit | TRC | Existing | NE5334 | Retro-Commissioning | Retro-Commissioning | NonEquip | 5 |  | 21.99% | Tech/Econ | 16% | 35313.6376 | 0 | 18.3041
Tech | Offices | Space Heating | Packaged central unit | TRC | Existing | NE5126 | ENERGY STAR certified buildings program | ENERGY STAR certified buildings program | NonEquip | 20 |  | 0% | Tech/Econ | 35% | 0 | 0 | 0
Tech | Offices | Space Heating | Packaged central unit | TRC | Existing | NE4320 | Water Cooled Refrigeration Heat Recovery | Water Cooled Refrigeration Heat Recovery | NonEquip | 20 |  | 15.4% | Tech/Econ | 10% | 17643.08 | 0 | 1.1795
Tech | Offices | Space Heating | Packaged central unit | TRC | Existing | NE4268 | Warehouse Loading Dock Seals | Warehouse Loading Dock Seals | NonEquip | 18 |  | 0% | Tech/Econ | 1.479% | 0 | 0 | 0
Tech | Offices | Space Heating | Packaged central unit | TRC | Existing | NE4242 | Wall Insulation | Wall Insulation | NonEquip | 20 |  | 17.1% | Tech/Econ | 11.43% | 22843.9177 | 0 | 10.3044
Tech | Offices | Space Heating | Packaged central unit | TRC | Existing | NE4164 | Smart Thermostat | Smart Thermostat | NonEquip | 11 |  | 45.33% | Tech/Econ | 10% | 51137.4115 | 0 | -8.4026
Tech | Offices | Space Heating | Packaged central unit | TRC | Existing | NE4086 | Roof Insulation | Roof Insulation | NonEquip | 20 |  | 37.5% | Tech/Econ | 1.305% | 4710.2256 | 0 | 2.1247
Tech | Offices | Space Heating | Packaged central unit | TRC | Existing | NE4060 | Programmable Thermostat | Programmable Thermostat | NonEquip | 11 |  | 0% | Tech/Econ | 3.6% | 0 | 0 | 0
Tech | Offices | Space Heating | Packaged central unit | TRC | Existing | NE4008 | Low U-Value Windows | Low U-Value Windows | NonEquip | 20 |  | 5.375% | Tech/Econ | 46% | 30941.6647 | 0 | 0.1286
Tech | Offices | Space Heating | Packaged central unit | TRC | Existing | NE3930 | Infiltration Reduction - Air Sealing | Infiltration Reduction - Air Sealing | NonEquip | 11 |  | 44.79% | Tech/Econ | 0.7393% | 3159.4708 | 0 | 2.0752
Tech | Offices | Space Heating | Packaged central unit | TRC | Existing | NE3852 | Hotel Card Energy Control Systems | Hotel Card Energy Control Systems | NonEquip | 15 |  | 0% | Tech/Econ | 0% | 0 | 0 | 0
Tech | Offices | Space Heating | Packaged central unit | TRC | Existing | NE3774 | Green Roof | Green Roof | NonEquip | 15 |  | 0.063% | Tech/Econ | 1.009% | 6.0623 | 0 | 0
Tech | Offices | Space Heating | Packaged central unit | TRC | Existing | NE3722 | Floor Insulation | Floor Insulation | NonEquip | 20 |  | 3.375% | Tech/Econ | 0.3424% | 109.7676 | 0 | 0.049514
Tech | Offices | Space Heating | Packaged central unit | TRC | Existing | NE3644 | Facility Energy Management System | Facility Energy Management System | NonEquip | 15 |  | 2.99% | Tech/Econ | 20% | 7297.4914 | 0 | 0.13152
Tech | Offices | Space Heating | Packaged central unit | TRC | Existing | NE3566 | ECM Motors on Furnaces | ECM Motors on Furnaces | NonEquip | 15 | Forced air furnace | 0% | Tech/Econ | 1.706% | 0 | 0 | 0
Tech | Offices | Space Heating | Packaged central unit | TRC | Existing | NE3540 | Duct Sealing Repair | Duct Sealing Repair | NonEquip | 15 |  | 30.55% | Tech/Econ | 12% | 44478.4899 | 0 | 31.0368
Tech | Offices | Space Heating | Packaged central unit | TRC | Existing | NE3488 | Duct Insulation | Duct Insulation | NonEquip | 15 |  | 30.55% | Tech/Econ | 2.045% | 6051.3857 | 0 | 3.5331
Tech | Offices | Space Heating | Packaged central unit | TRC | Existing | NE3436 | Destratification Fans | Destratification Fans | NonEquip | 10 |  | 0% | Tech/Econ | 12.13% | 0 | 0 | 0
Tech | Offices | Space Heating | Packaged central unit | TRC | Existing | NE3384 | Dedicated Outdoor Air System on VRF unit | Dedicated Outdoor Air System on VRF unit | NonEquip | 15 | Residential/split system heat pump | 0% | Tech/Econ | 10% | 0 | 0 | 0
Tech | Offices | Space Heating | Packaged central unit | TRC | Existing | NE3332 | Cool Roof | Cool Roof | NonEquip | 15 |  | 72.74% | Tech/Econ | 0.05107% | 352.7783 | 0 | 0
Tech | Offices | Space Heating | Packaged central unit | TRC | Existing | NE3228 | Ceiling Insulation(R30 to R38) | Ceiling Insulation(R30 to R38) | NonEquip | 20 |  | 11.4% | Tech/Econ | 0.1319% | 142.8109 | 0 | 0.064419
Tech | Offices | Space Heating | Packaged central unit | TRC | Existing | NE3176 | Ceiling Insulation(R2 to R38) | Ceiling Insulation(R2 to R38) | NonEquip | 20 |  | 45.6% | Tech/Econ | 8.903% | 43725.7452 | 0 | 19.7237
Tech | Offices | Space Heating | Packaged central unit | TRC | Existing | NE3124 | Ceiling Insulation(R19 to R38) | Ceiling Insulation(R19 to R38) | NonEquip | 20 |  | 22.8% | Tech/Econ | 0.4946% | 1072.4149 | 0 | 0.48374
Tech | Offices | Space Heating | Packaged central unit | TRC | Existing | NE3072 | Ceiling Insulation(R12 to R38) | Ceiling Insulation(R12 to R38) | NonEquip | 20 |  | 34.2% | Tech/Econ | 1.072% | 3509.8134 | 0 | 1.5832
Tech | Offices | Space Heating | Packaged central unit | TRC | Existing | NE2994 | Air Curtains | Air Curtains | NonEquip | 8 |  | 0% | Tech/Econ | 0.2996% | 0 | 0 | 0
Tech | Offices | Space Heating | Packaged central unit | TRC | Turnover | ET1219 | High Efficiency DX 135k- less than 240k BTU | High Efficiency DX 135k- less than 240k BTU | Equip | 15 | Packaged central unit | 94.56% | Tech/Econ | 3.03% | 29610.4662 | 0 | 0
Tech | Offices | Space Heating | Packaged central unit | TRC | New | EN1245 | High Efficiency DX 135k- less than 240k BTU | High Efficiency DX 135k- less than 240k BTU | Equip | 15 | Packaged central unit | 94.56% | Tech/Econ | 3.03% | 627.7457 | 0 | 0
Tech | Offices | Space Cooling | Packaged air conditioning units (RTUs) | TRC | New | NN5373 | Retro-Commissioning | Retro-Commissioning | NonEquip | 5 |  | 0% | Tech/Econ | 16% | 0 | 0 | 0
Tech | Offices | Space Cooling | Packaged air conditioning units (RTUs) | TRC | New | NN5165 | ENERGY STAR certified buildings program | ENERGY STAR certified buildings program | NonEquip | 20 |  | 0% | Tech/Econ | 35% | 0 | 0 | 0
Tech | Offices | Space Cooling | Packaged air conditioning units (RTUs) | TRC | New | NN4385 | Window Sun Protection | Window Sun Protection | NonEquip | 10 |  | 15.35% | Tech/Econ | 16% | 2358.7468 | 0.73444 | -0.041379
Tech | Offices | Space Cooling | Packaged air conditioning units (RTUs) | TRC | New | NN4359 | Waterside Economizer | Waterside Economizer | NonEquip | 20 |  | 0% | Tech/Econ | 5.556% | 0 | 0 | 0
Tech | Offices | Space Cooling | Packaged air conditioning units (RTUs) | TRC | New | NN4307 | Warehouse Loading Dock Seals | Warehouse Loading Dock Seals | NonEquip | 18 |  | 0% | Tech/Econ | 0.3734% | 0 | 0 | 0
Tech | Offices | Space Cooling | Packaged air conditioning units (RTUs) | TRC | New | NN4151 | Smart Thermostat | Smart Thermostat | NonEquip | 11 |  | 45.33% | Tech/Econ | 10% | 4247.0203 | 0.050428 | 0
Tech | Offices | Space Cooling | Packaged air conditioning units (RTUs) | TRC | New | NN4047 | Programmable Thermostat | Programmable Thermostat | NonEquip | 11 |  | 0% | Tech/Econ | 3.6% | 0 | 0 | 0
Tech | Offices | Space Cooling | Packaged air conditioning units (RTUs) | TRC | New | NN3995 | Low U-Value Windows | Low U-Value Windows | NonEquip | 20 |  | 13.44% | Tech/Econ | 10% | 135.0141 | 0.050185 | 0
Tech | Offices | Space Cooling | Packaged air conditioning units (RTUs) | TRC | New | NN3969 | Infiltration Reduction - Air Sealing | Infiltration Reduction - Air Sealing | NonEquip | 11 |  | 0% | Tech/Econ | 0.1867% | 0 | 0 | 0
Tech | Offices | Space Cooling | Packaged air conditioning units (RTUs) | TRC | New | NN3917 | HVAC tune-up_RTU | HVAC tune-up_RTU | NonEquip | 5 | Packaged air conditioning units (RTUs) | 0% | Tech/Econ | 5% | 0 | 0 | 0
Tech | Offices | Space Cooling | Packaged air conditioning units (RTUs) | TRC | New | NN3891 | HVAC tune-up | HVAC tune-up | NonEquip | 5 | Residential-type central air conditioners | 0% | Tech/Econ | 5% | 0 | 0 | 0
Tech | Offices | Space Cooling | Packaged air conditioning units (RTUs) | TRC | New | NN3813 | Green Roof | Green Roof | NonEquip | 15 |  | 0.315% | Tech/Econ | 0.191% | 0 | 0 | 0
Tech | Offices | Space Cooling | Packaged air conditioning units (RTUs) | TRC | New | NN3683 | Facility Energy Management System | Facility Energy Management System | NonEquip | 15 |  | 1.982% | Tech/Econ | 20% | 405.5148 | 0.084993 | 0
Tech | Offices | Space Cooling | Packaged air conditioning units (RTUs) | TRC | New | NN3631 | Facility Commissioning | Facility Commissioning | NonEquip | 10 |  | 35.83% | Tech/Econ | 16% | 5842.361 | 1.0229 | 0.023337
Tech | Offices | Space Cooling | Packaged air conditioning units (RTUs) | TRC | New | NN3605 | Energy Recovery Ventilation System (ERV) | Energy Recovery Ventilation System (ERV) | NonEquip | 15 | Packaged air conditioning units (RTUs) | 38.88% | Tech/Econ | 6.12% | 2125.305 | 3.1163 | 0.60392
Tech | Offices | Space Cooling | Packaged air conditioning units (RTUs) | TRC | New | NN3527 | Duct Sealing Repair | Duct Sealing Repair | NonEquip | 15 |  | 0% | Tech/Econ | 12% | 0 | 0 | 0
Tech | Offices | Space Cooling | Packaged air conditioning units (RTUs) | TRC | New | NN3475 | Duct Insulation | Duct Insulation | NonEquip | 15 |  | 0% | Tech/Econ | 2.045% | 0 | 0 | 0
Tech | Offices | Space Cooling | Packaged air conditioning units (RTUs) | TRC | New | NN3423 | Dedicated Outdoor Air System on VRF unit | Dedicated Outdoor Air System on VRF unit | NonEquip | 15 | Residential-type central air conditioners | 0% | Tech/Econ | 17.5% | 0 | 0 | 0
Tech | Offices | Space Cooling | Packaged air conditioning units (RTUs) | TRC | New | NN3371 | Cool Roof | Cool Roof | NonEquip | 15 |  | 72.49% | Tech/Econ | 0.3535% | 0 | 0 | 0
Tech | Offices | Space Cooling | Packaged air conditioning units (RTUs) | TRC | New | NN3319 | Chilled Water System - Variable Speed Drives | Chilled Water System - Variable Speed Drives | NonEquip | 13 | Central chillers inside | 0% | Tech/Econ | 24.74% | 0 | 0 | 0
Tech | Offices | Space Cooling | Packaged air conditioning units (RTUs) | TRC | New | NN3293 | Chilled Water Controls Optimization | Chilled Water Controls Optimization | NonEquip | 10 | Central chillers inside | 0% | Tech/Econ | 12.5% | 0 | 0 | 0
Tech | Offices | Space Cooling | Packaged air conditioning units (RTUs) | TRC | New | NN3215 | Ceiling Insulation(R2 to R38) | Ceiling Insulation(R2 to R38) | NonEquip | 20 |  | 0% | Tech/Econ | 2.248% | 0 | 0 | 0
Tech | Offices | Space Cooling | Packaged air conditioning units (RTUs) | TRC | New | NN3111 | Ceiling Insulation(R12 to R38) | Ceiling Insulation(R12 to R38) | NonEquip | 20 |  | 0% | Tech/Econ | 0.2706% | 0 | 0 | 0
Tech | Offices | Space Cooling | Packaged air conditioning units (RTUs) | TRC | New | NN3059 | Airside Economizer | Airside Economizer | NonEquip | 10 | Packaged air conditioning units (RTUs) | 3.035% | Tech/Econ | 5.556% | 147.0122 | -0.024627 | 2.4697e-07
Tech | Offices | Space Cooling | Packaged air conditioning units (RTUs) | TRC | Existing | NE5360 | Retro-Commissioning | Retro-Commissioning | NonEquip | 5 |  | 21.99% | Tech/Econ | 16% | 151012.6171 | 25.2466 | 0
Tech | Offices | Space Cooling | Packaged air conditioning units (RTUs) | TRC | Existing | NE5152 | ENERGY STAR certified buildings program | ENERGY STAR certified buildings program | NonEquip | 20 |  | 0% | Tech/Econ | 35% | 0 | 0 | 0
Tech | Offices | Space Cooling | Packaged air conditioning units (RTUs) | TRC | Existing | NE4372 | Window Sun Protection | Window Sun Protection | NonEquip | 10 |  | 7.839% | Tech/Econ | 16% | 63413.2711 | 19.7449 | -1.1124
Tech | Offices | Space Cooling | Packaged air conditioning units (RTUs) | TRC | Existing | NE4346 | Waterside Economizer | Waterside Economizer | NonEquip | 20 |  | 0% | Tech/Econ | 5.556% | 0 | 0 | 0
Tech | Offices | Space Cooling | Packaged air conditioning units (RTUs) | TRC | Existing | NE4294 | Warehouse Loading Dock Seals | Warehouse Loading Dock Seals | NonEquip | 18 |  | 0% | Tech/Econ | 0.3734% | 0 | 0 | 0
Tech | Offices | Space Cooling | Packaged air conditioning units (RTUs) | TRC | Existing | NE4216 | Wall Insulation | Wall Insulation | NonEquip | 20 |  | 17.1% | Tech/Econ | 19.77% | 176915.3677 | 3.5401 | 0
Tech | Offices | Space Cooling | Packaged air conditioning units (RTUs) | TRC | Existing | NE4138 | Smart Thermostat | Smart Thermostat | NonEquip | 11 |  | 45.33% | Tech/Econ | 10% | 218004.2373 | 2.5885 | 0
Tech | Offices | Space Cooling | Packaged air conditioning units (RTUs) | TRC | Existing | NE4112 | Roof Insulation | Roof Insulation | NonEquip | 20 |  | 37.5% | Tech/Econ | 0.3296% | 5021.7408 | 0.10049 | 0
Tech | Offices | Space Cooling | Packaged air conditioning units (RTUs) | TRC | Existing | NE4034 | Programmable Thermostat | Programmable Thermostat | NonEquip | 11 |  | 0% | Tech/Econ | 3.6% | 0 | 0 | 0
Tech | Offices | Space Cooling | Packaged air conditioning units (RTUs) | TRC | Existing | NE3982 | Low U-Value Windows | Low U-Value Windows | NonEquip | 20 |  | 5.375% | Tech/Econ | 46% | 133467.4893 | 49.6103 | 0
Tech | Offices | Space Cooling | Packaged air conditioning units (RTUs) | TRC | Existing | NE3956 | Infiltration Reduction - Air Sealing | Infiltration Reduction - Air Sealing | NonEquip | 11 |  | 44.79% | Tech/Econ | 0.1867% | 3390.263 | 0.74992 | 0
Tech | Offices | Space Cooling | Packaged air conditioning units (RTUs) | TRC | Existing | NE3904 | HVAC tune-up_RTU | HVAC tune-up_RTU | NonEquip | 5 | Packaged air conditioning units (RTUs) | 0% | Tech/Econ | 5% | 0 | 0 | 0
Tech | Offices | Space Cooling | Packaged air conditioning units (RTUs) | TRC | Existing | NE3878 | HVAC tune-up | HVAC tune-up | NonEquip | 5 | Residential-type central air conditioners | 0% | Tech/Econ | 5% | 0 | 0 | 0
Tech | Offices | Space Cooling | Packaged air conditioning units (RTUs) | TRC | Existing | NE3800 | Green Roof | Green Roof | NonEquip | 15 |  | 0.063% | Tech/Econ | 0.191% | 4.8789 | 0.0020726 | 0
Tech | Offices | Space Cooling | Packaged air conditioning units (RTUs) | TRC | Existing | NE3670 | Facility Energy Management System | Facility Energy Management System | NonEquip | 15 |  | 2.99% | Tech/Econ | 20% | 31477.8751 | 6.5976 | 0
Tech | Offices | Space Cooling | Packaged air conditioning units (RTUs) | TRC | Existing | NE3592 | Energy Recovery Ventilation System (ERV) | Energy Recovery Ventilation System (ERV) | NonEquip | 15 | Packaged air conditioning units (RTUs) | 38.35% | Tech/Econ | 6.12% | 107773.1873 | 158.0247 | 30.6247
Tech | Offices | Space Cooling | Packaged air conditioning units (RTUs) | TRC | Existing | NE3514 | Duct Sealing Repair | Duct Sealing Repair | NonEquip | 15 |  | 30.55% | Tech/Econ | 12% | 183047.58 | 36.0643 | 0
Tech | Offices | Space Cooling | Packaged air conditioning units (RTUs) | TRC | Existing | NE3462 | Duct Insulation | Duct Insulation | NonEquip | 15 |  | 30.55% | Tech/Econ | 2.045% | 25612.3815 | 6.958 | 0
Tech | Offices | Space Cooling | Packaged air conditioning units (RTUs) | TRC | Existing | NE3410 | Dedicated Outdoor Air System on VRF unit | Dedicated Outdoor Air System on VRF unit | NonEquip | 15 | Residential-type central air conditioners | 0% | Tech/Econ | 17.5% | 0 | 0 | 0
Tech | Offices | Space Cooling | Packaged air conditioning units (RTUs) | TRC | Existing | NE3358 | Cool Roof | Cool Roof | NonEquip | 15 |  | 72.74% | Tech/Econ | 0.3535% | 10473.1871 | 4.4492 | 0
Tech | Offices | Space Cooling | Packaged air conditioning units (RTUs) | TRC | Existing | NE3306 | Chilled Water System - Variable Speed Drives | Chilled Water System - Variable Speed Drives | NonEquip | 13 | Central chillers inside | 0% | Tech/Econ | 24.74% | 0 | 0 | 0
Tech | Offices | Space Cooling | Packaged air conditioning units (RTUs) | TRC | Existing | NE3280 | Chilled Water Controls Optimization | Chilled Water Controls Optimization | NonEquip | 10 | Central chillers inside | 0% | Tech/Econ | 12.5% | 0 | 0 | 0
Tech | Offices | Space Cooling | Packaged air conditioning units (RTUs) | TRC | Existing | NE3202 | Ceiling Insulation(R2 to R38) | Ceiling Insulation(R2 to R38) | NonEquip | 20 |  | 45.6% | Tech/Econ | 2.248% | 42458.3041 | 0.84961 | 0
Tech | Offices | Space Cooling | Packaged air conditioning units (RTUs) | TRC | Existing | NE3098 | Ceiling Insulation(R12 to R38) | Ceiling Insulation(R12 to R38) | NonEquip | 20 |  | 34.2% | Tech/Econ | 0.2706% | 3755.6945 | 0.075153 | 0
Tech | Offices | Space Cooling | Packaged air conditioning units (RTUs) | TRC | Existing | NE3046 | Airside Economizer | Airside Economizer | NonEquip | 10 | Packaged air conditioning units (RTUs) | 3.035% | Tech/Econ | 5.556% | 7560.2121 | -1.2665 | 1.27e-05
Tech | Offices | Space Cooling | Packaged air conditioning units (RTUs) | TRC | Turnover | ET1180 | High Efficiency DX 135k- less than 240k BTU | High Efficiency DX 135k- less than 240k BTU | Equip | 15 | Packaged air conditioning units (RTUs) | 94.56% | Tech/Econ | 4.348% | 184038.4679 | 76.1025 | 0
Tech | Offices | Space Cooling | Packaged air conditioning units (RTUs) | TRC | New | EN1206 | High Efficiency DX 135k- less than 240k BTU | High Efficiency DX 135k- less than 240k BTU | Equip | 15 | Packaged air conditioning units (RTUs) | 94.56% | Tech/Econ | 4.348% | 2198.1627 | 0.90897 | 0
Tech | Offices | Interior Lighting | Overhead (fluorescent/LED/CFL U-shape) | TRC | New | NN5269 | Retro-Commissioning | Retro-Commissioning | NonEquip | 5 |  | 0% | Tech/Econ | 16% | 0 | 0 | 0
Tech | Offices | Interior Lighting | Overhead (fluorescent/LED/CFL U-shape) | TRC | New | NN5009 | ENERGY STAR certified buildings program | ENERGY STAR certified buildings program | NonEquip | 20 |  | 0% | Tech/Econ | 35% | 0 | 0 | 0
Tech | Offices | Interior Lighting | Overhead (fluorescent/LED/CFL U-shape) | TRC | New | NN4437 | Interior Lighting Controls | Interior Lighting Controls | NonEquip | 8 | Overhead (fluorescent/LED/CFL U-shape) | 30.17% | Tech/Econ | 28% | 6892.7552 | 0 | 0
Tech | Offices | Interior Lighting | Overhead (fluorescent/LED/CFL U-shape) | TRC | New | NN4411 | Bi-Level Lighting Control (Interior) | Bi-Level Lighting Control (Interior) | NonEquip | 8 | Overhead (fluorescent/LED/CFL U-shape) | 36% | Tech/Econ | 31% | 10248.4199 | 0.028177 | 0
Tech | Offices | Interior Lighting | Overhead (fluorescent/LED/CFL U-shape) | TRC | New | NN3709 | Facility Energy Management System | Facility Energy Management System | NonEquip | 15 |  | 1.982% | Tech/Econ | 24% | 355.274 | 0.074463 | 0.0064032
Tech | Offices | Interior Lighting | Overhead (fluorescent/LED/CFL U-shape) | TRC | Existing | NE5256 | Retro-Commissioning | Retro-Commissioning | NonEquip | 5 |  | 21.99% | Tech/Econ | 16% | 113563.3032 | 18.9857 | 58.8632
Tech | Offices | Interior Lighting | Overhead (fluorescent/LED/CFL U-shape) | TRC | Existing | NE4996 | ENERGY STAR certified buildings program | ENERGY STAR certified buildings program | NonEquip | 20 |  | 0% | Tech/Econ | 35% | 0 | 0 | 0
Tech | Offices | Interior Lighting | Overhead (fluorescent/LED/CFL U-shape) | TRC | Existing | NE4424 | Interior Lighting Controls | Interior Lighting Controls | NonEquip | 8 | Overhead (fluorescent/LED/CFL U-shape) | 30.17% | Tech/Econ | 28% | 319611.0658 | 0 | 0
Tech | Offices | Interior Lighting | Overhead (fluorescent/LED/CFL U-shape) | TRC | Existing | NE4398 | Bi-Level Lighting Control (Interior) | Bi-Level Lighting Control (Interior) | NonEquip | 8 | Overhead (fluorescent/LED/CFL U-shape) | 36% | Tech/Econ | 31% | 475210.3195 | 1.3065 | 0
Tech | Offices | Interior Lighting | Overhead (fluorescent/LED/CFL U-shape) | TRC | Existing | NE3696 | Facility Energy Management System | Facility Energy Management System | NonEquip | 15 |  | 2.99% | Tech/Econ | 24% | 23327.4791 | 4.8893 | 0.42044
Tech | Offices | Interior Lighting | Overhead (fluorescent/LED/CFL U-shape) | TRC | Turnover | ET1804 | Premium T8 - Lamp Replacement | Premium T8 - Lamp Replacement | Equip | 8 | Overhead (fluorescent/LED/CFL U-shape) | 0% | Tech/Econ | 12.5% | 0 | 0 | 0
Tech | Offices | Interior Lighting | Overhead (fluorescent/LED/CFL U-shape) | TRC | Turnover | ET1765 | Premium T8 - Fixture Replacement | Premium T8 - Fixture Replacement | Equip | 8 | Overhead (fluorescent/LED/CFL U-shape) | 0% | Tech/Econ | 12.5% | 0 | 0 | 0
Tech | Offices | Interior Lighting | Overhead (fluorescent/LED/CFL U-shape) | TRC | Turnover | ET1726 | LED Linear - Lamp Replacement | LED Linear - Lamp Replacement | Equip | 15 | Overhead (fluorescent/LED/CFL U-shape) | 24.1% | Tech/Econ | 25.43% | 212230.6644 | 51.2659 | 11.7706
Tech | Offices | Interior Lighting | Overhead (fluorescent/LED/CFL U-shape) | TRC | Turnover | ET1687 | LED Linear - Fixture Replacement | LED Linear - Fixture Replacement | Equip | 15 | Overhead (fluorescent/LED/CFL U-shape) | 24.1% | Tech/Econ | 50.28% | 587204.025 | 142.3406 | 32.5622
Tech | Offices | Interior Lighting | Overhead (fluorescent/LED/CFL U-shape) | TRC | New | EN1830 | Premium T8 - Lamp Replacement | Premium T8 - Lamp Replacement | Equip | 8 | Overhead (fluorescent/LED/CFL U-shape) | 0% | Tech/Econ | 12.5% | 0 | 0 | 0
Tech | Offices | Interior Lighting | Overhead (fluorescent/LED/CFL U-shape) | TRC | New | EN1791 | Premium T8 - Fixture Replacement | Premium T8 - Fixture Replacement | Equip | 8 | Overhead (fluorescent/LED/CFL U-shape) | 0% | Tech/Econ | 12.5% | 0 | 0 | 0
Tech | Offices | Interior Lighting | Overhead (fluorescent/LED/CFL U-shape) | TRC | New | EN1752 | LED Linear - Lamp Replacement | LED Linear - Lamp Replacement | Equip | 15 | Overhead (fluorescent/LED/CFL U-shape) | 0% | Tech/Econ | 25.43% | 0 | 0 | 0
Tech | Offices | Interior Lighting | Overhead (fluorescent/LED/CFL U-shape) | TRC | New | EN1713 | LED Linear - Fixture Replacement | LED Linear - Fixture Replacement | Equip | 15 | Overhead (fluorescent/LED/CFL U-shape) | 0% | Tech/Econ | 50.28% | 0 | 0 | 0
Tech | Offices | Cooking | Oven | TRC | New | NN5087 | ENERGY STAR certified buildings program | ENERGY STAR certified buildings program | NonEquip | 20 |  | 0% | Tech/Econ | 35% | 0 | 0 | 0
Tech | Offices | Cooking | Oven | TRC | Existing | NE5074 | ENERGY STAR certified buildings program | ENERGY STAR certified buildings program | NonEquip | 20 |  | 0% | Tech/Econ | 35% | 0 | 0 | 0
Tech | Offices | Cooking | Oven | TRC | Turnover | ET49 | Energy Star Commercial Oven | Energy Star Commercial Oven | Equip | 12 | Oven | 0% | Tech/Econ | 34.83% | 0 | 0 | 0
Tech | Offices | Cooking | Oven | TRC | New | EN75 | Energy Star Commercial Oven | Energy Star Commercial Oven | Equip | 12 | Oven | 0% | Tech/Econ | 34.83% | 0 | 0 | 0
Tech | Offices | Miscellaneous | Others | TRC | New | NN5451 | Retro-Commissioning | Retro-Commissioning | NonEquip | 5 |  | 0% | Tech/Econ | 16% | 0 | 0 | 0
Tech | Offices | Miscellaneous | Others | TRC | New | NN5243 | ENERGY STAR certified buildings program | ENERGY STAR certified buildings program | NonEquip | 20 |  | 0% | Tech/Econ | 35% | 0 | 0 | 0
Tech | Offices | Miscellaneous | Others | TRC | New | NN4541 | VSD Controlled Compressor | VSD Controlled Compressor | NonEquip | 15 | Others | 27.75% | Tech/Econ | 20.79% | 3659.6259 | 0.55181 | 0.25827
Tech | Offices | Miscellaneous | Others | TRC | New | NN4515 | Regenerative Drive Elevator Motor | Regenerative Drive Elevator Motor | NonEquip | 13 | Elevators/Escalators | 0% | Tech/Econ | 6.211% | 0 | 0 | 0
Tech | Offices | Miscellaneous | Others | TRC | New | NN4489 | Engine Block Timer | Engine Block Timer | NonEquip | 5 | Others | 4.793% | Tech/Econ | 36% | 1114.0228 | 0.052984 | 0.055661
Tech | Offices | Miscellaneous | Others | TRC | New | NN4463 | Efficient Motor Belts | Efficient Motor Belts | NonEquip | 10 | Others | 4.793% | Tech/Econ | 1.105% | 30.8895 | 0.0042345 | 0.0010456
Tech | Offices | Miscellaneous | Others | TRC | Existing | NE5438 | Retro-Commissioning | Retro-Commissioning | NonEquip | 5 |  | 21.99% | Tech/Econ | 16% | 115143.2299 | 19.2499 | 59.6821
Tech | Offices | Miscellaneous | Others | TRC | Existing | NE5230 | ENERGY STAR certified buildings program | ENERGY STAR certified buildings program | NonEquip | 20 |  | 0% | Tech/Econ | 35% | 0 | 0 | 0
Tech | Offices | Miscellaneous | Others | TRC | Existing | NE4528 | VSD Controlled Compressor | VSD Controlled Compressor | NonEquip | 15 | Others | 5.549% | Tech/Econ | 20.79% | 39149.9696 | 5.9032 | 2.7629
Tech | Offices | Miscellaneous | Others | TRC | Existing | NE4502 | Regenerative Drive Elevator Motor | Regenerative Drive Elevator Motor | NonEquip | 13 | Elevators/Escalators | 0% | Tech/Econ | 6.211% | 0 | 0 | 0
Tech | Offices | Miscellaneous | Others | TRC | Existing | NE4476 | Engine Block Timer | Engine Block Timer | NonEquip | 5 | Others | 4.793% | Tech/Econ | 36% | 59588.0027 | 2.8341 | 2.9772
Tech | Offices | Miscellaneous | Others | TRC | Existing | NE4450 | Efficient Motor Belts | Efficient Motor Belts | NonEquip | 10 | Others | 4.793% | Tech/Econ | 1.105% | 1672.1717 | 0.22923 | 0.056603
Tech | Offices | Miscellaneous | Others | TRC | Turnover | ET1921 | ENERGY STAR Water Cooler | ENERGY STAR Water Cooler | Equip | 10 | Others | 2.912% | Tech/Econ | 68.49% | 70274.5402 | 12.2218 | 12.2218
Tech | Offices | Miscellaneous | Others | TRC | Turnover | ET1882 | ENERGY STAR Commercial Clothes Washer | ENERGY STAR Commercial Clothes Washer | Equip | 7 | Others | 0% | Tech/Econ | 27.27% | 0 | 0 | 0
Tech | Offices | Miscellaneous | Others | TRC | Turnover | ET1843 | Efficient Battery Charger | Efficient Battery Charger | Equip | 7 | Others | 17.92% | Tech/Econ | 13.68% | 82210.7559 | 45.047 | 0
Tech | Offices | Miscellaneous | Others | TRC | New | EN1947 | ENERGY STAR Water Cooler | ENERGY STAR Water Cooler | Equip | 10 | Others | 4.853% | Tech/Econ | 68.49% | 2219.799 | 0.38606 | 0.38606
Tech | Offices | Miscellaneous | Others | TRC | New | EN1908 | ENERGY STAR Commercial Clothes Washer | ENERGY STAR Commercial Clothes Washer | Equip | 7 | Others | 0% | Tech/Econ | 27.27% | 0 | 0 | 0
Tech | Offices | Miscellaneous | Others | TRC | New | EN1869 | Efficient Battery Charger | Efficient Battery Charger | Equip | 7 | Others | 17.92% | Tech/Econ | 13.68% | 1465.2228 | 0.80286 | 0
Tech | Offices | Office Equipment | Other office | TRC | New | NN5061 | ENERGY STAR certified buildings program | ENERGY STAR certified buildings program | NonEquip | 20 |  | 0% | Tech/Econ | 35% | 0 | 0 | 0
Tech | Offices | Office Equipment | Other office | TRC | New | NN4593 | Smart Strip Plug Outlet | Smart Strip Plug Outlet | NonEquip | 4 |  | 43.9% | Tech/Econ | 1.187% | 257.6079 | 0.038305 | 0.026621
Tech | Offices | Office Equipment | Other office | TRC | New | NN4567 | Network PC Power Management | Network PC Power Management | NonEquip | 5 | Computers | 0% | Tech/Econ | 56.5% | 0 | 0 | 0
Tech | Offices | Office Equipment | Other office | TRC | Existing | NE5048 | ENERGY STAR certified buildings program | ENERGY STAR certified buildings program | NonEquip | 20 |  | 0% | Tech/Econ | 35% | 0 | 0 | 0
Tech | Offices | Office Equipment | Other office | TRC | Existing | NE4580 | Smart Strip Plug Outlet | Smart Strip Plug Outlet | NonEquip | 4 |  | 43.9% | Tech/Econ | 1.187% | 13592.281 | 2.0211 | 1.4046
Tech | Offices | Office Equipment | Other office | TRC | Existing | NE4554 | Network PC Power Management | Network PC Power Management | NonEquip | 5 | Computers | 0% | Tech/Econ | 56.5% | 0 | 0 | 0
Tech | Offices | Office Equipment | Other office | TRC | Turnover | ET2266 | Energy Star Uninterruptable Power Supply | Energy Star Uninterruptable Power Supply | Equip | 10 | Other office | 22.4% | Tech/Econ | 1.878% | 11018.8333 | 1.2579 | 1.2579
Tech | Offices | Office Equipment | Other office | TRC | New | EN2292 | Energy Star Uninterruptable Power Supply | Energy Star Uninterruptable Power Supply | Equip | 10 | Other office | 22.4% | Tech/Econ | 1.878% | 208.8346 | 0.02384 | 0.02384
Tech | Offices | Ventilation and Circulation | Motor/Fan | TRC | New | NN5399 | Retro-Commissioning | Retro-Commissioning | NonEquip | 5 |  | 0% | Tech/Econ | 16% | 0 | 0 | 0
Tech | Offices | Ventilation and Circulation | Motor/Fan | TRC | New | NN5191 | ENERGY STAR certified buildings program | ENERGY STAR certified buildings program | NonEquip | 20 |  | 0% | Tech/Econ | 35% | 0 | 0 | 0
Tech | Offices | Ventilation and Circulation | Motor/Fan | TRC | New | NN4983 | VAV System | VAV System | NonEquip | 10 |  | 15.96% | Tech/Econ | 30% | 6.3804 | 0.0018159 | 0.0018429
Tech | Offices | Ventilation and Circulation | Motor/Fan | TRC | New | NN4957 | Demand Controlled Ventilation | Demand Controlled Ventilation | NonEquip | 10 |  | 17.54% | Tech/Econ | 22.37% | 4.9799 | 0.00051848 | 0.002919
Tech | Offices | Ventilation and Circulation | Motor/Fan | TRC | New | NN4931 | CO Sensors for Parking Garage Exhaust | CO Sensors for Parking Garage Exhaust | NonEquip | 15 | Motor/Fan | 59.72% | Tech/Econ | 33% | 32.7156 | 0.0013169 | 0.0013169
Tech | Offices | Ventilation and Circulation | Motor/Fan | TRC | Existing | NE5386 | Retro-Commissioning | Retro-Commissioning | NonEquip | 5 |  | 21.99% | Tech/Econ | 16% | 224.0371 | 0.037455 | 0.11613
Tech | Offices | Ventilation and Circulation | Motor/Fan | TRC | Existing | NE5178 | ENERGY STAR certified buildings program | ENERGY STAR certified buildings program | NonEquip | 20 |  | 0% | Tech/Econ | 35% | 0 | 0 | 0
Tech | Offices | Ventilation and Circulation | Motor/Fan | TRC | Existing | NE4970 | VAV System | VAV System | NonEquip | 10 |  | 10.64% | Tech/Econ | 30% | 224.4332 | 0.063877 | 0.064824
Tech | Offices | Ventilation and Circulation | Motor/Fan | TRC | Existing | NE4944 | Demand Controlled Ventilation | Demand Controlled Ventilation | NonEquip | 10 |  | 23.39% | Tech/Econ | 22.37% | 356.2122 | 0.037087 | 0.2088
Tech | Offices | Ventilation and Circulation | Motor/Fan | TRC | Existing | NE4918 | CO Sensors for Parking Garage Exhaust | CO Sensors for Parking Garage Exhaust | NonEquip | 15 | Motor/Fan | 59.72% | Tech/Econ | 33% | 1726.1861 | 0.069485 | 0.069485
Tech | Offices | Ventilation and Circulation | Motor/Fan | TRC | Turnover | ET2695 | High Speed Fans | High Speed Fans | Equip | 7 | Motor/Fan | 11.82% | Tech/Econ | 10.99% | 83.7793 | 0.011661 | 0.0010682
Tech | Offices | Ventilation and Circulation | Motor/Fan | TRC | Turnover | ET2656 | 10HP Open Drip-Proof(ODP) Motor | 10HP Open Drip-Proof(ODP) Motor | Equip | 15 | Motor/Fan | 0% | Tech/Econ | 1.079% | 0 | 0 | 0
Tech | Offices | Ventilation and Circulation | Motor/Fan | TRC | New | EN2721 | High Speed Fans | High Speed Fans | Equip | 7 | Motor/Fan | 11.82% | Tech/Econ | 10.99% | 1.5832 | 0.00022036 | 2.0186e-05
Tech | Offices | Ventilation and Circulation | Motor/Fan | TRC | New | EN2682 | 10HP Open Drip-Proof(ODP) Motor | 10HP Open Drip-Proof(ODP) Motor | Equip | 15 | Motor/Fan | 0% | Tech/Econ | 1.079% | 0 | 0 | 0
Tech | Offices | Miscellaneous | Medical equipment | TRC | New | NN5451 | Retro-Commissioning | Retro-Commissioning | NonEquip | 5 |  | 0% | Tech/Econ | 16% | 0 | 0 | 0
Tech | Offices | Miscellaneous | Medical equipment | TRC | New | NN5243 | ENERGY STAR certified buildings program | ENERGY STAR certified buildings program | NonEquip | 20 |  | 0% | Tech/Econ | 35% | 0 | 0 | 0
Tech | Offices | Miscellaneous | Medical equipment | TRC | New | NN4541 | VSD Controlled Compressor | VSD Controlled Compressor | NonEquip | 15 | Others | 0% | Tech/Econ | 20.79% | 0 | 0 | 0
Tech | Offices | Miscellaneous | Medical equipment | TRC | New | NN4515 | Regenerative Drive Elevator Motor | Regenerative Drive Elevator Motor | NonEquip | 13 | Elevators/Escalators | 0% | Tech/Econ | 6.211% | 0 | 0 | 0
Tech | Offices | Miscellaneous | Medical equipment | TRC | New | NN4489 | Engine Block Timer | Engine Block Timer | NonEquip | 5 | Others | 0% | Tech/Econ | 36% | 0 | 0 | 0
Tech | Offices | Miscellaneous | Medical equipment | TRC | New | NN4463 | Efficient Motor Belts | Efficient Motor Belts | NonEquip | 10 | Others | 0% | Tech/Econ | 1.105% | 0 | 0 | 0
Tech | Offices | Miscellaneous | Medical equipment | TRC | Existing | NE5438 | Retro-Commissioning | Retro-Commissioning | NonEquip | 5 |  | 21.99% | Tech/Econ | 16% | 56.6062 | 0.0094635 | 0.029341
Tech | Offices | Miscellaneous | Medical equipment | TRC | Existing | NE5230 | ENERGY STAR certified buildings program | ENERGY STAR certified buildings program | NonEquip | 20 |  | 0% | Tech/Econ | 35% | 0 | 0 | 0
Tech | Offices | Miscellaneous | Medical equipment | TRC | Existing | NE4528 | VSD Controlled Compressor | VSD Controlled Compressor | NonEquip | 15 | Others | 0% | Tech/Econ | 20.79% | 0 | 0 | 0
Tech | Offices | Miscellaneous | Medical equipment | TRC | Existing | NE4502 | Regenerative Drive Elevator Motor | Regenerative Drive Elevator Motor | NonEquip | 13 | Elevators/Escalators | 0% | Tech/Econ | 6.211% | 0 | 0 | 0
Tech | Offices | Miscellaneous | Medical equipment | TRC | Existing | NE4476 | Engine Block Timer | Engine Block Timer | NonEquip | 5 | Others | 0% | Tech/Econ | 36% | 0 | 0 | 0
Tech | Offices | Miscellaneous | Medical equipment | TRC | Existing | NE4450 | Efficient Motor Belts | Efficient Motor Belts | NonEquip | 10 | Others | 0% | Tech/Econ | 1.105% | 0 | 0 | 0
Tech | Offices | Refrigeration | Large cold storage | TRC | New | NN5321 | Retro-Commissioning | Retro-Commissioning | NonEquip | 5 |  | 0% | Tech/Econ | 16% | 0 | 0 | 0
Tech | Offices | Refrigeration | Large cold storage | TRC | New | NN5113 | ENERGY STAR certified buildings program | ENERGY STAR certified buildings program | NonEquip | 20 |  | 0% | Tech/Econ | 35% | 0 | 0 | 0
Tech | Offices | Refrigeration | Large cold storage | TRC | New | NN4905 | Strip Curtains for Walk-ins | Strip Curtains for Walk-ins | NonEquip | 4 | Walk-in cooler | 0% | Tech/Econ | 2.115% | 0 | 0 | 0
Tech | Offices | Refrigeration | Large cold storage | TRC | New | NN4879 | Refrigerated Display Case Lighting Controls | Refrigerated Display Case Lighting Controls | NonEquip | 8 | Display cases | 0% | Tech/Econ | 0.9365% | 0 | 0 | 0
Tech | Offices | Refrigeration | Large cold storage | TRC | New | NN4853 | PSC to ECM Evaporator Fan Motor (Walk-In, Refrigerator) | PSC to ECM Evaporator Fan Motor (Walk-In, Refrigerator) | NonEquip | 15 | Walk-in cooler | 0% | Tech/Econ | 37.5% | 0 | 0 | 0
Tech | Offices | Refrigeration | Large cold storage | TRC | New | NN4827 | PSC to ECM Evaporator Fan Motor (Reach-In) | PSC to ECM Evaporator Fan Motor (Reach-In) | NonEquip | 15 | Display cases | 0% | Tech/Econ | 37.5% | 0 | 0 | 0
Tech | Offices | Refrigeration | Large cold storage | TRC | New | NN4801 | Night Covers for Display Cases | Night Covers for Display Cases | NonEquip | 5 | Display cases | 0% | Tech/Econ | 1.877% | 0 | 0 | 0
Tech | Offices | Refrigeration | Large cold storage | TRC | New | NN4775 | High R-Value Glass Doors | High R-Value Glass Doors | NonEquip | 12 | Display cases | 0% | Tech/Econ | 0% | 0 | 0 | 0
Tech | Offices | Refrigeration | Large cold storage | TRC | New | NN4749 | High Efficiency Refrigeration Compressor | High Efficiency Refrigeration Compressor | NonEquip | 13 | Display cases | 0% | Tech/Econ | 6.922% | 0 | 0 | 0
Tech | Offices | Refrigeration | Large cold storage | TRC | New | NN4723 | Freezer-Cooler Replacement Gaskets | Freezer-Cooler Replacement Gaskets | NonEquip | 4 | Display cases | 0% | Tech/Econ | 0% | 0 | 0 | 0
Tech | Offices | Refrigeration | Large cold storage | TRC | New | NN4697 | Floating Head Pressure Controls | Floating Head Pressure Controls | NonEquip | 15 |  | 0% | Tech/Econ | 6.05% | 0 | 0 | 0
Tech | Offices | Refrigeration | Large cold storage | TRC | New | NN4671 | Demand Defrost | Demand Defrost | NonEquip | 10 | Walk-in cooler | 0% | Tech/Econ | 30% | 0 | 0 | 0
Tech | Offices | Refrigeration | Large cold storage | TRC | New | NN4645 | Automatic Door Closer for Walk-in Coolers and Freezers | Automatic Door Closer for Walk-in Coolers and Freezers | NonEquip | 8 | Walk-in cooler | 0% | Tech/Econ | 3.131% | 0 | 0 | 0
Tech | Offices | Refrigeration | Large cold storage | TRC | New | NN4619 | Anti-Sweat Controls | Anti-Sweat Controls | NonEquip | 8 | Display cases | 0% | Tech/Econ | 85% | 0 | 0 | 0
Tech | Offices | Refrigeration | Large cold storage | TRC | Existing | NE5308 | Retro-Commissioning | Retro-Commissioning | NonEquip | 5 |  | 21.99% | Tech/Econ | 16% | 4.2708 | 0.00071401 | 0.0022137
Tech | Offices | Refrigeration | Large cold storage | TRC | Existing | NE5100 | ENERGY STAR certified buildings program | ENERGY STAR certified buildings program | NonEquip | 20 |  | 0% | Tech/Econ | 35% | 0 | 0 | 0
Tech | Offices | Refrigeration | Large cold storage | TRC | Existing | NE4892 | Strip Curtains for Walk-ins | Strip Curtains for Walk-ins | NonEquip | 4 | Walk-in cooler | 0% | Tech/Econ | 2.115% | 0 | 0 | 0
Tech | Offices | Refrigeration | Large cold storage | TRC | Existing | NE4866 | Refrigerated Display Case Lighting Controls | Refrigerated Display Case Lighting Controls | NonEquip | 8 | Display cases | 0% | Tech/Econ | 2.524% | 0 | 0 | 0
Tech | Offices | Refrigeration | Large cold storage | TRC | Existing | NE4840 | PSC to ECM Evaporator Fan Motor (Walk-In, Refrigerator) | PSC to ECM Evaporator Fan Motor (Walk-In, Refrigerator) | NonEquip | 15 | Walk-in cooler | 0% | Tech/Econ | 37.5% | 0 | 0 | 0
Tech | Offices | Refrigeration | Large cold storage | TRC | Existing | NE4814 | PSC to ECM Evaporator Fan Motor (Reach-In) | PSC to ECM Evaporator Fan Motor (Reach-In) | NonEquip | 15 | Display cases | 0% | Tech/Econ | 37.5% | 0 | 0 | 0
Tech | Offices | Refrigeration | Large cold storage | TRC | Existing | NE4788 | Night Covers for Display Cases | Night Covers for Display Cases | NonEquip | 5 | Display cases | 0% | Tech/Econ | 1.877% | 0 | 0 | 0
Tech | Offices | Refrigeration | Large cold storage | TRC | Existing | NE4762 | High R-Value Glass Doors | High R-Value Glass Doors | NonEquip | 12 | Display cases | 0% | Tech/Econ | 23.81% | 0 | 0 | 0
Tech | Offices | Refrigeration | Large cold storage | TRC | Existing | NE4736 | High Efficiency Refrigeration Compressor | High Efficiency Refrigeration Compressor | NonEquip | 13 | Display cases | 0% | Tech/Econ | 6.922% | 0 | 0 | 0
Tech | Offices | Refrigeration | Large cold storage | TRC | Existing | NE4710 | Freezer-Cooler Replacement Gaskets | Freezer-Cooler Replacement Gaskets | NonEquip | 4 | Display cases | 0% | Tech/Econ | 3.131% | 0 | 0 | 0
Tech | Offices | Refrigeration | Large cold storage | TRC | Existing | NE4684 | Floating Head Pressure Controls | Floating Head Pressure Controls | NonEquip | 15 |  | 0% | Tech/Econ | 6.05% | 0 | 0 | 0
Tech | Offices | Refrigeration | Large cold storage | TRC | Existing | NE4658 | Demand Defrost | Demand Defrost | NonEquip | 10 | Walk-in cooler | 0% | Tech/Econ | 30% | 0 | 0 | 0
Tech | Offices | Refrigeration | Large cold storage | TRC | Existing | NE4632 | Automatic Door Closer for Walk-in Coolers and Freezers | Automatic Door Closer for Walk-in Coolers and Freezers | NonEquip | 8 | Walk-in cooler | 0% | Tech/Econ | 3.131% | 0 | 0 | 0
Tech | Offices | Refrigeration | Large cold storage | TRC | Existing | NE4606 | Anti-Sweat Controls | Anti-Sweat Controls | NonEquip | 8 | Display cases | 0% | Tech/Econ | 85% | 0 | 0 | 0
Tech | Offices | Miscellaneous | Laboratory equipment | TRC | New | NN5451 | Retro-Commissioning | Retro-Commissioning | NonEquip | 5 |  | 0% | Tech/Econ | 16% | 0 | 0 | 0
Tech | Offices | Miscellaneous | Laboratory equipment | TRC | New | NN5243 | ENERGY STAR certified buildings program | ENERGY STAR certified buildings program | NonEquip | 20 |  | 0% | Tech/Econ | 35% | 0 | 0 | 0
Tech | Offices | Miscellaneous | Laboratory equipment | TRC | New | NN4541 | VSD Controlled Compressor | VSD Controlled Compressor | NonEquip | 15 | Others | 0% | Tech/Econ | 20.79% | 0 | 0 | 0
Tech | Offices | Miscellaneous | Laboratory equipment | TRC | New | NN4515 | Regenerative Drive Elevator Motor | Regenerative Drive Elevator Motor | NonEquip | 13 | Elevators/Escalators | 0% | Tech/Econ | 6.211% | 0 | 0 | 0
Tech | Offices | Miscellaneous | Laboratory equipment | TRC | New | NN4489 | Engine Block Timer | Engine Block Timer | NonEquip | 5 | Others | 0% | Tech/Econ | 36% | 0 | 0 | 0
Tech | Offices | Miscellaneous | Laboratory equipment | TRC | New | NN4463 | Efficient Motor Belts | Efficient Motor Belts | NonEquip | 10 | Others | 0% | Tech/Econ | 1.105% | 0 | 0 | 0
Tech | Offices | Miscellaneous | Laboratory equipment | TRC | Existing | NE5438 | Retro-Commissioning | Retro-Commissioning | NonEquip | 5 |  | 21.99% | Tech/Econ | 16% | 218.1465 | 0.03647 | 0.11307
Tech | Offices | Miscellaneous | Laboratory equipment | TRC | Existing | NE5230 | ENERGY STAR certified buildings program | ENERGY STAR certified buildings program | NonEquip | 20 |  | 0% | Tech/Econ | 35% | 0 | 0 | 0
Tech | Offices | Miscellaneous | Laboratory equipment | TRC | Existing | NE4528 | VSD Controlled Compressor | VSD Controlled Compressor | NonEquip | 15 | Others | 0% | Tech/Econ | 20.79% | 0 | 0 | 0
Tech | Offices | Miscellaneous | Laboratory equipment | TRC | Existing | NE4502 | Regenerative Drive Elevator Motor | Regenerative Drive Elevator Motor | NonEquip | 13 | Elevators/Escalators | 0% | Tech/Econ | 6.211% | 0 | 0 | 0
Tech | Offices | Miscellaneous | Laboratory equipment | TRC | Existing | NE4476 | Engine Block Timer | Engine Block Timer | NonEquip | 5 | Others | 0% | Tech/Econ | 36% | 0 | 0 | 0
Tech | Offices | Miscellaneous | Laboratory equipment | TRC | Existing | NE4450 | Efficient Motor Belts | Efficient Motor Belts | NonEquip | 10 | Others | 0% | Tech/Econ | 1.105% | 0 | 0 | 0
Tech | Offices | Ventilation and Circulation | Individual room ventilation | TRC | New | NN5399 | Retro-Commissioning | Retro-Commissioning | NonEquip | 5 |  | 0% | Tech/Econ | 16% | 0 | 0 | 0
Tech | Offices | Ventilation and Circulation | Individual room ventilation | TRC | New | NN5191 | ENERGY STAR certified buildings program | ENERGY STAR certified buildings program | NonEquip | 20 |  | 0% | Tech/Econ | 35% | 0 | 0 | 0
Tech | Offices | Ventilation and Circulation | Individual room ventilation | TRC | New | NN4983 | VAV System | VAV System | NonEquip | 10 |  | 15.96% | Tech/Econ | 30% | 21.7693 | 0.0061958 | 0.0062877
Tech | Offices | Ventilation and Circulation | Individual room ventilation | TRC | New | NN4957 | Demand Controlled Ventilation | Demand Controlled Ventilation | NonEquip | 10 |  | 17.54% | Tech/Econ | 22.37% | 16.9909 | 0.001769 | 0.0099595
Tech | Offices | Ventilation and Circulation | Individual room ventilation | TRC | New | NN4931 | CO Sensors for Parking Garage Exhaust | CO Sensors for Parking Garage Exhaust | NonEquip | 15 | Motor/Fan | 0% | Tech/Econ | 33% | 0 | 0 | 0
Tech | Offices | Ventilation and Circulation | Individual room ventilation | TRC | Existing | NE5386 | Retro-Commissioning | Retro-Commissioning | NonEquip | 5 |  | 21.99% | Tech/Econ | 16% | 774.4525 | 0.12947 | 0.40142
Tech | Offices | Ventilation and Circulation | Individual room ventilation | TRC | Existing | NE5178 | ENERGY STAR certified buildings program | ENERGY STAR certified buildings program | NonEquip | 20 |  | 0% | Tech/Econ | 35% | 0 | 0 | 0
Tech | Offices | Ventilation and Circulation | Individual room ventilation | TRC | Existing | NE4970 | VAV System | VAV System | NonEquip | 10 |  | 10.64% | Tech/Econ | 30% | 765.7471 | 0.21794 | 0.22118
Tech | Offices | Ventilation and Circulation | Individual room ventilation | TRC | Existing | NE4944 | Demand Controlled Ventilation | Demand Controlled Ventilation | NonEquip | 10 |  | 23.39% | Tech/Econ | 22.37% | 1215.3658 | 0.12654 | 0.71241
Tech | Offices | Ventilation and Circulation | Individual room ventilation | TRC | Existing | NE4918 | CO Sensors for Parking Garage Exhaust | CO Sensors for Parking Garage Exhaust | NonEquip | 15 | Motor/Fan | 0% | Tech/Econ | 33% | 0 | 0 | 0
Tech | Offices | Space Heating | Individual room heating | TRC | New | NN5347 | Retro-Commissioning | Retro-Commissioning | NonEquip | 5 |  | 0% | Tech/Econ | 16% | 0 | 0 | 0
Tech | Offices | Space Heating | Individual room heating | TRC | New | NN5139 | ENERGY STAR certified buildings program | ENERGY STAR certified buildings program | NonEquip | 20 |  | 0% | Tech/Econ | 35% | 0 | 0 | 0
Tech | Offices | Space Heating | Individual room heating | TRC | New | NN4333 | Water Cooled Refrigeration Heat Recovery | Water Cooled Refrigeration Heat Recovery | NonEquip | 20 |  | 15.4% | Tech/Econ | 10% | 0.37647 | 0 | 2.5168e-05
Tech | Offices | Space Heating | Individual room heating | TRC | New | NN4281 | Warehouse Loading Dock Seals | Warehouse Loading Dock Seals | NonEquip | 18 |  | 0% | Tech/Econ | 1.34% | 0 | 0 | 0
Tech | Offices | Space Heating | Individual room heating | TRC | New | NN4255 | Wall Insulation | Wall Insulation | NonEquip | 20 |  | 42.75% | Tech/Econ | 0% | 0 | 0 | 0
Tech | Offices | Space Heating | Individual room heating | TRC | New | NN4177 | Smart Thermostat | Smart Thermostat | NonEquip | 11 |  | 45.33% | Tech/Econ | 10% | 1.1608 | 0 | -0.00019074
Tech | Offices | Space Heating | Individual room heating | TRC | New | NN4099 | Roof Insulation | Roof Insulation | NonEquip | 20 |  | 37.5% | Tech/Econ | 0.5914% | 0.033065 | 0 | 1.4915e-05
Tech | Offices | Space Heating | Individual room heating | TRC | New | NN4073 | Programmable Thermostat | Programmable Thermostat | NonEquip | 11 |  | 0% | Tech/Econ | 3.6% | 0 | 0 | 0
Tech | Offices | Space Heating | Individual room heating | TRC | New | NN4021 | Low U-Value Windows | Low U-Value Windows | NonEquip | 20 |  | 13.44% | Tech/Econ | 10% | 0.32349 | 0 | 1.3445e-06
Tech | Offices | Space Heating | Individual room heating | TRC | New | NN3943 | Infiltration Reduction - Air Sealing | Infiltration Reduction - Air Sealing | NonEquip | 11 |  | 0% | Tech/Econ | 0.67% | 0 | 0 | 0
Tech | Offices | Space Heating | Individual room heating | TRC | New | NN3865 | Hotel Card Energy Control Systems | Hotel Card Energy Control Systems | NonEquip | 15 |  | 0% | Tech/Econ | 0% | 0 | 0 | 0
Tech | Offices | Space Heating | Individual room heating | TRC | New | NN3787 | Green Roof | Green Roof | NonEquip | 15 |  | 0.315% | Tech/Econ | 0.914% | 0.00068377 | 0 | 0
Tech | Offices | Space Heating | Individual room heating | TRC | New | NN3735 | Floor Insulation | Floor Insulation | NonEquip | 20 |  | 8.437% | Tech/Econ | 0.3103% | 0 | 0 | 0
Tech | Offices | Space Heating | Individual room heating | TRC | New | NN3657 | Facility Energy Management System | Facility Energy Management System | NonEquip | 15 |  | 1.982% | Tech/Econ | 20% | 0.10192 | 0 | 1.8369e-06
Tech | Offices | Space Heating | Individual room heating | TRC | New | NN3579 | ECM Motors on Furnaces | ECM Motors on Furnaces | NonEquip | 15 | Forced air furnace | 0% | Tech/Econ | 1.706% | 0 | 0 | 0
Tech | Offices | Space Heating | Individual room heating | TRC | New | NN3553 | Duct Sealing Repair | Duct Sealing Repair | NonEquip | 15 |  | 0% | Tech/Econ | 12% | 0 | 0 | 0
Tech | Offices | Space Heating | Individual room heating | TRC | New | NN3501 | Duct Insulation | Duct Insulation | NonEquip | 15 |  | 0% | Tech/Econ | 2.045% | 0 | 0 | 0
Tech | Offices | Space Heating | Individual room heating | TRC | New | NN3449 | Destratification Fans | Destratification Fans | NonEquip | 10 |  | 0% | Tech/Econ | 12.13% | 0 | 0 | 0
Tech | Offices | Space Heating | Individual room heating | TRC | New | NN3397 | Dedicated Outdoor Air System on VRF unit | Dedicated Outdoor Air System on VRF unit | NonEquip | 15 | Residential/split system heat pump | 0% | Tech/Econ | 10% | 0 | 0 | 0
Tech | Offices | Space Heating | Individual room heating | TRC | New | NN3345 | Cool Roof | Cool Roof | NonEquip | 15 |  | 72.49% | Tech/Econ | 0.04628% | 0 | 0 | 0
Tech | Offices | Space Heating | Individual room heating | TRC | New | NN3241 | Ceiling Insulation(R30 to R38) | Ceiling Insulation(R30 to R38) | NonEquip | 20 |  | 0% | Tech/Econ | 0.1195% | 0 | 0 | 0
Tech | Offices | Space Heating | Individual room heating | TRC | New | NN3189 | Ceiling Insulation(R2 to R38) | Ceiling Insulation(R2 to R38) | NonEquip | 20 |  | 0% | Tech/Econ | 8.068% | 0 | 0 | 0
Tech | Offices | Space Heating | Individual room heating | TRC | New | NN3137 | Ceiling Insulation(R19 to R38) | Ceiling Insulation(R19 to R38) | NonEquip | 20 |  | 0% | Tech/Econ | 0.4482% | 0 | 0 | 0
Tech | Offices | Space Heating | Individual room heating | TRC | New | NN3085 | Ceiling Insulation(R12 to R38) | Ceiling Insulation(R12 to R38) | NonEquip | 20 |  | 0% | Tech/Econ | 0.9712% | 0 | 0 | 0
Tech | Offices | Space Heating | Individual room heating | TRC | New | NN3007 | Air Curtains | Air Curtains | NonEquip | 8 |  | 0% | Tech/Econ | 0.2996% | 0 | 0 | 0
Tech | Offices | Space Heating | Individual room heating | TRC | Existing | NE5334 | Retro-Commissioning | Retro-Commissioning | NonEquip | 5 |  | 21.99% | Tech/Econ | 16% | 46.2731 | 0 | 0.023985
Tech | Offices | Space Heating | Individual room heating | TRC | Existing | NE5126 | ENERGY STAR certified buildings program | ENERGY STAR certified buildings program | NonEquip | 20 |  | 0% | Tech/Econ | 35% | 0 | 0 | 0
Tech | Offices | Space Heating | Individual room heating | TRC | Existing | NE4320 | Water Cooled Refrigeration Heat Recovery | Water Cooled Refrigeration Heat Recovery | NonEquip | 20 |  | 15.4% | Tech/Econ | 10% | 18.4544 | 0 | 0.0012337
Tech | Offices | Space Heating | Individual room heating | TRC | Existing | NE4268 | Warehouse Loading Dock Seals | Warehouse Loading Dock Seals | NonEquip | 18 |  | 0% | Tech/Econ | 1.479% | 0 | 0 | 0
Tech | Offices | Space Heating | Individual room heating | TRC | Existing | NE4242 | Wall Insulation | Wall Insulation | NonEquip | 20 |  | 17.1% | Tech/Econ | 11.43% | 23.8944 | 0 | 0.010778
Tech | Offices | Space Heating | Individual room heating | TRC | Existing | NE4164 | Smart Thermostat | Smart Thermostat | NonEquip | 11 |  | 45.33% | Tech/Econ | 10% | 53.489 | 0 | -0.008789
Tech | Offices | Space Heating | Individual room heating | TRC | Existing | NE4086 | Roof Insulation | Roof Insulation | NonEquip | 20 |  | 37.5% | Tech/Econ | 1.305% | 5.2571 | 0 | 0.0023714
Tech | Offices | Space Heating | Individual room heating | TRC | Existing | NE4060 | Programmable Thermostat | Programmable Thermostat | NonEquip | 11 |  | 0% | Tech/Econ | 3.6% | 0 | 0 | 0
Tech | Offices | Space Heating | Individual room heating | TRC | Existing | NE4008 | Low U-Value Windows | Low U-Value Windows | NonEquip | 20 |  | 5.375% | Tech/Econ | 46% | 33.5447 | 0 | 0.00013941
Tech | Offices | Space Heating | Individual room heating | TRC | Existing | NE3930 | Infiltration Reduction - Air Sealing | Infiltration Reduction - Air Sealing | NonEquip | 11 |  | 44.79% | Tech/Econ | 0.7393% | 3.5263 | 0 | 0.0023162
Tech | Offices | Space Heating | Individual room heating | TRC | Existing | NE3852 | Hotel Card Energy Control Systems | Hotel Card Energy Control Systems | NonEquip | 15 |  | 0% | Tech/Econ | 0% | 0 | 0 | 0
Tech | Offices | Space Heating | Individual room heating | TRC | Existing | NE3774 | Green Roof | Green Roof | NonEquip | 15 |  | 0.063% | Tech/Econ | 1.009% | 0.0067663 | 0 | 0
Tech | Offices | Space Heating | Individual room heating | TRC | Existing | NE3722 | Floor Insulation | Floor Insulation | NonEquip | 20 |  | 3.375% | Tech/Econ | 0.3424% | 0.12251 | 0 | 5.5263e-05
Tech | Offices | Space Heating | Individual room heating | TRC | Existing | NE3644 | Facility Energy Management System | Facility Energy Management System | NonEquip | 15 |  | 2.99% | Tech/Econ | 20% | 7.9114 | 0 | 0.00014259
Tech | Offices | Space Heating | Individual room heating | TRC | Existing | NE3566 | ECM Motors on Furnaces | ECM Motors on Furnaces | NonEquip | 15 | Forced air furnace | 0% | Tech/Econ | 1.706% | 0 | 0 | 0
Tech | Offices | Space Heating | Individual room heating | TRC | Existing | NE3540 | Duct Sealing Repair | Duct Sealing Repair | NonEquip | 15 |  | 30.55% | Tech/Econ | 12% | 46.5239 | 0 | 0.032464
Tech | Offices | Space Heating | Individual room heating | TRC | Existing | NE3488 | Duct Insulation | Duct Insulation | NonEquip | 15 |  | 30.55% | Tech/Econ | 2.045% | 6.754 | 0 | 0.0039433
Tech | Offices | Space Heating | Individual room heating | TRC | Existing | NE3436 | Destratification Fans | Destratification Fans | NonEquip | 10 |  | 0% | Tech/Econ | 12.13% | 0 | 0 | 0
Tech | Offices | Space Heating | Individual room heating | TRC | Existing | NE3384 | Dedicated Outdoor Air System on VRF unit | Dedicated Outdoor Air System on VRF unit | NonEquip | 15 | Residential/split system heat pump | 0% | Tech/Econ | 10% | 0 | 0 | 0
Tech | Offices | Space Heating | Individual room heating | TRC | Existing | NE3332 | Cool Roof | Cool Roof | NonEquip | 15 |  | 72.74% | Tech/Econ | 0.05107% | 0.39374 | 0 | 0
Tech | Offices | Space Heating | Individual room heating | TRC | Existing | NE3228 | Ceiling Insulation(R30 to R38) | Ceiling Insulation(R30 to R38) | NonEquip | 20 |  | 11.4% | Tech/Econ | 0.1319% | 0.15939 | 0 | 7.1899e-05
Tech | Offices | Space Heating | Individual room heating | TRC | Existing | NE3176 | Ceiling Insulation(R2 to R38) | Ceiling Insulation(R2 to R38) | NonEquip | 20 |  | 45.6% | Tech/Econ | 8.903% | 45.7365 | 0 | 0.020631
Tech | Offices | Space Heating | Individual room heating | TRC | Existing | NE3124 | Ceiling Insulation(R19 to R38) | Ceiling Insulation(R19 to R38) | NonEquip | 20 |  | 22.8% | Tech/Econ | 0.4946% | 1.1969 | 0 | 0.00053991
Tech | Offices | Space Heating | Individual room heating | TRC | Existing | NE3072 | Ceiling Insulation(R12 to R38) | Ceiling Insulation(R12 to R38) | NonEquip | 20 |  | 34.2% | Tech/Econ | 1.072% | 3.9173 | 0 | 0.001767
Tech | Offices | Space Heating | Individual room heating | TRC | Existing | NE2994 | Air Curtains | Air Curtains | NonEquip | 8 |  | 0% | Tech/Econ | 0.2996% | 0 | 0 | 0
Tech | Offices | Space Cooling | Individual room air conditioners | TRC | New | NN5373 | Retro-Commissioning | Retro-Commissioning | NonEquip | 5 |  | 0% | Tech/Econ | 16% | 0 | 0 | 0
Tech | Offices | Space Cooling | Individual room air conditioners | TRC | New | NN5165 | ENERGY STAR certified buildings program | ENERGY STAR certified buildings program | NonEquip | 20 |  | 0% | Tech/Econ | 35% | 0 | 0 | 0
Tech | Offices | Space Cooling | Individual room air conditioners | TRC | New | NN4385 | Window Sun Protection | Window Sun Protection | NonEquip | 10 |  | 15.35% | Tech/Econ | 16% | 373.8895 | 0.11642 | -0.006559
Tech | Offices | Space Cooling | Individual room air conditioners | TRC | New | NN4359 | Waterside Economizer | Waterside Economizer | NonEquip | 20 |  | 0% | Tech/Econ | 5.556% | 0 | 0 | 0
Tech | Offices | Space Cooling | Individual room air conditioners | TRC | New | NN4307 | Warehouse Loading Dock Seals | Warehouse Loading Dock Seals | NonEquip | 18 |  | 0% | Tech/Econ | 0.3734% | 0 | 0 | 0
Tech | Offices | Space Cooling | Individual room air conditioners | TRC | New | NN4151 | Smart Thermostat | Smart Thermostat | NonEquip | 11 |  | 45.33% | Tech/Econ | 10% | 673.2033 | 0.0079935 | 0
Tech | Offices | Space Cooling | Individual room air conditioners | TRC | New | NN4125 | Roof Insulation | Roof Insulation | NonEquip | 20 |  | 37.5% | Tech/Econ | 0.1648% | 0 | 0 | 0
Tech | Offices | Space Cooling | Individual room air conditioners | TRC | New | NN4047 | Programmable Thermostat | Programmable Thermostat | NonEquip | 11 |  | 0% | Tech/Econ | 3.6% | 0 | 0 | 0
Tech | Offices | Space Cooling | Individual room air conditioners | TRC | New | NN3995 | Low U-Value Windows | Low U-Value Windows | NonEquip | 20 |  | 13.44% | Tech/Econ | 10% | 21.4013 | 0.0079549 | 0
Tech | Offices | Space Cooling | Individual room air conditioners | TRC | New | NN3969 | Infiltration Reduction - Air Sealing | Infiltration Reduction - Air Sealing | NonEquip | 11 |  | 0% | Tech/Econ | 0.1867% | 0 | 0 | 0
Tech | Offices | Space Cooling | Individual room air conditioners | TRC | New | NN3917 | HVAC tune-up_RTU | HVAC tune-up_RTU | NonEquip | 5 | Packaged air conditioning units (RTUs) | 0% | Tech/Econ | 5% | 0 | 0 | 0
Tech | Offices | Space Cooling | Individual room air conditioners | TRC | New | NN3891 | HVAC tune-up | HVAC tune-up | NonEquip | 5 | Residential-type central air conditioners | 0% | Tech/Econ | 5% | 0 | 0 | 0
Tech | Offices | Space Cooling | Individual room air conditioners | TRC | New | NN3813 | Green Roof | Green Roof | NonEquip | 15 |  | 0.315% | Tech/Econ | 0.191% | 0 | 0 | 0
Tech | Offices | Space Cooling | Individual room air conditioners | TRC | New | NN3683 | Facility Energy Management System | Facility Energy Management System | NonEquip | 15 |  | 1.982% | Tech/Econ | 20% | 64.2789 | 0.013472 | 0
Tech | Offices | Space Cooling | Individual room air conditioners | TRC | New | NN3631 | Facility Commissioning | Facility Commissioning | NonEquip | 10 |  | 35.83% | Tech/Econ | 16% | 926.0838 | 0.16214 | 0.0036992
Tech | Offices | Space Cooling | Individual room air conditioners | TRC | New | NN3605 | Energy Recovery Ventilation System (ERV) | Energy Recovery Ventilation System (ERV) | NonEquip | 15 | Packaged air conditioning units (RTUs) | 0% | Tech/Econ | 6.12% | 0 | 0 | 0
Tech | Offices | Space Cooling | Individual room air conditioners | TRC | New | NN3527 | Duct Sealing Repair | Duct Sealing Repair | NonEquip | 15 |  | 0% | Tech/Econ | 12% | 0 | 0 | 0
Tech | Offices | Space Cooling | Individual room air conditioners | TRC | New | NN3475 | Duct Insulation | Duct Insulation | NonEquip | 15 |  | 0% | Tech/Econ | 2.045% | 0 | 0 | 0
Tech | Offices | Space Cooling | Individual room air conditioners | TRC | New | NN3423 | Dedicated Outdoor Air System on VRF unit | Dedicated Outdoor Air System on VRF unit | NonEquip | 15 | Residential-type central air conditioners | 0% | Tech/Econ | 17.5% | 0 | 0 | 0
Tech | Offices | Space Cooling | Individual room air conditioners | TRC | New | NN3371 | Cool Roof | Cool Roof | NonEquip | 15 |  | 72.49% | Tech/Econ | 0.3535% | 0 | 0 | 0
Tech | Offices | Space Cooling | Individual room air conditioners | TRC | New | NN3319 | Chilled Water System - Variable Speed Drives | Chilled Water System - Variable Speed Drives | NonEquip | 13 | Central chillers inside | 0% | Tech/Econ | 24.74% | 0 | 0 | 0
Tech | Offices | Space Cooling | Individual room air conditioners | TRC | New | NN3293 | Chilled Water Controls Optimization | Chilled Water Controls Optimization | NonEquip | 10 | Central chillers inside | 0% | Tech/Econ | 12.5% | 0 | 0 | 0
Tech | Offices | Space Cooling | Individual room air conditioners | TRC | New | NN3215 | Ceiling Insulation(R2 to R38) | Ceiling Insulation(R2 to R38) | NonEquip | 20 |  | 0% | Tech/Econ | 2.248% | 0 | 0 | 0
Tech | Offices | Space Cooling | Individual room air conditioners | TRC | New | NN3111 | Ceiling Insulation(R12 to R38) | Ceiling Insulation(R12 to R38) | NonEquip | 20 |  | 0% | Tech/Econ | 0.2706% | 0 | 0 | 0
Tech | Offices | Space Cooling | Individual room air conditioners | TRC | New | NN3059 | Airside Economizer | Airside Economizer | NonEquip | 10 | Packaged air conditioning units (RTUs) | 0% | Tech/Econ | 5.556% | 0 | 0 | 0
Tech | Offices | Space Cooling | Individual room air conditioners | TRC | Existing | NE5360 | Retro-Commissioning | Retro-Commissioning | NonEquip | 5 |  | 21.99% | Tech/Econ | 16% | 28197.1418 | 4.714 | 0
Tech | Offices | Space Cooling | Individual room air conditioners | TRC | Existing | NE5152 | ENERGY STAR certified buildings program | ENERGY STAR certified buildings program | NonEquip | 20 |  | 0% | Tech/Econ | 35% | 0 | 0 | 0
Tech | Offices | Space Cooling | Individual room air conditioners | TRC | Existing | NE4372 | Window Sun Protection | Window Sun Protection | NonEquip | 10 |  | 7.839% | Tech/Econ | 16% | 9698.1093 | 3.0197 | -0.17013
Tech | Offices | Space Cooling | Individual room air conditioners | TRC | Existing | NE4346 | Waterside Economizer | Waterside Economizer | NonEquip | 20 |  | 0% | Tech/Econ | 5.556% | 0 | 0 | 0
Tech | Offices | Space Cooling | Individual room air conditioners | TRC | Existing | NE4294 | Warehouse Loading Dock Seals | Warehouse Loading Dock Seals | NonEquip | 18 |  | 0% | Tech/Econ | 0.3734% | 0 | 0 | 0
Tech | Offices | Space Cooling | Individual room air conditioners | TRC | Existing | NE4216 | Wall Insulation | Wall Insulation | NonEquip | 20 |  | 17.1% | Tech/Econ | 19.77% | 28043.1932 | 0.56116 | 0
Tech | Offices | Space Cooling | Individual room air conditioners | TRC | Existing | NE4138 | Smart Thermostat | Smart Thermostat | NonEquip | 11 |  | 45.33% | Tech/Econ | 10% | 33340.4805 | 0.39588 | 0
Tech | Offices | Space Cooling | Individual room air conditioners | TRC | Existing | NE4112 | Roof Insulation | Roof Insulation | NonEquip | 20 |  | 37.5% | Tech/Econ | 0.3296% | 851.5252 | 0.017039 | 0
Tech | Offices | Space Cooling | Individual room air conditioners | TRC | Existing | NE4034 | Programmable Thermostat | Programmable Thermostat | NonEquip | 11 |  | 0% | Tech/Econ | 3.6% | 0 | 0 | 0
Tech | Offices | Space Cooling | Individual room air conditioners | TRC | Existing | NE3982 | Low U-Value Windows | Low U-Value Windows | NonEquip | 20 |  | 5.375% | Tech/Econ | 46% | 21156.1869 | 7.8638 | 0
Tech | Offices | Space Cooling | Individual room air conditioners | TRC | Existing | NE3956 | Infiltration Reduction - Air Sealing | Infiltration Reduction - Air Sealing | NonEquip | 11 |  | 44.79% | Tech/Econ | 0.1867% | 574.8792 | 0.12716 | 0
Tech | Offices | Space Cooling | Individual room air conditioners | TRC | Existing | NE3904 | HVAC tune-up_RTU | HVAC tune-up_RTU | NonEquip | 5 | Packaged air conditioning units (RTUs) | 0% | Tech/Econ | 5% | 0 | 0 | 0
Tech | Offices | Space Cooling | Individual room air conditioners | TRC | Existing | NE3878 | HVAC tune-up | HVAC tune-up | NonEquip | 5 | Residential-type central air conditioners | 0% | Tech/Econ | 5% | 0 | 0 | 0
Tech | Offices | Space Cooling | Individual room air conditioners | TRC | Existing | NE3800 | Green Roof | Green Roof | NonEquip | 15 |  | 0.063% | Tech/Econ | 0.191% | 0.8273 | 0.00035145 | 0
Tech | Offices | Space Cooling | Individual room air conditioners | TRC | Existing | NE3670 | Facility Energy Management System | Facility Energy Management System | NonEquip | 15 |  | 2.99% | Tech/Econ | 20% | 4989.6182 | 1.0458 | 0
Tech | Offices | Space Cooling | Individual room air conditioners | TRC | Existing | NE3592 | Energy Recovery Ventilation System (ERV) | Energy Recovery Ventilation System (ERV) | NonEquip | 15 | Packaged air conditioning units (RTUs) | 0% | Tech/Econ | 6.12% | 0 | 0 | 0
Tech | Offices | Space Cooling | Individual room air conditioners | TRC | Existing | NE3514 | Duct Sealing Repair | Duct Sealing Repair | NonEquip | 15 |  | 30.55% | Tech/Econ | 12% | 27994.3837 | 5.5155 | 0
Tech | Offices | Space Cooling | Individual room air conditioners | TRC | Existing | NE3462 | Duct Insulation | Duct Insulation | NonEquip | 15 |  | 30.55% | Tech/Econ | 2.045% | 4343.0333 | 1.1799 | 0
Tech | Offices | Space Cooling | Individual room air conditioners | TRC | Existing | NE3410 | Dedicated Outdoor Air System on VRF unit | Dedicated Outdoor Air System on VRF unit | NonEquip | 15 | Residential-type central air conditioners | 0% | Tech/Econ | 17.5% | 0 | 0 | 0
Tech | Offices | Space Cooling | Individual room air conditioners | TRC | Existing | NE3358 | Cool Roof | Cool Roof | NonEquip | 15 |  | 72.74% | Tech/Econ | 0.3535% | 1775.9145 | 0.75444 | 0
Tech | Offices | Space Cooling | Individual room air conditioners | TRC | Existing | NE3306 | Chilled Water System - Variable Speed Drives | Chilled Water System - Variable Speed Drives | NonEquip | 13 | Central chillers inside | 0% | Tech/Econ | 24.74% | 0 | 0 | 0
Tech | Offices | Space Cooling | Individual room air conditioners | TRC | Existing | NE3280 | Chilled Water Controls Optimization | Chilled Water Controls Optimization | NonEquip | 10 | Central chillers inside | 0% | Tech/Econ | 12.5% | 0 | 0 | 0
Tech | Offices | Space Cooling | Individual room air conditioners | TRC | Existing | NE3202 | Ceiling Insulation(R2 to R38) | Ceiling Insulation(R2 to R38) | NonEquip | 20 |  | 45.6% | Tech/Econ | 2.248% | 7199.558 | 0.14407 | 0
Tech | Offices | Space Cooling | Individual room air conditioners | TRC | Existing | NE3098 | Ceiling Insulation(R12 to R38) | Ceiling Insulation(R12 to R38) | NonEquip | 20 |  | 34.2% | Tech/Econ | 0.2706% | 636.8446 | 0.012744 | 0
Tech | Offices | Space Cooling | Individual room air conditioners | TRC | Existing | NE3046 | Airside Economizer | Airside Economizer | NonEquip | 10 | Packaged air conditioning units (RTUs) | 0% | Tech/Econ | 5.556% | 0 | 0 | 0
Tech | Offices | Interior Lighting | High bay | TRC | New | NN5269 | Retro-Commissioning | Retro-Commissioning | NonEquip | 5 |  | 0% | Tech/Econ | 16% | 0 | 0 | 0
Tech | Offices | Interior Lighting | High bay | TRC | New | NN5009 | ENERGY STAR certified buildings program | ENERGY STAR certified buildings program | NonEquip | 20 |  | 0% | Tech/Econ | 35% | 0 | 0 | 0
Tech | Offices | Interior Lighting | High bay | TRC | New | NN4437 | Interior Lighting Controls | Interior Lighting Controls | NonEquip | 8 | Overhead (fluorescent/LED/CFL U-shape) | 0% | Tech/Econ | 28% | 0 | 0 | 0
Tech | Offices | Interior Lighting | High bay | TRC | New | NN4411 | Bi-Level Lighting Control (Interior) | Bi-Level Lighting Control (Interior) | NonEquip | 8 | Overhead (fluorescent/LED/CFL U-shape) | 0% | Tech/Econ | 31% | 0 | 0 | 0
Tech | Offices | Interior Lighting | High bay | TRC | New | NN3709 | Facility Energy Management System | Facility Energy Management System | NonEquip | 15 |  | 1.982% | Tech/Econ | 24% | 479.6731 | 0.10054 | 0.0086453
Tech | Offices | Interior Lighting | High bay | TRC | Existing | NE5256 | Retro-Commissioning | Retro-Commissioning | NonEquip | 5 |  | 21.99% | Tech/Econ | 16% | 163336.5145 | 27.3069 | 84.6621
Tech | Offices | Interior Lighting | High bay | TRC | Existing | NE4996 | ENERGY STAR certified buildings program | ENERGY STAR certified buildings program | NonEquip | 20 |  | 0% | Tech/Econ | 35% | 0 | 0 | 0
Tech | Offices | Interior Lighting | High bay | TRC | Existing | NE4424 | Interior Lighting Controls | Interior Lighting Controls | NonEquip | 8 | Overhead (fluorescent/LED/CFL U-shape) | 0% | Tech/Econ | 28% | 0 | 0 | 0
Tech | Offices | Interior Lighting | High bay | TRC | Existing | NE4398 | Bi-Level Lighting Control (Interior) | Bi-Level Lighting Control (Interior) | NonEquip | 8 | Overhead (fluorescent/LED/CFL U-shape) | 0% | Tech/Econ | 31% | 0 | 0 | 0
Tech | Offices | Interior Lighting | High bay | TRC | Existing | NE3696 | Facility Energy Management System | Facility Energy Management System | NonEquip | 15 |  | 2.99% | Tech/Econ | 24% | 33551.5877 | 7.0322 | 0.60471
Tech | Offices | Interior Lighting | High bay | TRC | Turnover | ET1648 | LED Linear - Fixture Replacement | LED Linear - Fixture Replacement | Equip | 15 | High bay | 24.1% | Tech/Econ | 50.28% | 644828.7739 | 156.3091 | 35.7577
Tech | Offices | Interior Lighting | High bay | TRC | Turnover | ET1531 | High Bay LED | High Bay LED | Equip | 15 | High bay | 0% | Tech/Econ | 64.78% | 0 | 0 | 0
Tech | Offices | Interior Lighting | High bay | TRC | Turnover | ET1492 | High Bay Fluorescent (T5) | High Bay Fluorescent (T5) | Equip | 15 | High bay | 0% | Tech/Econ | 64.14% | 0 | 0 | 0
Tech | Offices | Interior Lighting | High bay | TRC | New | EN1674 | LED Linear - Fixture Replacement | LED Linear - Fixture Replacement | Equip | 15 | High bay | 0% | Tech/Econ | 50.28% | 0 | 0 | 0
Tech | Offices | Interior Lighting | High bay | TRC | New | EN1557 | High Bay LED | High Bay LED | Equip | 15 | High bay | 0% | Tech/Econ | 64.78% | 0 | 0 | 0
Tech | Offices | Interior Lighting | High bay | TRC | New | EN1518 | High Bay Fluorescent (T5) | High Bay Fluorescent (T5) | Equip | 15 | High bay | 0% | Tech/Econ | 64.14% | 0 | 0 | 0
Tech | Offices | Cooking | Fryer | TRC | New | NN5087 | ENERGY STAR certified buildings program | ENERGY STAR certified buildings program | NonEquip | 20 |  | 0% | Tech/Econ | 35% | 0 | 0 | 0
Tech | Offices | Cooking | Fryer | TRC | Existing | NE5074 | ENERGY STAR certified buildings program | ENERGY STAR certified buildings program | NonEquip | 20 |  | 0% | Tech/Econ | 35% | 0 | 0 | 0
Tech | Offices | Cooking | Fryer | TRC | Turnover | ET88 | Energy Star Fryer | Energy Star Fryer | Equip | 12 | Fryer | 0% | Tech/Econ | 17.46% | 0 | 0 | 0
Tech | Offices | Cooking | Fryer | TRC | New | EN114 | Energy Star Fryer | Energy Star Fryer | Equip | 12 | Fryer | 0% | Tech/Econ | 17.46% | 0 | 0 | 0
Tech | Offices | Space Heating | Forced air furnace | TRC | New | NN5347 | Retro-Commissioning | Retro-Commissioning | NonEquip | 5 |  | 0% | Tech/Econ | 16% | 0 | 0 | 0
Tech | Offices | Space Heating | Forced air furnace | TRC | New | NN5139 | ENERGY STAR certified buildings program | ENERGY STAR certified buildings program | NonEquip | 20 |  | 0% | Tech/Econ | 35% | 0 | 0 | 0
Tech | Offices | Space Heating | Forced air furnace | TRC | New | NN4333 | Water Cooled Refrigeration Heat Recovery | Water Cooled Refrigeration Heat Recovery | NonEquip | 20 |  | 15.4% | Tech/Econ | 10% | 60.0311 | 0 | 0.0040132
Tech | Offices | Space Heating | Forced air furnace | TRC | New | NN4281 | Warehouse Loading Dock Seals | Warehouse Loading Dock Seals | NonEquip | 18 |  | 0% | Tech/Econ | 1.34% | 0 | 0 | 0
Tech | Offices | Space Heating | Forced air furnace | TRC | New | NN4255 | Wall Insulation | Wall Insulation | NonEquip | 20 |  | 42.75% | Tech/Econ | 0% | 0 | 0 | 0
Tech | Offices | Space Heating | Forced air furnace | TRC | New | NN4177 | Smart Thermostat | Smart Thermostat | NonEquip | 11 |  | 45.33% | Tech/Econ | 10% | 185.108 | 0 | -0.030416
Tech | Offices | Space Heating | Forced air furnace | TRC | New | NN4099 | Roof Insulation | Roof Insulation | NonEquip | 20 |  | 37.5% | Tech/Econ | 0.5914% | 5.2295 | 0 | 0.0023589
Tech | Offices | Space Heating | Forced air furnace | TRC | New | NN4073 | Programmable Thermostat | Programmable Thermostat | NonEquip | 11 |  | 0% | Tech/Econ | 3.6% | 0 | 0 | 0
Tech | Offices | Space Heating | Forced air furnace | TRC | New | NN4021 | Low U-Value Windows | Low U-Value Windows | NonEquip | 20 |  | 13.44% | Tech/Econ | 10% | 51.5841 | 0 | 0.00021439
Tech | Offices | Space Heating | Forced air furnace | TRC | New | NN3943 | Infiltration Reduction - Air Sealing | Infiltration Reduction - Air Sealing | NonEquip | 11 |  | 0% | Tech/Econ | 0.67% | 0 | 0 | 0
Tech | Offices | Space Heating | Forced air furnace | TRC | New | NN3865 | Hotel Card Energy Control Systems | Hotel Card Energy Control Systems | NonEquip | 15 |  | 0% | Tech/Econ | 0% | 0 | 0 | 0
Tech | Offices | Space Heating | Forced air furnace | TRC | New | NN3787 | Green Roof | Green Roof | NonEquip | 15 |  | 0.315% | Tech/Econ | 0.914% | 0.10814 | 0 | 0
Tech | Offices | Space Heating | Forced air furnace | TRC | New | NN3735 | Floor Insulation | Floor Insulation | NonEquip | 20 |  | 8.437% | Tech/Econ | 0.3103% | 0 | 0 | 0
Tech | Offices | Space Heating | Forced air furnace | TRC | New | NN3657 | Facility Energy Management System | Facility Energy Management System | NonEquip | 15 |  | 1.982% | Tech/Econ | 20% | 16.252 | 0 | 0.00029291
Tech | Offices | Space Heating | Forced air furnace | TRC | New | NN3579 | ECM Motors on Furnaces | ECM Motors on Furnaces | NonEquip | 15 | Forced air furnace | 47.78% | Tech/Econ | 1.706% | 30.8763 | 0 | 0
Tech | Offices | Space Heating | Forced air furnace | TRC | New | NN3553 | Duct Sealing Repair | Duct Sealing Repair | NonEquip | 15 |  | 0% | Tech/Econ | 12% | 0 | 0 | 0
Tech | Offices | Space Heating | Forced air furnace | TRC | New | NN3501 | Duct Insulation | Duct Insulation | NonEquip | 15 |  | 0% | Tech/Econ | 2.045% | 0 | 0 | 0
Tech | Offices | Space Heating | Forced air furnace | TRC | New | NN3449 | Destratification Fans | Destratification Fans | NonEquip | 10 |  | 0% | Tech/Econ | 12.13% | 0 | 0 | 0
Tech | Offices | Space Heating | Forced air furnace | TRC | New | NN3397 | Dedicated Outdoor Air System on VRF unit | Dedicated Outdoor Air System on VRF unit | NonEquip | 15 | Residential/split system heat pump | 0% | Tech/Econ | 10% | 0 | 0 | 0
Tech | Offices | Space Heating | Forced air furnace | TRC | New | NN3345 | Cool Roof | Cool Roof | NonEquip | 15 |  | 72.49% | Tech/Econ | 0.04628% | 0 | 0 | 0
Tech | Offices | Space Heating | Forced air furnace | TRC | New | NN3241 | Ceiling Insulation(R30 to R38) | Ceiling Insulation(R30 to R38) | NonEquip | 20 |  | 0% | Tech/Econ | 0.1195% | 0 | 0 | 0
Tech | Offices | Space Heating | Forced air furnace | TRC | New | NN3189 | Ceiling Insulation(R2 to R38) | Ceiling Insulation(R2 to R38) | NonEquip | 20 |  | 0% | Tech/Econ | 8.068% | 0 | 0 | 0
Tech | Offices | Space Heating | Forced air furnace | TRC | New | NN3137 | Ceiling Insulation(R19 to R38) | Ceiling Insulation(R19 to R38) | NonEquip | 20 |  | 0% | Tech/Econ | 0.4482% | 0 | 0 | 0
Tech | Offices | Space Heating | Forced air furnace | TRC | New | NN3085 | Ceiling Insulation(R12 to R38) | Ceiling Insulation(R12 to R38) | NonEquip | 20 |  | 0% | Tech/Econ | 0.9712% | 0 | 0 | 0
Tech | Offices | Space Heating | Forced air furnace | TRC | New | NN3007 | Air Curtains | Air Curtains | NonEquip | 8 |  | 0% | Tech/Econ | 0.2996% | 0 | 0 | 0
Tech | Offices | Space Heating | Forced air furnace | TRC | Existing | NE5334 | Retro-Commissioning | Retro-Commissioning | NonEquip | 5 |  | 21.99% | Tech/Econ | 16% | 7378.7077 | 0 | 3.8246
Tech | Offices | Space Heating | Forced air furnace | TRC | Existing | NE5126 | ENERGY STAR certified buildings program | ENERGY STAR certified buildings program | NonEquip | 20 |  | 0% | Tech/Econ | 35% | 0 | 0 | 0
Tech | Offices | Space Heating | Forced air furnace | TRC | Existing | NE4320 | Water Cooled Refrigeration Heat Recovery | Water Cooled Refrigeration Heat Recovery | NonEquip | 20 |  | 15.4% | Tech/Econ | 10% | 2942.7399 | 0 | 0.19673
Tech | Offices | Space Heating | Forced air furnace | TRC | Existing | NE4268 | Warehouse Loading Dock Seals | Warehouse Loading Dock Seals | NonEquip | 18 |  | 0% | Tech/Econ | 1.479% | 0 | 0 | 0
Tech | Offices | Space Heating | Forced air furnace | TRC | Existing | NE4242 | Wall Insulation | Wall Insulation | NonEquip | 20 |  | 17.1% | Tech/Econ | 11.43% | 3810.2026 | 0 | 1.7187
Tech | Offices | Space Heating | Forced air furnace | TRC | Existing | NE4164 | Smart Thermostat | Smart Thermostat | NonEquip | 11 |  | 45.33% | Tech/Econ | 10% | 8529.3556 | 0 | -1.4015
Tech | Offices | Space Heating | Forced air furnace | TRC | Existing | NE4086 | Roof Insulation | Roof Insulation | NonEquip | 20 |  | 37.5% | Tech/Econ | 1.305% | 831.468 | 0 | 0.37506
Tech | Offices | Space Heating | Forced air furnace | TRC | Existing | NE4060 | Programmable Thermostat | Programmable Thermostat | NonEquip | 11 |  | 0% | Tech/Econ | 3.6% | 0 | 0 | 0
Tech | Offices | Space Heating | Forced air furnace | TRC | Existing | NE4008 | Low U-Value Windows | Low U-Value Windows | NonEquip | 20 |  | 5.375% | Tech/Econ | 46% | 5349.0436 | 0 | 0.022231
Tech | Offices | Space Heating | Forced air furnace | TRC | Existing | NE3930 | Infiltration Reduction - Air Sealing | Infiltration Reduction - Air Sealing | NonEquip | 11 |  | 44.79% | Tech/Econ | 0.7393% | 557.7225 | 0 | 0.36633
Tech | Offices | Space Heating | Forced air furnace | TRC | Existing | NE3852 | Hotel Card Energy Control Systems | Hotel Card Energy Control Systems | NonEquip | 15 |  | 0% | Tech/Econ | 0% | 0 | 0 | 0
Tech | Offices | Space Heating | Forced air furnace | TRC | Existing | NE3774 | Green Roof | Green Roof | NonEquip | 15 |  | 0.063% | Tech/Econ | 1.009% | 1.0702 | 0 | 0
Tech | Offices | Space Heating | Forced air furnace | TRC | Existing | NE3722 | Floor Insulation | Floor Insulation | NonEquip | 20 |  | 3.375% | Tech/Econ | 0.3424% | 19.3766 | 0 | 0.0087404
Tech | Offices | Space Heating | Forced air furnace | TRC | Existing | NE3644 | Facility Energy Management System | Facility Energy Management System | NonEquip | 15 |  | 2.99% | Tech/Econ | 20% | 1261.5546 | 0 | 0.022737
Tech | Offices | Space Heating | Forced air furnace | TRC | Existing | NE3566 | ECM Motors on Furnaces | ECM Motors on Furnaces | NonEquip | 15 | Forced air furnace | 47.78% | Tech/Econ | 1.706% | 1396.3978 | 0 | 0
Tech | Offices | Space Heating | Forced air furnace | TRC | Existing | NE3540 | Duct Sealing Repair | Duct Sealing Repair | NonEquip | 15 |  | 30.55% | Tech/Econ | 12% | 7418.695 | 0 | 5.1767
Tech | Offices | Space Heating | Forced air furnace | TRC | Existing | NE3488 | Duct Insulation | Duct Insulation | NonEquip | 15 |  | 30.55% | Tech/Econ | 2.045% | 1076.9957 | 0 | 0.62881
Tech | Offices | Space Heating | Forced air furnace | TRC | Existing | NE3436 | Destratification Fans | Destratification Fans | NonEquip | 10 |  | 0% | Tech/Econ | 12.13% | 0 | 0 | 0
Tech | Offices | Space Heating | Forced air furnace | TRC | Existing | NE3384 | Dedicated Outdoor Air System on VRF unit | Dedicated Outdoor Air System on VRF unit | NonEquip | 15 | Residential/split system heat pump | 0% | Tech/Econ | 10% | 0 | 0 | 0
Tech | Offices | Space Heating | Forced air furnace | TRC | Existing | NE3332 | Cool Roof | Cool Roof | NonEquip | 15 |  | 72.74% | Tech/Econ | 0.05107% | 62.2738 | 0 | 0
Tech | Offices | Space Heating | Forced air furnace | TRC | Existing | NE3228 | Ceiling Insulation(R30 to R38) | Ceiling Insulation(R30 to R38) | NonEquip | 20 |  | 11.4% | Tech/Econ | 0.1319% | 25.2096 | 0 | 0.011371
Tech | Offices | Space Heating | Forced air furnace | TRC | Existing | NE3176 | Ceiling Insulation(R2 to R38) | Ceiling Insulation(R2 to R38) | NonEquip | 20 |  | 45.6% | Tech/Econ | 8.903% | 7293.1425 | 0 | 3.2898
Tech | Offices | Space Heating | Forced air furnace | TRC | Existing | NE3124 | Ceiling Insulation(R19 to R38) | Ceiling Insulation(R19 to R38) | NonEquip | 20 |  | 22.8% | Tech/Econ | 0.4946% | 189.307 | 0 | 0.085392
Tech | Offices | Space Heating | Forced air furnace | TRC | Existing | NE3072 | Ceiling Insulation(R12 to R38) | Ceiling Insulation(R12 to R38) | NonEquip | 20 |  | 34.2% | Tech/Econ | 1.072% | 619.5664 | 0 | 0.27947
Tech | Offices | Space Heating | Forced air furnace | TRC | Existing | NE2994 | Air Curtains | Air Curtains | NonEquip | 8 |  | 0% | Tech/Econ | 0.2996% | 0 | 0 | 0
Tech | Offices | Exterior Lighting | Exterior parking/lot lighting | TRC | New | NN5295 | Retro-Commissioning | Retro-Commissioning | NonEquip | 5 |  | 0% | Tech/Econ | 16% | 0 | 0 | 0
Tech | Offices | Exterior Lighting | Exterior parking/lot lighting | TRC | New | NN5035 | ENERGY STAR certified buildings program | ENERGY STAR certified buildings program | NonEquip | 20 |  | 0% | Tech/Econ | 35% | 0 | 0 | 0
Tech | Offices | Exterior Lighting | Exterior parking/lot lighting | TRC | New | NN2981 | Outdoor Lighting Controls | Outdoor Lighting Controls | NonEquip | 8 | Exterior parking/lot lighting | 30.95% | Tech/Econ | 28% | 0 | 0 | 0
Tech | Offices | Exterior Lighting | Exterior parking/lot lighting | TRC | New | NN2955 | Bi-Level Lighting Control (Exterior) | Bi-Level Lighting Control (Exterior) | NonEquip | 9 | Exterior parking/lot lighting | 13.75% | Tech/Econ | 31% | 75.6485 | 0 | 0
Tech | Offices | Exterior Lighting | Exterior parking/lot lighting | TRC | Existing | NE5282 | Retro-Commissioning | Retro-Commissioning | NonEquip | 5 |  | 21.99% | Tech/Econ | 16% | 36444.9981 | 0 | 18.8905
Tech | Offices | Exterior Lighting | Exterior parking/lot lighting | TRC | Existing | NE5022 | ENERGY STAR certified buildings program | ENERGY STAR certified buildings program | NonEquip | 20 |  | 0% | Tech/Econ | 35% | 0 | 0 | 0
Tech | Offices | Exterior Lighting | Exterior parking/lot lighting | TRC | Existing | NE2968 | Outdoor Lighting Controls | Outdoor Lighting Controls | NonEquip | 8 | Exterior parking/lot lighting | 30.95% | Tech/Econ | 28% | 98272.5482 | 0 | 0
Tech | Offices | Exterior Lighting | Exterior parking/lot lighting | TRC | Existing | NE2942 | Bi-Level Lighting Control (Exterior) | Bi-Level Lighting Control (Exterior) | NonEquip | 9 | Exterior parking/lot lighting | 13.75% | Tech/Econ | 31% | 50509.9125 | 0 | 0
Tech | Offices | Exterior Lighting | Exterior parking/lot lighting | TRC | Turnover | ET712 | LED Parking Lighting | LED Parking Lighting | Equip | 18 | Exterior parking/lot lighting | 6.728% | Tech/Econ | 84% | 70959.9349 | 0 | 0
Tech | Offices | Exterior Lighting | Exterior parking/lot lighting | TRC | Turnover | ET517 | High Efficiency HID Lighting | High Efficiency HID Lighting | Equip | 13 | Exterior parking/lot lighting | 0% | Tech/Econ | 34.18% | 0 | 0 | 0
Tech | Offices | Exterior Lighting | Exterior parking/lot lighting | TRC | New | EN738 | LED Parking Lighting | LED Parking Lighting | Equip | 18 | Exterior parking/lot lighting | 94.94% | Tech/Econ | 84% | 18977.447 | 0 | 0
Tech | Offices | Exterior Lighting | Exterior parking/lot lighting | TRC | New | EN543 | High Efficiency HID Lighting | High Efficiency HID Lighting | Equip | 13 | Exterior parking/lot lighting | 0% | Tech/Econ | 34.18% | 0 | 0 | 0
Tech | Offices | Exterior Lighting | Exterior marquis | TRC | New | NN5295 | Retro-Commissioning | Retro-Commissioning | NonEquip | 5 |  | 0% | Tech/Econ | 16% | 0 | 0 | 0
Tech | Offices | Exterior Lighting | Exterior marquis | TRC | New | NN5035 | ENERGY STAR certified buildings program | ENERGY STAR certified buildings program | NonEquip | 20 |  | 0% | Tech/Econ | 35% | 0 | 0 | 0
Tech | Offices | Exterior Lighting | Exterior marquis | TRC | New | NN2981 | Outdoor Lighting Controls | Outdoor Lighting Controls | NonEquip | 8 | Exterior parking/lot lighting | 0% | Tech/Econ | 28% | 0 | 0 | 0
Tech | Offices | Exterior Lighting | Exterior marquis | TRC | New | NN2955 | Bi-Level Lighting Control (Exterior) | Bi-Level Lighting Control (Exterior) | NonEquip | 9 | Exterior parking/lot lighting | 0% | Tech/Econ | 31% | 0 | 0 | 0
Tech | Offices | Exterior Lighting | Exterior marquis | TRC | Existing | NE5282 | Retro-Commissioning | Retro-Commissioning | NonEquip | 5 |  | 21.99% | Tech/Econ | 16% | 197.3168 | 0 | 0.10228
Tech | Offices | Exterior Lighting | Exterior marquis | TRC | Existing | NE5022 | ENERGY STAR certified buildings program | ENERGY STAR certified buildings program | NonEquip | 20 |  | 0% | Tech/Econ | 35% | 0 | 0 | 0
Tech | Offices | Exterior Lighting | Exterior marquis | TRC | Existing | NE2968 | Outdoor Lighting Controls | Outdoor Lighting Controls | NonEquip | 8 | Exterior parking/lot lighting | 0% | Tech/Econ | 28% | 0 | 0 | 0
Tech | Offices | Exterior Lighting | Exterior marquis | TRC | Existing | NE2942 | Bi-Level Lighting Control (Exterior) | Bi-Level Lighting Control (Exterior) | NonEquip | 9 | Exterior parking/lot lighting | 0% | Tech/Econ | 31% | 0 | 0 | 0
Tech | Offices | Exterior Lighting | Exterior marquis | TRC | Turnover | ET634 | LED Exterior Lighting | LED Exterior Lighting | Equip | 13 | Exterior marquis | 4.268% | Tech/Econ | 60.51% | 148.6836 | 0 | 0
Tech | Offices | Exterior Lighting | Exterior marquis | TRC | Turnover | ET595 | LED Display Lighting (Exterior) | LED Display Lighting (Exterior) | Equip | 15 | Exterior marquis | 4.268% | Tech/Econ | 87.04% | 222.1181 | 0 | 0
Tech | Offices | Exterior Lighting | Exterior marquis | TRC | New | EN660 | LED Exterior Lighting | LED Exterior Lighting | Equip | 13 | Exterior marquis | 4.624% | Tech/Econ | 60.51% | 3.0429 | 0 | 0
Tech | Offices | Exterior Lighting | Exterior marquis | TRC | New | EN621 | LED Display Lighting (Exterior) | LED Display Lighting (Exterior) | Equip | 15 | Exterior marquis | 4.624% | Tech/Econ | 87.04% | 4.5605 | 0 | 0
Tech | Offices | Miscellaneous | Elevators/Escalators | TRC | New | NN5451 | Retro-Commissioning | Retro-Commissioning | NonEquip | 5 |  | 0% | Tech/Econ | 16% | 0 | 0 | 0
Tech | Offices | Miscellaneous | Elevators/Escalators | TRC | New | NN5243 | ENERGY STAR certified buildings program | ENERGY STAR certified buildings program | NonEquip | 20 |  | 0% | Tech/Econ | 35% | 0 | 0 | 0
Tech | Offices | Miscellaneous | Elevators/Escalators | TRC | New | NN4541 | VSD Controlled Compressor | VSD Controlled Compressor | NonEquip | 15 | Others | 0% | Tech/Econ | 20.79% | 0 | 0 | 0
Tech | Offices | Miscellaneous | Elevators/Escalators | TRC | New | NN4515 | Regenerative Drive Elevator Motor | Regenerative Drive Elevator Motor | NonEquip | 13 | Elevators/Escalators | 11.17% | Tech/Econ | 6.211% | 54.7679 | 0.0076228 | 0.0006983
Tech | Offices | Miscellaneous | Elevators/Escalators | TRC | New | NN4489 | Engine Block Timer | Engine Block Timer | NonEquip | 5 | Others | 0% | Tech/Econ | 36% | 0 | 0 | 0
Tech | Offices | Miscellaneous | Elevators/Escalators | TRC | New | NN4463 | Efficient Motor Belts | Efficient Motor Belts | NonEquip | 10 | Others | 0% | Tech/Econ | 1.105% | 0 | 0 | 0
Tech | Offices | Miscellaneous | Elevators/Escalators | TRC | Existing | NE5438 | Retro-Commissioning | Retro-Commissioning | NonEquip | 5 |  | 21.99% | Tech/Econ | 16% | 14662.2418 | 2.4513 | 7.5999
Tech | Offices | Miscellaneous | Elevators/Escalators | TRC | Existing | NE5230 | ENERGY STAR certified buildings program | ENERGY STAR certified buildings program | NonEquip | 20 |  | 0% | Tech/Econ | 35% | 0 | 0 | 0
Tech | Offices | Miscellaneous | Elevators/Escalators | TRC | Existing | NE4528 | VSD Controlled Compressor | VSD Controlled Compressor | NonEquip | 15 | Others | 0% | Tech/Econ | 20.79% | 0 | 0 | 0
Tech | Offices | Miscellaneous | Elevators/Escalators | TRC | Existing | NE4502 | Regenerative Drive Elevator Motor | Regenerative Drive Elevator Motor | NonEquip | 13 | Elevators/Escalators | 10.45% | Tech/Econ | 6.211% | 2609.934 | 0.36326 | 0.033277
Tech | Offices | Miscellaneous | Elevators/Escalators | TRC | Existing | NE4476 | Engine Block Timer | Engine Block Timer | NonEquip | 5 | Others | 0% | Tech/Econ | 36% | 0 | 0 | 0
Tech | Offices | Miscellaneous | Elevators/Escalators | TRC | Existing | NE4450 | Efficient Motor Belts | Efficient Motor Belts | NonEquip | 10 | Others | 0% | Tech/Econ | 1.105% | 0 | 0 | 0
Tech | Offices | Office Equipment | Document production | TRC | New | NN5061 | ENERGY STAR certified buildings program | ENERGY STAR certified buildings program | NonEquip | 20 |  | 0% | Tech/Econ | 35% | 0 | 0 | 0
Tech | Offices | Office Equipment | Document production | TRC | New | NN4593 | Smart Strip Plug Outlet | Smart Strip Plug Outlet | NonEquip | 4 |  | 43.9% | Tech/Econ | 1.187% | 177.3479 | 0.026371 | 0.018327
Tech | Offices | Office Equipment | Document production | TRC | New | NN4567 | Network PC Power Management | Network PC Power Management | NonEquip | 5 | Computers | 0% | Tech/Econ | 56.5% | 0 | 0 | 0
Tech | Offices | Office Equipment | Document production | TRC | Existing | NE5048 | ENERGY STAR certified buildings program | ENERGY STAR certified buildings program | NonEquip | 20 |  | 0% | Tech/Econ | 35% | 0 | 0 | 0
Tech | Offices | Office Equipment | Document production | TRC | Existing | NE4580 | Smart Strip Plug Outlet | Smart Strip Plug Outlet | NonEquip | 4 |  | 43.9% | Tech/Econ | 1.187% | 9357.4872 | 1.3914 | 0.967
Tech | Offices | Office Equipment | Document production | TRC | Existing | NE4554 | Network PC Power Management | Network PC Power Management | NonEquip | 5 | Computers | 0% | Tech/Econ | 56.5% | 0 | 0 | 0
Tech | Offices | Office Equipment | Document production | TRC | Turnover | ET2149 | ENERGY STAR Imaging Equipment | ENERGY STAR Imaging Equipment | Equip | 6 | Document production | 17.92% | Tech/Econ | 44.44% | 155389.7402 | 21.5489 | 14.4701
Tech | Offices | Office Equipment | Document production | TRC | New | EN2175 | ENERGY STAR Imaging Equipment | ENERGY STAR Imaging Equipment | Equip | 6 | Document production | 17.92% | Tech/Econ | 44.44% | 2945.0267 | 0.40841 | 0.27424
Tech | Offices | Space Cooling | District chilled water piped | TRC | New | NN5373 | Retro-Commissioning | Retro-Commissioning | NonEquip | 5 |  | 0% | Tech/Econ | 16% | 0 | 0 | 0
Tech | Offices | Space Cooling | District chilled water piped | TRC | New | NN5165 | ENERGY STAR certified buildings program | ENERGY STAR certified buildings program | NonEquip | 20 |  | 0% | Tech/Econ | 35% | 0 | 0 | 0
Tech | Offices | Space Cooling | District chilled water piped | TRC | New | NN4385 | Window Sun Protection | Window Sun Protection | NonEquip | 10 |  | 15.35% | Tech/Econ | 16% | 133.525 | 0.041576 | -0.0023424
Tech | Offices | Space Cooling | District chilled water piped | TRC | New | NN4359 | Waterside Economizer | Waterside Economizer | NonEquip | 20 |  | 0% | Tech/Econ | 5.556% | 0 | 0 | 0
Tech | Offices | Space Cooling | District chilled water piped | TRC | New | NN4307 | Warehouse Loading Dock Seals | Warehouse Loading Dock Seals | NonEquip | 18 |  | 0% | Tech/Econ | 0.3734% | 0 | 0 | 0
Tech | Offices | Space Cooling | District chilled water piped | TRC | New | NN4151 | Smart Thermostat | Smart Thermostat | NonEquip | 11 |  | 45.33% | Tech/Econ | 10% | 240.4172 | 0.0028547 | 0
Tech | Offices | Space Cooling | District chilled water piped | TRC | New | NN4047 | Programmable Thermostat | Programmable Thermostat | NonEquip | 11 |  | 0% | Tech/Econ | 3.6% | 0 | 0 | 0
Tech | Offices | Space Cooling | District chilled water piped | TRC | New | NN3995 | Low U-Value Windows | Low U-Value Windows | NonEquip | 20 |  | 13.44% | Tech/Econ | 10% | 7.6429 | 0.0028409 | 0
Tech | Offices | Space Cooling | District chilled water piped | TRC | New | NN3917 | HVAC tune-up_RTU | HVAC tune-up_RTU | NonEquip | 5 | Packaged air conditioning units (RTUs) | 0% | Tech/Econ | 5% | 0 | 0 | 0
Tech | Offices | Space Cooling | District chilled water piped | TRC | New | NN3891 | HVAC tune-up | HVAC tune-up | NonEquip | 5 | Residential-type central air conditioners | 0% | Tech/Econ | 5% | 0 | 0 | 0
Tech | Offices | Space Cooling | District chilled water piped | TRC | New | NN3683 | Facility Energy Management System | Facility Energy Management System | NonEquip | 15 |  | 1.982% | Tech/Econ | 20% | 22.9556 | 0.0048113 | 0
Tech | Offices | Space Cooling | District chilled water piped | TRC | New | NN3631 | Facility Commissioning | Facility Commissioning | NonEquip | 10 |  | 35.83% | Tech/Econ | 16% | 330.727 | 0.057904 | 0.0013211
Tech | Offices | Space Cooling | District chilled water piped | TRC | New | NN3605 | Energy Recovery Ventilation System (ERV) | Energy Recovery Ventilation System (ERV) | NonEquip | 15 | Packaged air conditioning units (RTUs) | 0% | Tech/Econ | 6.12% | 0 | 0 | 0
Tech | Offices | Space Cooling | District chilled water piped | TRC | New | NN3527 | Duct Sealing Repair | Duct Sealing Repair | NonEquip | 15 |  | 0% | Tech/Econ | 12% | 0 | 0 | 0
Tech | Offices | Space Cooling | District chilled water piped | TRC | New | NN3475 | Duct Insulation | Duct Insulation | NonEquip | 15 |  | 0% | Tech/Econ | 2.045% | 0 | 0 | 0
Tech | Offices | Space Cooling | District chilled water piped | TRC | New | NN3423 | Dedicated Outdoor Air System on VRF unit | Dedicated Outdoor Air System on VRF unit | NonEquip | 15 | Residential-type central air conditioners | 0% | Tech/Econ | 17.5% | 0 | 0 | 0
Tech | Offices | Space Cooling | District chilled water piped | TRC | New | NN3371 | Cool Roof | Cool Roof | NonEquip | 15 |  | 72.49% | Tech/Econ | 0.3535% | 0 | 0 | 0
Tech | Offices | Space Cooling | District chilled water piped | TRC | New | NN3319 | Chilled Water System - Variable Speed Drives | Chilled Water System - Variable Speed Drives | NonEquip | 13 | Central chillers inside | 0% | Tech/Econ | 24.74% | 0 | 0 | 0
Tech | Offices | Space Cooling | District chilled water piped | TRC | New | NN3293 | Chilled Water Controls Optimization | Chilled Water Controls Optimization | NonEquip | 10 | Central chillers inside | 0% | Tech/Econ | 12.5% | 0 | 0 | 0
Tech | Offices | Space Cooling | District chilled water piped | TRC | New | NN3215 | Ceiling Insulation(R2 to R38) | Ceiling Insulation(R2 to R38) | NonEquip | 20 |  | 0% | Tech/Econ | 2.248% | 0 | 0 | 0
Tech | Offices | Space Cooling | District chilled water piped | TRC | New | NN3111 | Ceiling Insulation(R12 to R38) | Ceiling Insulation(R12 to R38) | NonEquip | 20 |  | 0% | Tech/Econ | 0.2706% | 0 | 0 | 0
Tech | Offices | Space Cooling | District chilled water piped | TRC | New | NN3059 | Airside Economizer | Airside Economizer | NonEquip | 10 | Packaged air conditioning units (RTUs) | 0% | Tech/Econ | 5.556% | 0 | 0 | 0
Tech | Offices | Space Cooling | District chilled water piped | TRC | Existing | NE5360 | Retro-Commissioning | Retro-Commissioning | NonEquip | 5 |  | 21.99% | Tech/Econ | 16% | 8690.3757 | 1.4529 | 0
Tech | Offices | Space Cooling | District chilled water piped | TRC | Existing | NE5152 | ENERGY STAR certified buildings program | ENERGY STAR certified buildings program | NonEquip | 20 |  | 0% | Tech/Econ | 35% | 0 | 0 | 0
Tech | Offices | Space Cooling | District chilled water piped | TRC | Existing | NE4372 | Window Sun Protection | Window Sun Protection | NonEquip | 10 |  | 7.839% | Tech/Econ | 16% | 3589.7269 | 1.1177 | -0.062973
Tech | Offices | Space Cooling | District chilled water piped | TRC | Existing | NE4346 | Waterside Economizer | Waterside Economizer | NonEquip | 20 |  | 0% | Tech/Econ | 5.556% | 0 | 0 | 0
Tech | Offices | Space Cooling | District chilled water piped | TRC | Existing | NE4294 | Warehouse Loading Dock Seals | Warehouse Loading Dock Seals | NonEquip | 18 |  | 0% | Tech/Econ | 0.3734% | 0 | 0 | 0
Tech | Offices | Space Cooling | District chilled water piped | TRC | Existing | NE4216 | Wall Insulation | Wall Insulation | NonEquip | 20 |  | 17.1% | Tech/Econ | 19.77% | 10014.9044 | 0.2004 | 0
Tech | Offices | Space Cooling | District chilled water piped | TRC | Existing | NE4138 | Smart Thermostat | Smart Thermostat | NonEquip | 11 |  | 45.33% | Tech/Econ | 10% | 12340.8815 | 0.14653 | 0
Tech | Offices | Space Cooling | District chilled water piped | TRC | Existing | NE4112 | Roof Insulation | Roof Insulation | NonEquip | 20 |  | 37.5% | Tech/Econ | 0.3296% | 288.9879 | 0.0057828 | 0
Tech | Offices | Space Cooling | District chilled water piped | TRC | Existing | NE4034 | Programmable Thermostat | Programmable Thermostat | NonEquip | 11 |  | 0% | Tech/Econ | 3.6% | 0 | 0 | 0
Tech | Offices | Space Cooling | District chilled water piped | TRC | Existing | NE3982 | Low U-Value Windows | Low U-Value Windows | NonEquip | 20 |  | 5.375% | Tech/Econ | 46% | 7555.3874 | 2.8084 | 0
Tech | Offices | Space Cooling | District chilled water piped | TRC | Existing | NE3956 | Infiltration Reduction - Air Sealing | Infiltration Reduction - Air Sealing | NonEquip | 11 |  | 44.79% | Tech/Econ | 0.1867% | 195.1006 | 0.043156 | 0
Tech | Offices | Space Cooling | District chilled water piped | TRC | Existing | NE3904 | HVAC tune-up_RTU | HVAC tune-up_RTU | NonEquip | 5 | Packaged air conditioning units (RTUs) | 0% | Tech/Econ | 5% | 0 | 0 | 0
Tech | Offices | Space Cooling | District chilled water piped | TRC | Existing | NE3878 | HVAC tune-up | HVAC tune-up | NonEquip | 5 | Residential-type central air conditioners | 0% | Tech/Econ | 5% | 0 | 0 | 0
Tech | Offices | Space Cooling | District chilled water piped | TRC | Existing | NE3800 | Green Roof | Green Roof | NonEquip | 15 |  | 0.063% | Tech/Econ | 0.191% | 0.28077 | 0.00011927 | 0
Tech | Offices | Space Cooling | District chilled water piped | TRC | Existing | NE3670 | Facility Energy Management System | Facility Energy Management System | NonEquip | 15 |  | 2.99% | Tech/Econ | 20% | 1781.9137 | 0.37348 | 0
Tech | Offices | Space Cooling | District chilled water piped | TRC | Existing | NE3592 | Energy Recovery Ventilation System (ERV) | Energy Recovery Ventilation System (ERV) | NonEquip | 15 | Packaged air conditioning units (RTUs) | 0% | Tech/Econ | 6.12% | 0 | 0 | 0
Tech | Offices | Space Cooling | District chilled water piped | TRC | Existing | NE3514 | Duct Sealing Repair | Duct Sealing Repair | NonEquip | 15 |  | 30.55% | Tech/Econ | 12% | 10362.0394 | 2.0415 | 0
Tech | Offices | Space Cooling | District chilled water piped | TRC | Existing | NE3462 | Duct Insulation | Duct Insulation | NonEquip | 15 |  | 30.55% | Tech/Econ | 2.045% | 1473.9247 | 0.40042 | 0
Tech | Offices | Space Cooling | District chilled water piped | TRC | Existing | NE3410 | Dedicated Outdoor Air System on VRF unit | Dedicated Outdoor Air System on VRF unit | NonEquip | 15 | Residential-type central air conditioners | 0% | Tech/Econ | 17.5% | 0 | 0 | 0
Tech | Offices | Space Cooling | District chilled water piped | TRC | Existing | NE3358 | Cool Roof | Cool Roof | NonEquip | 15 |  | 72.74% | Tech/Econ | 0.3535% | 602.7041 | 0.25604 | 0
Tech | Offices | Space Cooling | District chilled water piped | TRC | Existing | NE3306 | Chilled Water System - Variable Speed Drives | Chilled Water System - Variable Speed Drives | NonEquip | 13 | Central chillers inside | 0% | Tech/Econ | 24.74% | 0 | 0 | 0
Tech | Offices | Space Cooling | District chilled water piped | TRC | Existing | NE3280 | Chilled Water Controls Optimization | Chilled Water Controls Optimization | NonEquip | 10 | Central chillers inside | 0% | Tech/Econ | 12.5% | 0 | 0 | 0
Tech | Offices | Space Cooling | District chilled water piped | TRC | Existing | NE3202 | Ceiling Insulation(R2 to R38) | Ceiling Insulation(R2 to R38) | NonEquip | 20 |  | 45.6% | Tech/Econ | 2.248% | 2443.3628 | 0.048893 | 0
Tech | Offices | Space Cooling | District chilled water piped | TRC | Existing | NE3098 | Ceiling Insulation(R12 to R38) | Ceiling Insulation(R12 to R38) | NonEquip | 20 |  | 34.2% | Tech/Econ | 0.2706% | 216.1303 | 0.0043249 | 0
Tech | Offices | Space Cooling | District chilled water piped | TRC | Existing | NE3046 | Airside Economizer | Airside Economizer | NonEquip | 10 | Packaged air conditioning units (RTUs) | 0% | Tech/Econ | 5.556% | 0 | 0 | 0
Tech | Offices | Space Cooling | District chilled water piped | TRC | Turnover | ET946 | High Efficiency Chiller (Air Cooled, 50 tons) | High Efficiency Chiller (Air Cooled, 50 tons) | Equip | 20 | District chilled water piped | 31.91% | Tech/Econ | 8.759% | 7266.0815 | 1.685 | 0.38868
Tech | Offices | Space Cooling | District chilled water piped | TRC | Turnover | ET1102 | High Efficiency Chiller (Water cooled-positive displacement, 100 tons) | High Efficiency Chiller (Water cooled-positive displacement, 100 tons) | Equip | 20 | District chilled water piped | 31.91% | Tech/Econ | 2.683% | 2133.2703 | 0.68434 | 0.0067373
Tech | Offices | Space Cooling | District chilled water piped | TRC | Turnover | ET1024 | High Efficiency Chiller (Water cooled-centrifugal, 200 tons) | High Efficiency Chiller (Water cooled-centrifugal, 200 tons) | Equip | 20 | District chilled water piped | 31.91% | Tech/Econ | 4.362% | 3517.6543 | 1.1284 | 0.01111
Tech | Offices | Space Cooling | District chilled water piped | TRC | New | EN972 | High Efficiency Chiller (Air Cooled, 50 tons) | High Efficiency Chiller (Air Cooled, 50 tons) | Equip | 20 | District chilled water piped | 31.91% | Tech/Econ | 8.759% | 141.3395 | 0.032777 | 0.0075605
Tech | Offices | Space Cooling | District chilled water piped | TRC | New | EN1128 | High Efficiency Chiller (Water cooled-positive displacement, 100 tons) | High Efficiency Chiller (Water cooled-positive displacement, 100 tons) | Equip | 20 | District chilled water piped | 31.91% | Tech/Econ | 2.683% | 41.4963 | 0.013312 | 0.00013105
Tech | Offices | Space Cooling | District chilled water piped | TRC | New | EN1050 | High Efficiency Chiller (Water cooled-centrifugal, 200 tons) | High Efficiency Chiller (Water cooled-centrifugal, 200 tons) | Equip | 20 | District chilled water piped | 31.91% | Tech/Econ | 4.362% | 68.4253 | 0.02195 | 0.0002161
Tech | Offices | Refrigeration | Display cases | TRC | New | NN5321 | Retro-Commissioning | Retro-Commissioning | NonEquip | 5 |  | 0% | Tech/Econ | 16% | 0 | 0 | 0
Tech | Offices | Refrigeration | Display cases | TRC | New | NN5113 | ENERGY STAR certified buildings program | ENERGY STAR certified buildings program | NonEquip | 20 |  | 0% | Tech/Econ | 35% | 0 | 0 | 0
Tech | Offices | Refrigeration | Display cases | TRC | New | NN4905 | Strip Curtains for Walk-ins | Strip Curtains for Walk-ins | NonEquip | 4 | Walk-in cooler | 0% | Tech/Econ | 2.115% | 0 | 0 | 0
Tech | Offices | Refrigeration | Display cases | TRC | New | NN4879 | Refrigerated Display Case Lighting Controls | Refrigerated Display Case Lighting Controls | NonEquip | 8 | Display cases | 0% | Tech/Econ | 0.9365% | 0 | 0 | 0
Tech | Offices | Refrigeration | Display cases | TRC | New | NN4853 | PSC to ECM Evaporator Fan Motor (Walk-In, Refrigerator) | PSC to ECM Evaporator Fan Motor (Walk-In, Refrigerator) | NonEquip | 15 | Walk-in cooler | 0% | Tech/Econ | 37.5% | 0 | 0 | 0
Tech | Offices | Refrigeration | Display cases | TRC | New | NN4827 | PSC to ECM Evaporator Fan Motor (Reach-In) | PSC to ECM Evaporator Fan Motor (Reach-In) | NonEquip | 15 | Display cases | 0% | Tech/Econ | 37.5% | 0 | 0 | 0
Tech | Offices | Refrigeration | Display cases | TRC | New | NN4801 | Night Covers for Display Cases | Night Covers for Display Cases | NonEquip | 5 | Display cases | 0% | Tech/Econ | 1.877% | 0 | 0 | 0
Tech | Offices | Refrigeration | Display cases | TRC | New | NN4775 | High R-Value Glass Doors | High R-Value Glass Doors | NonEquip | 12 | Display cases | 0% | Tech/Econ | 0% | 0 | 0 | 0
Tech | Offices | Refrigeration | Display cases | TRC | New | NN4749 | High Efficiency Refrigeration Compressor | High Efficiency Refrigeration Compressor | NonEquip | 13 | Display cases | 0% | Tech/Econ | 6.922% | 0 | 0 | 0
Tech | Offices | Refrigeration | Display cases | TRC | New | NN4723 | Freezer-Cooler Replacement Gaskets | Freezer-Cooler Replacement Gaskets | NonEquip | 4 | Display cases | 0% | Tech/Econ | 0% | 0 | 0 | 0
Tech | Offices | Refrigeration | Display cases | TRC | New | NN4697 | Floating Head Pressure Controls | Floating Head Pressure Controls | NonEquip | 15 |  | 0% | Tech/Econ | 6.05% | 0 | 0 | 0
Tech | Offices | Refrigeration | Display cases | TRC | New | NN4671 | Demand Defrost | Demand Defrost | NonEquip | 10 | Walk-in cooler | 0% | Tech/Econ | 30% | 0 | 0 | 0
Tech | Offices | Refrigeration | Display cases | TRC | New | NN4645 | Automatic Door Closer for Walk-in Coolers and Freezers | Automatic Door Closer for Walk-in Coolers and Freezers | NonEquip | 8 | Walk-in cooler | 0% | Tech/Econ | 3.131% | 0 | 0 | 0
Tech | Offices | Refrigeration | Display cases | TRC | New | NN4619 | Anti-Sweat Controls | Anti-Sweat Controls | NonEquip | 8 | Display cases | 0% | Tech/Econ | 85% | 0 | 0 | 0
Tech | Offices | Refrigeration | Display cases | TRC | Existing | NE5308 | Retro-Commissioning | Retro-Commissioning | NonEquip | 5 |  | 21.99% | Tech/Econ | 16% | 429.1639 | 0.071748 | 0.22245
Tech | Offices | Refrigeration | Display cases | TRC | Existing | NE5100 | ENERGY STAR certified buildings program | ENERGY STAR certified buildings program | NonEquip | 20 |  | 0% | Tech/Econ | 35% | 0 | 0 | 0
Tech | Offices | Refrigeration | Display cases | TRC | Existing | NE4892 | Strip Curtains for Walk-ins | Strip Curtains for Walk-ins | NonEquip | 4 | Walk-in cooler | 0% | Tech/Econ | 2.115% | 0 | 0 | 0
Tech | Offices | Refrigeration | Display cases | TRC | Existing | NE4866 | Refrigerated Display Case Lighting Controls | Refrigerated Display Case Lighting Controls | NonEquip | 8 | Display cases | 0% | Tech/Econ | 2.524% | 0 | 0 | 0
Tech | Offices | Refrigeration | Display cases | TRC | Existing | NE4840 | PSC to ECM Evaporator Fan Motor (Walk-In, Refrigerator) | PSC to ECM Evaporator Fan Motor (Walk-In, Refrigerator) | NonEquip | 15 | Walk-in cooler | 0% | Tech/Econ | 37.5% | 0 | 0 | 0
Tech | Offices | Refrigeration | Display cases | TRC | Existing | NE4814 | PSC to ECM Evaporator Fan Motor (Reach-In) | PSC to ECM Evaporator Fan Motor (Reach-In) | NonEquip | 15 | Display cases | 0% | Tech/Econ | 37.5% | 0 | 0 | 0
Tech | Offices | Refrigeration | Display cases | TRC | Existing | NE4788 | Night Covers for Display Cases | Night Covers for Display Cases | NonEquip | 5 | Display cases | 0% | Tech/Econ | 1.877% | 0 | 0 | 0
Tech | Offices | Refrigeration | Display cases | TRC | Existing | NE4762 | High R-Value Glass Doors | High R-Value Glass Doors | NonEquip | 12 | Display cases | 0% | Tech/Econ | 23.81% | 0 | 0 | 0
Tech | Offices | Refrigeration | Display cases | TRC | Existing | NE4736 | High Efficiency Refrigeration Compressor | High Efficiency Refrigeration Compressor | NonEquip | 13 | Display cases | 0% | Tech/Econ | 6.922% | 0 | 0 | 0
Tech | Offices | Refrigeration | Display cases | TRC | Existing | NE4710 | Freezer-Cooler Replacement Gaskets | Freezer-Cooler Replacement Gaskets | NonEquip | 4 | Display cases | 0% | Tech/Econ | 3.131% | 0 | 0 | 0
Tech | Offices | Refrigeration | Display cases | TRC | Existing | NE4684 | Floating Head Pressure Controls | Floating Head Pressure Controls | NonEquip | 15 |  | 0% | Tech/Econ | 6.05% | 0 | 0 | 0
Tech | Offices | Refrigeration | Display cases | TRC | Existing | NE4658 | Demand Defrost | Demand Defrost | NonEquip | 10 | Walk-in cooler | 0% | Tech/Econ | 30% | 0 | 0 | 0
Tech | Offices | Refrigeration | Display cases | TRC | Existing | NE4632 | Automatic Door Closer for Walk-in Coolers and Freezers | Automatic Door Closer for Walk-in Coolers and Freezers | NonEquip | 8 | Walk-in cooler | 0% | Tech/Econ | 3.131% | 0 | 0 | 0
Tech | Offices | Refrigeration | Display cases | TRC | Existing | NE4606 | Anti-Sweat Controls | Anti-Sweat Controls | NonEquip | 8 | Display cases | 0% | Tech/Econ | 85% | 0 | 0 | 0
Tech | Offices | Refrigeration | Display cases | TRC | Turnover | ET2617 | Refrigerated Display Case LED Lighting | Refrigerated Display Case LED Lighting | Equip | 8 | Display cases | 0% | Tech/Econ | 6.613% | 0 | 0 | 0
Tech | Offices | Refrigeration | Display cases | TRC | Turnover | ET2461 | Energy Star Commercial Solid Door Refrigerator | Energy Star Commercial Solid Door Refrigerator | Equip | 12 | Display cases | 0% | Tech/Econ | 50.28% | 0 | 0 | 0
Tech | Offices | Refrigeration | Display cases | TRC | Turnover | ET2422 | Energy Star Commercial Solid Door Freezer | Energy Star Commercial Solid Door Freezer | Equip | 12 | Display cases | 0% | Tech/Econ | 42.11% | 0 | 0 | 0
Tech | Offices | Refrigeration | Display cases | TRC | Turnover | ET2383 | Energy Star Commercial Glass Door Refrigerator | Energy Star Commercial Glass Door Refrigerator | Equip | 12 | Display cases | 0% | Tech/Econ | 37.88% | 0 | 0 | 0
Tech | Offices | Refrigeration | Display cases | TRC | Turnover | ET2344 | Energy Star Commercial Glass Door Freezer | Energy Star Commercial Glass Door Freezer | Equip | 12 | Display cases | 0% | Tech/Econ | 40.57% | 0 | 0 | 0
Tech | Offices | Refrigeration | Display cases | TRC | New | EN2643 | Refrigerated Display Case LED Lighting | Refrigerated Display Case LED Lighting | Equip | 8 | Display cases | 0% | Tech/Econ | 0% | 0 | 0 | 0
Tech | Offices | Refrigeration | Display cases | TRC | New | EN2487 | Energy Star Commercial Solid Door Refrigerator | Energy Star Commercial Solid Door Refrigerator | Equip | 12 | Display cases | 0% | Tech/Econ | 50.28% | 0 | 0 | 0
Tech | Offices | Refrigeration | Display cases | TRC | New | EN2448 | Energy Star Commercial Solid Door Freezer | Energy Star Commercial Solid Door Freezer | Equip | 12 | Display cases | 0% | Tech/Econ | 42.11% | 0 | 0 | 0
Tech | Offices | Refrigeration | Display cases | TRC | New | EN2409 | Energy Star Commercial Glass Door Refrigerator | Energy Star Commercial Glass Door Refrigerator | Equip | 12 | Display cases | 0% | Tech/Econ | 37.88% | 0 | 0 | 0
Tech | Offices | Refrigeration | Display cases | TRC | New | EN2370 | Energy Star Commercial Glass Door Freezer | Energy Star Commercial Glass Door Freezer | Equip | 12 | Display cases | 0% | Tech/Econ | 40.57% | 0 | 0 | 0
Tech | Offices | Cooking | Cooking Other | TRC | New | NN5087 | ENERGY STAR certified buildings program | ENERGY STAR certified buildings program | NonEquip | 20 |  | 0% | Tech/Econ | 35% | 0 | 0 | 0
Tech | Offices | Cooking | Cooking Other | TRC | Existing | NE5074 | ENERGY STAR certified buildings program | ENERGY STAR certified buildings program | NonEquip | 20 |  | 0% | Tech/Econ | 35% | 0 | 0 | 0
Tech | Offices | Cooking | Cooking Other | TRC | Turnover | ET244 | Induction Cooktops | Induction Cooktops | Equip | 10 | Cooking Other | 0% | Tech/Econ | 18.82% | 0 | 0 | 0
Tech | Offices | Cooking | Cooking Other | TRC | Turnover | ET166 | Energy Star Hot Food Holding Cabinet | Energy Star Hot Food Holding Cabinet | Equip | 12 | Cooking Other | 0% | Tech/Econ | 52.67% | 0 | 0 | 0
Tech | Offices | Cooking | Cooking Other | TRC | Turnover | ET127 | Energy Star Griddle | Energy Star Griddle | Equip | 12 | Cooking Other | 0% | Tech/Econ | 12.08% | 0 | 0 | 0
Tech | Offices | Cooking | Cooking Other | TRC | Turnover | ET10 | Efficient Exhaust Hood | Efficient Exhaust Hood | Equip | 15 | Cooking Other | 0% | Tech/Econ | 42.5% | 0 | 0 | 0
Tech | Offices | Cooking | Cooking Other | TRC | New | EN36 | Efficient Exhaust Hood | Efficient Exhaust Hood | Equip | 15 | Cooking Other | 0% | Tech/Econ | 42.5% | 0 | 0 | 0
Tech | Offices | Cooking | Cooking Other | TRC | New | EN270 | Induction Cooktops | Induction Cooktops | Equip | 10 | Cooking Other | 0% | Tech/Econ | 18.82% | 0 | 0 | 0
Tech | Offices | Cooking | Cooking Other | TRC | New | EN192 | Energy Star Hot Food Holding Cabinet | Energy Star Hot Food Holding Cabinet | Equip | 12 | Cooking Other | 0% | Tech/Econ | 52.67% | 0 | 0 | 0
Tech | Offices | Cooking | Cooking Other | TRC | New | EN153 | Energy Star Griddle | Energy Star Griddle | Equip | 12 | Cooking Other | 0% | Tech/Econ | 12.08% | 0 | 0 | 0
Tech | Offices | Office Equipment | Computers | TRC | New | NN5061 | ENERGY STAR certified buildings program | ENERGY STAR certified buildings program | NonEquip | 20 |  | 0% | Tech/Econ | 35% | 0 | 0 | 0
Tech | Offices | Office Equipment | Computers | TRC | New | NN4593 | Smart Strip Plug Outlet | Smart Strip Plug Outlet | NonEquip | 4 |  | 43.9% | Tech/Econ | 1.187% | 36.7638 | 0.0054666 | 0.0037992
Tech | Offices | Office Equipment | Computers | TRC | New | NN4567 | Network PC Power Management | Network PC Power Management | NonEquip | 5 | Computers | 22.4% | Tech/Econ | 56.5% | 1204.9357 | 0.17923 | 0.12483
Tech | Offices | Office Equipment | Computers | TRC | Existing | NE5048 | ENERGY STAR certified buildings program | ENERGY STAR certified buildings program | NonEquip | 20 |  | 0% | Tech/Econ | 35% | 0 | 0 | 0
Tech | Offices | Office Equipment | Computers | TRC | Existing | NE4580 | Smart Strip Plug Outlet | Smart Strip Plug Outlet | NonEquip | 4 |  | 43.9% | Tech/Econ | 1.187% | 1939.7856 | 0.28843 | 0.20046
Tech | Offices | Office Equipment | Computers | TRC | Existing | NE4554 | Network PC Power Management | Network PC Power Management | NonEquip | 5 | Computers | 22.4% | Tech/Econ | 56.5% | 63576.5512 | 9.457 | 6.5863
Tech | Offices | Office Equipment | Computers | TRC | Turnover | ET2188 | Energy Star PCs | Energy Star PCs | Equip | 4 | Computers | 35% | Tech/Econ | 43.34% | 66572.6914 | 9.4812 | 3.6775
Tech | Offices | Office Equipment | Computers | TRC | New | EN2214 | Energy Star PCs | Energy Star PCs | Equip | 4 | Computers | 35% | Tech/Econ | 43.34% | 1261.7201 | 0.17969 | 0.069699
Tech | Offices | Domestic Hot Water | Centralized water heaters | TRC | New | NN5425 | Retro-Commissioning | Retro-Commissioning | NonEquip | 5 |  | 0% | Tech/Econ | 16% | 0 | 0 | 0
Tech | Offices | Domestic Hot Water | Centralized water heaters | TRC | New | NN5217 | ENERGY STAR certified buildings program | ENERGY STAR certified buildings program | NonEquip | 20 |  | 0% | Tech/Econ | 35% | 0 | 0 | 0
Tech | Offices | Domestic Hot Water | Centralized water heaters | TRC | New | NN2929 | Thermostatic Shower Restriction Valve | Thermostatic Shower Restriction Valve | NonEquip | 10 | Centralized water heaters | 0% | Tech/Econ | 2.862% | 0 | 0 | 0
Tech | Offices | Domestic Hot Water | Centralized water heaters | TRC | New | NN2903 | Tank Wrap on Water Heater | Tank Wrap on Water Heater | NonEquip | 7 | Centralized water heaters | 55.99% | Tech/Econ | 1.264% | 5.209 | 0.00052178 | 0.00053236
Tech | Offices | Domestic Hot Water | Centralized water heaters | TRC | New | NN2877 | Low-Flow Pre-Rinse Sprayers | Low-Flow Pre-Rinse Sprayers | NonEquip | 5 | Centralized water heaters | 0% | Tech/Econ | 3.786% | 0 | 0 | 0
Tech | Offices | Domestic Hot Water | Centralized water heaters | TRC | New | NN2851 | Low Flow Shower Head | Low Flow Shower Head | NonEquip | 10 | Centralized water heaters | 0% | Tech/Econ | 0.5798% | 0 | 0 | 0
Tech | Offices | Domestic Hot Water | Centralized water heaters | TRC | New | NN2825 | Hot Water Pipe Insulation | Hot Water Pipe Insulation | NonEquip | 13 | Centralized water heaters | 22.45% | Tech/Econ | 6.785% | 78.6116 | 0.0087821 | 0.0098699
Tech | Offices | Domestic Hot Water | Centralized water heaters | TRC | New | NN2799 | Hot Water Circulation Pump Control | Hot Water Circulation Pump Control | NonEquip | 15 | Centralized water heaters | 0% | Tech/Econ | 3.258% | 0 | 0 | 0
Tech | Offices | Domestic Hot Water | Centralized water heaters | TRC | New | NN2773 | Faucet Aerator | Faucet Aerator | NonEquip | 10 | Centralized water heaters | 23.64% | Tech/Econ | 0.4097% | 0 | 0 | 0
Tech | Offices | Domestic Hot Water | Centralized water heaters | TRC | New | NN2747 | Drain Water Heat Recovery | Drain Water Heat Recovery | NonEquip | 15 | Centralized water heaters | 22.45% | Tech/Econ | 12.27% | 146.2217 | 0.035394 | 0.016831
Tech | Offices | Domestic Hot Water | Centralized water heaters | TRC | Existing | NE5412 | Retro-Commissioning | Retro-Commissioning | NonEquip | 5 |  | 21.99% | Tech/Econ | 16% | 9850.0182 | 1.6467 | 5.1056
Tech | Offices | Domestic Hot Water | Centralized water heaters | TRC | Existing | NE5204 | ENERGY STAR certified buildings program | ENERGY STAR certified buildings program | NonEquip | 20 |  | 0% | Tech/Econ | 35% | 0 | 0 | 0
Tech | Offices | Domestic Hot Water | Centralized water heaters | TRC | Existing | NE2916 | Thermostatic Shower Restriction Valve | Thermostatic Shower Restriction Valve | NonEquip | 10 | Centralized water heaters | 0% | Tech/Econ | 2.738% | 0 | 0 | 0
Tech | Offices | Domestic Hot Water | Centralized water heaters | TRC | Existing | NE2890 | Tank Wrap on Water Heater | Tank Wrap on Water Heater | NonEquip | 7 | Centralized water heaters | 55.99% | Tech/Econ | 1.264% | 1858.2398 | 0.18614 | 0.18991
Tech | Offices | Domestic Hot Water | Centralized water heaters | TRC | Existing | NE2864 | Low-Flow Pre-Rinse Sprayers | Low-Flow Pre-Rinse Sprayers | NonEquip | 5 | Centralized water heaters | 0% | Tech/Econ | 3.61% | 0 | 0 | 0
Tech | Offices | Domestic Hot Water | Centralized water heaters | TRC | Existing | NE2838 | Low Flow Shower Head | Low Flow Shower Head | NonEquip | 10 | Centralized water heaters | 0% | Tech/Econ | 0.5547% | 0 | 0 | 0
Tech | Offices | Domestic Hot Water | Centralized water heaters | TRC | Existing | NE2812 | Hot Water Pipe Insulation | Hot Water Pipe Insulation | NonEquip | 13 | Centralized water heaters | 4.299% | Tech/Econ | 6.491% | 751.2325 | 0.083924 | 0.094319
Tech | Offices | Domestic Hot Water | Centralized water heaters | TRC | Existing | NE2786 | Hot Water Circulation Pump Control | Hot Water Circulation Pump Control | NonEquip | 15 | Centralized water heaters | 70.18% | Tech/Econ | 3.117% | 5872.7229 | 0.27931 | 0.29342
Tech | Offices | Domestic Hot Water | Centralized water heaters | TRC | Existing | NE2760 | Faucet Aerator | Faucet Aerator | NonEquip | 10 | Centralized water heaters | 23.64% | Tech/Econ | 0.3919% | 241.5952 | 0.050352 | 0.030325
Tech | Offices | Domestic Hot Water | Centralized water heaters | TRC | Existing | NE2734 | Drain Water Heat Recovery | Drain Water Heat Recovery | NonEquip | 15 | Centralized water heaters | 2.67% | Tech/Econ | 12.27% | 885.1225 | 0.21425 | 0.10188
Tech | Offices | Domestic Hot Water | Centralized water heaters | TRC | Turnover | ET439 | Solar Water Heater | Solar Water Heater | Equip | 15 | Centralized water heaters | 6.619% | Tech/Econ | 76.67% | 20326.3872 | 1.5192 | 0.21329
Tech | Offices | Domestic Hot Water | Centralized water heaters | TRC | Turnover | ET361 | Heat Pump Water Heater | Heat Pump Water Heater | Equip | 10 | Centralized water heaters | 40.36% | Tech/Econ | 65.32% | 100236.6577 | 16.9393 | 11.2667
Tech | Offices | Domestic Hot Water | Centralized water heaters | TRC | Turnover | ET283 | Energy Star Commercial Dishwasher | Energy Star Commercial Dishwasher | Equip | 15 | Centralized water heaters | 0% | Tech/Econ | 29.58% | 0 | 0 | 0
Tech | Offices | Domestic Hot Water | Centralized water heaters | TRC | New | EN465 | Solar Water Heater | Solar Water Heater | Equip | 15 | Centralized water heaters | 6.619% | Tech/Econ | 76.67% | 385.2362 | 0.028793 | 0.0040424
Tech | Offices | Domestic Hot Water | Centralized water heaters | TRC | New | EN387 | Heat Pump Water Heater | Heat Pump Water Heater | Equip | 10 | Centralized water heaters | 40.36% | Tech/Econ | 65.32% | 1899.7369 | 0.32104 | 0.21353
Tech | Offices | Domestic Hot Water | Centralized water heaters | TRC | New | EN309 | Energy Star Commercial Dishwasher | Energy Star Commercial Dishwasher | Equip | 15 | Centralized water heaters | 0% | Tech/Econ | 29.58% | 0 | 0 | 0
Tech | Offices | Space Cooling | Central chillers inside | TRC | New | NN5373 | Retro-Commissioning | Retro-Commissioning | NonEquip | 5 |  | 0% | Tech/Econ | 16% | 0 | 0 | 0
Tech | Offices | Space Cooling | Central chillers inside | TRC | New | NN5165 | ENERGY STAR certified buildings program | ENERGY STAR certified buildings program | NonEquip | 20 |  | 0% | Tech/Econ | 35% | 0 | 0 | 0
Tech | Offices | Space Cooling | Central chillers inside | TRC | New | NN4385 | Window Sun Protection | Window Sun Protection | NonEquip | 10 |  | 15.35% | Tech/Econ | 16% | 918.9101 | 0.28612 | -0.01612
Tech | Offices | Space Cooling | Central chillers inside | TRC | New | NN4359 | Waterside Economizer | Waterside Economizer | NonEquip | 20 |  | 0% | Tech/Econ | 5.556% | 0 | 0 | 0
Tech | Offices | Space Cooling | Central chillers inside | TRC | New | NN4307 | Warehouse Loading Dock Seals | Warehouse Loading Dock Seals | NonEquip | 18 |  | 0% | Tech/Econ | 0.3734% | 0 | 0 | 0
Tech | Offices | Space Cooling | Central chillers inside | TRC | New | NN4151 | Smart Thermostat | Smart Thermostat | NonEquip | 11 |  | 45.33% | Tech/Econ | 10% | 1600.7403 | 0.019007 | 0
Tech | Offices | Space Cooling | Central chillers inside | TRC | New | NN4047 | Programmable Thermostat | Programmable Thermostat | NonEquip | 11 |  | 0% | Tech/Econ | 3.6% | 0 | 0 | 0
Tech | Offices | Space Cooling | Central chillers inside | TRC | New | NN3995 | Low U-Value Windows | Low U-Value Windows | NonEquip | 20 |  | 13.44% | Tech/Econ | 10% | 50.888 | 0.018915 | 0
Tech | Offices | Space Cooling | Central chillers inside | TRC | New | NN3917 | HVAC tune-up_RTU | HVAC tune-up_RTU | NonEquip | 5 | Packaged air conditioning units (RTUs) | 0% | Tech/Econ | 5% | 0 | 0 | 0
Tech | Offices | Space Cooling | Central chillers inside | TRC | New | NN3891 | HVAC tune-up | HVAC tune-up | NonEquip | 5 | Residential-type central air conditioners | 0% | Tech/Econ | 5% | 0 | 0 | 0
Tech | Offices | Space Cooling | Central chillers inside | TRC | New | NN3683 | Facility Energy Management System | Facility Energy Management System | NonEquip | 15 |  | 1.982% | Tech/Econ | 20% | 157.9787 | 0.033111 | 0
Tech | Offices | Space Cooling | Central chillers inside | TRC | New | NN3631 | Facility Commissioning | Facility Commissioning | NonEquip | 10 |  | 35.83% | Tech/Econ | 16% | 2276.041 | 0.39849 | 0.0090916
Tech | Offices | Space Cooling | Central chillers inside | TRC | New | NN3605 | Energy Recovery Ventilation System (ERV) | Energy Recovery Ventilation System (ERV) | NonEquip | 15 | Packaged air conditioning units (RTUs) | 0% | Tech/Econ | 6.12% | 0 | 0 | 0
Tech | Offices | Space Cooling | Central chillers inside | TRC | New | NN3527 | Duct Sealing Repair | Duct Sealing Repair | NonEquip | 15 |  | 0% | Tech/Econ | 12% | 0 | 0 | 0
Tech | Offices | Space Cooling | Central chillers inside | TRC | New | NN3475 | Duct Insulation | Duct Insulation | NonEquip | 15 |  | 0% | Tech/Econ | 2.045% | 0 | 0 | 0
Tech | Offices | Space Cooling | Central chillers inside | TRC | New | NN3423 | Dedicated Outdoor Air System on VRF unit | Dedicated Outdoor Air System on VRF unit | NonEquip | 15 | Residential-type central air conditioners | 0% | Tech/Econ | 17.5% | 0 | 0 | 0
Tech | Offices | Space Cooling | Central chillers inside | TRC | New | NN3371 | Cool Roof | Cool Roof | NonEquip | 15 |  | 72.49% | Tech/Econ | 0.3535% | 0 | 0 | 0
Tech | Offices | Space Cooling | Central chillers inside | TRC | New | NN3319 | Chilled Water System - Variable Speed Drives | Chilled Water System - Variable Speed Drives | NonEquip | 13 | Central chillers inside | 73.99% | Tech/Econ | 24.74% | 8930.1019 | 0.83062 | 0.18879
Tech | Offices | Space Cooling | Central chillers inside | TRC | New | NN3293 | Chilled Water Controls Optimization | Chilled Water Controls Optimization | NonEquip | 10 | Central chillers inside | 38.3% | Tech/Econ | 12.5% | 1186.8216 | 0.39231 | 8.8871e-05
Tech | Offices | Space Cooling | Central chillers inside | TRC | New | NN3215 | Ceiling Insulation(R2 to R38) | Ceiling Insulation(R2 to R38) | NonEquip | 20 |  | 0% | Tech/Econ | 2.248% | 0 | 0 | 0
Tech | Offices | Space Cooling | Central chillers inside | TRC | New | NN3111 | Ceiling Insulation(R12 to R38) | Ceiling Insulation(R12 to R38) | NonEquip | 20 |  | 0% | Tech/Econ | 0.2706% | 0 | 0 | 0
Tech | Offices | Space Cooling | Central chillers inside | TRC | New | NN3059 | Airside Economizer | Airside Economizer | NonEquip | 10 | Packaged air conditioning units (RTUs) | 0% | Tech/Econ | 5.556% | 0 | 0 | 0
Tech | Offices | Space Cooling | Central chillers inside | TRC | Existing | NE5360 | Retro-Commissioning | Retro-Commissioning | NonEquip | 5 |  | 21.99% | Tech/Econ | 16% | 57897.8577 | 9.6795 | 0
Tech | Offices | Space Cooling | Central chillers inside | TRC | Existing | NE5152 | ENERGY STAR certified buildings program | ENERGY STAR certified buildings program | NonEquip | 20 |  | 0% | Tech/Econ | 35% | 0 | 0 | 0
Tech | Offices | Space Cooling | Central chillers inside | TRC | Existing | NE4372 | Window Sun Protection | Window Sun Protection | NonEquip | 10 |  | 7.839% | Tech/Econ | 16% | 24704.2602 | 7.6921 | -0.43338
Tech | Offices | Space Cooling | Central chillers inside | TRC | Existing | NE4346 | Waterside Economizer | Waterside Economizer | NonEquip | 20 |  | 0% | Tech/Econ | 5.556% | 0 | 0 | 0
Tech | Offices | Space Cooling | Central chillers inside | TRC | Existing | NE4294 | Warehouse Loading Dock Seals | Warehouse Loading Dock Seals | NonEquip | 18 |  | 0% | Tech/Econ | 0.3734% | 0 | 0 | 0
Tech | Offices | Space Cooling | Central chillers inside | TRC | Existing | NE4216 | Wall Insulation | Wall Insulation | NonEquip | 20 |  | 17.1% | Tech/Econ | 19.77% | 68921.9024 | 1.3792 | 0
Tech | Offices | Space Cooling | Central chillers inside | TRC | Existing | NE4138 | Smart Thermostat | Smart Thermostat | NonEquip | 11 |  | 45.33% | Tech/Econ | 10% | 82218.6087 | 0.97625 | 0
Tech | Offices | Space Cooling | Central chillers inside | TRC | Existing | NE4112 | Roof Insulation | Roof Insulation | NonEquip | 20 |  | 37.5% | Tech/Econ | 0.3296% | 1925.3228 | 0.038526 | 0
Tech | Offices | Space Cooling | Central chillers inside | TRC | Existing | NE4034 | Programmable Thermostat | Programmable Thermostat | NonEquip | 11 |  | 0% | Tech/Econ | 3.6% | 0 | 0 | 0
Tech | Offices | Space Cooling | Central chillers inside | TRC | Existing | NE3982 | Low U-Value Windows | Low U-Value Windows | NonEquip | 20 |  | 5.375% | Tech/Econ | 46% | 63646.0105 | 23.6574 | 0
Tech | Offices | Space Cooling | Central chillers inside | TRC | Existing | NE3956 | Infiltration Reduction - Air Sealing | Infiltration Reduction - Air Sealing | NonEquip | 11 |  | 44.79% | Tech/Econ | 0.1867% | 1299.8183 | 0.28752 | 0
Tech | Offices | Space Cooling | Central chillers inside | TRC | Existing | NE3904 | HVAC tune-up_RTU | HVAC tune-up_RTU | NonEquip | 5 | Packaged air conditioning units (RTUs) | 0% | Tech/Econ | 5% | 0 | 0 | 0
Tech | Offices | Space Cooling | Central chillers inside | TRC | Existing | NE3878 | HVAC tune-up | HVAC tune-up | NonEquip | 5 | Residential-type central air conditioners | 0% | Tech/Econ | 5% | 0 | 0 | 0
Tech | Offices | Space Cooling | Central chillers inside | TRC | Existing | NE3800 | Green Roof | Green Roof | NonEquip | 15 |  | 0.063% | Tech/Econ | 0.191% | 1.8705 | 0.00079465 | 0
Tech | Offices | Space Cooling | Central chillers inside | TRC | Existing | NE3670 | Facility Energy Management System | Facility Energy Management System | NonEquip | 15 |  | 2.99% | Tech/Econ | 20% | 12263.0106 | 2.5702 | 0
Tech | Offices | Space Cooling | Central chillers inside | TRC | Existing | NE3592 | Energy Recovery Ventilation System (ERV) | Energy Recovery Ventilation System (ERV) | NonEquip | 15 | Packaged air conditioning units (RTUs) | 0% | Tech/Econ | 6.12% | 0 | 0 | 0
Tech | Offices | Space Cooling | Central chillers inside | TRC | Existing | NE3514 | Duct Sealing Repair | Duct Sealing Repair | NonEquip | 15 |  | 30.55% | Tech/Econ | 12% | 69034.9763 | 13.6014 | 0
Tech | Offices | Space Cooling | Central chillers inside | TRC | Existing | NE3462 | Duct Insulation | Duct Insulation | NonEquip | 15 |  | 30.55% | Tech/Econ | 2.045% | 9819.7227 | 2.6677 | 0
Tech | Offices | Space Cooling | Central chillers inside | TRC | Existing | NE3410 | Dedicated Outdoor Air System on VRF unit | Dedicated Outdoor Air System on VRF unit | NonEquip | 15 | Residential-type central air conditioners | 0% | Tech/Econ | 17.5% | 0 | 0 | 0
Tech | Offices | Space Cooling | Central chillers inside | TRC | Existing | NE3358 | Cool Roof | Cool Roof | NonEquip | 15 |  | 72.74% | Tech/Econ | 0.3535% | 4015.3936 | 1.7058 | 0
Tech | Offices | Space Cooling | Central chillers inside | TRC | Existing | NE3306 | Chilled Water System - Variable Speed Drives | Chilled Water System - Variable Speed Drives | NonEquip | 13 | Central chillers inside | 73.99% | Tech/Econ | 24.74% | 459532.5674 | 42.7429 | 9.7152
Tech | Offices | Space Cooling | Central chillers inside | TRC | Existing | NE3280 | Chilled Water Controls Optimization | Chilled Water Controls Optimization | NonEquip | 10 | Central chillers inside | 25.53% | Tech/Econ | 12.5% | 62075.0828 | 20.5194 | 0.0046483
Tech | Offices | Space Cooling | Central chillers inside | TRC | Existing | NE3202 | Ceiling Insulation(R2 to R38) | Ceiling Insulation(R2 to R38) | NonEquip | 20 |  | 45.6% | Tech/Econ | 2.248% | 16278.407 | 0.32574 | 0
Tech | Offices | Space Cooling | Central chillers inside | TRC | Existing | NE3098 | Ceiling Insulation(R12 to R38) | Ceiling Insulation(R12 to R38) | NonEquip | 20 |  | 34.2% | Tech/Econ | 0.2706% | 1439.9238 | 0.028813 | 0
Tech | Offices | Space Cooling | Central chillers inside | TRC | Existing | NE3046 | Airside Economizer | Airside Economizer | NonEquip | 10 | Packaged air conditioning units (RTUs) | 0% | Tech/Econ | 5.556% | 0 | 0 | 0
Tech | Offices | Space Cooling | Central chillers inside | TRC | Turnover | ET985 | High Efficiency Chiller (Water cooled-centrifugal, 200 tons) | High Efficiency Chiller (Water cooled-centrifugal, 200 tons) | Equip | 20 | Central chillers inside | 31.91% | Tech/Econ | 4.362% | 23435.6554 | 7.518 | 0.074015
Tech | Offices | Space Cooling | Central chillers inside | TRC | Turnover | ET907 | High Efficiency Chiller (Air Cooled, 50 tons) | High Efficiency Chiller (Air Cooled, 50 tons) | Equip | 20 | Central chillers inside | 31.91% | Tech/Econ | 8.759% | 48408.7872 | 11.2262 | 2.5895
Tech | Offices | Space Cooling | Central chillers inside | TRC | Turnover | ET1063 | High Efficiency Chiller (Water cooled-positive displacement, 100 tons) | High Efficiency Chiller (Water cooled-positive displacement, 100 tons) | Equip | 20 | Central chillers inside | 31.91% | Tech/Econ | 2.683% | 14212.4785 | 4.5593 | 0.044886
Tech | Offices | Space Cooling | Central chillers inside | TRC | New | EN933 | High Efficiency Chiller (Air Cooled, 50 tons) | High Efficiency Chiller (Air Cooled, 50 tons) | Equip | 20 | Central chillers inside | 31.91% | Tech/Econ | 8.759% | 0 | 0 | 0
Tech | Offices | Space Cooling | Central chillers inside | TRC | New | EN1089 | High Efficiency Chiller (Water cooled-positive displacement, 100 tons) | High Efficiency Chiller (Water cooled-positive displacement, 100 tons) | Equip | 20 | Central chillers inside | 31.91% | Tech/Econ | 2.683% | 0 | 0 | 0
Tech | Offices | Space Cooling | Central chillers inside | TRC | New | EN1011 | High Efficiency Chiller (Water cooled-centrifugal, 200 tons) | High Efficiency Chiller (Water cooled-centrifugal, 200 tons) | Equip | 20 | Central chillers inside | 31.91% | Tech/Econ | 4.362% | 0 | 0 | 0
Tech | Offices | Ventilation and Circulation | Central air-handling unit | TRC | New | NN5399 | Retro-Commissioning | Retro-Commissioning | NonEquip | 5 |  | 0% | Tech/Econ | 16% | 0 | 0 | 0
Tech | Offices | Ventilation and Circulation | Central air-handling unit | TRC | New | NN5191 | ENERGY STAR certified buildings program | ENERGY STAR certified buildings program | NonEquip | 20 |  | 0% | Tech/Econ | 35% | 0 | 0 | 0
Tech | Offices | Ventilation and Circulation | Central air-handling unit | TRC | New | NN4983 | VAV System | VAV System | NonEquip | 10 |  | 15.96% | Tech/Econ | 30% | 4128.9915 | 1.1752 | 1.1926
Tech | Offices | Ventilation and Circulation | Central air-handling unit | TRC | New | NN4957 | Demand Controlled Ventilation | Demand Controlled Ventilation | NonEquip | 10 |  | 17.54% | Tech/Econ | 22.37% | 3222.6808 | 0.33553 | 1.889
Tech | Offices | Ventilation and Circulation | Central air-handling unit | TRC | New | NN4931 | CO Sensors for Parking Garage Exhaust | CO Sensors for Parking Garage Exhaust | NonEquip | 15 | Motor/Fan | 0% | Tech/Econ | 33% | 0 | 0 | 0
Tech | Offices | Ventilation and Circulation | Central air-handling unit | TRC | Existing | NE5386 | Retro-Commissioning | Retro-Commissioning | NonEquip | 5 |  | 21.99% | Tech/Econ | 16% | 146891.0319 | 24.5575 | 76.138
Tech | Offices | Ventilation and Circulation | Central air-handling unit | TRC | Existing | NE5178 | ENERGY STAR certified buildings program | ENERGY STAR certified buildings program | NonEquip | 20 |  | 0% | Tech/Econ | 35% | 0 | 0 | 0
Tech | Offices | Ventilation and Circulation | Central air-handling unit | TRC | Existing | NE4970 | VAV System | VAV System | NonEquip | 10 |  | 10.64% | Tech/Econ | 30% | 145239.8644 | 41.3373 | 41.9505
Tech | Offices | Ventilation and Circulation | Central air-handling unit | TRC | Existing | NE4944 | Demand Controlled Ventilation | Demand Controlled Ventilation | NonEquip | 10 |  | 23.39% | Tech/Econ | 22.37% | 230519.4174 | 24.0005 | 135.1225
Tech | Offices | Ventilation and Circulation | Central air-handling unit | TRC | Existing | NE4918 | CO Sensors for Parking Garage Exhaust | CO Sensors for Parking Garage Exhaust | NonEquip | 15 | Motor/Fan | 0% | Tech/Econ | 33% | 0 | 0 | 0
Tech | Offices | Interior Lighting | case lighting | TRC | New | NN5269 | Retro-Commissioning | Retro-Commissioning | NonEquip | 5 |  | 0% | Tech/Econ | 16% | 0 | 0 | 0
Tech | Offices | Interior Lighting | case lighting | TRC | New | NN5009 | ENERGY STAR certified buildings program | ENERGY STAR certified buildings program | NonEquip | 20 |  | 0% | Tech/Econ | 35% | 0 | 0 | 0
Tech | Offices | Interior Lighting | case lighting | TRC | New | NN4437 | Interior Lighting Controls | Interior Lighting Controls | NonEquip | 8 | Overhead (fluorescent/LED/CFL U-shape) | 0% | Tech/Econ | 28% | 0 | 0 | 0
Tech | Offices | Interior Lighting | case lighting | TRC | New | NN4411 | Bi-Level Lighting Control (Interior) | Bi-Level Lighting Control (Interior) | NonEquip | 8 | Overhead (fluorescent/LED/CFL U-shape) | 0% | Tech/Econ | 31% | 0 | 0 | 0
Tech | Offices | Interior Lighting | case lighting | TRC | New | NN3709 | Facility Energy Management System | Facility Energy Management System | NonEquip | 15 |  | 1.982% | Tech/Econ | 24% | 0.03064 | 6.422e-06 | 5.5224e-07
Tech | Offices | Interior Lighting | case lighting | TRC | Existing | NE5256 | Retro-Commissioning | Retro-Commissioning | NonEquip | 5 |  | 21.99% | Tech/Econ | 16% | 11.8723 | 0.0019848 | 0.0061538
Tech | Offices | Interior Lighting | case lighting | TRC | Existing | NE4996 | ENERGY STAR certified buildings program | ENERGY STAR certified buildings program | NonEquip | 20 |  | 0% | Tech/Econ | 35% | 0 | 0 | 0
Tech | Offices | Interior Lighting | case lighting | TRC | Existing | NE4424 | Interior Lighting Controls | Interior Lighting Controls | NonEquip | 8 | Overhead (fluorescent/LED/CFL U-shape) | 0% | Tech/Econ | 28% | 0 | 0 | 0
Tech | Offices | Interior Lighting | case lighting | TRC | Existing | NE4398 | Bi-Level Lighting Control (Interior) | Bi-Level Lighting Control (Interior) | NonEquip | 8 | Overhead (fluorescent/LED/CFL U-shape) | 0% | Tech/Econ | 31% | 0 | 0 | 0
Tech | Offices | Interior Lighting | case lighting | TRC | Existing | NE3696 | Facility Energy Management System | Facility Energy Management System | NonEquip | 15 |  | 2.99% | Tech/Econ | 24% | 2.4387 | 0.00051114 | 4.3954e-05
Tech | Offices | Space Heating | Boilers | TRC | New | NN5347 | Retro-Commissioning | Retro-Commissioning | NonEquip | 5 |  | 0% | Tech/Econ | 16% | 0 | 0 | 0
Tech | Offices | Space Heating | Boilers | TRC | New | NN5139 | ENERGY STAR certified buildings program | ENERGY STAR certified buildings program | NonEquip | 20 |  | 0% | Tech/Econ | 35% | 0 | 0 | 0
Tech | Offices | Space Heating | Boilers | TRC | New | NN4333 | Water Cooled Refrigeration Heat Recovery | Water Cooled Refrigeration Heat Recovery | NonEquip | 20 |  | 15.4% | Tech/Econ | 10% | 0 | 0 | 0
Tech | Offices | Space Heating | Boilers | TRC | New | NN4281 | Warehouse Loading Dock Seals | Warehouse Loading Dock Seals | NonEquip | 18 |  | 0% | Tech/Econ | 1.34% | 0 | 0 | 0
Tech | Offices | Space Heating | Boilers | TRC | New | NN4255 | Wall Insulation | Wall Insulation | NonEquip | 20 |  | 42.75% | Tech/Econ | 0% | 0 | 0 | 0
Tech | Offices | Space Heating | Boilers | TRC | New | NN4177 | Smart Thermostat | Smart Thermostat | NonEquip | 11 |  | 45.33% | Tech/Econ | 10% | 0 | 0 | 0
Tech | Offices | Space Heating | Boilers | TRC | New | NN4099 | Roof Insulation | Roof Insulation | NonEquip | 20 |  | 37.5% | Tech/Econ | 0.5914% | 0 | 0 | 0
Tech | Offices | Space Heating | Boilers | TRC | New | NN4073 | Programmable Thermostat | Programmable Thermostat | NonEquip | 11 |  | 0% | Tech/Econ | 3.6% | 0 | 0 | 0
Tech | Offices | Space Heating | Boilers | TRC | New | NN4021 | Low U-Value Windows | Low U-Value Windows | NonEquip | 20 |  | 13.44% | Tech/Econ | 10% | 0 | 0 | 0
Tech | Offices | Space Heating | Boilers | TRC | New | NN3943 | Infiltration Reduction - Air Sealing | Infiltration Reduction - Air Sealing | NonEquip | 11 |  | 0% | Tech/Econ | 0.67% | 0 | 0 | 0
Tech | Offices | Space Heating | Boilers | TRC | New | NN3865 | Hotel Card Energy Control Systems | Hotel Card Energy Control Systems | NonEquip | 15 |  | 0% | Tech/Econ | 0% | 0 | 0 | 0
Tech | Offices | Space Heating | Boilers | TRC | New | NN3787 | Green Roof | Green Roof | NonEquip | 15 |  | 0.315% | Tech/Econ | 0.914% | 0 | 0 | 0
Tech | Offices | Space Heating | Boilers | TRC | New | NN3735 | Floor Insulation | Floor Insulation | NonEquip | 20 |  | 8.437% | Tech/Econ | 0.3103% | 0 | 0 | 0
Tech | Offices | Space Heating | Boilers | TRC | New | NN3657 | Facility Energy Management System | Facility Energy Management System | NonEquip | 15 |  | 1.982% | Tech/Econ | 20% | 0 | 0 | 0
Tech | Offices | Space Heating | Boilers | TRC | New | NN3579 | ECM Motors on Furnaces | ECM Motors on Furnaces | NonEquip | 15 | Forced air furnace | 0% | Tech/Econ | 1.706% | 0 | 0 | 0
Tech | Offices | Space Heating | Boilers | TRC | New | NN3553 | Duct Sealing Repair | Duct Sealing Repair | NonEquip | 15 |  | 0% | Tech/Econ | 12% | 0 | 0 | 0
Tech | Offices | Space Heating | Boilers | TRC | New | NN3501 | Duct Insulation | Duct Insulation | NonEquip | 15 |  | 0% | Tech/Econ | 2.045% | 0 | 0 | 0
Tech | Offices | Space Heating | Boilers | TRC | New | NN3449 | Destratification Fans | Destratification Fans | NonEquip | 10 |  | 0% | Tech/Econ | 12.13% | 0 | 0 | 0
Tech | Offices | Space Heating | Boilers | TRC | New | NN3397 | Dedicated Outdoor Air System on VRF unit | Dedicated Outdoor Air System on VRF unit | NonEquip | 15 | Residential/split system heat pump | 0% | Tech/Econ | 10% | 0 | 0 | 0
Tech | Offices | Space Heating | Boilers | TRC | New | NN3345 | Cool Roof | Cool Roof | NonEquip | 15 |  | 72.49% | Tech/Econ | 0.04628% | 0 | 0 | 0
Tech | Offices | Space Heating | Boilers | TRC | New | NN3241 | Ceiling Insulation(R30 to R38) | Ceiling Insulation(R30 to R38) | NonEquip | 20 |  | 0% | Tech/Econ | 0.1195% | 0 | 0 | 0
Tech | Offices | Space Heating | Boilers | TRC | New | NN3189 | Ceiling Insulation(R2 to R38) | Ceiling Insulation(R2 to R38) | NonEquip | 20 |  | 0% | Tech/Econ | 8.068% | 0 | 0 | 0
Tech | Offices | Space Heating | Boilers | TRC | New | NN3137 | Ceiling Insulation(R19 to R38) | Ceiling Insulation(R19 to R38) | NonEquip | 20 |  | 0% | Tech/Econ | 0.4482% | 0 | 0 | 0
Tech | Offices | Space Heating | Boilers | TRC | New | NN3085 | Ceiling Insulation(R12 to R38) | Ceiling Insulation(R12 to R38) | NonEquip | 20 |  | 0% | Tech/Econ | 0.9712% | 0 | 0 | 0
Tech | Offices | Space Heating | Boilers | TRC | New | NN3007 | Air Curtains | Air Curtains | NonEquip | 8 |  | 0% | Tech/Econ | 0.2996% | 0 | 0 | 0
Tech | Offices | Space Heating | Boilers | TRC | Existing | NE5334 | Retro-Commissioning | Retro-Commissioning | NonEquip | 5 |  | 21.99% | Tech/Econ | 16% | 0 | 0 | 0
Tech | Offices | Space Heating | Boilers | TRC | Existing | NE5126 | ENERGY STAR certified buildings program | ENERGY STAR certified buildings program | NonEquip | 20 |  | 0% | Tech/Econ | 35% | 0 | 0 | 0
Tech | Offices | Space Heating | Boilers | TRC | Existing | NE4320 | Water Cooled Refrigeration Heat Recovery | Water Cooled Refrigeration Heat Recovery | NonEquip | 20 |  | 15.4% | Tech/Econ | 10% | 0 | 0 | 0
Tech | Offices | Space Heating | Boilers | TRC | Existing | NE4268 | Warehouse Loading Dock Seals | Warehouse Loading Dock Seals | NonEquip | 18 |  | 0% | Tech/Econ | 1.479% | 0 | 0 | 0
Tech | Offices | Space Heating | Boilers | TRC | Existing | NE4242 | Wall Insulation | Wall Insulation | NonEquip | 20 |  | 17.1% | Tech/Econ | 11.43% | 0 | 0 | 0
Tech | Offices | Space Heating | Boilers | TRC | Existing | NE4164 | Smart Thermostat | Smart Thermostat | NonEquip | 11 |  | 45.33% | Tech/Econ | 10% | 0 | 0 | 0
Tech | Offices | Space Heating | Boilers | TRC | Existing | NE4086 | Roof Insulation | Roof Insulation | NonEquip | 20 |  | 37.5% | Tech/Econ | 1.305% | 0 | 0 | 0
Tech | Offices | Space Heating | Boilers | TRC | Existing | NE4060 | Programmable Thermostat | Programmable Thermostat | NonEquip | 11 |  | 0% | Tech/Econ | 3.6% | 0 | 0 | 0
Tech | Offices | Space Heating | Boilers | TRC | Existing | NE4008 | Low U-Value Windows | Low U-Value Windows | NonEquip | 20 |  | 5.375% | Tech/Econ | 46% | 0 | 0 | 0
Tech | Offices | Space Heating | Boilers | TRC | Existing | NE3930 | Infiltration Reduction - Air Sealing | Infiltration Reduction - Air Sealing | NonEquip | 11 |  | 44.79% | Tech/Econ | 0.7393% | 0 | 0 | 0
Tech | Offices | Space Heating | Boilers | TRC | Existing | NE3852 | Hotel Card Energy Control Systems | Hotel Card Energy Control Systems | NonEquip | 15 |  | 0% | Tech/Econ | 0% | 0 | 0 | 0
Tech | Offices | Space Heating | Boilers | TRC | Existing | NE3774 | Green Roof | Green Roof | NonEquip | 15 |  | 0.063% | Tech/Econ | 1.009% | 0 | 0 | 0
Tech | Offices | Space Heating | Boilers | TRC | Existing | NE3722 | Floor Insulation | Floor Insulation | NonEquip | 20 |  | 3.375% | Tech/Econ | 0.3424% | 0 | 0 | 0
Tech | Offices | Space Heating | Boilers | TRC | Existing | NE3644 | Facility Energy Management System | Facility Energy Management System | NonEquip | 15 |  | 2.99% | Tech/Econ | 20% | 0 | 0 | 0
Tech | Offices | Space Heating | Boilers | TRC | Existing | NE3566 | ECM Motors on Furnaces | ECM Motors on Furnaces | NonEquip | 15 | Forced air furnace | 0% | Tech/Econ | 1.706% | 0 | 0 | 0
Tech | Offices | Space Heating | Boilers | TRC | Existing | NE3540 | Duct Sealing Repair | Duct Sealing Repair | NonEquip | 15 |  | 30.55% | Tech/Econ | 12% | 0 | 0 | 0
Tech | Offices | Space Heating | Boilers | TRC | Existing | NE3488 | Duct Insulation | Duct Insulation | NonEquip | 15 |  | 30.55% | Tech/Econ | 2.045% | 0 | 0 | 0
Tech | Offices | Space Heating | Boilers | TRC | Existing | NE3436 | Destratification Fans | Destratification Fans | NonEquip | 10 |  | 0% | Tech/Econ | 12.13% | 0 | 0 | 0
Tech | Offices | Space Heating | Boilers | TRC | Existing | NE3384 | Dedicated Outdoor Air System on VRF unit | Dedicated Outdoor Air System on VRF unit | NonEquip | 15 | Residential/split system heat pump | 0% | Tech/Econ | 10% | 0 | 0 | 0
Tech | Offices | Space Heating | Boilers | TRC | Existing | NE3332 | Cool Roof | Cool Roof | NonEquip | 15 |  | 72.74% | Tech/Econ | 0.05107% | 0 | 0 | 0
Tech | Offices | Space Heating | Boilers | TRC | Existing | NE3228 | Ceiling Insulation(R30 to R38) | Ceiling Insulation(R30 to R38) | NonEquip | 20 |  | 11.4% | Tech/Econ | 0.1319% | 0 | 0 | 0
Tech | Offices | Space Heating | Boilers | TRC | Existing | NE3176 | Ceiling Insulation(R2 to R38) | Ceiling Insulation(R2 to R38) | NonEquip | 20 |  | 45.6% | Tech/Econ | 8.903% | 0 | 0 | 0
Tech | Offices | Space Heating | Boilers | TRC | Existing | NE3124 | Ceiling Insulation(R19 to R38) | Ceiling Insulation(R19 to R38) | NonEquip | 20 |  | 22.8% | Tech/Econ | 0.4946% | 0 | 0 | 0
Tech | Offices | Space Heating | Boilers | TRC | Existing | NE3072 | Ceiling Insulation(R12 to R38) | Ceiling Insulation(R12 to R38) | NonEquip | 20 |  | 34.2% | Tech/Econ | 1.072% | 0 | 0 | 0
Tech | Offices | Space Heating | Boilers | TRC | Existing | NE2994 | Air Curtains | Air Curtains | NonEquip | 8 |  | 0% | Tech/Econ | 0.2996% | 0 | 0 | 0
Tech | Offices | Domestic Hot Water | "Point-of-Use" water heaters | TRC | New | NN5425 | Retro-Commissioning | Retro-Commissioning | NonEquip | 5 |  | 0% | Tech/Econ | 16% | 0 | 0 | 0
Tech | Offices | Domestic Hot Water | "Point-of-Use" water heaters | TRC | New | NN5217 | ENERGY STAR certified buildings program | ENERGY STAR certified buildings program | NonEquip | 20 |  | 0% | Tech/Econ | 35% | 0 | 0 | 0
Tech | Offices | Domestic Hot Water | "Point-of-Use" water heaters | TRC | New | NN2929 | Thermostatic Shower Restriction Valve | Thermostatic Shower Restriction Valve | NonEquip | 10 | Centralized water heaters | 0% | Tech/Econ | 2.862% | 0 | 0 | 0
Tech | Offices | Domestic Hot Water | "Point-of-Use" water heaters | TRC | New | NN2903 | Tank Wrap on Water Heater | Tank Wrap on Water Heater | NonEquip | 7 | Centralized water heaters | 0% | Tech/Econ | 1.264% | 0 | 0 | 0
Tech | Offices | Domestic Hot Water | "Point-of-Use" water heaters | TRC | New | NN2877 | Low-Flow Pre-Rinse Sprayers | Low-Flow Pre-Rinse Sprayers | NonEquip | 5 | Centralized water heaters | 0% | Tech/Econ | 3.786% | 0 | 0 | 0
Tech | Offices | Domestic Hot Water | "Point-of-Use" water heaters | TRC | New | NN2851 | Low Flow Shower Head | Low Flow Shower Head | NonEquip | 10 | Centralized water heaters | 0% | Tech/Econ | 0.5798% | 0 | 0 | 0
Tech | Offices | Domestic Hot Water | "Point-of-Use" water heaters | TRC | New | NN2825 | Hot Water Pipe Insulation | Hot Water Pipe Insulation | NonEquip | 13 | Centralized water heaters | 0% | Tech/Econ | 6.785% | 0 | 0 | 0
Tech | Offices | Domestic Hot Water | "Point-of-Use" water heaters | TRC | New | NN2799 | Hot Water Circulation Pump Control | Hot Water Circulation Pump Control | NonEquip | 15 | Centralized water heaters | 0% | Tech/Econ | 3.258% | 0 | 0 | 0
Tech | Offices | Domestic Hot Water | "Point-of-Use" water heaters | TRC | New | NN2773 | Faucet Aerator | Faucet Aerator | NonEquip | 10 | Centralized water heaters | 0% | Tech/Econ | 0.4097% | 0 | 0 | 0
Tech | Offices | Domestic Hot Water | "Point-of-Use" water heaters | TRC | New | NN2747 | Drain Water Heat Recovery | Drain Water Heat Recovery | NonEquip | 15 | Centralized water heaters | 0% | Tech/Econ | 12.27% | 0 | 0 | 0
Tech | Offices | Domestic Hot Water | "Point-of-Use" water heaters | TRC | Existing | NE5412 | Retro-Commissioning | Retro-Commissioning | NonEquip | 5 |  | 21.99% | Tech/Econ | 16% | 1857.4929 | 0.31054 | 0.96279
Tech | Offices | Domestic Hot Water | "Point-of-Use" water heaters | TRC | Existing | NE5204 | ENERGY STAR certified buildings program | ENERGY STAR certified buildings program | NonEquip | 20 |  | 0% | Tech/Econ | 35% | 0 | 0 | 0
Tech | Offices | Domestic Hot Water | "Point-of-Use" water heaters | TRC | Existing | NE2916 | Thermostatic Shower Restriction Valve | Thermostatic Shower Restriction Valve | NonEquip | 10 | Centralized water heaters | 0% | Tech/Econ | 2.738% | 0 | 0 | 0
Tech | Offices | Domestic Hot Water | "Point-of-Use" water heaters | TRC | Existing | NE2890 | Tank Wrap on Water Heater | Tank Wrap on Water Heater | NonEquip | 7 | Centralized water heaters | 0% | Tech/Econ | 1.264% | 0 | 0 | 0
Tech | Offices | Domestic Hot Water | "Point-of-Use" water heaters | TRC | Existing | NE2864 | Low-Flow Pre-Rinse Sprayers | Low-Flow Pre-Rinse Sprayers | NonEquip | 5 | Centralized water heaters | 0% | Tech/Econ | 3.61% | 0 | 0 | 0
Tech | Offices | Domestic Hot Water | "Point-of-Use" water heaters | TRC | Existing | NE2838 | Low Flow Shower Head | Low Flow Shower Head | NonEquip | 10 | Centralized water heaters | 0% | Tech/Econ | 0.5547% | 0 | 0 | 0
Tech | Offices | Domestic Hot Water | "Point-of-Use" water heaters | TRC | Existing | NE2812 | Hot Water Pipe Insulation | Hot Water Pipe Insulation | NonEquip | 13 | Centralized water heaters | 0% | Tech/Econ | 6.491% | 0 | 0 | 0
Tech | Offices | Domestic Hot Water | "Point-of-Use" water heaters | TRC | Existing | NE2786 | Hot Water Circulation Pump Control | Hot Water Circulation Pump Control | NonEquip | 15 | Centralized water heaters | 0% | Tech/Econ | 3.117% | 0 | 0 | 0
Tech | Offices | Domestic Hot Water | "Point-of-Use" water heaters | TRC | Existing | NE2760 | Faucet Aerator | Faucet Aerator | NonEquip | 10 | Centralized water heaters | 0% | Tech/Econ | 0.3919% | 0 | 0 | 0
Tech | Offices | Domestic Hot Water | "Point-of-Use" water heaters | TRC | Existing | NE2734 | Drain Water Heat Recovery | Drain Water Heat Recovery | NonEquip | 15 | Centralized water heaters | 0% | Tech/Econ | 12.27% | 0 | 0 | 0
Tech | Offices | Domestic Hot Water | "Point-of-Use" water heaters | TRC | Turnover | ET400 | Instantaneous Hot Water System | Instantaneous Hot Water System | Equip | 20 | "Point-of-Use" water heaters | 94.56% | Tech/Econ | 5.847% | 3089.9213 | 0.34231 | 0.39443
Tech | Offices | Domestic Hot Water | "Point-of-Use" water heaters | TRC | Turnover | ET322 | Energy Star Commercial Dishwasher | Energy Star Commercial Dishwasher | Equip | 15 | "Point-of-Use" water heaters | 0% | Tech/Econ | 29.42% | 0 | 0 | 0
Tech | Offices | Domestic Hot Water | "Point-of-Use" water heaters | TRC | New | EN426 | Instantaneous Hot Water System | Instantaneous Hot Water System | Equip | 20 | "Point-of-Use" water heaters | 94.56% | Tech/Econ | 5.847% | 58.5618 | 0.0064876 | 0.0074755
Tech | Offices | Domestic Hot Water | "Point-of-Use" water heaters | TRC | New | EN348 | Energy Star Commercial Dishwasher | Energy Star Commercial Dishwasher | Equip | 15 | "Point-of-Use" water heaters | 0% | Tech/Econ | 29.42% | 0 | 0 | 0
Tech | Restaurants | Refrigeration | Walk-in cooler | TRC | New | NN5322 | Retro-Commissioning | Retro-Commissioning | NonEquip | 5 |  | 0% | Tech/Econ | 16% | 0 | 0 | 0
Tech | Restaurants | Refrigeration | Walk-in cooler | TRC | New | NN5114 | ENERGY STAR certified buildings program | ENERGY STAR certified buildings program | NonEquip | 20 |  | 0% | Tech/Econ | 35% | 0 | 0 | 0
Tech | Restaurants | Refrigeration | Walk-in cooler | TRC | New | NN4906 | Strip Curtains for Walk-ins | Strip Curtains for Walk-ins | NonEquip | 4 | Walk-in cooler | 3.76% | Tech/Econ | 2.115% | 0 | 0 | 0
Tech | Restaurants | Refrigeration | Walk-in cooler | TRC | New | NN4880 | Refrigerated Display Case Lighting Controls | Refrigerated Display Case Lighting Controls | NonEquip | 8 | Display cases | 0% | Tech/Econ | 0.9365% | 0 | 0 | 0
Tech | Restaurants | Refrigeration | Walk-in cooler | TRC | New | NN4854 | PSC to ECM Evaporator Fan Motor (Walk-In, Refrigerator) | PSC to ECM Evaporator Fan Motor (Walk-In, Refrigerator) | NonEquip | 15 | Walk-in cooler | 68.68% | Tech/Econ | 37.5% | 2232.3484 | 0.28944 | 0.24244
Tech | Restaurants | Refrigeration | Walk-in cooler | TRC | New | NN4828 | PSC to ECM Evaporator Fan Motor (Reach-In) | PSC to ECM Evaporator Fan Motor (Reach-In) | NonEquip | 15 | Display cases | 0% | Tech/Econ | 37.5% | 0 | 0 | 0
Tech | Restaurants | Refrigeration | Walk-in cooler | TRC | New | NN4802 | Night Covers for Display Cases | Night Covers for Display Cases | NonEquip | 5 | Display cases | 0% | Tech/Econ | 1.877% | 0 | 0 | 0
Tech | Restaurants | Refrigeration | Walk-in cooler | TRC | New | NN4776 | High R-Value Glass Doors | High R-Value Glass Doors | NonEquip | 12 | Display cases | 0% | Tech/Econ | 0% | 0 | 0 | 0
Tech | Restaurants | Refrigeration | Walk-in cooler | TRC | New | NN4750 | High Efficiency Refrigeration Compressor | High Efficiency Refrigeration Compressor | NonEquip | 13 | Display cases | 0% | Tech/Econ | 6.922% | 0 | 0 | 0
Tech | Restaurants | Refrigeration | Walk-in cooler | TRC | New | NN4724 | Freezer-Cooler Replacement Gaskets | Freezer-Cooler Replacement Gaskets | NonEquip | 4 | Display cases | 0% | Tech/Econ | 0% | 0 | 0 | 0
Tech | Restaurants | Refrigeration | Walk-in cooler | TRC | New | NN4698 | Floating Head Pressure Controls | Floating Head Pressure Controls | NonEquip | 15 |  | 0% | Tech/Econ | 6.05% | 0 | 0 | 0
Tech | Restaurants | Refrigeration | Walk-in cooler | TRC | New | NN4672 | Demand Defrost | Demand Defrost | NonEquip | 10 | Walk-in cooler | 0% | Tech/Econ | 30% | 0 | 0 | 0
Tech | Restaurants | Refrigeration | Walk-in cooler | TRC | New | NN4646 | Automatic Door Closer for Walk-in Coolers and Freezers | Automatic Door Closer for Walk-in Coolers and Freezers | NonEquip | 8 | Walk-in cooler | 55.99% | Tech/Econ | 3.131% | 63.093 | 0.0081803 | 0.006852
Tech | Restaurants | Refrigeration | Walk-in cooler | TRC | New | NN4620 | Anti-Sweat Controls | Anti-Sweat Controls | NonEquip | 8 | Display cases | 0% | Tech/Econ | 85% | 0 | 0 | 0
Tech | Restaurants | Refrigeration | Walk-in cooler | TRC | Existing | NE5309 | Retro-Commissioning | Retro-Commissioning | NonEquip | 5 |  | 21.99% | Tech/Econ | 16% | 18386.9356 | 5.6769 | 10.9996
Tech | Restaurants | Refrigeration | Walk-in cooler | TRC | Existing | NE5101 | ENERGY STAR certified buildings program | ENERGY STAR certified buildings program | NonEquip | 20 |  | 0% | Tech/Econ | 35% | 0 | 0 | 0
Tech | Restaurants | Refrigeration | Walk-in cooler | TRC | Existing | NE4893 | Strip Curtains for Walk-ins | Strip Curtains for Walk-ins | NonEquip | 4 | Walk-in cooler | 3.76% | Tech/Econ | 2.115% | 394.0597 | 0.051092 | 0.042796
Tech | Restaurants | Refrigeration | Walk-in cooler | TRC | Existing | NE4867 | Refrigerated Display Case Lighting Controls | Refrigerated Display Case Lighting Controls | NonEquip | 8 | Display cases | 0% | Tech/Econ | 2.524% | 0 | 0 | 0
Tech | Restaurants | Refrigeration | Walk-in cooler | TRC | Existing | NE4841 | PSC to ECM Evaporator Fan Motor (Walk-In, Refrigerator) | PSC to ECM Evaporator Fan Motor (Walk-In, Refrigerator) | NonEquip | 15 | Walk-in cooler | 17.17% | Tech/Econ | 37.5% | 44448.9364 | 5.763 | 4.8273
Tech | Restaurants | Refrigeration | Walk-in cooler | TRC | Existing | NE4815 | PSC to ECM Evaporator Fan Motor (Reach-In) | PSC to ECM Evaporator Fan Motor (Reach-In) | NonEquip | 15 | Display cases | 0% | Tech/Econ | 37.5% | 0 | 0 | 0
Tech | Restaurants | Refrigeration | Walk-in cooler | TRC | Existing | NE4789 | Night Covers for Display Cases | Night Covers for Display Cases | NonEquip | 5 | Display cases | 0% | Tech/Econ | 1.877% | 0 | 0 | 0
Tech | Restaurants | Refrigeration | Walk-in cooler | TRC | Existing | NE4763 | High R-Value Glass Doors | High R-Value Glass Doors | NonEquip | 12 | Display cases | 0% | Tech/Econ | 23.81% | 0 | 0 | 0
Tech | Restaurants | Refrigeration | Walk-in cooler | TRC | Existing | NE4737 | High Efficiency Refrigeration Compressor | High Efficiency Refrigeration Compressor | NonEquip | 13 | Display cases | 0% | Tech/Econ | 6.922% | 0 | 0 | 0
Tech | Restaurants | Refrigeration | Walk-in cooler | TRC | Existing | NE4711 | Freezer-Cooler Replacement Gaskets | Freezer-Cooler Replacement Gaskets | NonEquip | 4 | Display cases | 0% | Tech/Econ | 3.131% | 0 | 0 | 0
Tech | Restaurants | Refrigeration | Walk-in cooler | TRC | Existing | NE4685 | Floating Head Pressure Controls | Floating Head Pressure Controls | NonEquip | 15 |  | 0% | Tech/Econ | 6.05% | 0 | 0 | 0
Tech | Restaurants | Refrigeration | Walk-in cooler | TRC | Existing | NE4659 | Demand Defrost | Demand Defrost | NonEquip | 10 | Walk-in cooler | 63.61% | Tech/Econ | 30% | 123249.3503 | 15.9799 | 13.3852
Tech | Restaurants | Refrigeration | Walk-in cooler | TRC | Existing | NE4633 | Automatic Door Closer for Walk-in Coolers and Freezers | Automatic Door Closer for Walk-in Coolers and Freezers | NonEquip | 8 | Walk-in cooler | 55.99% | Tech/Econ | 3.131% | 8838.7821 | 1.146 | 0.95991
Tech | Restaurants | Refrigeration | Walk-in cooler | TRC | Existing | NE4607 | Anti-Sweat Controls | Anti-Sweat Controls | NonEquip | 8 | Display cases | 0% | Tech/Econ | 85% | 0 | 0 | 0
Tech | Restaurants | Refrigeration | Vending and ice makers | TRC | New | NN5322 | Retro-Commissioning | Retro-Commissioning | NonEquip | 5 |  | 0% | Tech/Econ | 16% | 0 | 0 | 0
Tech | Restaurants | Refrigeration | Vending and ice makers | TRC | New | NN5114 | ENERGY STAR certified buildings program | ENERGY STAR certified buildings program | NonEquip | 20 |  | 0% | Tech/Econ | 35% | 0 | 0 | 0
Tech | Restaurants | Refrigeration | Vending and ice makers | TRC | New | NN4906 | Strip Curtains for Walk-ins | Strip Curtains for Walk-ins | NonEquip | 4 | Walk-in cooler | 0% | Tech/Econ | 2.115% | 0 | 0 | 0
Tech | Restaurants | Refrigeration | Vending and ice makers | TRC | New | NN4880 | Refrigerated Display Case Lighting Controls | Refrigerated Display Case Lighting Controls | NonEquip | 8 | Display cases | 0% | Tech/Econ | 0.9365% | 0 | 0 | 0
Tech | Restaurants | Refrigeration | Vending and ice makers | TRC | New | NN4854 | PSC to ECM Evaporator Fan Motor (Walk-In, Refrigerator) | PSC to ECM Evaporator Fan Motor (Walk-In, Refrigerator) | NonEquip | 15 | Walk-in cooler | 0% | Tech/Econ | 37.5% | 0 | 0 | 0
Tech | Restaurants | Refrigeration | Vending and ice makers | TRC | New | NN4828 | PSC to ECM Evaporator Fan Motor (Reach-In) | PSC to ECM Evaporator Fan Motor (Reach-In) | NonEquip | 15 | Display cases | 0% | Tech/Econ | 37.5% | 0 | 0 | 0
Tech | Restaurants | Refrigeration | Vending and ice makers | TRC | New | NN4802 | Night Covers for Display Cases | Night Covers for Display Cases | NonEquip | 5 | Display cases | 0% | Tech/Econ | 1.877% | 0 | 0 | 0
Tech | Restaurants | Refrigeration | Vending and ice makers | TRC | New | NN4776 | High R-Value Glass Doors | High R-Value Glass Doors | NonEquip | 12 | Display cases | 0% | Tech/Econ | 0% | 0 | 0 | 0
Tech | Restaurants | Refrigeration | Vending and ice makers | TRC | New | NN4750 | High Efficiency Refrigeration Compressor | High Efficiency Refrigeration Compressor | NonEquip | 13 | Display cases | 0% | Tech/Econ | 6.922% | 0 | 0 | 0
Tech | Restaurants | Refrigeration | Vending and ice makers | TRC | New | NN4724 | Freezer-Cooler Replacement Gaskets | Freezer-Cooler Replacement Gaskets | NonEquip | 4 | Display cases | 0% | Tech/Econ | 0% | 0 | 0 | 0
Tech | Restaurants | Refrigeration | Vending and ice makers | TRC | New | NN4698 | Floating Head Pressure Controls | Floating Head Pressure Controls | NonEquip | 15 |  | 0% | Tech/Econ | 6.05% | 0 | 0 | 0
Tech | Restaurants | Refrigeration | Vending and ice makers | TRC | New | NN4672 | Demand Defrost | Demand Defrost | NonEquip | 10 | Walk-in cooler | 0% | Tech/Econ | 30% | 0 | 0 | 0
Tech | Restaurants | Refrigeration | Vending and ice makers | TRC | New | NN4646 | Automatic Door Closer for Walk-in Coolers and Freezers | Automatic Door Closer for Walk-in Coolers and Freezers | NonEquip | 8 | Walk-in cooler | 0% | Tech/Econ | 3.131% | 0 | 0 | 0
Tech | Restaurants | Refrigeration | Vending and ice makers | TRC | New | NN4620 | Anti-Sweat Controls | Anti-Sweat Controls | NonEquip | 8 | Display cases | 0% | Tech/Econ | 85% | 0 | 0 | 0
Tech | Restaurants | Refrigeration | Vending and ice makers | TRC | Existing | NE5309 | Retro-Commissioning | Retro-Commissioning | NonEquip | 5 |  | 21.99% | Tech/Econ | 16% | 35490.6177 | 10.9576 | 21.2315
Tech | Restaurants | Refrigeration | Vending and ice makers | TRC | Existing | NE5101 | ENERGY STAR certified buildings program | ENERGY STAR certified buildings program | NonEquip | 20 |  | 0% | Tech/Econ | 35% | 0 | 0 | 0
Tech | Restaurants | Refrigeration | Vending and ice makers | TRC | Existing | NE4893 | Strip Curtains for Walk-ins | Strip Curtains for Walk-ins | NonEquip | 4 | Walk-in cooler | 0% | Tech/Econ | 2.115% | 0 | 0 | 0
Tech | Restaurants | Refrigeration | Vending and ice makers | TRC | Existing | NE4867 | Refrigerated Display Case Lighting Controls | Refrigerated Display Case Lighting Controls | NonEquip | 8 | Display cases | 0% | Tech/Econ | 2.524% | 0 | 0 | 0
Tech | Restaurants | Refrigeration | Vending and ice makers | TRC | Existing | NE4841 | PSC to ECM Evaporator Fan Motor (Walk-In, Refrigerator) | PSC to ECM Evaporator Fan Motor (Walk-In, Refrigerator) | NonEquip | 15 | Walk-in cooler | 0% | Tech/Econ | 37.5% | 0 | 0 | 0
Tech | Restaurants | Refrigeration | Vending and ice makers | TRC | Existing | NE4815 | PSC to ECM Evaporator Fan Motor (Reach-In) | PSC to ECM Evaporator Fan Motor (Reach-In) | NonEquip | 15 | Display cases | 0% | Tech/Econ | 37.5% | 0 | 0 | 0
Tech | Restaurants | Refrigeration | Vending and ice makers | TRC | Existing | NE4789 | Night Covers for Display Cases | Night Covers for Display Cases | NonEquip | 5 | Display cases | 0% | Tech/Econ | 1.877% | 0 | 0 | 0
Tech | Restaurants | Refrigeration | Vending and ice makers | TRC | Existing | NE4763 | High R-Value Glass Doors | High R-Value Glass Doors | NonEquip | 12 | Display cases | 0% | Tech/Econ | 23.81% | 0 | 0 | 0
Tech | Restaurants | Refrigeration | Vending and ice makers | TRC | Existing | NE4737 | High Efficiency Refrigeration Compressor | High Efficiency Refrigeration Compressor | NonEquip | 13 | Display cases | 0% | Tech/Econ | 6.922% | 0 | 0 | 0
Tech | Restaurants | Refrigeration | Vending and ice makers | TRC | Existing | NE4711 | Freezer-Cooler Replacement Gaskets | Freezer-Cooler Replacement Gaskets | NonEquip | 4 | Display cases | 0% | Tech/Econ | 3.131% | 0 | 0 | 0
Tech | Restaurants | Refrigeration | Vending and ice makers | TRC | Existing | NE4685 | Floating Head Pressure Controls | Floating Head Pressure Controls | NonEquip | 15 |  | 0% | Tech/Econ | 6.05% | 0 | 0 | 0
Tech | Restaurants | Refrigeration | Vending and ice makers | TRC | Existing | NE4659 | Demand Defrost | Demand Defrost | NonEquip | 10 | Walk-in cooler | 0% | Tech/Econ | 30% | 0 | 0 | 0
Tech | Restaurants | Refrigeration | Vending and ice makers | TRC | Existing | NE4633 | Automatic Door Closer for Walk-in Coolers and Freezers | Automatic Door Closer for Walk-in Coolers and Freezers | NonEquip | 8 | Walk-in cooler | 0% | Tech/Econ | 3.131% | 0 | 0 | 0
Tech | Restaurants | Refrigeration | Vending and ice makers | TRC | Existing | NE4607 | Anti-Sweat Controls | Anti-Sweat Controls | NonEquip | 8 | Display cases | 0% | Tech/Econ | 85% | 0 | 0 | 0
Tech | Restaurants | Refrigeration | Vending and ice makers | TRC | Turnover | ET2579 | Energy Star Vending Machine | Energy Star Vending Machine | Equip | 14 | Vending and ice makers | 4.15% | Tech/Econ | 36% | 15913.983 | 2.4974 | 1.5522
Tech | Restaurants | Refrigeration | Vending and ice makers | TRC | Turnover | ET2501 | Energy Star Ice Maker | Energy Star Ice Maker | Equip | 8 | Vending and ice makers | 33.92% | Tech/Econ | 11.39% | 40531.3562 | 5.2551 | 4.4018
Tech | Restaurants | Refrigeration | Vending and ice makers | TRC | New | EN2605 | Energy Star Vending Machine | Energy Star Vending Machine | Equip | 14 | Vending and ice makers | 4.15% | Tech/Econ | 36% | 199.811 | 0.031357 | 0.019489
Tech | Restaurants | Refrigeration | Vending and ice makers | TRC | New | EN2527 | Energy Star Ice Maker | Energy Star Ice Maker | Equip | 8 | Vending and ice makers | 33.92% | Tech/Econ | 11.39% | 508.8992 | 0.065981 | 0.055268
Tech | Restaurants | Exterior Lighting | Street lighting | TRC | New | NN5296 | Retro-Commissioning | Retro-Commissioning | NonEquip | 5 |  | 0% | Tech/Econ | 16% | 0 | 0 | 0
Tech | Restaurants | Exterior Lighting | Street lighting | TRC | New | NN5036 | ENERGY STAR certified buildings program | ENERGY STAR certified buildings program | NonEquip | 20 |  | 0% | Tech/Econ | 35% | 0 | 0 | 0
Tech | Restaurants | Exterior Lighting | Street lighting | TRC | New | NN2982 | Outdoor Lighting Controls | Outdoor Lighting Controls | NonEquip | 8 | Exterior parking/lot lighting | 0% | Tech/Econ | 28% | 0 | 0 | 0
Tech | Restaurants | Exterior Lighting | Street lighting | TRC | New | NN2956 | Bi-Level Lighting Control (Exterior) | Bi-Level Lighting Control (Exterior) | NonEquip | 9 | Exterior parking/lot lighting | 0% | Tech/Econ | 31% | 0 | 0 | 0
Tech | Restaurants | Exterior Lighting | Street lighting | TRC | Existing | NE5283 | Retro-Commissioning | Retro-Commissioning | NonEquip | 5 |  | 21.99% | Tech/Econ | 16% | 33.2402 | 0 | 0.019885
Tech | Restaurants | Exterior Lighting | Street lighting | TRC | Existing | NE5023 | ENERGY STAR certified buildings program | ENERGY STAR certified buildings program | NonEquip | 20 |  | 0% | Tech/Econ | 35% | 0 | 0 | 0
Tech | Restaurants | Exterior Lighting | Street lighting | TRC | Existing | NE2969 | Outdoor Lighting Controls | Outdoor Lighting Controls | NonEquip | 8 | Exterior parking/lot lighting | 0% | Tech/Econ | 28% | 0 | 0 | 0
Tech | Restaurants | Exterior Lighting | Street lighting | TRC | Existing | NE2943 | Bi-Level Lighting Control (Exterior) | Bi-Level Lighting Control (Exterior) | NonEquip | 9 | Exterior parking/lot lighting | 0% | Tech/Econ | 31% | 0 | 0 | 0
Tech | Restaurants | Exterior Lighting | Street lighting | TRC | Turnover | ET791 | LED Traffic and Crosswalk Lighting | LED Traffic and Crosswalk Lighting | Equip | 10 | Street lighting | 0% | Tech/Econ | 37.14% | 0 | 0 | 0
Tech | Restaurants | Exterior Lighting | Street lighting | TRC | Turnover | ET752 | LED Street Lights | LED Street Lights | Equip | 18 | Street lighting | 0% | Tech/Econ | 66.53% | 0 | 0 | 0
Tech | Restaurants | Exterior Lighting | Street lighting | TRC | New | EN817 | LED Traffic and Crosswalk Lighting | LED Traffic and Crosswalk Lighting | Equip | 10 | Street lighting | 0% | Tech/Econ | 37.14% | 0 | 0 | 0
Tech | Restaurants | Exterior Lighting | Street lighting | TRC | New | EN778 | LED Street Lights | LED Street Lights | Equip | 18 | Street lighting | 0% | Tech/Econ | 66.53% | 0 | 0 | 0
Tech | Restaurants | Cooking | Steamer | TRC | New | NN5088 | ENERGY STAR certified buildings program | ENERGY STAR certified buildings program | NonEquip | 20 |  | 0% | Tech/Econ | 35% | 0 | 0 | 0
Tech | Restaurants | Cooking | Steamer | TRC | Existing | NE5075 | ENERGY STAR certified buildings program | ENERGY STAR certified buildings program | NonEquip | 20 |  | 0% | Tech/Econ | 35% | 0 | 0 | 0
Tech | Restaurants | Cooking | Steamer | TRC | Turnover | ET206 | Energy Star Steamer | Energy Star Steamer | Equip | 12 | Steamer | 11.72% | Tech/Econ | 56.63% | 284.8361 | 0.041853 | 0.024302
Tech | Restaurants | Cooking | Steamer | TRC | New | EN232 | Energy Star Steamer | Energy Star Steamer | Equip | 12 | Steamer | 11.72% | Tech/Econ | 56.63% | 3.5763 | 0.0005255 | 0.00030513
Tech | Restaurants | Exterior Lighting | Spot lighting/Security/Flood | TRC | New | NN5296 | Retro-Commissioning | Retro-Commissioning | NonEquip | 5 |  | 0% | Tech/Econ | 16% | 0 | 0 | 0
Tech | Restaurants | Exterior Lighting | Spot lighting/Security/Flood | TRC | New | NN5036 | ENERGY STAR certified buildings program | ENERGY STAR certified buildings program | NonEquip | 20 |  | 0% | Tech/Econ | 35% | 0 | 0 | 0
Tech | Restaurants | Exterior Lighting | Spot lighting/Security/Flood | TRC | New | NN2982 | Outdoor Lighting Controls | Outdoor Lighting Controls | NonEquip | 8 | Exterior parking/lot lighting | 0% | Tech/Econ | 28% | 0 | 0 | 0
Tech | Restaurants | Exterior Lighting | Spot lighting/Security/Flood | TRC | New | NN2956 | Bi-Level Lighting Control (Exterior) | Bi-Level Lighting Control (Exterior) | NonEquip | 9 | Exterior parking/lot lighting | 0% | Tech/Econ | 31% | 0 | 0 | 0
Tech | Restaurants | Exterior Lighting | Spot lighting/Security/Flood | TRC | Existing | NE5283 | Retro-Commissioning | Retro-Commissioning | NonEquip | 5 |  | 21.99% | Tech/Econ | 16% | 28.6691 | 0 | 0.017151
Tech | Restaurants | Exterior Lighting | Spot lighting/Security/Flood | TRC | Existing | NE5023 | ENERGY STAR certified buildings program | ENERGY STAR certified buildings program | NonEquip | 20 |  | 0% | Tech/Econ | 35% | 0 | 0 | 0
Tech | Restaurants | Exterior Lighting | Spot lighting/Security/Flood | TRC | Existing | NE2969 | Outdoor Lighting Controls | Outdoor Lighting Controls | NonEquip | 8 | Exterior parking/lot lighting | 0% | Tech/Econ | 28% | 0 | 0 | 0
Tech | Restaurants | Exterior Lighting | Spot lighting/Security/Flood | TRC | Existing | NE2943 | Bi-Level Lighting Control (Exterior) | Bi-Level Lighting Control (Exterior) | NonEquip | 9 | Exterior parking/lot lighting | 0% | Tech/Econ | 31% | 0 | 0 | 0
Tech | Restaurants | Exterior Lighting | Spot lighting/Security/Flood | TRC | Turnover | ET674 | LED Exterior Lighting | LED Exterior Lighting | Equip | 13 | Spot lighting/Security/Flood | 4.268% | Tech/Econ | 60.51% | 21.6029 | 0 | 0
Tech | Restaurants | Exterior Lighting | Spot lighting/Security/Flood | TRC | Turnover | ET557 | LED - 9W Flood | LED - 9W Flood | Equip | 15 | Spot lighting/Security/Flood | 13.31% | Tech/Econ | 86.15% | 108.3219 | 0 | 0
Tech | Restaurants | Exterior Lighting | Spot lighting/Security/Flood | TRC | Turnover | ET479 | CFL - 15W Flood | CFL - 15W Flood | Equip | 7.8 | Spot lighting/Security/Flood | 0% | Tech/Econ | 76.92% | 0 | 0 | 0
Tech | Restaurants | Exterior Lighting | Spot lighting/Security/Flood | TRC | New | EN700 | LED Exterior Lighting | LED Exterior Lighting | Equip | 13 | Spot lighting/Security/Flood | 4.624% | Tech/Econ | 60.51% | 0.1554 | 0 | 0
Tech | Restaurants | Exterior Lighting | Spot lighting/Security/Flood | TRC | New | EN583 | LED - 9W Flood | LED - 9W Flood | Equip | 15 | Spot lighting/Security/Flood | 61.73% | Tech/Econ | 86.15% | 6.3083 | 0 | 0
Tech | Restaurants | Exterior Lighting | Spot lighting/Security/Flood | TRC | New | EN505 | CFL - 15W Flood | CFL - 15W Flood | Equip | 7.8 | Spot lighting/Security/Flood | 0% | Tech/Econ | 76.92% | 0 | 0 | 0
Tech | Restaurants | Interior Lighting | Spot lighting | TRC | New | NN5270 | Retro-Commissioning | Retro-Commissioning | NonEquip | 5 |  | 0% | Tech/Econ | 16% | 0 | 0 | 0
Tech | Restaurants | Interior Lighting | Spot lighting | TRC | New | NN5010 | ENERGY STAR certified buildings program | ENERGY STAR certified buildings program | NonEquip | 20 |  | 0% | Tech/Econ | 35% | 0 | 0 | 0
Tech | Restaurants | Interior Lighting | Spot lighting | TRC | New | NN4438 | Interior Lighting Controls | Interior Lighting Controls | NonEquip | 8 | Overhead (fluorescent/LED/CFL U-shape) | 0% | Tech/Econ | 28% | 0 | 0 | 0
Tech | Restaurants | Interior Lighting | Spot lighting | TRC | New | NN4412 | Bi-Level Lighting Control (Interior) | Bi-Level Lighting Control (Interior) | NonEquip | 8 | Overhead (fluorescent/LED/CFL U-shape) | 0% | Tech/Econ | 31% | 0 | 0 | 0
Tech | Restaurants | Interior Lighting | Spot lighting | TRC | New | NN3710 | Facility Energy Management System | Facility Energy Management System | NonEquip | 15 |  | 4.276% | Tech/Econ | 24% | 0.022168 | 5.785e-06 | 2.6599e-06
Tech | Restaurants | Interior Lighting | Spot lighting | TRC | Existing | NE5257 | Retro-Commissioning | Retro-Commissioning | NonEquip | 5 |  | 21.99% | Tech/Econ | 16% | 3.9803 | 0.0012289 | 0.0023811
Tech | Restaurants | Interior Lighting | Spot lighting | TRC | Existing | NE4997 | ENERGY STAR certified buildings program | ENERGY STAR certified buildings program | NonEquip | 20 |  | 0% | Tech/Econ | 35% | 0 | 0 | 0
Tech | Restaurants | Interior Lighting | Spot lighting | TRC | Existing | NE4425 | Interior Lighting Controls | Interior Lighting Controls | NonEquip | 8 | Overhead (fluorescent/LED/CFL U-shape) | 0% | Tech/Econ | 28% | 0 | 0 | 0
Tech | Restaurants | Interior Lighting | Spot lighting | TRC | Existing | NE4399 | Bi-Level Lighting Control (Interior) | Bi-Level Lighting Control (Interior) | NonEquip | 8 | Overhead (fluorescent/LED/CFL U-shape) | 0% | Tech/Econ | 31% | 0 | 0 | 0
Tech | Restaurants | Interior Lighting | Spot lighting | TRC | Existing | NE3697 | Facility Energy Management System | Facility Energy Management System | NonEquip | 15 |  | 0.5043% | Tech/Econ | 24% | 0.1371 | 3.5778e-05 | 1.645e-05
Tech | Restaurants | Interior Lighting | Spot lighting | TRC | Turnover | ET1610 | LED Display Lighting (Interior) | LED Display Lighting (Interior) | Equip | 15 | Spot lighting | 2.129% | Tech/Econ | 87.04% | 3.1877 | 0.00077316 | 5.5671e-08
Tech | Restaurants | Interior Lighting | Spot lighting | TRC | Turnover | ET1571 | LED - 14W | LED - 14W | Equip | 15 | Spot lighting | 61.73% | Tech/Econ | 53.33% | 55.5886 | 0.013388 | 3.6246e-06
Tech | Restaurants | Interior Lighting | Spot lighting | TRC | Turnover | ET1454 | CFL-23W | CFL-23W | Equip | 7.8 | Spot lighting | 0% | Tech/Econ | 23.33% | 0 | 0 | 0
Tech | Restaurants | Interior Lighting | Spot lighting | TRC | New | EN1636 | LED Display Lighting (Interior) | LED Display Lighting (Interior) | Equip | 15 | Spot lighting | 0% | Tech/Econ | 87.04% | 0 | 0 | 0
Tech | Restaurants | Interior Lighting | Spot lighting | TRC | New | EN1597 | LED - 14W | LED - 14W | Equip | 15 | Spot lighting | 0% | Tech/Econ | 53.33% | 0 | 0 | 0
Tech | Restaurants | Interior Lighting | Spot lighting | TRC | New | EN1480 | CFL-23W | CFL-23W | Equip | 7.8 | Spot lighting | 0% | Tech/Econ | 23.33% | 0 | 0 | 0
Tech | Restaurants | Office Equipment | Servers | TRC | New | NN5062 | ENERGY STAR certified buildings program | ENERGY STAR certified buildings program | NonEquip | 20 |  | 0% | Tech/Econ | 35% | 0 | 0 | 0
Tech | Restaurants | Office Equipment | Servers | TRC | New | NN4594 | Smart Strip Plug Outlet | Smart Strip Plug Outlet | NonEquip | 4 |  | 43.9% | Tech/Econ | 1.187% | 1.7768 | 0.0002642 | 0
Tech | Restaurants | Office Equipment | Servers | TRC | New | NN4568 | Network PC Power Management | Network PC Power Management | NonEquip | 5 | Computers | 0% | Tech/Econ | 56.5% | 0 | 0 | 0
Tech | Restaurants | Office Equipment | Servers | TRC | Existing | NE5049 | ENERGY STAR certified buildings program | ENERGY STAR certified buildings program | NonEquip | 20 |  | 0% | Tech/Econ | 35% | 0 | 0 | 0
Tech | Restaurants | Office Equipment | Servers | TRC | Existing | NE4581 | Smart Strip Plug Outlet | Smart Strip Plug Outlet | NonEquip | 4 |  | 43.9% | Tech/Econ | 1.187% | 141.5147 | 0.021042 | 0
Tech | Restaurants | Office Equipment | Servers | TRC | Existing | NE4555 | Network PC Power Management | Network PC Power Management | NonEquip | 5 | Computers | 0% | Tech/Econ | 56.5% | 0 | 0 | 0
Tech | Restaurants | Office Equipment | Servers | TRC | Turnover | ET2306 | Server Virtualization | Server Virtualization | Equip | 3 | Servers | 0% | Tech/Econ | 85.71% | 0 | 0 | 0
Tech | Restaurants | Office Equipment | Servers | TRC | Turnover | ET2228 | Energy Star Servers | Energy Star Servers | Equip | 4 | Servers | 0% | Tech/Econ | 23.08% | 0 | 0 | 0
Tech | Restaurants | Office Equipment | Servers | TRC | Turnover | ET1142 | High Efficiency Data Center Cooling | High Efficiency Data Center Cooling | Equip | 20 | Servers | 0% | Tech/Econ | 28% | 0 | 0 | 0
Tech | Restaurants | Office Equipment | Servers | TRC | New | EN2332 | Server Virtualization | Server Virtualization | Equip | 3 | Servers | 0% | Tech/Econ | 85.71% | 0 | 0 | 0
Tech | Restaurants | Office Equipment | Servers | TRC | New | EN2254 | Energy Star Servers | Energy Star Servers | Equip | 4 | Servers | 0% | Tech/Econ | 23.08% | 0 | 0 | 0
Tech | Restaurants | Office Equipment | Servers | TRC | New | EN1168 | High Efficiency Data Center Cooling | High Efficiency Data Center Cooling | Equip | 20 | Servers | 0% | Tech/Econ | 28% | 0 | 0 | 0
Tech | Restaurants | Space Cooling | Residential-type central air conditioners | TRC | New | NN5374 | Retro-Commissioning | Retro-Commissioning | NonEquip | 5 |  | 0% | Tech/Econ | 16% | 0 | 0 | 0
Tech | Restaurants | Space Cooling | Residential-type central air conditioners | TRC | New | NN5166 | ENERGY STAR certified buildings program | ENERGY STAR certified buildings program | NonEquip | 20 |  | 0% | Tech/Econ | 35% | 0 | 0 | 0
Tech | Restaurants | Space Cooling | Residential-type central air conditioners | TRC | New | NN4386 | Window Sun Protection | Window Sun Protection | NonEquip | 10 |  | 15.35% | Tech/Econ | 16% | 1.3464 | 0.00041922 | -2.3619e-05
Tech | Restaurants | Space Cooling | Residential-type central air conditioners | TRC | New | NN4360 | Waterside Economizer | Waterside Economizer | NonEquip | 20 |  | 0% | Tech/Econ | 5.556% | 0 | 0 | 0
Tech | Restaurants | Space Cooling | Residential-type central air conditioners | TRC | New | NN4308 | Warehouse Loading Dock Seals | Warehouse Loading Dock Seals | NonEquip | 18 |  | 0% | Tech/Econ | 0.5153% | 0 | 0 | 0
Tech | Restaurants | Space Cooling | Residential-type central air conditioners | TRC | New | NN4152 | Smart Thermostat | Smart Thermostat | NonEquip | 11 |  | 45.33% | Tech/Econ | 10% | 0.41232 | 0.0001528 | 0
Tech | Restaurants | Space Cooling | Residential-type central air conditioners | TRC | New | NN4048 | Programmable Thermostat | Programmable Thermostat | NonEquip | 11 |  | 0% | Tech/Econ | 3.6% | 0 | 0 | 0
Tech | Restaurants | Space Cooling | Residential-type central air conditioners | TRC | New | NN3996 | Low U-Value Windows | Low U-Value Windows | NonEquip | 20 |  | 26.88% | Tech/Econ | 10% | 0 | 0 | 0
Tech | Restaurants | Space Cooling | Residential-type central air conditioners | TRC | New | NN3918 | HVAC tune-up_RTU | HVAC tune-up_RTU | NonEquip | 5 | Packaged air conditioning units (RTUs) | 0% | Tech/Econ | 5% | 0 | 0 | 0
Tech | Restaurants | Space Cooling | Residential-type central air conditioners | TRC | New | NN3892 | HVAC tune-up | HVAC tune-up | NonEquip | 5 | Residential-type central air conditioners | 0% | Tech/Econ | 5% | 0 | 0 | 0
Tech | Restaurants | Space Cooling | Residential-type central air conditioners | TRC | New | NN3684 | Facility Energy Management System | Facility Energy Management System | NonEquip | 15 |  | 4.276% | Tech/Econ | 20% | 0.49045 | 0.00012799 | 0
Tech | Restaurants | Space Cooling | Residential-type central air conditioners | TRC | New | NN3632 | Facility Commissioning | Facility Commissioning | NonEquip | 10 |  | 71.67% | Tech/Econ | 16% | 6.1329 | 0.0010738 | 2.4498e-05
Tech | Restaurants | Space Cooling | Residential-type central air conditioners | TRC | New | NN3606 | Energy Recovery Ventilation System (ERV) | Energy Recovery Ventilation System (ERV) | NonEquip | 15 | Packaged air conditioning units (RTUs) | 0% | Tech/Econ | 10.9% | 0 | 0 | 0
Tech | Restaurants | Space Cooling | Residential-type central air conditioners | TRC | New | NN3528 | Duct Sealing Repair | Duct Sealing Repair | NonEquip | 15 |  | 0% | Tech/Econ | 12% | 0 | 0 | 0
Tech | Restaurants | Space Cooling | Residential-type central air conditioners | TRC | New | NN3476 | Duct Insulation | Duct Insulation | NonEquip | 15 |  | 0% | Tech/Econ | 2.045% | 0 | 0 | 0
Tech | Restaurants | Space Cooling | Residential-type central air conditioners | TRC | New | NN3424 | Dedicated Outdoor Air System on VRF unit | Dedicated Outdoor Air System on VRF unit | NonEquip | 15 | Residential-type central air conditioners | 58.91% | Tech/Econ | 17.5% | 2.0306 | 0.0006179 | 0
Tech | Restaurants | Space Cooling | Residential-type central air conditioners | TRC | New | NN3372 | Cool Roof | Cool Roof | NonEquip | 15 |  | 72.32% | Tech/Econ | 0.6561% | 0 | 0 | 0
Tech | Restaurants | Space Cooling | Residential-type central air conditioners | TRC | New | NN3320 | Chilled Water System - Variable Speed Drives | Chilled Water System - Variable Speed Drives | NonEquip | 13 | Central chillers inside | 0% | Tech/Econ | 24.74% | 0 | 0 | 0
Tech | Restaurants | Space Cooling | Residential-type central air conditioners | TRC | New | NN3294 | Chilled Water Controls Optimization | Chilled Water Controls Optimization | NonEquip | 10 | Central chillers inside | 0% | Tech/Econ | 12.5% | 0 | 0 | 0
Tech | Restaurants | Space Cooling | Residential-type central air conditioners | TRC | New | NN3216 | Ceiling Insulation(R2 to R38) | Ceiling Insulation(R2 to R38) | NonEquip | 20 |  | 0% | Tech/Econ | 4.173% | 0 | 0 | 0
Tech | Restaurants | Space Cooling | Residential-type central air conditioners | TRC | New | NN3060 | Airside Economizer | Airside Economizer | NonEquip | 10 | Packaged air conditioning units (RTUs) | 0% | Tech/Econ | 5.556% | 0 | 0 | 0
Tech | Restaurants | Space Cooling | Residential-type central air conditioners | TRC | Existing | NE5361 | Retro-Commissioning | Retro-Commissioning | NonEquip | 5 |  | 21.99% | Tech/Econ | 16% | 136.8692 | 0.042258 | 0
Tech | Restaurants | Space Cooling | Residential-type central air conditioners | TRC | Existing | NE5153 | ENERGY STAR certified buildings program | ENERGY STAR certified buildings program | NonEquip | 20 |  | 0% | Tech/Econ | 35% | 0 | 0 | 0
Tech | Restaurants | Space Cooling | Residential-type central air conditioners | TRC | Existing | NE4373 | Window Sun Protection | Window Sun Protection | NonEquip | 10 |  | 12.19% | Tech/Econ | 16% | 73.2273 | 0.022801 | -0.0012846
Tech | Restaurants | Space Cooling | Residential-type central air conditioners | TRC | Existing | NE4347 | Waterside Economizer | Waterside Economizer | NonEquip | 20 |  | 0% | Tech/Econ | 5.556% | 0 | 0 | 0
Tech | Restaurants | Space Cooling | Residential-type central air conditioners | TRC | Existing | NE4295 | Warehouse Loading Dock Seals | Warehouse Loading Dock Seals | NonEquip | 18 |  | 0% | Tech/Econ | 0.5153% | 0 | 0 | 0
Tech | Restaurants | Space Cooling | Residential-type central air conditioners | TRC | Existing | NE4217 | Wall Insulation | Wall Insulation | NonEquip | 20 |  | 0% | Tech/Econ | 3.66% | 0 | 0 | 0
Tech | Restaurants | Space Cooling | Residential-type central air conditioners | TRC | Existing | NE4139 | Smart Thermostat | Smart Thermostat | NonEquip | 11 |  | 45.33% | Tech/Econ | 10% | 160.6931 | 0.05955 | 0
Tech | Restaurants | Space Cooling | Residential-type central air conditioners | TRC | Existing | NE4113 | Roof Insulation | Roof Insulation | NonEquip | 20 |  | 37.5% | Tech/Econ | 0.6118% | 7.6799 | 0.0015672 | 0
Tech | Restaurants | Space Cooling | Residential-type central air conditioners | TRC | Existing | NE4035 | Programmable Thermostat | Programmable Thermostat | NonEquip | 11 |  | 0% | Tech/Econ | 3.6% | 0 | 0 | 0
Tech | Restaurants | Space Cooling | Residential-type central air conditioners | TRC | Existing | NE3983 | Low U-Value Windows | Low U-Value Windows | NonEquip | 20 |  | 10.75% | Tech/Econ | 46% | 294.8522 | 0.1096 | 0
Tech | Restaurants | Space Cooling | Residential-type central air conditioners | TRC | Existing | NE3957 | Infiltration Reduction - Air Sealing | Infiltration Reduction - Air Sealing | NonEquip | 11 |  | 0% | Tech/Econ | 0.2577% | 0 | 0 | 0
Tech | Restaurants | Space Cooling | Residential-type central air conditioners | TRC | Existing | NE3905 | HVAC tune-up_RTU | HVAC tune-up_RTU | NonEquip | 5 | Packaged air conditioning units (RTUs) | 0% | Tech/Econ | 5% | 0 | 0 | 0
Tech | Restaurants | Space Cooling | Residential-type central air conditioners | TRC | Existing | NE3879 | HVAC tune-up | HVAC tune-up | NonEquip | 5 | Residential-type central air conditioners | 0% | Tech/Econ | 5% | 0 | 0 | 0
Tech | Restaurants | Space Cooling | Residential-type central air conditioners | TRC | Existing | NE3801 | Green Roof | Green Roof | NonEquip | 15 |  | 0.098% | Tech/Econ | 0.3546% | 0.011605 | 4.93e-06 | 0
Tech | Restaurants | Space Cooling | Residential-type central air conditioners | TRC | Existing | NE3671 | Facility Energy Management System | Facility Energy Management System | NonEquip | 15 |  | 0.5043% | Tech/Econ | 20% | 4.3794 | 0.0011429 | 0
Tech | Restaurants | Space Cooling | Residential-type central air conditioners | TRC | Existing | NE3593 | Energy Recovery Ventilation System (ERV) | Energy Recovery Ventilation System (ERV) | NonEquip | 15 | Packaged air conditioning units (RTUs) | 0% | Tech/Econ | 10.9% | 0 | 0 | 0
Tech | Restaurants | Space Cooling | Residential-type central air conditioners | TRC | Existing | NE3515 | Duct Sealing Repair | Duct Sealing Repair | NonEquip | 15 |  | 30.55% | Tech/Econ | 12% | 134.9262 | 0.026583 | 0
Tech | Restaurants | Space Cooling | Residential-type central air conditioners | TRC | Existing | NE3463 | Duct Insulation | Duct Insulation | NonEquip | 15 |  | 30.55% | Tech/Econ | 2.045% | 21.1492 | 0.0057455 | 0
Tech | Restaurants | Space Cooling | Residential-type central air conditioners | TRC | Existing | NE3411 | Dedicated Outdoor Air System on VRF unit | Dedicated Outdoor Air System on VRF unit | NonEquip | 15 | Residential-type central air conditioners | 58.91% | Tech/Econ | 17.5% | 447.1837 | 0.13607 | 0
Tech | Restaurants | Space Cooling | Residential-type central air conditioners | TRC | Existing | NE3359 | Cool Roof | Cool Roof | NonEquip | 15 |  | 72.71% | Tech/Econ | 0.6561% | 16.0446 | 0.0068161 | 0
Tech | Restaurants | Space Cooling | Residential-type central air conditioners | TRC | Existing | NE3307 | Chilled Water System - Variable Speed Drives | Chilled Water System - Variable Speed Drives | NonEquip | 13 | Central chillers inside | 0% | Tech/Econ | 24.74% | 0 | 0 | 0
Tech | Restaurants | Space Cooling | Residential-type central air conditioners | TRC | Existing | NE3281 | Chilled Water Controls Optimization | Chilled Water Controls Optimization | NonEquip | 10 | Central chillers inside | 0% | Tech/Econ | 12.5% | 0 | 0 | 0
Tech | Restaurants | Space Cooling | Residential-type central air conditioners | TRC | Existing | NE3203 | Ceiling Insulation(R2 to R38) | Ceiling Insulation(R2 to R38) | NonEquip | 20 |  | 0% | Tech/Econ | 4.173% | 0 | 0 | 0
Tech | Restaurants | Space Cooling | Residential-type central air conditioners | TRC | Existing | NE3099 | Ceiling Insulation(R12 to R38) | Ceiling Insulation(R12 to R38) | NonEquip | 20 |  | 0% | Tech/Econ | 0.5023% | 0 | 0 | 0
Tech | Restaurants | Space Cooling | Residential-type central air conditioners | TRC | Existing | NE3047 | Airside Economizer | Airside Economizer | NonEquip | 10 | Packaged air conditioning units (RTUs) | 0% | Tech/Econ | 5.556% | 0 | 0 | 0
Tech | Restaurants | Space Cooling | Residential-type central air conditioners | TRC | Turnover | ET830 | Geothermal Heat Pump | Geothermal Heat Pump | Equip | 15 | Residential-type central air conditioners | 30.5% | Tech/Econ | 21.18% | 299.7692 | 0.12891 | 0
Tech | Restaurants | Space Cooling | Residential-type central air conditioners | TRC | Turnover | ET1376 | Variable Refrigerant Flow (VRF) HVAC Systems | Variable Refrigerant Flow (VRF) HVAC Systems | Equip | 15 | Residential-type central air conditioners | 49.09% | Tech/Econ | 36.88% | 1026.0487 | 0.31222 | 0
Tech | Restaurants | Space Cooling | Residential-type central air conditioners | TRC | Turnover | ET1298 | High Efficiency PTHP | High Efficiency PTHP | Equip | 15 | Residential-type central air conditioners | 0% | Tech/Econ | 23.64% | 0 | 0 | 0
Tech | Restaurants | Space Cooling | Residential-type central air conditioners | TRC | Turnover | ET1259 | High Efficiency PTAC | High Efficiency PTAC | Equip | 15 | Residential-type central air conditioners | 0% | Tech/Econ | 23.64% | 0 | 0 | 0
Tech | Restaurants | Space Cooling | Residential-type central air conditioners | TRC | New | EN856 | Geothermal Heat Pump | Geothermal Heat Pump | Equip | 15 | Residential-type central air conditioners | 30.5% | Tech/Econ | 21.18% | 3.9596 | 0.0017028 | 0
Tech | Restaurants | Space Cooling | Residential-type central air conditioners | TRC | New | EN1402 | Variable Refrigerant Flow (VRF) HVAC Systems | Variable Refrigerant Flow (VRF) HVAC Systems | Equip | 15 | Residential-type central air conditioners | 49.09% | Tech/Econ | 36.88% | 13.553 | 0.0041241 | 0
Tech | Restaurants | Space Cooling | Residential-type central air conditioners | TRC | New | EN1324 | High Efficiency PTHP | High Efficiency PTHP | Equip | 15 | Residential-type central air conditioners | 0% | Tech/Econ | 23.64% | 0 | 0 | 0
Tech | Restaurants | Space Cooling | Residential-type central air conditioners | TRC | New | EN1285 | High Efficiency PTAC | High Efficiency PTAC | Equip | 15 | Residential-type central air conditioners | 0% | Tech/Econ | 23.64% | 0 | 0 | 0
Tech | Restaurants | Space Heating | Residential/split system heat pump | TRC | New | NN5348 | Retro-Commissioning | Retro-Commissioning | NonEquip | 5 |  | 0% | Tech/Econ | 16% | 0 | 0 | 0
Tech | Restaurants | Space Heating | Residential/split system heat pump | TRC | New | NN5140 | ENERGY STAR certified buildings program | ENERGY STAR certified buildings program | NonEquip | 20 |  | 0% | Tech/Econ | 35% | 0 | 0 | 0
Tech | Restaurants | Space Heating | Residential/split system heat pump | TRC | New | NN4334 | Water Cooled Refrigeration Heat Recovery | Water Cooled Refrigeration Heat Recovery | NonEquip | 20 |  | 0% | Tech/Econ | 10% | 0 | 0 | 0
Tech | Restaurants | Space Heating | Residential/split system heat pump | TRC | New | NN4282 | Warehouse Loading Dock Seals | Warehouse Loading Dock Seals | NonEquip | 18 |  | 0% | Tech/Econ | 1.849% | 0 | 0 | 0
Tech | Restaurants | Space Heating | Residential/split system heat pump | TRC | New | NN4178 | Smart Thermostat | Smart Thermostat | NonEquip | 11 |  | 45.33% | Tech/Econ | 10% | 60.9677 | 0 | -4.2873e-05
Tech | Restaurants | Space Heating | Residential/split system heat pump | TRC | New | NN4100 | Roof Insulation | Roof Insulation | NonEquip | 20 |  | 37.5% | Tech/Econ | 1.098% | 3.0811 | 0 | 0.001438
Tech | Restaurants | Space Heating | Residential/split system heat pump | TRC | New | NN4074 | Programmable Thermostat | Programmable Thermostat | NonEquip | 11 |  | 0% | Tech/Econ | 3.6% | 0 | 0 | 0
Tech | Restaurants | Space Heating | Residential/split system heat pump | TRC | New | NN4022 | Low U-Value Windows | Low U-Value Windows | NonEquip | 20 |  | 26.88% | Tech/Econ | 10% | 37.1481 | 0 | 0.00015439
Tech | Restaurants | Space Heating | Residential/split system heat pump | TRC | New | NN3944 | Infiltration Reduction - Air Sealing | Infiltration Reduction - Air Sealing | NonEquip | 11 |  | 0% | Tech/Econ | 0.9246% | 0 | 0 | 0
Tech | Restaurants | Space Heating | Residential/split system heat pump | TRC | New | NN3788 | Green Roof | Green Roof | NonEquip | 15 |  | 0.49% | Tech/Econ | 1.697% | 0.10131 | 0 | 0
Tech | Restaurants | Space Heating | Residential/split system heat pump | TRC | New | NN3736 | Floor Insulation | Floor Insulation | NonEquip | 20 |  | 16.87% | Tech/Econ | 0.576% | 0 | 0 | 0
Tech | Restaurants | Space Heating | Residential/split system heat pump | TRC | New | NN3658 | Facility Energy Management System | Facility Energy Management System | NonEquip | 15 |  | 4.276% | Tech/Econ | 20% | 11.9226 | 0 | 0.0014306
Tech | Restaurants | Space Heating | Residential/split system heat pump | TRC | New | NN3580 | ECM Motors on Furnaces | ECM Motors on Furnaces | NonEquip | 15 | Forced air furnace | 0% | Tech/Econ | 1.706% | 0 | 0 | 0
Tech | Restaurants | Space Heating | Residential/split system heat pump | TRC | New | NN3554 | Duct Sealing Repair | Duct Sealing Repair | NonEquip | 15 |  | 0% | Tech/Econ | 12% | 0 | 0 | 0
Tech | Restaurants | Space Heating | Residential/split system heat pump | TRC | New | NN3502 | Duct Insulation | Duct Insulation | NonEquip | 15 |  | 0% | Tech/Econ | 2.045% | 0 | 0 | 0
Tech | Restaurants | Space Heating | Residential/split system heat pump | TRC | New | NN3450 | Destratification Fans | Destratification Fans | NonEquip | 10 |  | 0% | Tech/Econ | 12.59% | 0 | 0 | 0
Tech | Restaurants | Space Heating | Residential/split system heat pump | TRC | New | NN3398 | Dedicated Outdoor Air System on VRF unit | Dedicated Outdoor Air System on VRF unit | NonEquip | 15 | Residential/split system heat pump | 58.91% | Tech/Econ | 10% | 65.3672 | 0 | 0.020104
Tech | Restaurants | Space Heating | Residential/split system heat pump | TRC | New | NN3242 | Ceiling Insulation(R30 to R38) | Ceiling Insulation(R30 to R38) | NonEquip | 20 |  | 0% | Tech/Econ | 0.2219% | 0 | 0 | 0
Tech | Restaurants | Space Heating | Residential/split system heat pump | TRC | New | NN3190 | Ceiling Insulation(R2 to R38) | Ceiling Insulation(R2 to R38) | NonEquip | 20 |  | 0% | Tech/Econ | 14.98% | 0 | 0 | 0
Tech | Restaurants | Space Heating | Residential/split system heat pump | TRC | New | NN3138 | Ceiling Insulation(R19 to R38) | Ceiling Insulation(R19 to R38) | NonEquip | 20 |  | 0% | Tech/Econ | 0.832% | 0 | 0 | 0
Tech | Restaurants | Space Heating | Residential/split system heat pump | TRC | New | NN3086 | Ceiling Insulation(R12 to R38) | Ceiling Insulation(R12 to R38) | NonEquip | 20 |  | 0% | Tech/Econ | 1.803% | 0 | 0 | 0
Tech | Restaurants | Space Heating | Residential/split system heat pump | TRC | New | NN3008 | Air Curtains | Air Curtains | NonEquip | 8 |  | 26.88% | Tech/Econ | 0.4135% | 0 | 0 | 0
Tech | Restaurants | Space Heating | Residential/split system heat pump | TRC | Existing | NE5335 | Retro-Commissioning | Retro-Commissioning | NonEquip | 5 |  | 21.99% | Tech/Econ | 16% | 3181.86 | 0 | 1.9035
Tech | Restaurants | Space Heating | Residential/split system heat pump | TRC | Existing | NE5127 | ENERGY STAR certified buildings program | ENERGY STAR certified buildings program | NonEquip | 20 |  | 0% | Tech/Econ | 35% | 0 | 0 | 0
Tech | Restaurants | Space Heating | Residential/split system heat pump | TRC | Existing | NE4321 | Water Cooled Refrigeration Heat Recovery | Water Cooled Refrigeration Heat Recovery | NonEquip | 20 |  | 0% | Tech/Econ | 10% | 0 | 0 | 0
Tech | Restaurants | Space Heating | Residential/split system heat pump | TRC | Existing | NE4269 | Warehouse Loading Dock Seals | Warehouse Loading Dock Seals | NonEquip | 18 |  | 0% | Tech/Econ | 2.04% | 0 | 0 | 0
Tech | Restaurants | Space Heating | Residential/split system heat pump | TRC | Existing | NE4243 | Wall Insulation | Wall Insulation | NonEquip | 20 |  | 0% | Tech/Econ | 2.116% | 0 | 0 | 0
Tech | Restaurants | Space Heating | Residential/split system heat pump | TRC | Existing | NE4165 | Smart Thermostat | Smart Thermostat | NonEquip | 11 |  | 45.33% | Tech/Econ | 10% | 4332.7603 | 0 | -0.0030469
Tech | Restaurants | Space Heating | Residential/split system heat pump | TRC | Existing | NE4087 | Roof Insulation | Roof Insulation | NonEquip | 20 |  | 37.5% | Tech/Econ | 2.423% | 792.7154 | 0 | 0.36996
Tech | Restaurants | Space Heating | Residential/split system heat pump | TRC | Existing | NE4061 | Programmable Thermostat | Programmable Thermostat | NonEquip | 11 |  | 0% | Tech/Econ | 3.6% | 0 | 0 | 0
Tech | Restaurants | Space Heating | Residential/split system heat pump | TRC | Existing | NE4009 | Low U-Value Windows | Low U-Value Windows | NonEquip | 20 |  | 10.75% | Tech/Econ | 46% | 6485.9999 | 0 | 0.026956
Tech | Restaurants | Space Heating | Residential/split system heat pump | TRC | Existing | NE3931 | Infiltration Reduction - Air Sealing | Infiltration Reduction - Air Sealing | NonEquip | 11 |  | 0% | Tech/Econ | 1.02% | 0 | 0 | 0
Tech | Restaurants | Space Heating | Residential/split system heat pump | TRC | Existing | NE3853 | Hotel Card Energy Control Systems | Hotel Card Energy Control Systems | NonEquip | 15 |  | 0% | Tech/Econ | 0% | 0 | 0 | 0
Tech | Restaurants | Space Heating | Residential/split system heat pump | TRC | Existing | NE3775 | Green Roof | Green Roof | NonEquip | 15 |  | 0.098% | Tech/Econ | 1.872% | 1.5763 | 0 | 0
Tech | Restaurants | Space Heating | Residential/split system heat pump | TRC | Existing | NE3723 | Floor Insulation | Floor Insulation | NonEquip | 20 |  | 6.749% | Tech/Econ | 0.6356% | 36.8591 | 0 | 0.017202
Tech | Restaurants | Space Heating | Residential/split system heat pump | TRC | Existing | NE3645 | Facility Energy Management System | Facility Energy Management System | NonEquip | 15 |  | 0.5043% | Tech/Econ | 20% | 106.4607 | 0 | 0.012774
Tech | Restaurants | Space Heating | Residential/split system heat pump | TRC | Existing | NE3567 | ECM Motors on Furnaces | ECM Motors on Furnaces | NonEquip | 15 | Forced air furnace | 0% | Tech/Econ | 1.706% | 0 | 0 | 0
Tech | Restaurants | Space Heating | Residential/split system heat pump | TRC | Existing | NE3541 | Duct Sealing Repair | Duct Sealing Repair | NonEquip | 15 |  | 30.55% | Tech/Econ | 12% | 3865.7552 | 0 | 2.6975
Tech | Restaurants | Space Heating | Residential/split system heat pump | TRC | Existing | NE3489 | Duct Insulation | Duct Insulation | NonEquip | 15 |  | 30.55% | Tech/Econ | 2.045% | 540.2937 | 0 | 0.31545
Tech | Restaurants | Space Heating | Residential/split system heat pump | TRC | Existing | NE3437 | Destratification Fans | Destratification Fans | NonEquip | 10 |  | 0% | Tech/Econ | 12.59% | 0 | 0 | 0
Tech | Restaurants | Space Heating | Residential/split system heat pump | TRC | Existing | NE3385 | Dedicated Outdoor Air System on VRF unit | Dedicated Outdoor Air System on VRF unit | NonEquip | 15 | Residential/split system heat pump | 58.91% | Tech/Econ | 10% | 5984.0709 | 0 | 1.8405
Tech | Restaurants | Space Heating | Residential/split system heat pump | TRC | Existing | NE3333 | Cool Roof | Cool Roof | NonEquip | 15 |  | 72.71% | Tech/Econ | 0.09479% | 59.1143 | 0 | 0
Tech | Restaurants | Space Heating | Residential/split system heat pump | TRC | Existing | NE3229 | Ceiling Insulation(R30 to R38) | Ceiling Insulation(R30 to R38) | NonEquip | 20 |  | 0% | Tech/Econ | 0.2448% | 0 | 0 | 0
Tech | Restaurants | Space Heating | Residential/split system heat pump | TRC | Existing | NE3177 | Ceiling Insulation(R2 to R38) | Ceiling Insulation(R2 to R38) | NonEquip | 20 |  | 0% | Tech/Econ | 16.53% | 0 | 0 | 0
Tech | Restaurants | Space Heating | Residential/split system heat pump | TRC | Existing | NE3125 | Ceiling Insulation(R19 to R38) | Ceiling Insulation(R19 to R38) | NonEquip | 20 |  | 0% | Tech/Econ | 0.9181% | 0 | 0 | 0
Tech | Restaurants | Space Heating | Residential/split system heat pump | TRC | Existing | NE3073 | Ceiling Insulation(R12 to R38) | Ceiling Insulation(R12 to R38) | NonEquip | 20 |  | 0% | Tech/Econ | 1.989% | 0 | 0 | 0
Tech | Restaurants | Space Heating | Residential/split system heat pump | TRC | Existing | NE2995 | Air Curtains | Air Curtains | NonEquip | 8 |  | 31.69% | Tech/Econ | 0.4135% | 112.52 | 0 | 0.01222
Tech | Restaurants | Space Heating | Residential/split system heat pump | TRC | Turnover | ET869 | Geothermal Heat Pump | Geothermal Heat Pump | Equip | 15 | Residential/split system heat pump | 30.5% | Tech/Econ | 2.941% | 818.5665 | 0 | 0.27038
Tech | Restaurants | Space Heating | Residential/split system heat pump | TRC | Turnover | ET1415 | Variable Refrigerant Flow (VRF) HVAC Systems | Variable Refrigerant Flow (VRF) HVAC Systems | Equip | 15 | Residential/split system heat pump | 49.09% | Tech/Econ | 31.25% | 19127.5138 | 0 | 5.8828
Tech | Restaurants | Space Heating | Residential/split system heat pump | TRC | Turnover | ET1337 | High Efficiency PTHP | High Efficiency PTHP | Equip | 15 | Residential/split system heat pump | 0% | Tech/Econ | 9.375% | 0 | 0 | 0
Tech | Restaurants | Space Heating | Residential/split system heat pump | TRC | New | EN895 | Geothermal Heat Pump | Geothermal Heat Pump | Equip | 15 | Residential/split system heat pump | 30.5% | Tech/Econ | 2.941% | 0 | 0 | 0
Tech | Restaurants | Space Heating | Residential/split system heat pump | TRC | New | EN1441 | Variable Refrigerant Flow (VRF) HVAC Systems | Variable Refrigerant Flow (VRF) HVAC Systems | Equip | 15 | Residential/split system heat pump | 49.09% | Tech/Econ | 31.25% | 252.6532 | 0 | 0.077706
Tech | Restaurants | Space Heating | Residential/split system heat pump | TRC | New | EN1363 | High Efficiency PTHP | High Efficiency PTHP | Equip | 15 | Residential/split system heat pump | 0% | Tech/Econ | 9.375% | 0 | 0 | 0
Tech | Restaurants | Refrigeration | Residential style | TRC | New | NN5322 | Retro-Commissioning | Retro-Commissioning | NonEquip | 5 |  | 0% | Tech/Econ | 16% | 0 | 0 | 0
Tech | Restaurants | Refrigeration | Residential style | TRC | New | NN5114 | ENERGY STAR certified buildings program | ENERGY STAR certified buildings program | NonEquip | 20 |  | 0% | Tech/Econ | 35% | 0 | 0 | 0
Tech | Restaurants | Refrigeration | Residential style | TRC | New | NN4906 | Strip Curtains for Walk-ins | Strip Curtains for Walk-ins | NonEquip | 4 | Walk-in cooler | 0% | Tech/Econ | 2.115% | 0 | 0 | 0
Tech | Restaurants | Refrigeration | Residential style | TRC | New | NN4880 | Refrigerated Display Case Lighting Controls | Refrigerated Display Case Lighting Controls | NonEquip | 8 | Display cases | 0% | Tech/Econ | 0.9365% | 0 | 0 | 0
Tech | Restaurants | Refrigeration | Residential style | TRC | New | NN4854 | PSC to ECM Evaporator Fan Motor (Walk-In, Refrigerator) | PSC to ECM Evaporator Fan Motor (Walk-In, Refrigerator) | NonEquip | 15 | Walk-in cooler | 0% | Tech/Econ | 37.5% | 0 | 0 | 0
Tech | Restaurants | Refrigeration | Residential style | TRC | New | NN4828 | PSC to ECM Evaporator Fan Motor (Reach-In) | PSC to ECM Evaporator Fan Motor (Reach-In) | NonEquip | 15 | Display cases | 0% | Tech/Econ | 37.5% | 0 | 0 | 0
Tech | Restaurants | Refrigeration | Residential style | TRC | New | NN4802 | Night Covers for Display Cases | Night Covers for Display Cases | NonEquip | 5 | Display cases | 0% | Tech/Econ | 1.877% | 0 | 0 | 0
Tech | Restaurants | Refrigeration | Residential style | TRC | New | NN4776 | High R-Value Glass Doors | High R-Value Glass Doors | NonEquip | 12 | Display cases | 0% | Tech/Econ | 0% | 0 | 0 | 0
Tech | Restaurants | Refrigeration | Residential style | TRC | New | NN4750 | High Efficiency Refrigeration Compressor | High Efficiency Refrigeration Compressor | NonEquip | 13 | Display cases | 0% | Tech/Econ | 6.922% | 0 | 0 | 0
Tech | Restaurants | Refrigeration | Residential style | TRC | New | NN4724 | Freezer-Cooler Replacement Gaskets | Freezer-Cooler Replacement Gaskets | NonEquip | 4 | Display cases | 0% | Tech/Econ | 0% | 0 | 0 | 0
Tech | Restaurants | Refrigeration | Residential style | TRC | New | NN4698 | Floating Head Pressure Controls | Floating Head Pressure Controls | NonEquip | 15 |  | 0% | Tech/Econ | 6.05% | 0 | 0 | 0
Tech | Restaurants | Refrigeration | Residential style | TRC | New | NN4672 | Demand Defrost | Demand Defrost | NonEquip | 10 | Walk-in cooler | 0% | Tech/Econ | 30% | 0 | 0 | 0
Tech | Restaurants | Refrigeration | Residential style | TRC | New | NN4646 | Automatic Door Closer for Walk-in Coolers and Freezers | Automatic Door Closer for Walk-in Coolers and Freezers | NonEquip | 8 | Walk-in cooler | 0% | Tech/Econ | 3.131% | 0 | 0 | 0
Tech | Restaurants | Refrigeration | Residential style | TRC | New | NN4620 | Anti-Sweat Controls | Anti-Sweat Controls | NonEquip | 8 | Display cases | 0% | Tech/Econ | 85% | 0 | 0 | 0
Tech | Restaurants | Refrigeration | Residential style | TRC | Existing | NE5309 | Retro-Commissioning | Retro-Commissioning | NonEquip | 5 |  | 21.99% | Tech/Econ | 16% | 4738.7219 | 1.4631 | 2.8348
Tech | Restaurants | Refrigeration | Residential style | TRC | Existing | NE5101 | ENERGY STAR certified buildings program | ENERGY STAR certified buildings program | NonEquip | 20 |  | 0% | Tech/Econ | 35% | 0 | 0 | 0
Tech | Restaurants | Refrigeration | Residential style | TRC | Existing | NE4893 | Strip Curtains for Walk-ins | Strip Curtains for Walk-ins | NonEquip | 4 | Walk-in cooler | 0% | Tech/Econ | 2.115% | 0 | 0 | 0
Tech | Restaurants | Refrigeration | Residential style | TRC | Existing | NE4867 | Refrigerated Display Case Lighting Controls | Refrigerated Display Case Lighting Controls | NonEquip | 8 | Display cases | 0% | Tech/Econ | 2.524% | 0 | 0 | 0
Tech | Restaurants | Refrigeration | Residential style | TRC | Existing | NE4841 | PSC to ECM Evaporator Fan Motor (Walk-In, Refrigerator) | PSC to ECM Evaporator Fan Motor (Walk-In, Refrigerator) | NonEquip | 15 | Walk-in cooler | 0% | Tech/Econ | 37.5% | 0 | 0 | 0
Tech | Restaurants | Refrigeration | Residential style | TRC | Existing | NE4815 | PSC to ECM Evaporator Fan Motor (Reach-In) | PSC to ECM Evaporator Fan Motor (Reach-In) | NonEquip | 15 | Display cases | 0% | Tech/Econ | 37.5% | 0 | 0 | 0
Tech | Restaurants | Refrigeration | Residential style | TRC | Existing | NE4789 | Night Covers for Display Cases | Night Covers for Display Cases | NonEquip | 5 | Display cases | 0% | Tech/Econ | 1.877% | 0 | 0 | 0
Tech | Restaurants | Refrigeration | Residential style | TRC | Existing | NE4763 | High R-Value Glass Doors | High R-Value Glass Doors | NonEquip | 12 | Display cases | 0% | Tech/Econ | 23.81% | 0 | 0 | 0
Tech | Restaurants | Refrigeration | Residential style | TRC | Existing | NE4737 | High Efficiency Refrigeration Compressor | High Efficiency Refrigeration Compressor | NonEquip | 13 | Display cases | 0% | Tech/Econ | 6.922% | 0 | 0 | 0
Tech | Restaurants | Refrigeration | Residential style | TRC | Existing | NE4711 | Freezer-Cooler Replacement Gaskets | Freezer-Cooler Replacement Gaskets | NonEquip | 4 | Display cases | 0% | Tech/Econ | 3.131% | 0 | 0 | 0
Tech | Restaurants | Refrigeration | Residential style | TRC | Existing | NE4685 | Floating Head Pressure Controls | Floating Head Pressure Controls | NonEquip | 15 |  | 0% | Tech/Econ | 6.05% | 0 | 0 | 0
Tech | Restaurants | Refrigeration | Residential style | TRC | Existing | NE4659 | Demand Defrost | Demand Defrost | NonEquip | 10 | Walk-in cooler | 0% | Tech/Econ | 30% | 0 | 0 | 0
Tech | Restaurants | Refrigeration | Residential style | TRC | Existing | NE4633 | Automatic Door Closer for Walk-in Coolers and Freezers | Automatic Door Closer for Walk-in Coolers and Freezers | NonEquip | 8 | Walk-in cooler | 0% | Tech/Econ | 3.131% | 0 | 0 | 0
Tech | Restaurants | Refrigeration | Residential style | TRC | Existing | NE4607 | Anti-Sweat Controls | Anti-Sweat Controls | NonEquip | 8 | Display cases | 0% | Tech/Econ | 85% | 0 | 0 | 0
Tech | Restaurants | Refrigeration | Residential style | TRC | Turnover | ET2540 | Energy Star Refrigerator | Energy Star Refrigerator | Equip | 12 | Residential style | 45.6% | Tech/Econ | 21.99% | 15010.034 | 1.9762 | 1.555
Tech | Restaurants | Refrigeration | Residential style | TRC | New | EN2566 | Energy Star Refrigerator | Energy Star Refrigerator | Equip | 12 | Residential style | 53.2% | Tech/Econ | 21.99% | 219.8716 | 0.028948 | 0.022778
Tech | Restaurants | Cooking | Range | TRC | New | NN5088 | ENERGY STAR certified buildings program | ENERGY STAR certified buildings program | NonEquip | 20 |  | 0% | Tech/Econ | 35% | 0 | 0 | 0
Tech | Restaurants | Cooking | Range | TRC | Existing | NE5075 | ENERGY STAR certified buildings program | ENERGY STAR certified buildings program | NonEquip | 20 |  | 0% | Tech/Econ | 35% | 0 | 0 | 0
Tech | Restaurants | Miscellaneous | Pool pump | TRC | New | NN5452 | Retro-Commissioning | Retro-Commissioning | NonEquip | 5 |  | 0% | Tech/Econ | 16% | 0 | 0 | 0
Tech | Restaurants | Miscellaneous | Pool pump | TRC | New | NN5244 | ENERGY STAR certified buildings program | ENERGY STAR certified buildings program | NonEquip | 20 |  | 0% | Tech/Econ | 35% | 0 | 0 | 0
Tech | Restaurants | Miscellaneous | Pool pump | TRC | New | NN4542 | VSD Controlled Compressor | VSD Controlled Compressor | NonEquip | 15 | Others | 0% | Tech/Econ | 20.79% | 0 | 0 | 0
Tech | Restaurants | Miscellaneous | Pool pump | TRC | New | NN4516 | Regenerative Drive Elevator Motor | Regenerative Drive Elevator Motor | NonEquip | 13 | Elevators/Escalators | 0% | Tech/Econ | 6.211% | 0 | 0 | 0
Tech | Restaurants | Miscellaneous | Pool pump | TRC | New | NN4490 | Engine Block Timer | Engine Block Timer | NonEquip | 5 | Others | 0% | Tech/Econ | 36% | 0 | 0 | 0
Tech | Restaurants | Miscellaneous | Pool pump | TRC | New | NN4464 | Efficient Motor Belts | Efficient Motor Belts | NonEquip | 10 | Others | 0% | Tech/Econ | 1.105% | 0 | 0 | 0
Tech | Restaurants | Miscellaneous | Pool pump | TRC | Existing | NE5439 | Retro-Commissioning | Retro-Commissioning | NonEquip | 5 |  | 21.99% | Tech/Econ | 16% | 0 | 0 | 0
Tech | Restaurants | Miscellaneous | Pool pump | TRC | Existing | NE5231 | ENERGY STAR certified buildings program | ENERGY STAR certified buildings program | NonEquip | 20 |  | 0% | Tech/Econ | 35% | 0 | 0 | 0
Tech | Restaurants | Miscellaneous | Pool pump | TRC | Existing | NE4529 | VSD Controlled Compressor | VSD Controlled Compressor | NonEquip | 15 | Others | 0% | Tech/Econ | 20.79% | 0 | 0 | 0
Tech | Restaurants | Miscellaneous | Pool pump | TRC | Existing | NE4503 | Regenerative Drive Elevator Motor | Regenerative Drive Elevator Motor | NonEquip | 13 | Elevators/Escalators | 0% | Tech/Econ | 6.211% | 0 | 0 | 0
Tech | Restaurants | Miscellaneous | Pool pump | TRC | Existing | NE4477 | Engine Block Timer | Engine Block Timer | NonEquip | 5 | Others | 0% | Tech/Econ | 36% | 0 | 0 | 0
Tech | Restaurants | Miscellaneous | Pool pump | TRC | Existing | NE4451 | Efficient Motor Belts | Efficient Motor Belts | NonEquip | 10 | Others | 0% | Tech/Econ | 1.105% | 0 | 0 | 0
Tech | Restaurants | Miscellaneous | Pool pump | TRC | Turnover | ET2114 | Variable Speed Pool Pump | Variable Speed Pool Pump | Equip | 10 | Pool pump | 0% | Tech/Econ | 64.36% | 0 | 0 | 0
Tech | Restaurants | Miscellaneous | Pool pump | TRC | Turnover | ET2075 | Two Speed Pool Pump | Two Speed Pool Pump | Equip | 10 | Pool pump | 0% | Tech/Econ | 61.79% | 0 | 0 | 0
Tech | Restaurants | Miscellaneous | Pool pump | TRC | Turnover | ET2039 | Solar Powered Pool Pump | Solar Powered Pool Pump | Equip | 10 | Pool pump | 0% | Tech/Econ | 81% | 0 | 0 | 0
Tech | Restaurants | Miscellaneous | Pool pump | TRC | Turnover | ET2000 | Solar Pool Heater | Solar Pool Heater | Equip | 15 | Pool pump | 0% | Tech/Econ | 86.11% | 0 | 0 | 0
Tech | Restaurants | Miscellaneous | Pool pump | TRC | Turnover | ET1961 | Heat Pump Pool Heater | Heat Pump Pool Heater | Equip | 15 | Pool pump | 0% | Tech/Econ | 80% | 0 | 0 | 0
Tech | Restaurants | Miscellaneous | Pool pump | TRC | New | EN2138 | Variable Speed Pool Pump | Variable Speed Pool Pump | Equip | 10 | Pool pump | 0% | Tech/Econ | 64.36% | 0 | 0 | 0
Tech | Restaurants | Miscellaneous | Pool pump | TRC | New | EN2101 | Two Speed Pool Pump | Two Speed Pool Pump | Equip | 10 | Pool pump | 0% | Tech/Econ | 61.79% | 0 | 0 | 0
Tech | Restaurants | Miscellaneous | Pool pump | TRC | New | EN2063 | Solar Powered Pool Pump | Solar Powered Pool Pump | Equip | 10 | Pool pump | 0% | Tech/Econ | 81% | 0 | 0 | 0
Tech | Restaurants | Miscellaneous | Pool pump | TRC | New | EN2026 | Solar Pool Heater | Solar Pool Heater | Equip | 15 | Pool pump | 0% | Tech/Econ | 86.11% | 0 | 0 | 0
Tech | Restaurants | Miscellaneous | Pool pump | TRC | New | EN1987 | Heat Pump Pool Heater | Heat Pump Pool Heater | Equip | 15 | Pool pump | 0% | Tech/Econ | 80% | 0 | 0 | 0
Tech | Restaurants | Space Heating | Packaged central unit | TRC | New | NN5348 | Retro-Commissioning | Retro-Commissioning | NonEquip | 5 |  | 0% | Tech/Econ | 16% | 0 | 0 | 0
Tech | Restaurants | Space Heating | Packaged central unit | TRC | New | NN5140 | ENERGY STAR certified buildings program | ENERGY STAR certified buildings program | NonEquip | 20 |  | 0% | Tech/Econ | 35% | 0 | 0 | 0
Tech | Restaurants | Space Heating | Packaged central unit | TRC | New | NN4334 | Water Cooled Refrigeration Heat Recovery | Water Cooled Refrigeration Heat Recovery | NonEquip | 20 |  | 0% | Tech/Econ | 10% | 0 | 0 | 0
Tech | Restaurants | Space Heating | Packaged central unit | TRC | New | NN4282 | Warehouse Loading Dock Seals | Warehouse Loading Dock Seals | NonEquip | 18 |  | 0% | Tech/Econ | 1.849% | 0 | 0 | 0
Tech | Restaurants | Space Heating | Packaged central unit | TRC | New | NN4178 | Smart Thermostat | Smart Thermostat | NonEquip | 11 |  | 45.33% | Tech/Econ | 10% | 342.9212 | 0 | -0.00024115
Tech | Restaurants | Space Heating | Packaged central unit | TRC | New | NN4100 | Roof Insulation | Roof Insulation | NonEquip | 20 |  | 37.5% | Tech/Econ | 1.098% | 17.7364 | 0 | 0.0082776
Tech | Restaurants | Space Heating | Packaged central unit | TRC | New | NN4074 | Programmable Thermostat | Programmable Thermostat | NonEquip | 11 |  | 0% | Tech/Econ | 3.6% | 0 | 0 | 0
Tech | Restaurants | Space Heating | Packaged central unit | TRC | New | NN4022 | Low U-Value Windows | Low U-Value Windows | NonEquip | 20 |  | 26.88% | Tech/Econ | 10% | 208.9446 | 0 | 0.00086839
Tech | Restaurants | Space Heating | Packaged central unit | TRC | New | NN3944 | Infiltration Reduction - Air Sealing | Infiltration Reduction - Air Sealing | NonEquip | 11 |  | 0% | Tech/Econ | 0.9246% | 0 | 0 | 0
Tech | Restaurants | Space Heating | Packaged central unit | TRC | New | NN3866 | Hotel Card Energy Control Systems | Hotel Card Energy Control Systems | NonEquip | 15 |  | 0% | Tech/Econ | 0% | 0 | 0 | 0
Tech | Restaurants | Space Heating | Packaged central unit | TRC | New | NN3788 | Green Roof | Green Roof | NonEquip | 15 |  | 0.49% | Tech/Econ | 1.697% | 0.5832 | 0 | 0
Tech | Restaurants | Space Heating | Packaged central unit | TRC | New | NN3736 | Floor Insulation | Floor Insulation | NonEquip | 20 |  | 16.87% | Tech/Econ | 0.576% | 0 | 0 | 0
Tech | Restaurants | Space Heating | Packaged central unit | TRC | New | NN3658 | Facility Energy Management System | Facility Energy Management System | NonEquip | 15 |  | 4.276% | Tech/Econ | 20% | 67.06 | 0 | 0.0080463
Tech | Restaurants | Space Heating | Packaged central unit | TRC | New | NN3580 | ECM Motors on Furnaces | ECM Motors on Furnaces | NonEquip | 15 | Forced air furnace | 0% | Tech/Econ | 1.706% | 0 | 0 | 0
Tech | Restaurants | Space Heating | Packaged central unit | TRC | New | NN3554 | Duct Sealing Repair | Duct Sealing Repair | NonEquip | 15 |  | 0% | Tech/Econ | 12% | 0 | 0 | 0
Tech | Restaurants | Space Heating | Packaged central unit | TRC | New | NN3502 | Duct Insulation | Duct Insulation | NonEquip | 15 |  | 0% | Tech/Econ | 2.045% | 0 | 0 | 0
Tech | Restaurants | Space Heating | Packaged central unit | TRC | New | NN3450 | Destratification Fans | Destratification Fans | NonEquip | 10 |  | 0% | Tech/Econ | 12.59% | 0 | 0 | 0
Tech | Restaurants | Space Heating | Packaged central unit | TRC | New | NN3398 | Dedicated Outdoor Air System on VRF unit | Dedicated Outdoor Air System on VRF unit | NonEquip | 15 | Residential/split system heat pump | 0% | Tech/Econ | 10% | 0 | 0 | 0
Tech | Restaurants | Space Heating | Packaged central unit | TRC | New | NN3346 | Cool Roof | Cool Roof | NonEquip | 15 |  | 72.32% | Tech/Econ | 0.0859% | 0 | 0 | 0
Tech | Restaurants | Space Heating | Packaged central unit | TRC | New | NN3242 | Ceiling Insulation(R30 to R38) | Ceiling Insulation(R30 to R38) | NonEquip | 20 |  | 0% | Tech/Econ | 0.2219% | 0 | 0 | 0
Tech | Restaurants | Space Heating | Packaged central unit | TRC | New | NN3190 | Ceiling Insulation(R2 to R38) | Ceiling Insulation(R2 to R38) | NonEquip | 20 |  | 0% | Tech/Econ | 14.98% | 0 | 0 | 0
Tech | Restaurants | Space Heating | Packaged central unit | TRC | New | NN3138 | Ceiling Insulation(R19 to R38) | Ceiling Insulation(R19 to R38) | NonEquip | 20 |  | 0% | Tech/Econ | 0.832% | 0 | 0 | 0
Tech | Restaurants | Space Heating | Packaged central unit | TRC | New | NN3086 | Ceiling Insulation(R12 to R38) | Ceiling Insulation(R12 to R38) | NonEquip | 20 |  | 0% | Tech/Econ | 1.803% | 0 | 0 | 0
Tech | Restaurants | Space Heating | Packaged central unit | TRC | New | NN3008 | Air Curtains | Air Curtains | NonEquip | 8 |  | 26.88% | Tech/Econ | 0.4135% | 0 | 0 | 0
Tech | Restaurants | Space Heating | Packaged central unit | TRC | Existing | NE5335 | Retro-Commissioning | Retro-Commissioning | NonEquip | 5 |  | 21.99% | Tech/Econ | 16% | 18639.4246 | 0 | 11.1506
Tech | Restaurants | Space Heating | Packaged central unit | TRC | Existing | NE5127 | ENERGY STAR certified buildings program | ENERGY STAR certified buildings program | NonEquip | 20 |  | 0% | Tech/Econ | 35% | 0 | 0 | 0
Tech | Restaurants | Space Heating | Packaged central unit | TRC | Existing | NE4321 | Water Cooled Refrigeration Heat Recovery | Water Cooled Refrigeration Heat Recovery | NonEquip | 20 |  | 0% | Tech/Econ | 10% | 0 | 0 | 0
Tech | Restaurants | Space Heating | Packaged central unit | TRC | Existing | NE4269 | Warehouse Loading Dock Seals | Warehouse Loading Dock Seals | NonEquip | 18 |  | 0% | Tech/Econ | 2.04% | 0 | 0 | 0
Tech | Restaurants | Space Heating | Packaged central unit | TRC | Existing | NE4243 | Wall Insulation | Wall Insulation | NonEquip | 20 |  | 0% | Tech/Econ | 2.116% | 0 | 0 | 0
Tech | Restaurants | Space Heating | Packaged central unit | TRC | Existing | NE4165 | Smart Thermostat | Smart Thermostat | NonEquip | 11 |  | 45.33% | Tech/Econ | 10% | 25895.8161 | 0 | -0.01821
Tech | Restaurants | Space Heating | Packaged central unit | TRC | Existing | NE4087 | Roof Insulation | Roof Insulation | NonEquip | 20 |  | 37.5% | Tech/Econ | 2.423% | 4643.7489 | 0 | 2.1672
Tech | Restaurants | Space Heating | Packaged central unit | TRC | Existing | NE4061 | Programmable Thermostat | Programmable Thermostat | NonEquip | 11 |  | 0% | Tech/Econ | 3.6% | 0 | 0 | 0
Tech | Restaurants | Space Heating | Packaged central unit | TRC | Existing | NE4009 | Low U-Value Windows | Low U-Value Windows | NonEquip | 20 |  | 10.75% | Tech/Econ | 46% | 30884.3497 | 0 | 0.12836
Tech | Restaurants | Space Heating | Packaged central unit | TRC | Existing | NE3931 | Infiltration Reduction - Air Sealing | Infiltration Reduction - Air Sealing | NonEquip | 11 |  | 0% | Tech/Econ | 1.02% | 0 | 0 | 0
Tech | Restaurants | Space Heating | Packaged central unit | TRC | Existing | NE3853 | Hotel Card Energy Control Systems | Hotel Card Energy Control Systems | NonEquip | 15 |  | 0% | Tech/Econ | 0% | 0 | 0 | 0
Tech | Restaurants | Space Heating | Packaged central unit | TRC | Existing | NE3775 | Green Roof | Green Roof | NonEquip | 15 |  | 0.098% | Tech/Econ | 1.872% | 9.2341 | 0 | 0
Tech | Restaurants | Space Heating | Packaged central unit | TRC | Existing | NE3723 | Floor Insulation | Floor Insulation | NonEquip | 20 |  | 6.749% | Tech/Econ | 0.6356% | 215.9216 | 0 | 0.10077
Tech | Restaurants | Space Heating | Packaged central unit | TRC | Existing | NE3645 | Facility Energy Management System | Facility Energy Management System | NonEquip | 15 |  | 0.5043% | Tech/Econ | 20% | 598.8024 | 0 | 0.071848
Tech | Restaurants | Space Heating | Packaged central unit | TRC | Existing | NE3567 | ECM Motors on Furnaces | ECM Motors on Furnaces | NonEquip | 15 | Forced air furnace | 0% | Tech/Econ | 1.706% | 0 | 0 | 0
Tech | Restaurants | Space Heating | Packaged central unit | TRC | Existing | NE3541 | Duct Sealing Repair | Duct Sealing Repair | NonEquip | 15 |  | 30.55% | Tech/Econ | 12% | 21743.4602 | 0 | 15.1725
Tech | Restaurants | Space Heating | Packaged central unit | TRC | Existing | NE3489 | Duct Insulation | Duct Insulation | NonEquip | 15 |  | 30.55% | Tech/Econ | 2.045% | 3165.0553 | 0 | 1.8479
Tech | Restaurants | Space Heating | Packaged central unit | TRC | Existing | NE3437 | Destratification Fans | Destratification Fans | NonEquip | 10 |  | 0% | Tech/Econ | 12.59% | 0 | 0 | 0
Tech | Restaurants | Space Heating | Packaged central unit | TRC | Existing | NE3385 | Dedicated Outdoor Air System on VRF unit | Dedicated Outdoor Air System on VRF unit | NonEquip | 15 | Residential/split system heat pump | 0% | Tech/Econ | 10% | 0 | 0 | 0
Tech | Restaurants | Space Heating | Packaged central unit | TRC | Existing | NE3333 | Cool Roof | Cool Roof | NonEquip | 15 |  | 72.71% | Tech/Econ | 0.09479% | 346.2931 | 0 | 0
Tech | Restaurants | Space Heating | Packaged central unit | TRC | Existing | NE3229 | Ceiling Insulation(R30 to R38) | Ceiling Insulation(R30 to R38) | NonEquip | 20 |  | 0% | Tech/Econ | 0.2448% | 0 | 0 | 0
Tech | Restaurants | Space Heating | Packaged central unit | TRC | Existing | NE3177 | Ceiling Insulation(R2 to R38) | Ceiling Insulation(R2 to R38) | NonEquip | 20 |  | 0% | Tech/Econ | 16.53% | 0 | 0 | 0
Tech | Restaurants | Space Heating | Packaged central unit | TRC | Existing | NE3125 | Ceiling Insulation(R19 to R38) | Ceiling Insulation(R19 to R38) | NonEquip | 20 |  | 0% | Tech/Econ | 0.9181% | 0 | 0 | 0
Tech | Restaurants | Space Heating | Packaged central unit | TRC | Existing | NE3073 | Ceiling Insulation(R12 to R38) | Ceiling Insulation(R12 to R38) | NonEquip | 20 |  | 0% | Tech/Econ | 1.989% | 0 | 0 | 0
Tech | Restaurants | Space Heating | Packaged central unit | TRC | Existing | NE2995 | Air Curtains | Air Curtains | NonEquip | 8 |  | 31.69% | Tech/Econ | 0.4135% | 659.1452 | 0 | 0.071585
Tech | Restaurants | Space Heating | Packaged central unit | TRC | Turnover | ET1220 | High Efficiency DX 135k- less than 240k BTU | High Efficiency DX 135k- less than 240k BTU | Equip | 15 | Packaged central unit | 94.56% | Tech/Econ | 3.03% | 15629.1474 | 0 | 0
Tech | Restaurants | Space Heating | Packaged central unit | TRC | New | EN1246 | High Efficiency DX 135k- less than 240k BTU | High Efficiency DX 135k- less than 240k BTU | Equip | 15 | Packaged central unit | 94.56% | Tech/Econ | 3.03% | 206.9665 | 0 | 0
Tech | Restaurants | Space Cooling | Packaged air conditioning units (RTUs) | TRC | New | NN5374 | Retro-Commissioning | Retro-Commissioning | NonEquip | 5 |  | 0% | Tech/Econ | 16% | 0 | 0 | 0
Tech | Restaurants | Space Cooling | Packaged air conditioning units (RTUs) | TRC | New | NN5166 | ENERGY STAR certified buildings program | ENERGY STAR certified buildings program | NonEquip | 20 |  | 0% | Tech/Econ | 35% | 0 | 0 | 0
Tech | Restaurants | Space Cooling | Packaged air conditioning units (RTUs) | TRC | New | NN4386 | Window Sun Protection | Window Sun Protection | NonEquip | 10 |  | 15.35% | Tech/Econ | 16% | 1131.0024 | 0.35216 | -0.019841
Tech | Restaurants | Space Cooling | Packaged air conditioning units (RTUs) | TRC | New | NN4360 | Waterside Economizer | Waterside Economizer | NonEquip | 20 |  | 0% | Tech/Econ | 5.556% | 0 | 0 | 0
Tech | Restaurants | Space Cooling | Packaged air conditioning units (RTUs) | TRC | New | NN4308 | Warehouse Loading Dock Seals | Warehouse Loading Dock Seals | NonEquip | 18 |  | 0% | Tech/Econ | 0.5153% | 0 | 0 | 0
Tech | Restaurants | Space Cooling | Packaged air conditioning units (RTUs) | TRC | New | NN4152 | Smart Thermostat | Smart Thermostat | NonEquip | 11 |  | 45.33% | Tech/Econ | 10% | 327.8632 | 0.1215 | 0
Tech | Restaurants | Space Cooling | Packaged air conditioning units (RTUs) | TRC | New | NN4126 | Roof Insulation | Roof Insulation | NonEquip | 20 |  | 37.5% | Tech/Econ | 0.3059% | 0 | 0 | 0
Tech | Restaurants | Space Cooling | Packaged air conditioning units (RTUs) | TRC | New | NN4048 | Programmable Thermostat | Programmable Thermostat | NonEquip | 11 |  | 0% | Tech/Econ | 3.6% | 0 | 0 | 0
Tech | Restaurants | Space Cooling | Packaged air conditioning units (RTUs) | TRC | New | NN3996 | Low U-Value Windows | Low U-Value Windows | NonEquip | 20 |  | 26.88% | Tech/Econ | 10% | 0 | 0 | 0
Tech | Restaurants | Space Cooling | Packaged air conditioning units (RTUs) | TRC | New | NN3918 | HVAC tune-up_RTU | HVAC tune-up_RTU | NonEquip | 5 | Packaged air conditioning units (RTUs) | 0% | Tech/Econ | 5% | 0 | 0 | 0
Tech | Restaurants | Space Cooling | Packaged air conditioning units (RTUs) | TRC | New | NN3892 | HVAC tune-up | HVAC tune-up | NonEquip | 5 | Residential-type central air conditioners | 0% | Tech/Econ | 5% | 0 | 0 | 0
Tech | Restaurants | Space Cooling | Packaged air conditioning units (RTUs) | TRC | New | NN3814 | Green Roof | Green Roof | NonEquip | 15 |  | 0.49% | Tech/Econ | 0.3546% | 0 | 0 | 0
Tech | Restaurants | Space Cooling | Packaged air conditioning units (RTUs) | TRC | New | NN3684 | Facility Energy Management System | Facility Energy Management System | NonEquip | 15 |  | 4.276% | Tech/Econ | 20% | 397.2846 | 0.10368 | 0
Tech | Restaurants | Space Cooling | Packaged air conditioning units (RTUs) | TRC | New | NN3632 | Facility Commissioning | Facility Commissioning | NonEquip | 10 |  | 71.67% | Tech/Econ | 16% | 5151.816 | 0.90199 | 0.020579
Tech | Restaurants | Space Cooling | Packaged air conditioning units (RTUs) | TRC | New | NN3606 | Energy Recovery Ventilation System (ERV) | Energy Recovery Ventilation System (ERV) | NonEquip | 15 | Packaged air conditioning units (RTUs) | 48.99% | Tech/Econ | 10.9% | 2124.0198 | 3.1144 | 0.60356
Tech | Restaurants | Space Cooling | Packaged air conditioning units (RTUs) | TRC | New | NN3528 | Duct Sealing Repair | Duct Sealing Repair | NonEquip | 15 |  | 0% | Tech/Econ | 12% | 0 | 0 | 0
Tech | Restaurants | Space Cooling | Packaged air conditioning units (RTUs) | TRC | New | NN3476 | Duct Insulation | Duct Insulation | NonEquip | 15 |  | 0% | Tech/Econ | 2.045% | 0 | 0 | 0
Tech | Restaurants | Space Cooling | Packaged air conditioning units (RTUs) | TRC | New | NN3424 | Dedicated Outdoor Air System on VRF unit | Dedicated Outdoor Air System on VRF unit | NonEquip | 15 | Residential-type central air conditioners | 0% | Tech/Econ | 17.5% | 0 | 0 | 0
Tech | Restaurants | Space Cooling | Packaged air conditioning units (RTUs) | TRC | New | NN3372 | Cool Roof | Cool Roof | NonEquip | 15 |  | 72.32% | Tech/Econ | 0.6561% | 0 | 0 | 0
Tech | Restaurants | Space Cooling | Packaged air conditioning units (RTUs) | TRC | New | NN3320 | Chilled Water System - Variable Speed Drives | Chilled Water System - Variable Speed Drives | NonEquip | 13 | Central chillers inside | 0% | Tech/Econ | 24.74% | 0 | 0 | 0
Tech | Restaurants | Space Cooling | Packaged air conditioning units (RTUs) | TRC | New | NN3294 | Chilled Water Controls Optimization | Chilled Water Controls Optimization | NonEquip | 10 | Central chillers inside | 0% | Tech/Econ | 12.5% | 0 | 0 | 0
Tech | Restaurants | Space Cooling | Packaged air conditioning units (RTUs) | TRC | New | NN3216 | Ceiling Insulation(R2 to R38) | Ceiling Insulation(R2 to R38) | NonEquip | 20 |  | 0% | Tech/Econ | 4.173% | 0 | 0 | 0
Tech | Restaurants | Space Cooling | Packaged air conditioning units (RTUs) | TRC | New | NN3112 | Ceiling Insulation(R12 to R38) | Ceiling Insulation(R12 to R38) | NonEquip | 20 |  | 0% | Tech/Econ | 0.5023% | 0 | 0 | 0
Tech | Restaurants | Space Cooling | Packaged air conditioning units (RTUs) | TRC | New | NN3060 | Airside Economizer | Airside Economizer | NonEquip | 10 | Packaged air conditioning units (RTUs) | 4.552% | Tech/Econ | 5.556% | 94.3975 | -0.017178 | 0.00011766
Tech | Restaurants | Space Cooling | Packaged air conditioning units (RTUs) | TRC | Existing | NE5361 | Retro-Commissioning | Retro-Commissioning | NonEquip | 5 |  | 21.99% | Tech/Econ | 16% | 100919.2206 | 31.1585 | 0
Tech | Restaurants | Space Cooling | Packaged air conditioning units (RTUs) | TRC | Existing | NE5153 | ENERGY STAR certified buildings program | ENERGY STAR certified buildings program | NonEquip | 20 |  | 0% | Tech/Econ | 35% | 0 | 0 | 0
Tech | Restaurants | Space Cooling | Packaged air conditioning units (RTUs) | TRC | Existing | NE4373 | Window Sun Protection | Window Sun Protection | NonEquip | 10 |  | 12.19% | Tech/Econ | 16% | 68546.7682 | 21.3433 | -1.2025
Tech | Restaurants | Space Cooling | Packaged air conditioning units (RTUs) | TRC | Existing | NE4347 | Waterside Economizer | Waterside Economizer | NonEquip | 20 |  | 0% | Tech/Econ | 5.556% | 0 | 0 | 0
Tech | Restaurants | Space Cooling | Packaged air conditioning units (RTUs) | TRC | Existing | NE4295 | Warehouse Loading Dock Seals | Warehouse Loading Dock Seals | NonEquip | 18 |  | 0% | Tech/Econ | 0.5153% | 0 | 0 | 0
Tech | Restaurants | Space Cooling | Packaged air conditioning units (RTUs) | TRC | Existing | NE4217 | Wall Insulation | Wall Insulation | NonEquip | 20 |  | 0% | Tech/Econ | 3.66% | 0 | 0 | 0
Tech | Restaurants | Space Cooling | Packaged air conditioning units (RTUs) | TRC | Existing | NE4139 | Smart Thermostat | Smart Thermostat | NonEquip | 11 |  | 45.33% | Tech/Econ | 10% | 142389.2706 | 52.7666 | 0
Tech | Restaurants | Space Cooling | Packaged air conditioning units (RTUs) | TRC | Existing | NE4113 | Roof Insulation | Roof Insulation | NonEquip | 20 |  | 37.5% | Tech/Econ | 0.6118% | 6279.811 | 1.2815 | 0
Tech | Restaurants | Space Cooling | Packaged air conditioning units (RTUs) | TRC | Existing | NE4035 | Programmable Thermostat | Programmable Thermostat | NonEquip | 11 |  | 0% | Tech/Econ | 3.6% | 0 | 0 | 0
Tech | Restaurants | Space Cooling | Packaged air conditioning units (RTUs) | TRC | Existing | NE3983 | Low U-Value Windows | Low U-Value Windows | NonEquip | 20 |  | 10.75% | Tech/Econ | 46% | 182968.5635 | 68.01 | 0
Tech | Restaurants | Space Cooling | Packaged air conditioning units (RTUs) | TRC | Existing | NE3957 | Infiltration Reduction - Air Sealing | Infiltration Reduction - Air Sealing | NonEquip | 11 |  | 0% | Tech/Econ | 0.2577% | 0 | 0 | 0
Tech | Restaurants | Space Cooling | Packaged air conditioning units (RTUs) | TRC | Existing | NE3905 | HVAC tune-up_RTU | HVAC tune-up_RTU | NonEquip | 5 | Packaged air conditioning units (RTUs) | 0% | Tech/Econ | 5% | 0 | 0 | 0
Tech | Restaurants | Space Cooling | Packaged air conditioning units (RTUs) | TRC | Existing | NE3879 | HVAC tune-up | HVAC tune-up | NonEquip | 5 | Residential-type central air conditioners | 0% | Tech/Econ | 5% | 0 | 0 | 0
Tech | Restaurants | Space Cooling | Packaged air conditioning units (RTUs) | TRC | Existing | NE3801 | Green Roof | Green Roof | NonEquip | 15 |  | 0.098% | Tech/Econ | 0.3546% | 9.4894 | 0.0040313 | 0
Tech | Restaurants | Space Cooling | Packaged air conditioning units (RTUs) | TRC | Existing | NE3671 | Facility Energy Management System | Facility Energy Management System | NonEquip | 15 |  | 0.5043% | Tech/Econ | 20% | 3547.4928 | 0.92575 | 0
Tech | Restaurants | Space Cooling | Packaged air conditioning units (RTUs) | TRC | Existing | NE3593 | Energy Recovery Ventilation System (ERV) | Energy Recovery Ventilation System (ERV) | NonEquip | 15 | Packaged air conditioning units (RTUs) | 48.99% | Tech/Econ | 10.9% | 177213.8783 | 259.8437 | 50.3569
Tech | Restaurants | Space Cooling | Packaged air conditioning units (RTUs) | TRC | Existing | NE3515 | Duct Sealing Repair | Duct Sealing Repair | NonEquip | 15 |  | 30.55% | Tech/Econ | 12% | 126301.9108 | 24.8842 | 0
Tech | Restaurants | Space Cooling | Packaged air conditioning units (RTUs) | TRC | Existing | NE3463 | Duct Insulation | Duct Insulation | NonEquip | 15 |  | 30.55% | Tech/Econ | 2.045% | 17293.6336 | 4.6981 | 0
Tech | Restaurants | Space Cooling | Packaged air conditioning units (RTUs) | TRC | Existing | NE3411 | Dedicated Outdoor Air System on VRF unit | Dedicated Outdoor Air System on VRF unit | NonEquip | 15 | Residential-type central air conditioners | 0% | Tech/Econ | 17.5% | 0 | 0 | 0
Tech | Restaurants | Space Cooling | Packaged air conditioning units (RTUs) | TRC | Existing | NE3359 | Cool Roof | Cool Roof | NonEquip | 15 |  | 72.71% | Tech/Econ | 0.6561% | 13119.6038 | 5.5735 | 0
Tech | Restaurants | Space Cooling | Packaged air conditioning units (RTUs) | TRC | Existing | NE3307 | Chilled Water System - Variable Speed Drives | Chilled Water System - Variable Speed Drives | NonEquip | 13 | Central chillers inside | 0% | Tech/Econ | 24.74% | 0 | 0 | 0
Tech | Restaurants | Space Cooling | Packaged air conditioning units (RTUs) | TRC | Existing | NE3281 | Chilled Water Controls Optimization | Chilled Water Controls Optimization | NonEquip | 10 | Central chillers inside | 0% | Tech/Econ | 12.5% | 0 | 0 | 0
Tech | Restaurants | Space Cooling | Packaged air conditioning units (RTUs) | TRC | Existing | NE3203 | Ceiling Insulation(R2 to R38) | Ceiling Insulation(R2 to R38) | NonEquip | 20 |  | 0% | Tech/Econ | 4.173% | 0 | 0 | 0
Tech | Restaurants | Space Cooling | Packaged air conditioning units (RTUs) | TRC | Existing | NE3099 | Ceiling Insulation(R12 to R38) | Ceiling Insulation(R12 to R38) | NonEquip | 20 |  | 0% | Tech/Econ | 0.5023% | 0 | 0 | 0
Tech | Restaurants | Space Cooling | Packaged air conditioning units (RTUs) | TRC | Existing | NE3047 | Airside Economizer | Airside Economizer | NonEquip | 10 | Packaged air conditioning units (RTUs) | 4.552% | Tech/Econ | 5.556% | 7584.9512 | -1.3803 | 0.0094537
Tech | Restaurants | Space Cooling | Packaged air conditioning units (RTUs) | TRC | Turnover | ET1181 | High Efficiency DX 135k- less than 240k BTU | High Efficiency DX 135k- less than 240k BTU | Equip | 15 | Packaged air conditioning units (RTUs) | 94.56% | Tech/Econ | 4.348% | 122989.8462 | 50.858 | 0
Tech | Restaurants | Space Cooling | Packaged air conditioning units (RTUs) | TRC | New | EN1207 | High Efficiency DX 135k- less than 240k BTU | High Efficiency DX 135k- less than 240k BTU | Equip | 15 | Packaged air conditioning units (RTUs) | 94.56% | Tech/Econ | 4.348% | 751.9732 | 0.31095 | 0
Tech | Restaurants | Interior Lighting | Overhead (fluorescent/LED/CFL U-shape) | TRC | New | NN5270 | Retro-Commissioning | Retro-Commissioning | NonEquip | 5 |  | 0% | Tech/Econ | 16% | 0 | 0 | 0
Tech | Restaurants | Interior Lighting | Overhead (fluorescent/LED/CFL U-shape) | TRC | New | NN5010 | ENERGY STAR certified buildings program | ENERGY STAR certified buildings program | NonEquip | 20 |  | 0% | Tech/Econ | 35% | 0 | 0 | 0
Tech | Restaurants | Interior Lighting | Overhead (fluorescent/LED/CFL U-shape) | TRC | New | NN4438 | Interior Lighting Controls | Interior Lighting Controls | NonEquip | 8 | Overhead (fluorescent/LED/CFL U-shape) | 7.543% | Tech/Econ | 28% | 235.9873 | 0 | 0
Tech | Restaurants | Interior Lighting | Overhead (fluorescent/LED/CFL U-shape) | TRC | New | NN4412 | Bi-Level Lighting Control (Interior) | Bi-Level Lighting Control (Interior) | NonEquip | 8 | Overhead (fluorescent/LED/CFL U-shape) | 9% | Tech/Econ | 31% | 320.6643 | 0.0039614 | 0
Tech | Restaurants | Interior Lighting | Overhead (fluorescent/LED/CFL U-shape) | TRC | New | NN3710 | Facility Energy Management System | Facility Energy Management System | NonEquip | 15 |  | 4.276% | Tech/Econ | 24% | 112.2364 | 0.029289 | 0.013467
Tech | Restaurants | Interior Lighting | Overhead (fluorescent/LED/CFL U-shape) | TRC | Existing | NE5257 | Retro-Commissioning | Retro-Commissioning | NonEquip | 5 |  | 21.99% | Tech/Econ | 16% | 25251.4059 | 7.7963 | 15.1061
Tech | Restaurants | Interior Lighting | Overhead (fluorescent/LED/CFL U-shape) | TRC | Existing | NE4997 | ENERGY STAR certified buildings program | ENERGY STAR certified buildings program | NonEquip | 20 |  | 0% | Tech/Econ | 35% | 0 | 0 | 0
Tech | Restaurants | Interior Lighting | Overhead (fluorescent/LED/CFL U-shape) | TRC | Existing | NE4425 | Interior Lighting Controls | Interior Lighting Controls | NonEquip | 8 | Overhead (fluorescent/LED/CFL U-shape) | 7.543% | Tech/Econ | 28% | 16517.484 | 0 | 0
Tech | Restaurants | Interior Lighting | Overhead (fluorescent/LED/CFL U-shape) | TRC | Existing | NE4399 | Bi-Level Lighting Control (Interior) | Bi-Level Lighting Control (Interior) | NonEquip | 8 | Overhead (fluorescent/LED/CFL U-shape) | 9% | Tech/Econ | 31% | 22444.2867 | 0.27727 | 0
Tech | Restaurants | Interior Lighting | Overhead (fluorescent/LED/CFL U-shape) | TRC | Existing | NE3697 | Facility Energy Management System | Facility Energy Management System | NonEquip | 15 |  | 0.5043% | Tech/Econ | 24% | 869.7843 | 0.22698 | 0.10436
Tech | Restaurants | Interior Lighting | Overhead (fluorescent/LED/CFL U-shape) | TRC | Turnover | ET1805 | Premium T8 - Lamp Replacement | Premium T8 - Lamp Replacement | Equip | 8 | Overhead (fluorescent/LED/CFL U-shape) | 0% | Tech/Econ | 12.5% | 0 | 0 | 0
Tech | Restaurants | Interior Lighting | Overhead (fluorescent/LED/CFL U-shape) | TRC | Turnover | ET1766 | Premium T8 - Fixture Replacement | Premium T8 - Fixture Replacement | Equip | 8 | Overhead (fluorescent/LED/CFL U-shape) | 0% | Tech/Econ | 12.5% | 0 | 0 | 0
Tech | Restaurants | Interior Lighting | Overhead (fluorescent/LED/CFL U-shape) | TRC | Turnover | ET1727 | LED Linear - Lamp Replacement | LED Linear - Lamp Replacement | Equip | 15 | Overhead (fluorescent/LED/CFL U-shape) | 24.1% | Tech/Econ | 25.43% | 46908.7966 | 11.3156 | 0.0018952
Tech | Restaurants | Interior Lighting | Overhead (fluorescent/LED/CFL U-shape) | TRC | Turnover | ET1688 | LED Linear - Fixture Replacement | LED Linear - Fixture Replacement | Equip | 15 | Overhead (fluorescent/LED/CFL U-shape) | 24.1% | Tech/Econ | 50.28% | 110935.095 | 27.0538 | 0.0014821
Tech | Restaurants | Interior Lighting | Overhead (fluorescent/LED/CFL U-shape) | TRC | New | EN1831 | Premium T8 - Lamp Replacement | Premium T8 - Lamp Replacement | Equip | 8 | Overhead (fluorescent/LED/CFL U-shape) | 0% | Tech/Econ | 12.5% | 0 | 0 | 0
Tech | Restaurants | Interior Lighting | Overhead (fluorescent/LED/CFL U-shape) | TRC | New | EN1792 | Premium T8 - Fixture Replacement | Premium T8 - Fixture Replacement | Equip | 8 | Overhead (fluorescent/LED/CFL U-shape) | 0% | Tech/Econ | 12.5% | 0 | 0 | 0
Tech | Restaurants | Interior Lighting | Overhead (fluorescent/LED/CFL U-shape) | TRC | New | EN1753 | LED Linear - Lamp Replacement | LED Linear - Lamp Replacement | Equip | 15 | Overhead (fluorescent/LED/CFL U-shape) | 0% | Tech/Econ | 25.43% | 0 | 0 | 0
Tech | Restaurants | Interior Lighting | Overhead (fluorescent/LED/CFL U-shape) | TRC | New | EN1714 | LED Linear - Fixture Replacement | LED Linear - Fixture Replacement | Equip | 15 | Overhead (fluorescent/LED/CFL U-shape) | 0% | Tech/Econ | 50.28% | 0 | 0 | 0
Tech | Restaurants | Cooking | Oven | TRC | New | NN5088 | ENERGY STAR certified buildings program | ENERGY STAR certified buildings program | NonEquip | 20 |  | 0% | Tech/Econ | 35% | 0 | 0 | 0
Tech | Restaurants | Cooking | Oven | TRC | Existing | NE5075 | ENERGY STAR certified buildings program | ENERGY STAR certified buildings program | NonEquip | 20 |  | 0% | Tech/Econ | 35% | 0 | 0 | 0
Tech | Restaurants | Cooking | Oven | TRC | Turnover | ET50 | Energy Star Commercial Oven | Energy Star Commercial Oven | Equip | 12 | Oven | 22.46% | Tech/Econ | 34.83% | 61659.5857 | 10.0128 | 5.2396
Tech | Restaurants | Cooking | Oven | TRC | New | EN76 | Energy Star Commercial Oven | Energy Star Commercial Oven | Equip | 12 | Oven | 22.46% | Tech/Econ | 34.83% | 774.1787 | 0.12572 | 0.065787
Tech | Restaurants | Miscellaneous | Others | TRC | New | NN5452 | Retro-Commissioning | Retro-Commissioning | NonEquip | 5 |  | 0% | Tech/Econ | 16% | 0 | 0 | 0
Tech | Restaurants | Miscellaneous | Others | TRC | New | NN5244 | ENERGY STAR certified buildings program | ENERGY STAR certified buildings program | NonEquip | 20 |  | 0% | Tech/Econ | 35% | 0 | 0 | 0
Tech | Restaurants | Miscellaneous | Others | TRC | New | NN4542 | VSD Controlled Compressor | VSD Controlled Compressor | NonEquip | 15 | Others | 36.99% | Tech/Econ | 20.79% | 446.66 | 0.057912 | 0.048508
Tech | Restaurants | Miscellaneous | Others | TRC | New | NN4516 | Regenerative Drive Elevator Motor | Regenerative Drive Elevator Motor | NonEquip | 13 | Elevators/Escalators | 0% | Tech/Econ | 6.211% | 0 | 0 | 0
Tech | Restaurants | Miscellaneous | Others | TRC | New | NN4490 | Engine Block Timer | Engine Block Timer | NonEquip | 5 | Others | 0% | Tech/Econ | 36% | 0 | 0 | 0
Tech | Restaurants | Miscellaneous | Others | TRC | New | NN4464 | Efficient Motor Belts | Efficient Motor Belts | NonEquip | 10 | Others | 4.977% | Tech/Econ | 1.105% | 2.9487 | 0.00038231 | 0.00032023
Tech | Restaurants | Miscellaneous | Others | TRC | Existing | NE5439 | Retro-Commissioning | Retro-Commissioning | NonEquip | 5 |  | 21.99% | Tech/Econ | 16% | 16025.6936 | 4.9479 | 9.587
Tech | Restaurants | Miscellaneous | Others | TRC | Existing | NE5231 | ENERGY STAR certified buildings program | ENERGY STAR certified buildings program | NonEquip | 20 |  | 0% | Tech/Econ | 35% | 0 | 0 | 0
Tech | Restaurants | Miscellaneous | Others | TRC | Existing | NE4529 | VSD Controlled Compressor | VSD Controlled Compressor | NonEquip | 15 | Others | 7.399% | Tech/Econ | 20.79% | 7114.8617 | 0.92248 | 0.77269
Tech | Restaurants | Miscellaneous | Others | TRC | Existing | NE4503 | Regenerative Drive Elevator Motor | Regenerative Drive Elevator Motor | NonEquip | 13 | Elevators/Escalators | 0% | Tech/Econ | 6.211% | 0 | 0 | 0
Tech | Restaurants | Miscellaneous | Others | TRC | Existing | NE4477 | Engine Block Timer | Engine Block Timer | NonEquip | 5 | Others | 0% | Tech/Econ | 36% | 0 | 0 | 0
Tech | Restaurants | Miscellaneous | Others | TRC | Existing | NE4451 | Efficient Motor Belts | Efficient Motor Belts | NonEquip | 10 | Others | 1.244% | Tech/Econ | 1.105% | 60.4213 | 0.0078339 | 0.0065619
Tech | Restaurants | Miscellaneous | Others | TRC | Turnover | ET1922 | ENERGY STAR Water Cooler | ENERGY STAR Water Cooler | Equip | 10 | Others | 0% | Tech/Econ | 68.49% | 0 | 0 | 0
Tech | Restaurants | Miscellaneous | Others | TRC | Turnover | ET1883 | ENERGY STAR Commercial Clothes Washer | ENERGY STAR Commercial Clothes Washer | Equip | 7 | Others | 22.05% | Tech/Econ | 27.27% | 29599.8399 | 0 | 0
Tech | Restaurants | Miscellaneous | Others | TRC | Turnover | ET1844 | Efficient Battery Charger | Efficient Battery Charger | Equip | 7 | Others | 0% | Tech/Econ | 13.68% | 0 | 0 | 0
Tech | Restaurants | Miscellaneous | Others | TRC | New | EN1948 | ENERGY STAR Water Cooler | ENERGY STAR Water Cooler | Equip | 10 | Others | 0% | Tech/Econ | 68.49% | 0 | 0 | 0
Tech | Restaurants | Miscellaneous | Others | TRC | New | EN1909 | ENERGY STAR Commercial Clothes Washer | ENERGY STAR Commercial Clothes Washer | Equip | 7 | Others | 22.05% | Tech/Econ | 27.27% | 371.6464 | 0 | 0
Tech | Restaurants | Miscellaneous | Others | TRC | New | EN1870 | Efficient Battery Charger | Efficient Battery Charger | Equip | 7 | Others | 0% | Tech/Econ | 13.68% | 0 | 0 | 0
Tech | Restaurants | Office Equipment | Other office | TRC | New | NN5062 | ENERGY STAR certified buildings program | ENERGY STAR certified buildings program | NonEquip | 20 |  | 0% | Tech/Econ | 35% | 0 | 0 | 0
Tech | Restaurants | Office Equipment | Other office | TRC | New | NN4594 | Smart Strip Plug Outlet | Smart Strip Plug Outlet | NonEquip | 4 |  | 43.9% | Tech/Econ | 1.187% | 52.8843 | 0.0078636 | 0
Tech | Restaurants | Office Equipment | Other office | TRC | New | NN4568 | Network PC Power Management | Network PC Power Management | NonEquip | 5 | Computers | 0% | Tech/Econ | 56.5% | 0 | 0 | 0
Tech | Restaurants | Office Equipment | Other office | TRC | Existing | NE5049 | ENERGY STAR certified buildings program | ENERGY STAR certified buildings program | NonEquip | 20 |  | 0% | Tech/Econ | 35% | 0 | 0 | 0
Tech | Restaurants | Office Equipment | Other office | TRC | Existing | NE4581 | Smart Strip Plug Outlet | Smart Strip Plug Outlet | NonEquip | 4 |  | 43.9% | Tech/Econ | 1.187% | 4211.9792 | 0.6263 | 0
Tech | Restaurants | Office Equipment | Other office | TRC | Existing | NE4555 | Network PC Power Management | Network PC Power Management | NonEquip | 5 | Computers | 0% | Tech/Econ | 56.5% | 0 | 0 | 0
Tech | Restaurants | Office Equipment | Other office | TRC | Turnover | ET2267 | Energy Star Uninterruptable Power Supply | Energy Star Uninterruptable Power Supply | Equip | 10 | Other office | 0% | Tech/Econ | 1.878% | 0 | 0 | 0
Tech | Restaurants | Office Equipment | Other office | TRC | New | EN2293 | Energy Star Uninterruptable Power Supply | Energy Star Uninterruptable Power Supply | Equip | 10 | Other office | 0% | Tech/Econ | 1.878% | 0 | 0 | 0
Tech | Restaurants | Ventilation and Circulation | Motor/Fan | TRC | New | NN5400 | Retro-Commissioning | Retro-Commissioning | NonEquip | 5 |  | 0% | Tech/Econ | 16% | 0 | 0 | 0
Tech | Restaurants | Ventilation and Circulation | Motor/Fan | TRC | New | NN5192 | ENERGY STAR certified buildings program | ENERGY STAR certified buildings program | NonEquip | 20 |  | 0% | Tech/Econ | 35% | 0 | 0 | 0
Tech | Restaurants | Ventilation and Circulation | Motor/Fan | TRC | New | NN4984 | VAV System | VAV System | NonEquip | 10 |  | 0% | Tech/Econ | 30% | 0 | 0 | 0
Tech | Restaurants | Ventilation and Circulation | Motor/Fan | TRC | New | NN4958 | Demand Controlled Ventilation | Demand Controlled Ventilation | NonEquip | 10 |  | 23.39% | Tech/Econ | 9.761% | 0.96704 | 0.00010068 | 0.00056685
Tech | Restaurants | Ventilation and Circulation | Motor/Fan | TRC | New | NN4932 | CO Sensors for Parking Garage Exhaust | CO Sensors for Parking Garage Exhaust | NonEquip | 15 | Motor/Fan | 0% | Tech/Econ | 33% | 0 | 0 | 0
Tech | Restaurants | Ventilation and Circulation | Motor/Fan | TRC | Existing | NE5387 | Retro-Commissioning | Retro-Commissioning | NonEquip | 5 |  | 21.99% | Tech/Econ | 16% | 115.5997 | 0.035691 | 0.069155
Tech | Restaurants | Ventilation and Circulation | Motor/Fan | TRC | Existing | NE5179 | ENERGY STAR certified buildings program | ENERGY STAR certified buildings program | NonEquip | 20 |  | 0% | Tech/Econ | 35% | 0 | 0 | 0
Tech | Restaurants | Ventilation and Circulation | Motor/Fan | TRC | Existing | NE4971 | VAV System | VAV System | NonEquip | 10 |  | 0% | Tech/Econ | 30% | 0 | 0 | 0
Tech | Restaurants | Ventilation and Circulation | Motor/Fan | TRC | Existing | NE4945 | Demand Controlled Ventilation | Demand Controlled Ventilation | NonEquip | 10 |  | 23.39% | Tech/Econ | 9.761% | 77.0204 | 0.0080189 | 0.045147
Tech | Restaurants | Ventilation and Circulation | Motor/Fan | TRC | Existing | NE4919 | CO Sensors for Parking Garage Exhaust | CO Sensors for Parking Garage Exhaust | NonEquip | 15 | Motor/Fan | 0% | Tech/Econ | 33% | 0 | 0 | 0
Tech | Restaurants | Ventilation and Circulation | Motor/Fan | TRC | Turnover | ET2696 | High Speed Fans | High Speed Fans | Equip | 7 | Motor/Fan | 14.03% | Tech/Econ | 10.99% | 52.7891 | 0.0068444 | 0.005733
Tech | Restaurants | Ventilation and Circulation | Motor/Fan | TRC | Turnover | ET2657 | 10HP Open Drip-Proof(ODP) Motor | 10HP Open Drip-Proof(ODP) Motor | Equip | 15 | Motor/Fan | 29.73% | Tech/Econ | 1.079% | 10.5712 | 0.0013706 | 0.0011481
Tech | Restaurants | Ventilation and Circulation | Motor/Fan | TRC | New | EN2722 | High Speed Fans | High Speed Fans | Equip | 7 | Motor/Fan | 14.03% | Tech/Econ | 10.99% | 0.6628 | 8.5936e-05 | 7.1982e-05
Tech | Restaurants | Ventilation and Circulation | Motor/Fan | TRC | New | EN2683 | 10HP Open Drip-Proof(ODP) Motor | 10HP Open Drip-Proof(ODP) Motor | Equip | 15 | Motor/Fan | 37.16% | Tech/Econ | 1.079% | 0.16591 | 2.1511e-05 | 1.8018e-05
Tech | Restaurants | Miscellaneous | Medical equipment | TRC | New | NN5452 | Retro-Commissioning | Retro-Commissioning | NonEquip | 5 |  | 0% | Tech/Econ | 16% | 0 | 0 | 0
Tech | Restaurants | Miscellaneous | Medical equipment | TRC | New | NN5244 | ENERGY STAR certified buildings program | ENERGY STAR certified buildings program | NonEquip | 20 |  | 0% | Tech/Econ | 35% | 0 | 0 | 0
Tech | Restaurants | Miscellaneous | Medical equipment | TRC | New | NN4542 | VSD Controlled Compressor | VSD Controlled Compressor | NonEquip | 15 | Others | 0% | Tech/Econ | 20.79% | 0 | 0 | 0
Tech | Restaurants | Miscellaneous | Medical equipment | TRC | New | NN4516 | Regenerative Drive Elevator Motor | Regenerative Drive Elevator Motor | NonEquip | 13 | Elevators/Escalators | 0% | Tech/Econ | 6.211% | 0 | 0 | 0
Tech | Restaurants | Miscellaneous | Medical equipment | TRC | New | NN4490 | Engine Block Timer | Engine Block Timer | NonEquip | 5 | Others | 0% | Tech/Econ | 36% | 0 | 0 | 0
Tech | Restaurants | Miscellaneous | Medical equipment | TRC | New | NN4464 | Efficient Motor Belts | Efficient Motor Belts | NonEquip | 10 | Others | 0% | Tech/Econ | 1.105% | 0 | 0 | 0
Tech | Restaurants | Miscellaneous | Medical equipment | TRC | Existing | NE5439 | Retro-Commissioning | Retro-Commissioning | NonEquip | 5 |  | 21.99% | Tech/Econ | 16% | 0 | 0 | 0
Tech | Restaurants | Miscellaneous | Medical equipment | TRC | Existing | NE5231 | ENERGY STAR certified buildings program | ENERGY STAR certified buildings program | NonEquip | 20 |  | 0% | Tech/Econ | 35% | 0 | 0 | 0
Tech | Restaurants | Miscellaneous | Medical equipment | TRC | Existing | NE4529 | VSD Controlled Compressor | VSD Controlled Compressor | NonEquip | 15 | Others | 0% | Tech/Econ | 20.79% | 0 | 0 | 0
Tech | Restaurants | Miscellaneous | Medical equipment | TRC | Existing | NE4503 | Regenerative Drive Elevator Motor | Regenerative Drive Elevator Motor | NonEquip | 13 | Elevators/Escalators | 0% | Tech/Econ | 6.211% | 0 | 0 | 0
Tech | Restaurants | Miscellaneous | Medical equipment | TRC | Existing | NE4477 | Engine Block Timer | Engine Block Timer | NonEquip | 5 | Others | 0% | Tech/Econ | 36% | 0 | 0 | 0
Tech | Restaurants | Miscellaneous | Medical equipment | TRC | Existing | NE4451 | Efficient Motor Belts | Efficient Motor Belts | NonEquip | 10 | Others | 0% | Tech/Econ | 1.105% | 0 | 0 | 0
Tech | Restaurants | Refrigeration | Large cold storage | TRC | New | NN5322 | Retro-Commissioning | Retro-Commissioning | NonEquip | 5 |  | 0% | Tech/Econ | 16% | 0 | 0 | 0
Tech | Restaurants | Refrigeration | Large cold storage | TRC | New | NN5114 | ENERGY STAR certified buildings program | ENERGY STAR certified buildings program | NonEquip | 20 |  | 0% | Tech/Econ | 35% | 0 | 0 | 0
Tech | Restaurants | Refrigeration | Large cold storage | TRC | New | NN4906 | Strip Curtains for Walk-ins | Strip Curtains for Walk-ins | NonEquip | 4 | Walk-in cooler | 0% | Tech/Econ | 2.115% | 0 | 0 | 0
Tech | Restaurants | Refrigeration | Large cold storage | TRC | New | NN4880 | Refrigerated Display Case Lighting Controls | Refrigerated Display Case Lighting Controls | NonEquip | 8 | Display cases | 0% | Tech/Econ | 0.9365% | 0 | 0 | 0
Tech | Restaurants | Refrigeration | Large cold storage | TRC | New | NN4854 | PSC to ECM Evaporator Fan Motor (Walk-In, Refrigerator) | PSC to ECM Evaporator Fan Motor (Walk-In, Refrigerator) | NonEquip | 15 | Walk-in cooler | 0% | Tech/Econ | 37.5% | 0 | 0 | 0
Tech | Restaurants | Refrigeration | Large cold storage | TRC | New | NN4828 | PSC to ECM Evaporator Fan Motor (Reach-In) | PSC to ECM Evaporator Fan Motor (Reach-In) | NonEquip | 15 | Display cases | 0% | Tech/Econ | 37.5% | 0 | 0 | 0
Tech | Restaurants | Refrigeration | Large cold storage | TRC | New | NN4802 | Night Covers for Display Cases | Night Covers for Display Cases | NonEquip | 5 | Display cases | 0% | Tech/Econ | 1.877% | 0 | 0 | 0
Tech | Restaurants | Refrigeration | Large cold storage | TRC | New | NN4776 | High R-Value Glass Doors | High R-Value Glass Doors | NonEquip | 12 | Display cases | 0% | Tech/Econ | 0% | 0 | 0 | 0
Tech | Restaurants | Refrigeration | Large cold storage | TRC | New | NN4750 | High Efficiency Refrigeration Compressor | High Efficiency Refrigeration Compressor | NonEquip | 13 | Display cases | 0% | Tech/Econ | 6.922% | 0 | 0 | 0
Tech | Restaurants | Refrigeration | Large cold storage | TRC | New | NN4724 | Freezer-Cooler Replacement Gaskets | Freezer-Cooler Replacement Gaskets | NonEquip | 4 | Display cases | 0% | Tech/Econ | 0% | 0 | 0 | 0
Tech | Restaurants | Refrigeration | Large cold storage | TRC | New | NN4698 | Floating Head Pressure Controls | Floating Head Pressure Controls | NonEquip | 15 |  | 0% | Tech/Econ | 6.05% | 0 | 0 | 0
Tech | Restaurants | Refrigeration | Large cold storage | TRC | New | NN4672 | Demand Defrost | Demand Defrost | NonEquip | 10 | Walk-in cooler | 0% | Tech/Econ | 30% | 0 | 0 | 0
Tech | Restaurants | Refrigeration | Large cold storage | TRC | New | NN4646 | Automatic Door Closer for Walk-in Coolers and Freezers | Automatic Door Closer for Walk-in Coolers and Freezers | NonEquip | 8 | Walk-in cooler | 0% | Tech/Econ | 3.131% | 0 | 0 | 0
Tech | Restaurants | Refrigeration | Large cold storage | TRC | New | NN4620 | Anti-Sweat Controls | Anti-Sweat Controls | NonEquip | 8 | Display cases | 0% | Tech/Econ | 85% | 0 | 0 | 0
Tech | Restaurants | Refrigeration | Large cold storage | TRC | Existing | NE5309 | Retro-Commissioning | Retro-Commissioning | NonEquip | 5 |  | 21.99% | Tech/Econ | 16% | 16.2233 | 0.0050089 | 0.0097052
Tech | Restaurants | Refrigeration | Large cold storage | TRC | Existing | NE5101 | ENERGY STAR certified buildings program | ENERGY STAR certified buildings program | NonEquip | 20 |  | 0% | Tech/Econ | 35% | 0 | 0 | 0
Tech | Restaurants | Refrigeration | Large cold storage | TRC | Existing | NE4893 | Strip Curtains for Walk-ins | Strip Curtains for Walk-ins | NonEquip | 4 | Walk-in cooler | 0% | Tech/Econ | 2.115% | 0 | 0 | 0
Tech | Restaurants | Refrigeration | Large cold storage | TRC | Existing | NE4867 | Refrigerated Display Case Lighting Controls | Refrigerated Display Case Lighting Controls | NonEquip | 8 | Display cases | 0% | Tech/Econ | 2.524% | 0 | 0 | 0
Tech | Restaurants | Refrigeration | Large cold storage | TRC | Existing | NE4841 | PSC to ECM Evaporator Fan Motor (Walk-In, Refrigerator) | PSC to ECM Evaporator Fan Motor (Walk-In, Refrigerator) | NonEquip | 15 | Walk-in cooler | 0% | Tech/Econ | 37.5% | 0 | 0 | 0
Tech | Restaurants | Refrigeration | Large cold storage | TRC | Existing | NE4815 | PSC to ECM Evaporator Fan Motor (Reach-In) | PSC to ECM Evaporator Fan Motor (Reach-In) | NonEquip | 15 | Display cases | 0% | Tech/Econ | 37.5% | 0 | 0 | 0
Tech | Restaurants | Refrigeration | Large cold storage | TRC | Existing | NE4789 | Night Covers for Display Cases | Night Covers for Display Cases | NonEquip | 5 | Display cases | 0% | Tech/Econ | 1.877% | 0 | 0 | 0
Tech | Restaurants | Refrigeration | Large cold storage | TRC | Existing | NE4763 | High R-Value Glass Doors | High R-Value Glass Doors | NonEquip | 12 | Display cases | 0% | Tech/Econ | 23.81% | 0 | 0 | 0
Tech | Restaurants | Refrigeration | Large cold storage | TRC | Existing | NE4737 | High Efficiency Refrigeration Compressor | High Efficiency Refrigeration Compressor | NonEquip | 13 | Display cases | 0% | Tech/Econ | 6.922% | 0 | 0 | 0
Tech | Restaurants | Refrigeration | Large cold storage | TRC | Existing | NE4711 | Freezer-Cooler Replacement Gaskets | Freezer-Cooler Replacement Gaskets | NonEquip | 4 | Display cases | 0% | Tech/Econ | 3.131% | 0 | 0 | 0
Tech | Restaurants | Refrigeration | Large cold storage | TRC | Existing | NE4685 | Floating Head Pressure Controls | Floating Head Pressure Controls | NonEquip | 15 |  | 0% | Tech/Econ | 6.05% | 0 | 0 | 0
Tech | Restaurants | Refrigeration | Large cold storage | TRC | Existing | NE4659 | Demand Defrost | Demand Defrost | NonEquip | 10 | Walk-in cooler | 0% | Tech/Econ | 30% | 0 | 0 | 0
Tech | Restaurants | Refrigeration | Large cold storage | TRC | Existing | NE4633 | Automatic Door Closer for Walk-in Coolers and Freezers | Automatic Door Closer for Walk-in Coolers and Freezers | NonEquip | 8 | Walk-in cooler | 0% | Tech/Econ | 3.131% | 0 | 0 | 0
Tech | Restaurants | Refrigeration | Large cold storage | TRC | Existing | NE4607 | Anti-Sweat Controls | Anti-Sweat Controls | NonEquip | 8 | Display cases | 0% | Tech/Econ | 85% | 0 | 0 | 0
Tech | Restaurants | Miscellaneous | Laboratory equipment | TRC | New | NN5452 | Retro-Commissioning | Retro-Commissioning | NonEquip | 5 |  | 0% | Tech/Econ | 16% | 0 | 0 | 0
Tech | Restaurants | Miscellaneous | Laboratory equipment | TRC | New | NN5244 | ENERGY STAR certified buildings program | ENERGY STAR certified buildings program | NonEquip | 20 |  | 0% | Tech/Econ | 35% | 0 | 0 | 0
Tech | Restaurants | Miscellaneous | Laboratory equipment | TRC | New | NN4542 | VSD Controlled Compressor | VSD Controlled Compressor | NonEquip | 15 | Others | 0% | Tech/Econ | 20.79% | 0 | 0 | 0
Tech | Restaurants | Miscellaneous | Laboratory equipment | TRC | New | NN4516 | Regenerative Drive Elevator Motor | Regenerative Drive Elevator Motor | NonEquip | 13 | Elevators/Escalators | 0% | Tech/Econ | 6.211% | 0 | 0 | 0
Tech | Restaurants | Miscellaneous | Laboratory equipment | TRC | New | NN4490 | Engine Block Timer | Engine Block Timer | NonEquip | 5 | Others | 0% | Tech/Econ | 36% | 0 | 0 | 0
Tech | Restaurants | Miscellaneous | Laboratory equipment | TRC | New | NN4464 | Efficient Motor Belts | Efficient Motor Belts | NonEquip | 10 | Others | 0% | Tech/Econ | 1.105% | 0 | 0 | 0
Tech | Restaurants | Miscellaneous | Laboratory equipment | TRC | Existing | NE5439 | Retro-Commissioning | Retro-Commissioning | NonEquip | 5 |  | 21.99% | Tech/Econ | 16% | 0 | 0 | 0
Tech | Restaurants | Miscellaneous | Laboratory equipment | TRC | Existing | NE5231 | ENERGY STAR certified buildings program | ENERGY STAR certified buildings program | NonEquip | 20 |  | 0% | Tech/Econ | 35% | 0 | 0 | 0
Tech | Restaurants | Miscellaneous | Laboratory equipment | TRC | Existing | NE4529 | VSD Controlled Compressor | VSD Controlled Compressor | NonEquip | 15 | Others | 0% | Tech/Econ | 20.79% | 0 | 0 | 0
Tech | Restaurants | Miscellaneous | Laboratory equipment | TRC | Existing | NE4503 | Regenerative Drive Elevator Motor | Regenerative Drive Elevator Motor | NonEquip | 13 | Elevators/Escalators | 0% | Tech/Econ | 6.211% | 0 | 0 | 0
Tech | Restaurants | Miscellaneous | Laboratory equipment | TRC | Existing | NE4477 | Engine Block Timer | Engine Block Timer | NonEquip | 5 | Others | 0% | Tech/Econ | 36% | 0 | 0 | 0
Tech | Restaurants | Miscellaneous | Laboratory equipment | TRC | Existing | NE4451 | Efficient Motor Belts | Efficient Motor Belts | NonEquip | 10 | Others | 0% | Tech/Econ | 1.105% | 0 | 0 | 0
Tech | Restaurants | Ventilation and Circulation | Individual room ventilation | TRC | New | NN5400 | Retro-Commissioning | Retro-Commissioning | NonEquip | 5 |  | 0% | Tech/Econ | 16% | 0 | 0 | 0
Tech | Restaurants | Ventilation and Circulation | Individual room ventilation | TRC | New | NN5192 | ENERGY STAR certified buildings program | ENERGY STAR certified buildings program | NonEquip | 20 |  | 0% | Tech/Econ | 35% | 0 | 0 | 0
Tech | Restaurants | Ventilation and Circulation | Individual room ventilation | TRC | New | NN4984 | VAV System | VAV System | NonEquip | 10 |  | 0% | Tech/Econ | 30% | 0 | 0 | 0
Tech | Restaurants | Ventilation and Circulation | Individual room ventilation | TRC | New | NN4958 | Demand Controlled Ventilation | Demand Controlled Ventilation | NonEquip | 10 |  | 23.39% | Tech/Econ | 9.761% | 1.7457 | 0.00018175 | 0.0010233
Tech | Restaurants | Ventilation and Circulation | Individual room ventilation | TRC | New | NN4932 | CO Sensors for Parking Garage Exhaust | CO Sensors for Parking Garage Exhaust | NonEquip | 15 | Motor/Fan | 0% | Tech/Econ | 33% | 0 | 0 | 0
Tech | Restaurants | Ventilation and Circulation | Individual room ventilation | TRC | Existing | NE5387 | Retro-Commissioning | Retro-Commissioning | NonEquip | 5 |  | 21.99% | Tech/Econ | 16% | 214.2405 | 0.066146 | 0.12816
Tech | Restaurants | Ventilation and Circulation | Individual room ventilation | TRC | Existing | NE5179 | ENERGY STAR certified buildings program | ENERGY STAR certified buildings program | NonEquip | 20 |  | 0% | Tech/Econ | 35% | 0 | 0 | 0
Tech | Restaurants | Ventilation and Circulation | Individual room ventilation | TRC | Existing | NE4971 | VAV System | VAV System | NonEquip | 10 |  | 0% | Tech/Econ | 30% | 0 | 0 | 0
Tech | Restaurants | Ventilation and Circulation | Individual room ventilation | TRC | Existing | NE4945 | Demand Controlled Ventilation | Demand Controlled Ventilation | NonEquip | 10 |  | 23.39% | Tech/Econ | 9.761% | 134.1434 | 0.013966 | 0.07863
Tech | Restaurants | Ventilation and Circulation | Individual room ventilation | TRC | Existing | NE4919 | CO Sensors for Parking Garage Exhaust | CO Sensors for Parking Garage Exhaust | NonEquip | 15 | Motor/Fan | 0% | Tech/Econ | 33% | 0 | 0 | 0
Tech | Restaurants | Space Heating | Individual room heating | TRC | New | NN5348 | Retro-Commissioning | Retro-Commissioning | NonEquip | 5 |  | 0% | Tech/Econ | 16% | 0 | 0 | 0
Tech | Restaurants | Space Heating | Individual room heating | TRC | New | NN5140 | ENERGY STAR certified buildings program | ENERGY STAR certified buildings program | NonEquip | 20 |  | 0% | Tech/Econ | 35% | 0 | 0 | 0
Tech | Restaurants | Space Heating | Individual room heating | TRC | New | NN4334 | Water Cooled Refrigeration Heat Recovery | Water Cooled Refrigeration Heat Recovery | NonEquip | 20 |  | 0% | Tech/Econ | 10% | 0 | 0 | 0
Tech | Restaurants | Space Heating | Individual room heating | TRC | New | NN4282 | Warehouse Loading Dock Seals | Warehouse Loading Dock Seals | NonEquip | 18 |  | 0% | Tech/Econ | 1.849% | 0 | 0 | 0
Tech | Restaurants | Space Heating | Individual room heating | TRC | New | NN4256 | Wall Insulation | Wall Insulation | NonEquip | 20 |  | 0% | Tech/Econ | 0% | 0 | 0 | 0
Tech | Restaurants | Space Heating | Individual room heating | TRC | New | NN4178 | Smart Thermostat | Smart Thermostat | NonEquip | 11 |  | 45.33% | Tech/Econ | 10% | 0.027006 | 0 | -1.8991e-08
Tech | Restaurants | Space Heating | Individual room heating | TRC | New | NN4100 | Roof Insulation | Roof Insulation | NonEquip | 20 |  | 37.5% | Tech/Econ | 1.098% | 0.001438 | 0 | 6.7112e-07
Tech | Restaurants | Space Heating | Individual room heating | TRC | New | NN4074 | Programmable Thermostat | Programmable Thermostat | NonEquip | 11 |  | 0% | Tech/Econ | 3.6% | 0 | 0 | 0
Tech | Restaurants | Space Heating | Individual room heating | TRC | New | NN4022 | Low U-Value Windows | Low U-Value Windows | NonEquip | 20 |  | 26.88% | Tech/Econ | 10% | 0.016455 | 0 | 6.8389e-08
Tech | Restaurants | Space Heating | Individual room heating | TRC | New | NN3944 | Infiltration Reduction - Air Sealing | Infiltration Reduction - Air Sealing | NonEquip | 11 |  | 0% | Tech/Econ | 0.9246% | 0 | 0 | 0
Tech | Restaurants | Space Heating | Individual room heating | TRC | New | NN3866 | Hotel Card Energy Control Systems | Hotel Card Energy Control Systems | NonEquip | 15 |  | 0% | Tech/Econ | 0% | 0 | 0 | 0
Tech | Restaurants | Space Heating | Individual room heating | TRC | New | NN3788 | Green Roof | Green Roof | NonEquip | 15 |  | 0.49% | Tech/Econ | 1.697% | 4.7284e-05 | 0 | 0
Tech | Restaurants | Space Heating | Individual room heating | TRC | New | NN3736 | Floor Insulation | Floor Insulation | NonEquip | 20 |  | 16.87% | Tech/Econ | 0.576% | 0 | 0 | 0
Tech | Restaurants | Space Heating | Individual room heating | TRC | New | NN3658 | Facility Energy Management System | Facility Energy Management System | NonEquip | 15 |  | 4.276% | Tech/Econ | 20% | 0.0052812 | 0 | 6.3368e-07
Tech | Restaurants | Space Heating | Individual room heating | TRC | New | NN3580 | ECM Motors on Furnaces | ECM Motors on Furnaces | NonEquip | 15 | Forced air furnace | 0% | Tech/Econ | 1.706% | 0 | 0 | 0
Tech | Restaurants | Space Heating | Individual room heating | TRC | New | NN3554 | Duct Sealing Repair | Duct Sealing Repair | NonEquip | 15 |  | 0% | Tech/Econ | 12% | 0 | 0 | 0
Tech | Restaurants | Space Heating | Individual room heating | TRC | New | NN3502 | Duct Insulation | Duct Insulation | NonEquip | 15 |  | 0% | Tech/Econ | 2.045% | 0 | 0 | 0
Tech | Restaurants | Space Heating | Individual room heating | TRC | New | NN3450 | Destratification Fans | Destratification Fans | NonEquip | 10 |  | 0% | Tech/Econ | 12.59% | 0 | 0 | 0
Tech | Restaurants | Space Heating | Individual room heating | TRC | New | NN3398 | Dedicated Outdoor Air System on VRF unit | Dedicated Outdoor Air System on VRF unit | NonEquip | 15 | Residential/split system heat pump | 0% | Tech/Econ | 10% | 0 | 0 | 0
Tech | Restaurants | Space Heating | Individual room heating | TRC | New | NN3346 | Cool Roof | Cool Roof | NonEquip | 15 |  | 72.32% | Tech/Econ | 0.0859% | 0 | 0 | 0
Tech | Restaurants | Space Heating | Individual room heating | TRC | New | NN3242 | Ceiling Insulation(R30 to R38) | Ceiling Insulation(R30 to R38) | NonEquip | 20 |  | 0% | Tech/Econ | 0.2219% | 0 | 0 | 0
Tech | Restaurants | Space Heating | Individual room heating | TRC | New | NN3190 | Ceiling Insulation(R2 to R38) | Ceiling Insulation(R2 to R38) | NonEquip | 20 |  | 0% | Tech/Econ | 14.98% | 0 | 0 | 0
Tech | Restaurants | Space Heating | Individual room heating | TRC | New | NN3138 | Ceiling Insulation(R19 to R38) | Ceiling Insulation(R19 to R38) | NonEquip | 20 |  | 0% | Tech/Econ | 0.832% | 0 | 0 | 0
Tech | Restaurants | Space Heating | Individual room heating | TRC | New | NN3086 | Ceiling Insulation(R12 to R38) | Ceiling Insulation(R12 to R38) | NonEquip | 20 |  | 0% | Tech/Econ | 1.803% | 0 | 0 | 0
Tech | Restaurants | Space Heating | Individual room heating | TRC | New | NN3008 | Air Curtains | Air Curtains | NonEquip | 8 |  | 26.88% | Tech/Econ | 0.4135% | 0 | 0 | 0
Tech | Restaurants | Space Heating | Individual room heating | TRC | Existing | NE5335 | Retro-Commissioning | Retro-Commissioning | NonEquip | 5 |  | 21.99% | Tech/Econ | 16% | 1.6432 | 0 | 0.00098302
Tech | Restaurants | Space Heating | Individual room heating | TRC | Existing | NE5127 | ENERGY STAR certified buildings program | ENERGY STAR certified buildings program | NonEquip | 20 |  | 0% | Tech/Econ | 35% | 0 | 0 | 0
Tech | Restaurants | Space Heating | Individual room heating | TRC | Existing | NE4321 | Water Cooled Refrigeration Heat Recovery | Water Cooled Refrigeration Heat Recovery | NonEquip | 20 |  | 0% | Tech/Econ | 10% | 0 | 0 | 0
Tech | Restaurants | Space Heating | Individual room heating | TRC | Existing | NE4269 | Warehouse Loading Dock Seals | Warehouse Loading Dock Seals | NonEquip | 18 |  | 0% | Tech/Econ | 2.04% | 0 | 0 | 0
Tech | Restaurants | Space Heating | Individual room heating | TRC | Existing | NE4243 | Wall Insulation | Wall Insulation | NonEquip | 20 |  | 0% | Tech/Econ | 2.116% | 0 | 0 | 0
Tech | Restaurants | Space Heating | Individual room heating | TRC | Existing | NE4165 | Smart Thermostat | Smart Thermostat | NonEquip | 11 |  | 45.33% | Tech/Econ | 10% | 1.9676 | 0 | -1.3837e-06
Tech | Restaurants | Space Heating | Individual room heating | TRC | Existing | NE4087 | Roof Insulation | Roof Insulation | NonEquip | 20 |  | 37.5% | Tech/Econ | 2.423% | 0.3765 | 0 | 0.00017571
Tech | Restaurants | Space Heating | Individual room heating | TRC | Existing | NE4061 | Programmable Thermostat | Programmable Thermostat | NonEquip | 11 |  | 0% | Tech/Econ | 3.6% | 0 | 0 | 0
Tech | Restaurants | Space Heating | Individual room heating | TRC | Existing | NE4009 | Low U-Value Windows | Low U-Value Windows | NonEquip | 20 |  | 10.75% | Tech/Econ | 46% | 2.4322 | 0 | 1.0109e-05
Tech | Restaurants | Space Heating | Individual room heating | TRC | Existing | NE3931 | Infiltration Reduction - Air Sealing | Infiltration Reduction - Air Sealing | NonEquip | 11 |  | 0% | Tech/Econ | 1.02% | 0 | 0 | 0
Tech | Restaurants | Space Heating | Individual room heating | TRC | Existing | NE3853 | Hotel Card Energy Control Systems | Hotel Card Energy Control Systems | NonEquip | 15 |  | 0% | Tech/Econ | 0% | 0 | 0 | 0
Tech | Restaurants | Space Heating | Individual room heating | TRC | Existing | NE3775 | Green Roof | Green Roof | NonEquip | 15 |  | 0.098% | Tech/Econ | 1.872% | 0.00074867 | 0 | 0
Tech | Restaurants | Space Heating | Individual room heating | TRC | Existing | NE3723 | Floor Insulation | Floor Insulation | NonEquip | 20 |  | 6.749% | Tech/Econ | 0.6356% | 0.017506 | 0 | 8.1702e-06
Tech | Restaurants | Space Heating | Individual room heating | TRC | Existing | NE3645 | Facility Energy Management System | Facility Energy Management System | NonEquip | 15 |  | 0.5043% | Tech/Econ | 20% | 0.047158 | 0 | 5.6583e-06
Tech | Restaurants | Space Heating | Individual room heating | TRC | Existing | NE3567 | ECM Motors on Furnaces | ECM Motors on Furnaces | NonEquip | 15 | Forced air furnace | 0% | Tech/Econ | 1.706% | 0 | 0 | 0
Tech | Restaurants | Space Heating | Individual room heating | TRC | Existing | NE3541 | Duct Sealing Repair | Duct Sealing Repair | NonEquip | 15 |  | 30.55% | Tech/Econ | 12% | 1.6521 | 0 | 0.0011528
Tech | Restaurants | Space Heating | Individual room heating | TRC | Existing | NE3489 | Duct Insulation | Duct Insulation | NonEquip | 15 |  | 30.55% | Tech/Econ | 2.045% | 0.25661 | 0 | 0.00014982
Tech | Restaurants | Space Heating | Individual room heating | TRC | Existing | NE3437 | Destratification Fans | Destratification Fans | NonEquip | 10 |  | 0% | Tech/Econ | 12.59% | 0 | 0 | 0
Tech | Restaurants | Space Heating | Individual room heating | TRC | Existing | NE3385 | Dedicated Outdoor Air System on VRF unit | Dedicated Outdoor Air System on VRF unit | NonEquip | 15 | Residential/split system heat pump | 0% | Tech/Econ | 10% | 0 | 0 | 0
Tech | Restaurants | Space Heating | Individual room heating | TRC | Existing | NE3333 | Cool Roof | Cool Roof | NonEquip | 15 |  | 72.71% | Tech/Econ | 0.09479% | 0.028076 | 0 | 0
Tech | Restaurants | Space Heating | Individual room heating | TRC | Existing | NE3229 | Ceiling Insulation(R30 to R38) | Ceiling Insulation(R30 to R38) | NonEquip | 20 |  | 0% | Tech/Econ | 0.2448% | 0 | 0 | 0
Tech | Restaurants | Space Heating | Individual room heating | TRC | Existing | NE3177 | Ceiling Insulation(R2 to R38) | Ceiling Insulation(R2 to R38) | NonEquip | 20 |  | 0% | Tech/Econ | 16.53% | 0 | 0 | 0
Tech | Restaurants | Space Heating | Individual room heating | TRC | Existing | NE3125 | Ceiling Insulation(R19 to R38) | Ceiling Insulation(R19 to R38) | NonEquip | 20 |  | 0% | Tech/Econ | 0.9181% | 0 | 0 | 0
Tech | Restaurants | Space Heating | Individual room heating | TRC | Existing | NE3073 | Ceiling Insulation(R12 to R38) | Ceiling Insulation(R12 to R38) | NonEquip | 20 |  | 0% | Tech/Econ | 1.989% | 0 | 0 | 0
Tech | Restaurants | Space Heating | Individual room heating | TRC | Existing | NE2995 | Air Curtains | Air Curtains | NonEquip | 8 |  | 31.69% | Tech/Econ | 0.4135% | 0.053441 | 0 | 5.8039e-06
Tech | Restaurants | Space Cooling | Individual room air conditioners | TRC | New | NN5374 | Retro-Commissioning | Retro-Commissioning | NonEquip | 5 |  | 0% | Tech/Econ | 16% | 0 | 0 | 0
Tech | Restaurants | Space Cooling | Individual room air conditioners | TRC | New | NN5166 | ENERGY STAR certified buildings program | ENERGY STAR certified buildings program | NonEquip | 20 |  | 0% | Tech/Econ | 35% | 0 | 0 | 0
Tech | Restaurants | Space Cooling | Individual room air conditioners | TRC | New | NN4386 | Window Sun Protection | Window Sun Protection | NonEquip | 10 |  | 15.35% | Tech/Econ | 16% | 14.6716 | 0.0045683 | -0.00025738
Tech | Restaurants | Space Cooling | Individual room air conditioners | TRC | New | NN4360 | Waterside Economizer | Waterside Economizer | NonEquip | 20 |  | 0% | Tech/Econ | 5.556% | 0 | 0 | 0
Tech | Restaurants | Space Cooling | Individual room air conditioners | TRC | New | NN4308 | Warehouse Loading Dock Seals | Warehouse Loading Dock Seals | NonEquip | 18 |  | 0% | Tech/Econ | 0.5153% | 0 | 0 | 0
Tech | Restaurants | Space Cooling | Individual room air conditioners | TRC | New | NN4152 | Smart Thermostat | Smart Thermostat | NonEquip | 11 |  | 45.33% | Tech/Econ | 10% | 4.493 | 0.001665 | 0
Tech | Restaurants | Space Cooling | Individual room air conditioners | TRC | New | NN4126 | Roof Insulation | Roof Insulation | NonEquip | 20 |  | 37.5% | Tech/Econ | 0.3059% | 0 | 0 | 0
Tech | Restaurants | Space Cooling | Individual room air conditioners | TRC | New | NN4048 | Programmable Thermostat | Programmable Thermostat | NonEquip | 11 |  | 0% | Tech/Econ | 3.6% | 0 | 0 | 0
Tech | Restaurants | Space Cooling | Individual room air conditioners | TRC | New | NN3996 | Low U-Value Windows | Low U-Value Windows | NonEquip | 20 |  | 26.88% | Tech/Econ | 10% | 0 | 0 | 0
Tech | Restaurants | Space Cooling | Individual room air conditioners | TRC | New | NN3970 | Infiltration Reduction - Air Sealing | Infiltration Reduction - Air Sealing | NonEquip | 11 |  | 0% | Tech/Econ | 0.2577% | 0 | 0 | 0
Tech | Restaurants | Space Cooling | Individual room air conditioners | TRC | New | NN3918 | HVAC tune-up_RTU | HVAC tune-up_RTU | NonEquip | 5 | Packaged air conditioning units (RTUs) | 0% | Tech/Econ | 5% | 0 | 0 | 0
Tech | Restaurants | Space Cooling | Individual room air conditioners | TRC | New | NN3892 | HVAC tune-up | HVAC tune-up | NonEquip | 5 | Residential-type central air conditioners | 0% | Tech/Econ | 5% | 0 | 0 | 0
Tech | Restaurants | Space Cooling | Individual room air conditioners | TRC | New | NN3814 | Green Roof | Green Roof | NonEquip | 15 |  | 0.49% | Tech/Econ | 0.3546% | 0 | 0 | 0
Tech | Restaurants | Space Cooling | Individual room air conditioners | TRC | New | NN3684 | Facility Energy Management System | Facility Energy Management System | NonEquip | 15 |  | 4.276% | Tech/Econ | 20% | 5.1536 | 0.0013449 | 0
Tech | Restaurants | Space Cooling | Individual room air conditioners | TRC | New | NN3632 | Facility Commissioning | Facility Commissioning | NonEquip | 10 |  | 71.67% | Tech/Econ | 16% | 66.8303 | 0.011701 | 0.00026695
Tech | Restaurants | Space Cooling | Individual room air conditioners | TRC | New | NN3606 | Energy Recovery Ventilation System (ERV) | Energy Recovery Ventilation System (ERV) | NonEquip | 15 | Packaged air conditioning units (RTUs) | 0% | Tech/Econ | 10.9% | 0 | 0 | 0
Tech | Restaurants | Space Cooling | Individual room air conditioners | TRC | New | NN3528 | Duct Sealing Repair | Duct Sealing Repair | NonEquip | 15 |  | 0% | Tech/Econ | 12% | 0 | 0 | 0
Tech | Restaurants | Space Cooling | Individual room air conditioners | TRC | New | NN3476 | Duct Insulation | Duct Insulation | NonEquip | 15 |  | 0% | Tech/Econ | 2.045% | 0 | 0 | 0
Tech | Restaurants | Space Cooling | Individual room air conditioners | TRC | New | NN3424 | Dedicated Outdoor Air System on VRF unit | Dedicated Outdoor Air System on VRF unit | NonEquip | 15 | Residential-type central air conditioners | 0% | Tech/Econ | 17.5% | 0 | 0 | 0
Tech | Restaurants | Space Cooling | Individual room air conditioners | TRC | New | NN3372 | Cool Roof | Cool Roof | NonEquip | 15 |  | 72.32% | Tech/Econ | 0.6561% | 0 | 0 | 0
Tech | Restaurants | Space Cooling | Individual room air conditioners | TRC | New | NN3320 | Chilled Water System - Variable Speed Drives | Chilled Water System - Variable Speed Drives | NonEquip | 13 | Central chillers inside | 0% | Tech/Econ | 24.74% | 0 | 0 | 0
Tech | Restaurants | Space Cooling | Individual room air conditioners | TRC | New | NN3294 | Chilled Water Controls Optimization | Chilled Water Controls Optimization | NonEquip | 10 | Central chillers inside | 0% | Tech/Econ | 12.5% | 0 | 0 | 0
Tech | Restaurants | Space Cooling | Individual room air conditioners | TRC | New | NN3216 | Ceiling Insulation(R2 to R38) | Ceiling Insulation(R2 to R38) | NonEquip | 20 |  | 0% | Tech/Econ | 4.173% | 0 | 0 | 0
Tech | Restaurants | Space Cooling | Individual room air conditioners | TRC | New | NN3112 | Ceiling Insulation(R12 to R38) | Ceiling Insulation(R12 to R38) | NonEquip | 20 |  | 0% | Tech/Econ | 0.5023% | 0 | 0 | 0
Tech | Restaurants | Space Cooling | Individual room air conditioners | TRC | New | NN3060 | Airside Economizer | Airside Economizer | NonEquip | 10 | Packaged air conditioning units (RTUs) | 0% | Tech/Econ | 5.556% | 0 | 0 | 0
Tech | Restaurants | Space Cooling | Individual room air conditioners | TRC | Existing | NE5361 | Retro-Commissioning | Retro-Commissioning | NonEquip | 5 |  | 21.99% | Tech/Econ | 16% | 1603.5319 | 0.49508 | 0
Tech | Restaurants | Space Cooling | Individual room air conditioners | TRC | Existing | NE5153 | ENERGY STAR certified buildings program | ENERGY STAR certified buildings program | NonEquip | 20 |  | 0% | Tech/Econ | 35% | 0 | 0 | 0
Tech | Restaurants | Space Cooling | Individual room air conditioners | TRC | Existing | NE4373 | Window Sun Protection | Window Sun Protection | NonEquip | 10 |  | 12.19% | Tech/Econ | 16% | 857.9167 | 0.26713 | -0.01505
Tech | Restaurants | Space Cooling | Individual room air conditioners | TRC | Existing | NE4347 | Waterside Economizer | Waterside Economizer | NonEquip | 20 |  | 0% | Tech/Econ | 5.556% | 0 | 0 | 0
Tech | Restaurants | Space Cooling | Individual room air conditioners | TRC | Existing | NE4295 | Warehouse Loading Dock Seals | Warehouse Loading Dock Seals | NonEquip | 18 |  | 0% | Tech/Econ | 0.5153% | 0 | 0 | 0
Tech | Restaurants | Space Cooling | Individual room air conditioners | TRC | Existing | NE4217 | Wall Insulation | Wall Insulation | NonEquip | 20 |  | 0% | Tech/Econ | 3.66% | 0 | 0 | 0
Tech | Restaurants | Space Cooling | Individual room air conditioners | TRC | Existing | NE4139 | Smart Thermostat | Smart Thermostat | NonEquip | 11 |  | 45.33% | Tech/Econ | 10% | 1882.6474 | 0.69767 | 0
Tech | Restaurants | Space Cooling | Individual room air conditioners | TRC | Existing | NE4113 | Roof Insulation | Roof Insulation | NonEquip | 20 |  | 37.5% | Tech/Econ | 0.6118% | 89.9759 | 0.018361 | 0
Tech | Restaurants | Space Cooling | Individual room air conditioners | TRC | Existing | NE4035 | Programmable Thermostat | Programmable Thermostat | NonEquip | 11 |  | 0% | Tech/Econ | 3.6% | 0 | 0 | 0
Tech | Restaurants | Space Cooling | Individual room air conditioners | TRC | Existing | NE3983 | Low U-Value Windows | Low U-Value Windows | NonEquip | 20 |  | 10.75% | Tech/Econ | 46% | 2373.5019 | 0.88224 | 0
Tech | Restaurants | Space Cooling | Individual room air conditioners | TRC | Existing | NE3957 | Infiltration Reduction - Air Sealing | Infiltration Reduction - Air Sealing | NonEquip | 11 |  | 0% | Tech/Econ | 0.2577% | 0 | 0 | 0
Tech | Restaurants | Space Cooling | Individual room air conditioners | TRC | Existing | NE3905 | HVAC tune-up_RTU | HVAC tune-up_RTU | NonEquip | 5 | Packaged air conditioning units (RTUs) | 0% | Tech/Econ | 5% | 0 | 0 | 0
Tech | Restaurants | Space Cooling | Individual room air conditioners | TRC | Existing | NE3879 | HVAC tune-up | HVAC tune-up | NonEquip | 5 | Residential-type central air conditioners | 0% | Tech/Econ | 5% | 0 | 0 | 0
Tech | Restaurants | Space Cooling | Individual room air conditioners | TRC | Existing | NE3801 | Green Roof | Green Roof | NonEquip | 15 |  | 0.098% | Tech/Econ | 0.3546% | 0.13596 | 5.7759e-05 | 0
Tech | Restaurants | Space Cooling | Individual room air conditioners | TRC | Existing | NE3671 | Facility Energy Management System | Facility Energy Management System | NonEquip | 15 |  | 0.5043% | Tech/Econ | 20% | 46.0187 | 0.012009 | 0
Tech | Restaurants | Space Cooling | Individual room air conditioners | TRC | Existing | NE3593 | Energy Recovery Ventilation System (ERV) | Energy Recovery Ventilation System (ERV) | NonEquip | 15 | Packaged air conditioning units (RTUs) | 0% | Tech/Econ | 10.9% | 0 | 0 | 0
Tech | Restaurants | Space Cooling | Individual room air conditioners | TRC | Existing | NE3515 | Duct Sealing Repair | Duct Sealing Repair | NonEquip | 15 |  | 30.55% | Tech/Econ | 12% | 1580.7677 | 0.31144 | 0
Tech | Restaurants | Space Cooling | Individual room air conditioners | TRC | Existing | NE3463 | Duct Insulation | Duct Insulation | NonEquip | 15 |  | 30.55% | Tech/Econ | 2.045% | 247.7798 | 0.067313 | 0
Tech | Restaurants | Space Cooling | Individual room air conditioners | TRC | Existing | NE3411 | Dedicated Outdoor Air System on VRF unit | Dedicated Outdoor Air System on VRF unit | NonEquip | 15 | Residential-type central air conditioners | 0% | Tech/Econ | 17.5% | 0 | 0 | 0
Tech | Restaurants | Space Cooling | Individual room air conditioners | TRC | Existing | NE3359 | Cool Roof | Cool Roof | NonEquip | 15 |  | 72.71% | Tech/Econ | 0.6561% | 187.9751 | 0.079856 | 0
Tech | Restaurants | Space Cooling | Individual room air conditioners | TRC | Existing | NE3307 | Chilled Water System - Variable Speed Drives | Chilled Water System - Variable Speed Drives | NonEquip | 13 | Central chillers inside | 0% | Tech/Econ | 24.74% | 0 | 0 | 0
Tech | Restaurants | Space Cooling | Individual room air conditioners | TRC | Existing | NE3281 | Chilled Water Controls Optimization | Chilled Water Controls Optimization | NonEquip | 10 | Central chillers inside | 0% | Tech/Econ | 12.5% | 0 | 0 | 0
Tech | Restaurants | Space Cooling | Individual room air conditioners | TRC | Existing | NE3203 | Ceiling Insulation(R2 to R38) | Ceiling Insulation(R2 to R38) | NonEquip | 20 |  | 0% | Tech/Econ | 4.173% | 0 | 0 | 0
Tech | Restaurants | Space Cooling | Individual room air conditioners | TRC | Existing | NE3099 | Ceiling Insulation(R12 to R38) | Ceiling Insulation(R12 to R38) | NonEquip | 20 |  | 0% | Tech/Econ | 0.5023% | 0 | 0 | 0
Tech | Restaurants | Space Cooling | Individual room air conditioners | TRC | Existing | NE3047 | Airside Economizer | Airside Economizer | NonEquip | 10 | Packaged air conditioning units (RTUs) | 0% | Tech/Econ | 5.556% | 0 | 0 | 0
Tech | Restaurants | Interior Lighting | High bay | TRC | New | NN5270 | Retro-Commissioning | Retro-Commissioning | NonEquip | 5 |  | 0% | Tech/Econ | 16% | 0 | 0 | 0
Tech | Restaurants | Interior Lighting | High bay | TRC | New | NN5010 | ENERGY STAR certified buildings program | ENERGY STAR certified buildings program | NonEquip | 20 |  | 0% | Tech/Econ | 35% | 0 | 0 | 0
Tech | Restaurants | Interior Lighting | High bay | TRC | New | NN4438 | Interior Lighting Controls | Interior Lighting Controls | NonEquip | 8 | Overhead (fluorescent/LED/CFL U-shape) | 0% | Tech/Econ | 28% | 0 | 0 | 0
Tech | Restaurants | Interior Lighting | High bay | TRC | New | NN4412 | Bi-Level Lighting Control (Interior) | Bi-Level Lighting Control (Interior) | NonEquip | 8 | Overhead (fluorescent/LED/CFL U-shape) | 0% | Tech/Econ | 31% | 0 | 0 | 0
Tech | Restaurants | Interior Lighting | High bay | TRC | New | NN3710 | Facility Energy Management System | Facility Energy Management System | NonEquip | 15 |  | 4.276% | Tech/Econ | 24% | 140.0283 | 0.036542 | 0.016802
Tech | Restaurants | Interior Lighting | High bay | TRC | Existing | NE5257 | Retro-Commissioning | Retro-Commissioning | NonEquip | 5 |  | 21.99% | Tech/Econ | 16% | 33560.7093 | 10.3618 | 20.077
Tech | Restaurants | Interior Lighting | High bay | TRC | Existing | NE4997 | ENERGY STAR certified buildings program | ENERGY STAR certified buildings program | NonEquip | 20 |  | 0% | Tech/Econ | 35% | 0 | 0 | 0
Tech | Restaurants | Interior Lighting | High bay | TRC | Existing | NE4425 | Interior Lighting Controls | Interior Lighting Controls | NonEquip | 8 | Overhead (fluorescent/LED/CFL U-shape) | 0% | Tech/Econ | 28% | 0 | 0 | 0
Tech | Restaurants | Interior Lighting | High bay | TRC | Existing | NE4399 | Bi-Level Lighting Control (Interior) | Bi-Level Lighting Control (Interior) | NonEquip | 8 | Overhead (fluorescent/LED/CFL U-shape) | 0% | Tech/Econ | 31% | 0 | 0 | 0
Tech | Restaurants | Interior Lighting | High bay | TRC | Existing | NE3697 | Facility Energy Management System | Facility Energy Management System | NonEquip | 15 |  | 0.5043% | Tech/Econ | 24% | 1155.9981 | 0.30167 | 0.1387
Tech | Restaurants | Interior Lighting | High bay | TRC | Turnover | ET1649 | LED Linear - Fixture Replacement | LED Linear - Fixture Replacement | Equip | 15 | High bay | 24.1% | Tech/Econ | 50.28% | 131701.5445 | 32.1182 | 0.0017596
Tech | Restaurants | Interior Lighting | High bay | TRC | Turnover | ET1532 | High Bay LED | High Bay LED | Equip | 15 | High bay | 0% | Tech/Econ | 64.78% | 0 | 0 | 0
Tech | Restaurants | Interior Lighting | High bay | TRC | Turnover | ET1493 | High Bay Fluorescent (T5) | High Bay Fluorescent (T5) | Equip | 15 | High bay | 0% | Tech/Econ | 64.14% | 0 | 0 | 0
Tech | Restaurants | Interior Lighting | High bay | TRC | New | EN1675 | LED Linear - Fixture Replacement | LED Linear - Fixture Replacement | Equip | 15 | High bay | 0% | Tech/Econ | 50.28% | 0 | 0 | 0
Tech | Restaurants | Interior Lighting | High bay | TRC | New | EN1558 | High Bay LED | High Bay LED | Equip | 15 | High bay | 0% | Tech/Econ | 64.78% | 0 | 0 | 0
Tech | Restaurants | Interior Lighting | High bay | TRC | New | EN1519 | High Bay Fluorescent (T5) | High Bay Fluorescent (T5) | Equip | 15 | High bay | 0% | Tech/Econ | 64.14% | 0 | 0 | 0
Tech | Restaurants | Cooking | Fryer | TRC | New | NN5088 | ENERGY STAR certified buildings program | ENERGY STAR certified buildings program | NonEquip | 20 |  | 0% | Tech/Econ | 35% | 0 | 0 | 0
Tech | Restaurants | Cooking | Fryer | TRC | Existing | NE5075 | ENERGY STAR certified buildings program | ENERGY STAR certified buildings program | NonEquip | 20 |  | 0% | Tech/Econ | 35% | 0 | 0 | 0
Tech | Restaurants | Cooking | Fryer | TRC | Turnover | ET89 | Energy Star Fryer | Energy Star Fryer | Equip | 12 | Fryer | 29.2% | Tech/Econ | 17.46% | 20211.732 | 3.2763 | 1.0131
Tech | Restaurants | Cooking | Fryer | TRC | New | EN115 | Energy Star Fryer | Energy Star Fryer | Equip | 12 | Fryer | 29.2% | Tech/Econ | 17.46% | 253.7723 | 0.041136 | 0.012721
Tech | Restaurants | Space Heating | Forced air furnace | TRC | New | NN5348 | Retro-Commissioning | Retro-Commissioning | NonEquip | 5 |  | 0% | Tech/Econ | 16% | 0 | 0 | 0
Tech | Restaurants | Space Heating | Forced air furnace | TRC | New | NN5140 | ENERGY STAR certified buildings program | ENERGY STAR certified buildings program | NonEquip | 20 |  | 0% | Tech/Econ | 35% | 0 | 0 | 0
Tech | Restaurants | Space Heating | Forced air furnace | TRC | New | NN4334 | Water Cooled Refrigeration Heat Recovery | Water Cooled Refrigeration Heat Recovery | NonEquip | 20 |  | 0% | Tech/Econ | 10% | 0 | 0 | 0
Tech | Restaurants | Space Heating | Forced air furnace | TRC | New | NN4282 | Warehouse Loading Dock Seals | Warehouse Loading Dock Seals | NonEquip | 18 |  | 0% | Tech/Econ | 1.849% | 0 | 0 | 0
Tech | Restaurants | Space Heating | Forced air furnace | TRC | New | NN4256 | Wall Insulation | Wall Insulation | NonEquip | 20 |  | 0% | Tech/Econ | 0% | 0 | 0 | 0
Tech | Restaurants | Space Heating | Forced air furnace | TRC | New | NN4178 | Smart Thermostat | Smart Thermostat | NonEquip | 11 |  | 45.33% | Tech/Econ | 10% | 3.7929 | 0 | -2.6672e-06
Tech | Restaurants | Space Heating | Forced air furnace | TRC | New | NN4100 | Roof Insulation | Roof Insulation | NonEquip | 20 |  | 37.5% | Tech/Econ | 1.098% | 0.20031 | 0 | 9.3487e-05
Tech | Restaurants | Space Heating | Forced air furnace | TRC | New | NN4074 | Programmable Thermostat | Programmable Thermostat | NonEquip | 11 |  | 0% | Tech/Econ | 3.6% | 0 | 0 | 0
Tech | Restaurants | Space Heating | Forced air furnace | TRC | New | NN4022 | Low U-Value Windows | Low U-Value Windows | NonEquip | 20 |  | 26.88% | Tech/Econ | 10% | 2.311 | 0 | 9.6048e-06
Tech | Restaurants | Space Heating | Forced air furnace | TRC | New | NN3944 | Infiltration Reduction - Air Sealing | Infiltration Reduction - Air Sealing | NonEquip | 11 |  | 0% | Tech/Econ | 0.9246% | 0 | 0 | 0
Tech | Restaurants | Space Heating | Forced air furnace | TRC | New | NN3866 | Hotel Card Energy Control Systems | Hotel Card Energy Control Systems | NonEquip | 15 |  | 0% | Tech/Econ | 0% | 0 | 0 | 0
Tech | Restaurants | Space Heating | Forced air furnace | TRC | New | NN3788 | Green Roof | Green Roof | NonEquip | 15 |  | 0.49% | Tech/Econ | 1.697% | 0.0065866 | 0 | 0
Tech | Restaurants | Space Heating | Forced air furnace | TRC | New | NN3736 | Floor Insulation | Floor Insulation | NonEquip | 20 |  | 16.87% | Tech/Econ | 0.576% | 0 | 0 | 0
Tech | Restaurants | Space Heating | Forced air furnace | TRC | New | NN3658 | Facility Energy Management System | Facility Energy Management System | NonEquip | 15 |  | 4.276% | Tech/Econ | 20% | 0.74172 | 0 | 8.8996e-05
Tech | Restaurants | Space Heating | Forced air furnace | TRC | New | NN3580 | ECM Motors on Furnaces | ECM Motors on Furnaces | NonEquip | 15 | Forced air furnace | 47.78% | Tech/Econ | 1.706% | 0.6513 | 0 | 7.435e-05
Tech | Restaurants | Space Heating | Forced air furnace | TRC | New | NN3554 | Duct Sealing Repair | Duct Sealing Repair | NonEquip | 15 |  | 0% | Tech/Econ | 12% | 0 | 0 | 0
Tech | Restaurants | Space Heating | Forced air furnace | TRC | New | NN3502 | Duct Insulation | Duct Insulation | NonEquip | 15 |  | 0% | Tech/Econ | 2.045% | 0 | 0 | 0
Tech | Restaurants | Space Heating | Forced air furnace | TRC | New | NN3450 | Destratification Fans | Destratification Fans | NonEquip | 10 |  | 0% | Tech/Econ | 12.59% | 0 | 0 | 0
Tech | Restaurants | Space Heating | Forced air furnace | TRC | New | NN3398 | Dedicated Outdoor Air System on VRF unit | Dedicated Outdoor Air System on VRF unit | NonEquip | 15 | Residential/split system heat pump | 0% | Tech/Econ | 10% | 0 | 0 | 0
Tech | Restaurants | Space Heating | Forced air furnace | TRC | New | NN3346 | Cool Roof | Cool Roof | NonEquip | 15 |  | 72.32% | Tech/Econ | 0.0859% | 0 | 0 | 0
Tech | Restaurants | Space Heating | Forced air furnace | TRC | New | NN3242 | Ceiling Insulation(R30 to R38) | Ceiling Insulation(R30 to R38) | NonEquip | 20 |  | 0% | Tech/Econ | 0.2219% | 0 | 0 | 0
Tech | Restaurants | Space Heating | Forced air furnace | TRC | New | NN3190 | Ceiling Insulation(R2 to R38) | Ceiling Insulation(R2 to R38) | NonEquip | 20 |  | 0% | Tech/Econ | 14.98% | 0 | 0 | 0
Tech | Restaurants | Space Heating | Forced air furnace | TRC | New | NN3138 | Ceiling Insulation(R19 to R38) | Ceiling Insulation(R19 to R38) | NonEquip | 20 |  | 0% | Tech/Econ | 0.832% | 0 | 0 | 0
Tech | Restaurants | Space Heating | Forced air furnace | TRC | New | NN3086 | Ceiling Insulation(R12 to R38) | Ceiling Insulation(R12 to R38) | NonEquip | 20 |  | 0% | Tech/Econ | 1.803% | 0 | 0 | 0
Tech | Restaurants | Space Heating | Forced air furnace | TRC | New | NN3008 | Air Curtains | Air Curtains | NonEquip | 8 |  | 26.88% | Tech/Econ | 0.4135% | 0 | 0 | 0
Tech | Restaurants | Space Heating | Forced air furnace | TRC | Existing | NE5335 | Retro-Commissioning | Retro-Commissioning | NonEquip | 5 |  | 21.99% | Tech/Econ | 16% | 230.7814 | 0 | 0.13806
Tech | Restaurants | Space Heating | Forced air furnace | TRC | Existing | NE5127 | ENERGY STAR certified buildings program | ENERGY STAR certified buildings program | NonEquip | 20 |  | 0% | Tech/Econ | 35% | 0 | 0 | 0
Tech | Restaurants | Space Heating | Forced air furnace | TRC | Existing | NE4321 | Water Cooled Refrigeration Heat Recovery | Water Cooled Refrigeration Heat Recovery | NonEquip | 20 |  | 0% | Tech/Econ | 10% | 0 | 0 | 0
Tech | Restaurants | Space Heating | Forced air furnace | TRC | Existing | NE4269 | Warehouse Loading Dock Seals | Warehouse Loading Dock Seals | NonEquip | 18 |  | 0% | Tech/Econ | 2.04% | 0 | 0 | 0
Tech | Restaurants | Space Heating | Forced air furnace | TRC | Existing | NE4243 | Wall Insulation | Wall Insulation | NonEquip | 20 |  | 0% | Tech/Econ | 2.116% | 0 | 0 | 0
Tech | Restaurants | Space Heating | Forced air furnace | TRC | Existing | NE4165 | Smart Thermostat | Smart Thermostat | NonEquip | 11 |  | 45.33% | Tech/Econ | 10% | 276.3433 | 0 | -0.00019433
Tech | Restaurants | Space Heating | Forced air furnace | TRC | Existing | NE4087 | Roof Insulation | Roof Insulation | NonEquip | 20 |  | 37.5% | Tech/Econ | 2.423% | 52.8774 | 0 | 0.024678
Tech | Restaurants | Space Heating | Forced air furnace | TRC | Existing | NE4061 | Programmable Thermostat | Programmable Thermostat | NonEquip | 11 |  | 0% | Tech/Econ | 3.6% | 0 | 0 | 0
Tech | Restaurants | Space Heating | Forced air furnace | TRC | Existing | NE4009 | Low U-Value Windows | Low U-Value Windows | NonEquip | 20 |  | 10.75% | Tech/Econ | 46% | 341.596 | 0 | 0.0014197
Tech | Restaurants | Space Heating | Forced air furnace | TRC | Existing | NE3931 | Infiltration Reduction - Air Sealing | Infiltration Reduction - Air Sealing | NonEquip | 11 |  | 0% | Tech/Econ | 1.02% | 0 | 0 | 0
Tech | Restaurants | Space Heating | Forced air furnace | TRC | Existing | NE3853 | Hotel Card Energy Control Systems | Hotel Card Energy Control Systems | NonEquip | 15 |  | 0% | Tech/Econ | 0% | 0 | 0 | 0
Tech | Restaurants | Space Heating | Forced air furnace | TRC | Existing | NE3775 | Green Roof | Green Roof | NonEquip | 15 |  | 0.098% | Tech/Econ | 1.872% | 0.10515 | 0 | 0
Tech | Restaurants | Space Heating | Forced air furnace | TRC | Existing | NE3723 | Floor Insulation | Floor Insulation | NonEquip | 20 |  | 6.749% | Tech/Econ | 0.6356% | 2.4386 | 0 | 0.0011381
Tech | Restaurants | Space Heating | Forced air furnace | TRC | Existing | NE3645 | Facility Energy Management System | Facility Energy Management System | NonEquip | 15 |  | 0.5043% | Tech/Econ | 20% | 6.623 | 0 | 0.00079468
Tech | Restaurants | Space Heating | Forced air furnace | TRC | Existing | NE3567 | ECM Motors on Furnaces | ECM Motors on Furnaces | NonEquip | 15 | Forced air furnace | 47.78% | Tech/Econ | 1.706% | 46.7272 | 0 | 0.0053342
Tech | Restaurants | Space Heating | Forced air furnace | TRC | Existing | NE3541 | Duct Sealing Repair | Duct Sealing Repair | NonEquip | 15 |  | 30.55% | Tech/Econ | 12% | 232.0321 | 0 | 0.16191
Tech | Restaurants | Space Heating | Forced air furnace | TRC | Existing | NE3489 | Duct Insulation | Duct Insulation | NonEquip | 15 |  | 30.55% | Tech/Econ | 2.045% | 36.0398 | 0 | 0.021042
Tech | Restaurants | Space Heating | Forced air furnace | TRC | Existing | NE3437 | Destratification Fans | Destratification Fans | NonEquip | 10 |  | 0% | Tech/Econ | 12.59% | 0 | 0 | 0
Tech | Restaurants | Space Heating | Forced air furnace | TRC | Existing | NE3385 | Dedicated Outdoor Air System on VRF unit | Dedicated Outdoor Air System on VRF unit | NonEquip | 15 | Residential/split system heat pump | 0% | Tech/Econ | 10% | 0 | 0 | 0
Tech | Restaurants | Space Heating | Forced air furnace | TRC | Existing | NE3333 | Cool Roof | Cool Roof | NonEquip | 15 |  | 72.71% | Tech/Econ | 0.09479% | 3.911 | 0 | 0
Tech | Restaurants | Space Heating | Forced air furnace | TRC | Existing | NE3229 | Ceiling Insulation(R30 to R38) | Ceiling Insulation(R30 to R38) | NonEquip | 20 |  | 0% | Tech/Econ | 0.2448% | 0 | 0 | 0
Tech | Restaurants | Space Heating | Forced air furnace | TRC | Existing | NE3177 | Ceiling Insulation(R2 to R38) | Ceiling Insulation(R2 to R38) | NonEquip | 20 |  | 0% | Tech/Econ | 16.53% | 0 | 0 | 0
Tech | Restaurants | Space Heating | Forced air furnace | TRC | Existing | NE3125 | Ceiling Insulation(R19 to R38) | Ceiling Insulation(R19 to R38) | NonEquip | 20 |  | 0% | Tech/Econ | 0.9181% | 0 | 0 | 0
Tech | Restaurants | Space Heating | Forced air furnace | TRC | Existing | NE3073 | Ceiling Insulation(R12 to R38) | Ceiling Insulation(R12 to R38) | NonEquip | 20 |  | 0% | Tech/Econ | 1.989% | 0 | 0 | 0
Tech | Restaurants | Space Heating | Forced air furnace | TRC | Existing | NE2995 | Air Curtains | Air Curtains | NonEquip | 8 |  | 31.69% | Tech/Econ | 0.4135% | 7.4444 | 0 | 0.00080847
Tech | Restaurants | Exterior Lighting | Exterior parking/lot lighting | TRC | New | NN5296 | Retro-Commissioning | Retro-Commissioning | NonEquip | 5 |  | 0% | Tech/Econ | 16% | 0 | 0 | 0
Tech | Restaurants | Exterior Lighting | Exterior parking/lot lighting | TRC | New | NN5036 | ENERGY STAR certified buildings program | ENERGY STAR certified buildings program | NonEquip | 20 |  | 0% | Tech/Econ | 35% | 0 | 0 | 0
Tech | Restaurants | Exterior Lighting | Exterior parking/lot lighting | TRC | New | NN2982 | Outdoor Lighting Controls | Outdoor Lighting Controls | NonEquip | 8 | Exterior parking/lot lighting | 30.95% | Tech/Econ | 28% | 2.8384 | 0 | 0
Tech | Restaurants | Exterior Lighting | Exterior parking/lot lighting | TRC | New | NN2956 | Bi-Level Lighting Control (Exterior) | Bi-Level Lighting Control (Exterior) | NonEquip | 9 | Exterior parking/lot lighting | 3.438% | Tech/Econ | 31% | 6.7223 | 0 | 0
Tech | Restaurants | Exterior Lighting | Exterior parking/lot lighting | TRC | Existing | NE5283 | Retro-Commissioning | Retro-Commissioning | NonEquip | 5 |  | 21.99% | Tech/Econ | 16% | 7438.9545 | 0 | 4.4502
Tech | Restaurants | Exterior Lighting | Exterior parking/lot lighting | TRC | Existing | NE5023 | ENERGY STAR certified buildings program | ENERGY STAR certified buildings program | NonEquip | 20 |  | 0% | Tech/Econ | 35% | 0 | 0 | 0
Tech | Restaurants | Exterior Lighting | Exterior parking/lot lighting | TRC | Existing | NE2969 | Outdoor Lighting Controls | Outdoor Lighting Controls | NonEquip | 8 | Exterior parking/lot lighting | 30.95% | Tech/Econ | 28% | 20058.8575 | 0 | 0
Tech | Restaurants | Exterior Lighting | Exterior parking/lot lighting | TRC | Existing | NE2943 | Bi-Level Lighting Control (Exterior) | Bi-Level Lighting Control (Exterior) | NonEquip | 9 | Exterior parking/lot lighting | 3.438% | Tech/Econ | 31% | 2494.1434 | 0 | 0
Tech | Restaurants | Exterior Lighting | Exterior parking/lot lighting | TRC | Turnover | ET713 | LED Parking Lighting | LED Parking Lighting | Equip | 18 | Exterior parking/lot lighting | 6.728% | Tech/Econ | 84% | 14015.8037 | 0 | 0
Tech | Restaurants | Exterior Lighting | Exterior parking/lot lighting | TRC | Turnover | ET518 | High Efficiency HID Lighting | High Efficiency HID Lighting | Equip | 13 | Exterior parking/lot lighting | 0% | Tech/Econ | 34.18% | 0 | 0 | 0
Tech | Restaurants | Exterior Lighting | Exterior parking/lot lighting | TRC | New | EN739 | LED Parking Lighting | LED Parking Lighting | Equip | 18 | Exterior parking/lot lighting | 94.94% | Tech/Econ | 84% | 2483.2263 | 0 | 0
Tech | Restaurants | Exterior Lighting | Exterior parking/lot lighting | TRC | New | EN544 | High Efficiency HID Lighting | High Efficiency HID Lighting | Equip | 13 | Exterior parking/lot lighting | 0% | Tech/Econ | 34.18% | 0 | 0 | 0
Tech | Restaurants | Exterior Lighting | Exterior marquis | TRC | New | NN5296 | Retro-Commissioning | Retro-Commissioning | NonEquip | 5 |  | 0% | Tech/Econ | 16% | 0 | 0 | 0
Tech | Restaurants | Exterior Lighting | Exterior marquis | TRC | New | NN5036 | ENERGY STAR certified buildings program | ENERGY STAR certified buildings program | NonEquip | 20 |  | 0% | Tech/Econ | 35% | 0 | 0 | 0
Tech | Restaurants | Exterior Lighting | Exterior marquis | TRC | New | NN2982 | Outdoor Lighting Controls | Outdoor Lighting Controls | NonEquip | 8 | Exterior parking/lot lighting | 0% | Tech/Econ | 28% | 0 | 0 | 0
Tech | Restaurants | Exterior Lighting | Exterior marquis | TRC | New | NN2956 | Bi-Level Lighting Control (Exterior) | Bi-Level Lighting Control (Exterior) | NonEquip | 9 | Exterior parking/lot lighting | 0% | Tech/Econ | 31% | 0 | 0 | 0
Tech | Restaurants | Exterior Lighting | Exterior marquis | TRC | Existing | NE5283 | Retro-Commissioning | Retro-Commissioning | NonEquip | 5 |  | 21.99% | Tech/Econ | 16% | 31.1788 | 0 | 0.018652
Tech | Restaurants | Exterior Lighting | Exterior marquis | TRC | Existing | NE5023 | ENERGY STAR certified buildings program | ENERGY STAR certified buildings program | NonEquip | 20 |  | 0% | Tech/Econ | 35% | 0 | 0 | 0
Tech | Restaurants | Exterior Lighting | Exterior marquis | TRC | Existing | NE2969 | Outdoor Lighting Controls | Outdoor Lighting Controls | NonEquip | 8 | Exterior parking/lot lighting | 0% | Tech/Econ | 28% | 0 | 0 | 0
Tech | Restaurants | Exterior Lighting | Exterior marquis | TRC | Existing | NE2943 | Bi-Level Lighting Control (Exterior) | Bi-Level Lighting Control (Exterior) | NonEquip | 9 | Exterior parking/lot lighting | 0% | Tech/Econ | 31% | 0 | 0 | 0
Tech | Restaurants | Exterior Lighting | Exterior marquis | TRC | Turnover | ET635 | LED Exterior Lighting | LED Exterior Lighting | Equip | 13 | Exterior marquis | 4.268% | Tech/Econ | 60.51% | 23.494 | 0 | 0
Tech | Restaurants | Exterior Lighting | Exterior marquis | TRC | Turnover | ET596 | LED Display Lighting (Exterior) | LED Display Lighting (Exterior) | Equip | 15 | Exterior marquis | 4.268% | Tech/Econ | 87.04% | 35.0977 | 0 | 0
Tech | Restaurants | Exterior Lighting | Exterior marquis | TRC | New | EN661 | LED Exterior Lighting | LED Exterior Lighting | Equip | 13 | Exterior marquis | 4.624% | Tech/Econ | 60.51% | 0.31854 | 0 | 0
Tech | Restaurants | Exterior Lighting | Exterior marquis | TRC | New | EN622 | LED Display Lighting (Exterior) | LED Display Lighting (Exterior) | Equip | 15 | Exterior marquis | 4.624% | Tech/Econ | 87.04% | 0.4774 | 0 | 0
Tech | Restaurants | Miscellaneous | Elevators/Escalators | TRC | New | NN5452 | Retro-Commissioning | Retro-Commissioning | NonEquip | 5 |  | 0% | Tech/Econ | 16% | 0 | 0 | 0
Tech | Restaurants | Miscellaneous | Elevators/Escalators | TRC | New | NN5244 | ENERGY STAR certified buildings program | ENERGY STAR certified buildings program | NonEquip | 20 |  | 0% | Tech/Econ | 35% | 0 | 0 | 0
Tech | Restaurants | Miscellaneous | Elevators/Escalators | TRC | New | NN4542 | VSD Controlled Compressor | VSD Controlled Compressor | NonEquip | 15 | Others | 0% | Tech/Econ | 20.79% | 0 | 0 | 0
Tech | Restaurants | Miscellaneous | Elevators/Escalators | TRC | New | NN4516 | Regenerative Drive Elevator Motor | Regenerative Drive Elevator Motor | NonEquip | 13 | Elevators/Escalators | 11.17% | Tech/Econ | 6.211% | 0 | 0 | 0
Tech | Restaurants | Miscellaneous | Elevators/Escalators | TRC | New | NN4490 | Engine Block Timer | Engine Block Timer | NonEquip | 5 | Others | 0% | Tech/Econ | 36% | 0 | 0 | 0
Tech | Restaurants | Miscellaneous | Elevators/Escalators | TRC | New | NN4464 | Efficient Motor Belts | Efficient Motor Belts | NonEquip | 10 | Others | 0% | Tech/Econ | 1.105% | 0 | 0 | 0
Tech | Restaurants | Miscellaneous | Elevators/Escalators | TRC | Existing | NE5439 | Retro-Commissioning | Retro-Commissioning | NonEquip | 5 |  | 21.99% | Tech/Econ | 16% | 0 | 0 | 0
Tech | Restaurants | Miscellaneous | Elevators/Escalators | TRC | Existing | NE5231 | ENERGY STAR certified buildings program | ENERGY STAR certified buildings program | NonEquip | 20 |  | 0% | Tech/Econ | 35% | 0 | 0 | 0
Tech | Restaurants | Miscellaneous | Elevators/Escalators | TRC | Existing | NE4529 | VSD Controlled Compressor | VSD Controlled Compressor | NonEquip | 15 | Others | 0% | Tech/Econ | 20.79% | 0 | 0 | 0
Tech | Restaurants | Miscellaneous | Elevators/Escalators | TRC | Existing | NE4503 | Regenerative Drive Elevator Motor | Regenerative Drive Elevator Motor | NonEquip | 13 | Elevators/Escalators | 2.24% | Tech/Econ | 6.211% | 0 | 0 | 0
Tech | Restaurants | Miscellaneous | Elevators/Escalators | TRC | Existing | NE4477 | Engine Block Timer | Engine Block Timer | NonEquip | 5 | Others | 0% | Tech/Econ | 36% | 0 | 0 | 0
Tech | Restaurants | Miscellaneous | Elevators/Escalators | TRC | Existing | NE4451 | Efficient Motor Belts | Efficient Motor Belts | NonEquip | 10 | Others | 0% | Tech/Econ | 1.105% | 0 | 0 | 0
Tech | Restaurants | Office Equipment | Document production | TRC | New | NN5062 | ENERGY STAR certified buildings program | ENERGY STAR certified buildings program | NonEquip | 20 |  | 0% | Tech/Econ | 35% | 0 | 0 | 0
Tech | Restaurants | Office Equipment | Document production | TRC | New | NN4594 | Smart Strip Plug Outlet | Smart Strip Plug Outlet | NonEquip | 4 |  | 43.9% | Tech/Econ | 1.187% | 23.3635 | 0.003474 | 0
Tech | Restaurants | Office Equipment | Document production | TRC | New | NN4568 | Network PC Power Management | Network PC Power Management | NonEquip | 5 | Computers | 0% | Tech/Econ | 56.5% | 0 | 0 | 0
Tech | Restaurants | Office Equipment | Document production | TRC | Existing | NE5049 | ENERGY STAR certified buildings program | ENERGY STAR certified buildings program | NonEquip | 20 |  | 0% | Tech/Econ | 35% | 0 | 0 | 0
Tech | Restaurants | Office Equipment | Document production | TRC | Existing | NE4581 | Smart Strip Plug Outlet | Smart Strip Plug Outlet | NonEquip | 4 |  | 43.9% | Tech/Econ | 1.187% | 1860.7922 | 0.27669 | 0
Tech | Restaurants | Office Equipment | Document production | TRC | Existing | NE4555 | Network PC Power Management | Network PC Power Management | NonEquip | 5 | Computers | 0% | Tech/Econ | 56.5% | 0 | 0 | 0
Tech | Restaurants | Office Equipment | Document production | TRC | Turnover | ET2150 | ENERGY STAR Imaging Equipment | ENERGY STAR Imaging Equipment | Equip | 6 | Document production | 0% | Tech/Econ | 44.44% | 0 | 0 | 0
Tech | Restaurants | Office Equipment | Document production | TRC | New | EN2176 | ENERGY STAR Imaging Equipment | ENERGY STAR Imaging Equipment | Equip | 6 | Document production | 0% | Tech/Econ | 44.44% | 0 | 0 | 0
Tech | Restaurants | Space Cooling | District chilled water piped | TRC | New | NN5374 | Retro-Commissioning | Retro-Commissioning | NonEquip | 5 |  | 0% | Tech/Econ | 16% | 0 | 0 | 0
Tech | Restaurants | Space Cooling | District chilled water piped | TRC | New | NN5166 | ENERGY STAR certified buildings program | ENERGY STAR certified buildings program | NonEquip | 20 |  | 0% | Tech/Econ | 35% | 0 | 0 | 0
Tech | Restaurants | Space Cooling | District chilled water piped | TRC | New | NN4386 | Window Sun Protection | Window Sun Protection | NonEquip | 10 |  | 15.35% | Tech/Econ | 16% | 4.7726 | 0.001486 | -8.3724e-05
Tech | Restaurants | Space Cooling | District chilled water piped | TRC | New | NN4360 | Waterside Economizer | Waterside Economizer | NonEquip | 20 |  | 0% | Tech/Econ | 5.556% | 0 | 0 | 0
Tech | Restaurants | Space Cooling | District chilled water piped | TRC | New | NN4308 | Warehouse Loading Dock Seals | Warehouse Loading Dock Seals | NonEquip | 18 |  | 0% | Tech/Econ | 0.5153% | 0 | 0 | 0
Tech | Restaurants | Space Cooling | District chilled water piped | TRC | New | NN4152 | Smart Thermostat | Smart Thermostat | NonEquip | 11 |  | 45.33% | Tech/Econ | 10% | 1.4616 | 0.00054162 | 0
Tech | Restaurants | Space Cooling | District chilled water piped | TRC | New | NN4048 | Programmable Thermostat | Programmable Thermostat | NonEquip | 11 |  | 0% | Tech/Econ | 3.6% | 0 | 0 | 0
Tech | Restaurants | Space Cooling | District chilled water piped | TRC | New | NN3996 | Low U-Value Windows | Low U-Value Windows | NonEquip | 20 |  | 26.88% | Tech/Econ | 10% | 0 | 0 | 0
Tech | Restaurants | Space Cooling | District chilled water piped | TRC | New | NN3918 | HVAC tune-up_RTU | HVAC tune-up_RTU | NonEquip | 5 | Packaged air conditioning units (RTUs) | 0% | Tech/Econ | 5% | 0 | 0 | 0
Tech | Restaurants | Space Cooling | District chilled water piped | TRC | New | NN3892 | HVAC tune-up | HVAC tune-up | NonEquip | 5 | Residential-type central air conditioners | 0% | Tech/Econ | 5% | 0 | 0 | 0
Tech | Restaurants | Space Cooling | District chilled water piped | TRC | New | NN3684 | Facility Energy Management System | Facility Energy Management System | NonEquip | 15 |  | 4.276% | Tech/Econ | 20% | 1.6765 | 0.00043749 | 0
Tech | Restaurants | Space Cooling | District chilled water piped | TRC | New | NN3632 | Facility Commissioning | Facility Commissioning | NonEquip | 10 |  | 71.67% | Tech/Econ | 16% | 21.7396 | 0.0038062 | 8.6838e-05
Tech | Restaurants | Space Cooling | District chilled water piped | TRC | New | NN3606 | Energy Recovery Ventilation System (ERV) | Energy Recovery Ventilation System (ERV) | NonEquip | 15 | Packaged air conditioning units (RTUs) | 0% | Tech/Econ | 10.9% | 0 | 0 | 0
Tech | Restaurants | Space Cooling | District chilled water piped | TRC | New | NN3528 | Duct Sealing Repair | Duct Sealing Repair | NonEquip | 15 |  | 0% | Tech/Econ | 12% | 0 | 0 | 0
Tech | Restaurants | Space Cooling | District chilled water piped | TRC | New | NN3476 | Duct Insulation | Duct Insulation | NonEquip | 15 |  | 0% | Tech/Econ | 2.045% | 0 | 0 | 0
Tech | Restaurants | Space Cooling | District chilled water piped | TRC | New | NN3424 | Dedicated Outdoor Air System on VRF unit | Dedicated Outdoor Air System on VRF unit | NonEquip | 15 | Residential-type central air conditioners | 0% | Tech/Econ | 17.5% | 0 | 0 | 0
Tech | Restaurants | Space Cooling | District chilled water piped | TRC | New | NN3372 | Cool Roof | Cool Roof | NonEquip | 15 |  | 72.32% | Tech/Econ | 0.6561% | 0 | 0 | 0
Tech | Restaurants | Space Cooling | District chilled water piped | TRC | New | NN3320 | Chilled Water System - Variable Speed Drives | Chilled Water System - Variable Speed Drives | NonEquip | 13 | Central chillers inside | 0% | Tech/Econ | 24.74% | 0 | 0 | 0
Tech | Restaurants | Space Cooling | District chilled water piped | TRC | New | NN3294 | Chilled Water Controls Optimization | Chilled Water Controls Optimization | NonEquip | 10 | Central chillers inside | 0% | Tech/Econ | 12.5% | 0 | 0 | 0
Tech | Restaurants | Space Cooling | District chilled water piped | TRC | New | NN3216 | Ceiling Insulation(R2 to R38) | Ceiling Insulation(R2 to R38) | NonEquip | 20 |  | 0% | Tech/Econ | 4.173% | 0 | 0 | 0
Tech | Restaurants | Space Cooling | District chilled water piped | TRC | New | NN3112 | Ceiling Insulation(R12 to R38) | Ceiling Insulation(R12 to R38) | NonEquip | 20 |  | 0% | Tech/Econ | 0.5023% | 0 | 0 | 0
Tech | Restaurants | Space Cooling | District chilled water piped | TRC | New | NN3060 | Airside Economizer | Airside Economizer | NonEquip | 10 | Packaged air conditioning units (RTUs) | 0% | Tech/Econ | 5.556% | 0 | 0 | 0
Tech | Restaurants | Space Cooling | District chilled water piped | TRC | Existing | NE5361 | Retro-Commissioning | Retro-Commissioning | NonEquip | 5 |  | 21.99% | Tech/Econ | 16% | 449.5489 | 0.1388 | 0
Tech | Restaurants | Space Cooling | District chilled water piped | TRC | Existing | NE5153 | ENERGY STAR certified buildings program | ENERGY STAR certified buildings program | NonEquip | 20 |  | 0% | Tech/Econ | 35% | 0 | 0 | 0
Tech | Restaurants | Space Cooling | District chilled water piped | TRC | Existing | NE4373 | Window Sun Protection | Window Sun Protection | NonEquip | 10 |  | 12.19% | Tech/Econ | 16% | 289.253 | 0.090064 | -0.0050743
Tech | Restaurants | Space Cooling | District chilled water piped | TRC | Existing | NE4347 | Waterside Economizer | Waterside Economizer | NonEquip | 20 |  | 0% | Tech/Econ | 5.556% | 0 | 0 | 0
Tech | Restaurants | Space Cooling | District chilled water piped | TRC | Existing | NE4295 | Warehouse Loading Dock Seals | Warehouse Loading Dock Seals | NonEquip | 18 |  | 0% | Tech/Econ | 0.5153% | 0 | 0 | 0
Tech | Restaurants | Space Cooling | District chilled water piped | TRC | Existing | NE4217 | Wall Insulation | Wall Insulation | NonEquip | 20 |  | 0% | Tech/Econ | 3.66% | 0 | 0 | 0
Tech | Restaurants | Space Cooling | District chilled water piped | TRC | Existing | NE4139 | Smart Thermostat | Smart Thermostat | NonEquip | 11 |  | 45.33% | Tech/Econ | 10% | 634.7486 | 0.23522 | 0
Tech | Restaurants | Space Cooling | District chilled water piped | TRC | Existing | NE4113 | Roof Insulation | Roof Insulation | NonEquip | 20 |  | 37.5% | Tech/Econ | 0.6118% | 27.9737 | 0.0057086 | 0
Tech | Restaurants | Space Cooling | District chilled water piped | TRC | Existing | NE4035 | Programmable Thermostat | Programmable Thermostat | NonEquip | 11 |  | 0% | Tech/Econ | 3.6% | 0 | 0 | 0
Tech | Restaurants | Space Cooling | District chilled water piped | TRC | Existing | NE3983 | Low U-Value Windows | Low U-Value Windows | NonEquip | 20 |  | 10.75% | Tech/Econ | 46% | 772.089 | 0.28699 | 0
Tech | Restaurants | Space Cooling | District chilled water piped | TRC | Existing | NE3957 | Infiltration Reduction - Air Sealing | Infiltration Reduction - Air Sealing | NonEquip | 11 |  | 0% | Tech/Econ | 0.2577% | 0 | 0 | 0
Tech | Restaurants | Space Cooling | District chilled water piped | TRC | Existing | NE3905 | HVAC tune-up_RTU | HVAC tune-up_RTU | NonEquip | 5 | Packaged air conditioning units (RTUs) | 0% | Tech/Econ | 5% | 0 | 0 | 0
Tech | Restaurants | Space Cooling | District chilled water piped | TRC | Existing | NE3879 | HVAC tune-up | HVAC tune-up | NonEquip | 5 | Residential-type central air conditioners | 0% | Tech/Econ | 5% | 0 | 0 | 0
Tech | Restaurants | Space Cooling | District chilled water piped | TRC | Existing | NE3801 | Green Roof | Green Roof | NonEquip | 15 |  | 0.098% | Tech/Econ | 0.3546% | 0.042271 | 1.7958e-05 | 0
Tech | Restaurants | Space Cooling | District chilled water piped | TRC | Existing | NE3671 | Facility Energy Management System | Facility Energy Management System | NonEquip | 15 |  | 0.5043% | Tech/Econ | 20% | 14.9697 | 0.0039065 | 0
Tech | Restaurants | Space Cooling | District chilled water piped | TRC | Existing | NE3593 | Energy Recovery Ventilation System (ERV) | Energy Recovery Ventilation System (ERV) | NonEquip | 15 | Packaged air conditioning units (RTUs) | 0% | Tech/Econ | 10.9% | 0 | 0 | 0
Tech | Restaurants | Space Cooling | District chilled water piped | TRC | Existing | NE3515 | Duct Sealing Repair | Duct Sealing Repair | NonEquip | 15 |  | 30.55% | Tech/Econ | 12% | 532.9676 | 0.10501 | 0
Tech | Restaurants | Space Cooling | District chilled water piped | TRC | Existing | NE3463 | Duct Insulation | Duct Insulation | NonEquip | 15 |  | 30.55% | Tech/Econ | 2.045% | 77.0352 | 0.020928 | 0
Tech | Restaurants | Space Cooling | District chilled water piped | TRC | Existing | NE3411 | Dedicated Outdoor Air System on VRF unit | Dedicated Outdoor Air System on VRF unit | NonEquip | 15 | Residential-type central air conditioners | 0% | Tech/Econ | 17.5% | 0 | 0 | 0
Tech | Restaurants | Space Cooling | District chilled water piped | TRC | Existing | NE3359 | Cool Roof | Cool Roof | NonEquip | 15 |  | 72.71% | Tech/Econ | 0.6561% | 58.4418 | 0.024827 | 0
Tech | Restaurants | Space Cooling | District chilled water piped | TRC | Existing | NE3307 | Chilled Water System - Variable Speed Drives | Chilled Water System - Variable Speed Drives | NonEquip | 13 | Central chillers inside | 0% | Tech/Econ | 24.74% | 0 | 0 | 0
Tech | Restaurants | Space Cooling | District chilled water piped | TRC | Existing | NE3281 | Chilled Water Controls Optimization | Chilled Water Controls Optimization | NonEquip | 10 | Central chillers inside | 0% | Tech/Econ | 12.5% | 0 | 0 | 0
Tech | Restaurants | Space Cooling | District chilled water piped | TRC | Existing | NE3203 | Ceiling Insulation(R2 to R38) | Ceiling Insulation(R2 to R38) | NonEquip | 20 |  | 0% | Tech/Econ | 4.173% | 0 | 0 | 0
Tech | Restaurants | Space Cooling | District chilled water piped | TRC | Existing | NE3099 | Ceiling Insulation(R12 to R38) | Ceiling Insulation(R12 to R38) | NonEquip | 20 |  | 0% | Tech/Econ | 0.5023% | 0 | 0 | 0
Tech | Restaurants | Space Cooling | District chilled water piped | TRC | Existing | NE3047 | Airside Economizer | Airside Economizer | NonEquip | 10 | Packaged air conditioning units (RTUs) | 0% | Tech/Econ | 5.556% | 0 | 0 | 0
Tech | Restaurants | Space Cooling | District chilled water piped | TRC | Turnover | ET947 | High Efficiency Chiller (Air Cooled, 50 tons) | High Efficiency Chiller (Air Cooled, 50 tons) | Equip | 20 | District chilled water piped | 28.37% | Tech/Econ | 8.759% | 332.2028 | 0.077039 | 0.01777
Tech | Restaurants | Space Cooling | District chilled water piped | TRC | Turnover | ET1103 | High Efficiency Chiller (Water cooled-positive displacement, 100 tons) | High Efficiency Chiller (Water cooled-positive displacement, 100 tons) | Equip | 20 | District chilled water piped | 28.37% | Tech/Econ | 2.683% | 97.9976 | 0.031437 | 0.0003095
Tech | Restaurants | Space Cooling | District chilled water piped | TRC | Turnover | ET1025 | High Efficiency Chiller (Water cooled-centrifugal, 200 tons) | High Efficiency Chiller (Water cooled-centrifugal, 200 tons) | Equip | 20 | District chilled water piped | 28.37% | Tech/Econ | 4.362% | 161.3399 | 0.051757 | 0.00050955
Tech | Restaurants | Space Cooling | District chilled water piped | TRC | New | EN973 | High Efficiency Chiller (Air Cooled, 50 tons) | High Efficiency Chiller (Air Cooled, 50 tons) | Equip | 20 | District chilled water piped | 28.37% | Tech/Econ | 8.759% | 4.1344 | 0.00095878 | 0.00022116
Tech | Restaurants | Space Cooling | District chilled water piped | TRC | New | EN1129 | High Efficiency Chiller (Water cooled-positive displacement, 100 tons) | High Efficiency Chiller (Water cooled-positive displacement, 100 tons) | Equip | 20 | District chilled water piped | 28.37% | Tech/Econ | 2.683% | 1.2196 | 0.00039125 | 3.8518e-06
Tech | Restaurants | Space Cooling | District chilled water piped | TRC | New | EN1051 | High Efficiency Chiller (Water cooled-centrifugal, 200 tons) | High Efficiency Chiller (Water cooled-centrifugal, 200 tons) | Equip | 20 | District chilled water piped | 28.37% | Tech/Econ | 4.362% | 2.0079 | 0.00064413 | 6.3415e-06
Tech | Restaurants | Refrigeration | Display cases | TRC | New | NN5322 | Retro-Commissioning | Retro-Commissioning | NonEquip | 5 |  | 0% | Tech/Econ | 16% | 0 | 0 | 0
Tech | Restaurants | Refrigeration | Display cases | TRC | New | NN5114 | ENERGY STAR certified buildings program | ENERGY STAR certified buildings program | NonEquip | 20 |  | 0% | Tech/Econ | 35% | 0 | 0 | 0
Tech | Restaurants | Refrigeration | Display cases | TRC | New | NN4906 | Strip Curtains for Walk-ins | Strip Curtains for Walk-ins | NonEquip | 4 | Walk-in cooler | 0% | Tech/Econ | 2.115% | 0 | 0 | 0
Tech | Restaurants | Refrigeration | Display cases | TRC | New | NN4880 | Refrigerated Display Case Lighting Controls | Refrigerated Display Case Lighting Controls | NonEquip | 8 | Display cases | 0% | Tech/Econ | 0.9365% | 0 | 0 | 0
Tech | Restaurants | Refrigeration | Display cases | TRC | New | NN4854 | PSC to ECM Evaporator Fan Motor (Walk-In, Refrigerator) | PSC to ECM Evaporator Fan Motor (Walk-In, Refrigerator) | NonEquip | 15 | Walk-in cooler | 0% | Tech/Econ | 37.5% | 0 | 0 | 0
Tech | Restaurants | Refrigeration | Display cases | TRC | New | NN4828 | PSC to ECM Evaporator Fan Motor (Reach-In) | PSC to ECM Evaporator Fan Motor (Reach-In) | NonEquip | 15 | Display cases | 68.68% | Tech/Econ | 37.5% | 2348.9259 | 0.30455 | 0.2551
Tech | Restaurants | Refrigeration | Display cases | TRC | New | NN4802 | Night Covers for Display Cases | Night Covers for Display Cases | NonEquip | 5 | Display cases | 0% | Tech/Econ | 1.877% | 0 | 0 | 0
Tech | Restaurants | Refrigeration | Display cases | TRC | New | NN4776 | High R-Value Glass Doors | High R-Value Glass Doors | NonEquip | 12 | Display cases | 0% | Tech/Econ | 0% | 0 | 0 | 0
Tech | Restaurants | Refrigeration | Display cases | TRC | New | NN4750 | High Efficiency Refrigeration Compressor | High Efficiency Refrigeration Compressor | NonEquip | 13 | Display cases | 37.79% | Tech/Econ | 6.922% | 146.7833 | 0.019031 | 0.015941
Tech | Restaurants | Refrigeration | Display cases | TRC | New | NN4724 | Freezer-Cooler Replacement Gaskets | Freezer-Cooler Replacement Gaskets | NonEquip | 4 | Display cases | 0% | Tech/Econ | 0% | 0 | 0 | 0
Tech | Restaurants | Refrigeration | Display cases | TRC | New | NN4698 | Floating Head Pressure Controls | Floating Head Pressure Controls | NonEquip | 15 |  | 0% | Tech/Econ | 6.05% | 0 | 0 | 0
Tech | Restaurants | Refrigeration | Display cases | TRC | New | NN4672 | Demand Defrost | Demand Defrost | NonEquip | 10 | Walk-in cooler | 0% | Tech/Econ | 30% | 0 | 0 | 0
Tech | Restaurants | Refrigeration | Display cases | TRC | New | NN4646 | Automatic Door Closer for Walk-in Coolers and Freezers | Automatic Door Closer for Walk-in Coolers and Freezers | NonEquip | 8 | Walk-in cooler | 0% | Tech/Econ | 3.131% | 0 | 0 | 0
Tech | Restaurants | Refrigeration | Display cases | TRC | New | NN4620 | Anti-Sweat Controls | Anti-Sweat Controls | NonEquip | 8 | Display cases | 0% | Tech/Econ | 85% | 0 | 0 | 0
Tech | Restaurants | Refrigeration | Display cases | TRC | Existing | NE5309 | Retro-Commissioning | Retro-Commissioning | NonEquip | 5 |  | 21.99% | Tech/Econ | 16% | 21822.1233 | 6.7375 | 13.0546
Tech | Restaurants | Refrigeration | Display cases | TRC | Existing | NE5101 | ENERGY STAR certified buildings program | ENERGY STAR certified buildings program | NonEquip | 20 |  | 0% | Tech/Econ | 35% | 0 | 0 | 0
Tech | Restaurants | Refrigeration | Display cases | TRC | Existing | NE4893 | Strip Curtains for Walk-ins | Strip Curtains for Walk-ins | NonEquip | 4 | Walk-in cooler | 0% | Tech/Econ | 2.115% | 0 | 0 | 0
Tech | Restaurants | Refrigeration | Display cases | TRC | Existing | NE4867 | Refrigerated Display Case Lighting Controls | Refrigerated Display Case Lighting Controls | NonEquip | 8 | Display cases | 0% | Tech/Econ | 2.524% | 0 | 0 | 0
Tech | Restaurants | Refrigeration | Display cases | TRC | Existing | NE4841 | PSC to ECM Evaporator Fan Motor (Walk-In, Refrigerator) | PSC to ECM Evaporator Fan Motor (Walk-In, Refrigerator) | NonEquip | 15 | Walk-in cooler | 0% | Tech/Econ | 37.5% | 0 | 0 | 0
Tech | Restaurants | Refrigeration | Display cases | TRC | Existing | NE4815 | PSC to ECM Evaporator Fan Motor (Reach-In) | PSC to ECM Evaporator Fan Motor (Reach-In) | NonEquip | 15 | Display cases | 17.17% | Tech/Econ | 37.5% | 43108.6774 | 5.5893 | 4.6817
Tech | Restaurants | Refrigeration | Display cases | TRC | Existing | NE4789 | Night Covers for Display Cases | Night Covers for Display Cases | NonEquip | 5 | Display cases | 0% | Tech/Econ | 1.877% | 0 | 0 | 0
Tech | Restaurants | Refrigeration | Display cases | TRC | Existing | NE4763 | High R-Value Glass Doors | High R-Value Glass Doors | NonEquip | 12 | Display cases | 0% | Tech/Econ | 23.81% | 0 | 0 | 0
Tech | Restaurants | Refrigeration | Display cases | TRC | Existing | NE4737 | High Efficiency Refrigeration Compressor | High Efficiency Refrigeration Compressor | NonEquip | 13 | Display cases | 14.15% | Tech/Econ | 6.922% | 6136.7464 | 0.79566 | 0.66647
Tech | Restaurants | Refrigeration | Display cases | TRC | Existing | NE4711 | Freezer-Cooler Replacement Gaskets | Freezer-Cooler Replacement Gaskets | NonEquip | 4 | Display cases | 63.61% | Tech/Econ | 3.131% | 11917.4963 | 1.5452 | 1.2943
Tech | Restaurants | Refrigeration | Display cases | TRC | Existing | NE4685 | Floating Head Pressure Controls | Floating Head Pressure Controls | NonEquip | 15 |  | 0% | Tech/Econ | 6.05% | 0 | 0 | 0
Tech | Restaurants | Refrigeration | Display cases | TRC | Existing | NE4659 | Demand Defrost | Demand Defrost | NonEquip | 10 | Walk-in cooler | 0% | Tech/Econ | 30% | 0 | 0 | 0
Tech | Restaurants | Refrigeration | Display cases | TRC | Existing | NE4633 | Automatic Door Closer for Walk-in Coolers and Freezers | Automatic Door Closer for Walk-in Coolers and Freezers | NonEquip | 8 | Walk-in cooler | 0% | Tech/Econ | 3.131% | 0 | 0 | 0
Tech | Restaurants | Refrigeration | Display cases | TRC | Existing | NE4607 | Anti-Sweat Controls | Anti-Sweat Controls | NonEquip | 8 | Display cases | 9.21% | Tech/Econ | 85% | 56863.9943 | 7.3727 | 6.1756
Tech | Restaurants | Refrigeration | Display cases | TRC | Turnover | ET2618 | Refrigerated Display Case LED Lighting | Refrigerated Display Case LED Lighting | Equip | 8 | Display cases | 0% | Tech/Econ | 6.613% | 0 | 0 | 0
Tech | Restaurants | Refrigeration | Display cases | TRC | Turnover | ET2462 | Energy Star Commercial Solid Door Refrigerator | Energy Star Commercial Solid Door Refrigerator | Equip | 12 | Display cases | 0% | Tech/Econ | 50.28% | 0 | 0 | 0
Tech | Restaurants | Refrigeration | Display cases | TRC | Turnover | ET2423 | Energy Star Commercial Solid Door Freezer | Energy Star Commercial Solid Door Freezer | Equip | 12 | Display cases | 0% | Tech/Econ | 42.11% | 0 | 0 | 0
Tech | Restaurants | Refrigeration | Display cases | TRC | Turnover | ET2384 | Energy Star Commercial Glass Door Refrigerator | Energy Star Commercial Glass Door Refrigerator | Equip | 12 | Display cases | 0% | Tech/Econ | 37.88% | 0 | 0 | 0
Tech | Restaurants | Refrigeration | Display cases | TRC | Turnover | ET2345 | Energy Star Commercial Glass Door Freezer | Energy Star Commercial Glass Door Freezer | Equip | 12 | Display cases | 0% | Tech/Econ | 40.57% | 0 | 0 | 0
Tech | Restaurants | Refrigeration | Display cases | TRC | New | EN2644 | Refrigerated Display Case LED Lighting | Refrigerated Display Case LED Lighting | Equip | 8 | Display cases | 0% | Tech/Econ | 0% | 0 | 0 | 0
Tech | Restaurants | Refrigeration | Display cases | TRC | New | EN2488 | Energy Star Commercial Solid Door Refrigerator | Energy Star Commercial Solid Door Refrigerator | Equip | 12 | Display cases | 0% | Tech/Econ | 50.28% | 0 | 0 | 0
Tech | Restaurants | Refrigeration | Display cases | TRC | New | EN2449 | Energy Star Commercial Solid Door Freezer | Energy Star Commercial Solid Door Freezer | Equip | 12 | Display cases | 0% | Tech/Econ | 42.11% | 0 | 0 | 0
Tech | Restaurants | Refrigeration | Display cases | TRC | New | EN2410 | Energy Star Commercial Glass Door Refrigerator | Energy Star Commercial Glass Door Refrigerator | Equip | 12 | Display cases | 0% | Tech/Econ | 37.88% | 0 | 0 | 0
Tech | Restaurants | Refrigeration | Display cases | TRC | New | EN2371 | Energy Star Commercial Glass Door Freezer | Energy Star Commercial Glass Door Freezer | Equip | 12 | Display cases | 0% | Tech/Econ | 40.57% | 0 | 0 | 0
Tech | Restaurants | Cooking | Cooking Other | TRC | New | NN5088 | ENERGY STAR certified buildings program | ENERGY STAR certified buildings program | NonEquip | 20 |  | 0% | Tech/Econ | 35% | 0 | 0 | 0
Tech | Restaurants | Cooking | Cooking Other | TRC | Existing | NE5075 | ENERGY STAR certified buildings program | ENERGY STAR certified buildings program | NonEquip | 20 |  | 0% | Tech/Econ | 35% | 0 | 0 | 0
Tech | Restaurants | Cooking | Cooking Other | TRC | Turnover | ET245 | Induction Cooktops | Induction Cooktops | Equip | 10 | Cooking Other | 4.728% | Tech/Econ | 18.82% | 21446.3141 | 4.6244 | 1.9042
Tech | Restaurants | Cooking | Cooking Other | TRC | Turnover | ET167 | Energy Star Hot Food Holding Cabinet | Energy Star Hot Food Holding Cabinet | Equip | 12 | Cooking Other | 26.95% | Tech/Econ | 52.67% | 423863.9307 | 78.0597 | 37.7708
Tech | Restaurants | Cooking | Cooking Other | TRC | Turnover | ET128 | Energy Star Griddle | Energy Star Griddle | Equip | 12 | Cooking Other | 41% | Tech/Econ | 12.08% | 118256.7734 | 19.5403 | 5.0009
Tech | Restaurants | Cooking | Cooking Other | TRC | Turnover | ET11 | Efficient Exhaust Hood | Efficient Exhaust Hood | Equip | 15 | Cooking Other | 14.03% | Tech/Econ | 42.5% | 152738.7764 | 33.3917 | 13.1062
Tech | Restaurants | Cooking | Cooking Other | TRC | New | EN37 | Efficient Exhaust Hood | Efficient Exhaust Hood | Equip | 15 | Cooking Other | 14.03% | Tech/Econ | 42.5% | 1917.7408 | 0.41926 | 0.16456
Tech | Restaurants | Cooking | Cooking Other | TRC | New | EN271 | Induction Cooktops | Induction Cooktops | Equip | 10 | Cooking Other | 47.28% | Tech/Econ | 18.82% | 2692.7328 | 0.58062 | 0.23908
Tech | Restaurants | Cooking | Cooking Other | TRC | New | EN193 | Energy Star Hot Food Holding Cabinet | Energy Star Hot Food Holding Cabinet | Equip | 12 | Cooking Other | 26.95% | Tech/Econ | 52.67% | 5321.9043 | 0.98009 | 0.47424
Tech | Restaurants | Cooking | Cooking Other | TRC | New | EN154 | Energy Star Griddle | Energy Star Griddle | Equip | 12 | Cooking Other | 41% | Tech/Econ | 12.08% | 390.9077 | 0.064592 | 0.016531
Tech | Restaurants | Office Equipment | Computers | TRC | New | NN5062 | ENERGY STAR certified buildings program | ENERGY STAR certified buildings program | NonEquip | 20 |  | 0% | Tech/Econ | 35% | 0 | 0 | 0
Tech | Restaurants | Office Equipment | Computers | TRC | New | NN4594 | Smart Strip Plug Outlet | Smart Strip Plug Outlet | NonEquip | 4 |  | 43.9% | Tech/Econ | 1.187% | 10.4584 | 0.0015551 | 0
Tech | Restaurants | Office Equipment | Computers | TRC | New | NN4568 | Network PC Power Management | Network PC Power Management | NonEquip | 5 | Computers | 0% | Tech/Econ | 56.5% | 0 | 0 | 0
Tech | Restaurants | Office Equipment | Computers | TRC | Existing | NE5049 | ENERGY STAR certified buildings program | ENERGY STAR certified buildings program | NonEquip | 20 |  | 0% | Tech/Econ | 35% | 0 | 0 | 0
Tech | Restaurants | Office Equipment | Computers | TRC | Existing | NE4581 | Smart Strip Plug Outlet | Smart Strip Plug Outlet | NonEquip | 4 |  | 43.9% | Tech/Econ | 1.187% | 832.9571 | 0.12386 | 0
Tech | Restaurants | Office Equipment | Computers | TRC | Existing | NE4555 | Network PC Power Management | Network PC Power Management | NonEquip | 5 | Computers | 0% | Tech/Econ | 56.5% | 0 | 0 | 0
Tech | Restaurants | Office Equipment | Computers | TRC | Turnover | ET2189 | Energy Star PCs | Energy Star PCs | Equip | 4 | Computers | 35% | Tech/Econ | 43.34% | 28586.7681 | 4.0713 | 0
Tech | Restaurants | Office Equipment | Computers | TRC | New | EN2215 | Energy Star PCs | Energy Star PCs | Equip | 4 | Computers | 35% | Tech/Econ | 43.34% | 358.9266 | 0.051118 | 0
Tech | Restaurants | Domestic Hot Water | Centralized water heaters | TRC | New | NN5426 | Retro-Commissioning | Retro-Commissioning | NonEquip | 5 |  | 0% | Tech/Econ | 16% | 0 | 0 | 0
Tech | Restaurants | Domestic Hot Water | Centralized water heaters | TRC | New | NN5218 | ENERGY STAR certified buildings program | ENERGY STAR certified buildings program | NonEquip | 20 |  | 0% | Tech/Econ | 35% | 0 | 0 | 0
Tech | Restaurants | Domestic Hot Water | Centralized water heaters | TRC | New | NN2930 | Thermostatic Shower Restriction Valve | Thermostatic Shower Restriction Valve | NonEquip | 10 | Centralized water heaters | 0% | Tech/Econ | 3.577% | 0 | 0 | 0
Tech | Restaurants | Domestic Hot Water | Centralized water heaters | TRC | New | NN2904 | Tank Wrap on Water Heater | Tank Wrap on Water Heater | NonEquip | 7 | Centralized water heaters | 55.99% | Tech/Econ | 2.106% | 0 | 0 | 0
Tech | Restaurants | Domestic Hot Water | Centralized water heaters | TRC | New | NN2878 | Low-Flow Pre-Rinse Sprayers | Low-Flow Pre-Rinse Sprayers | NonEquip | 5 | Centralized water heaters | 24.64% | Tech/Econ | 9.465% | 0 | 0 | 0
Tech | Restaurants | Domestic Hot Water | Centralized water heaters | TRC | New | NN2852 | Low Flow Shower Head | Low Flow Shower Head | NonEquip | 10 | Centralized water heaters | 0% | Tech/Econ | 0.7248% | 0 | 0 | 0
Tech | Restaurants | Domestic Hot Water | Centralized water heaters | TRC | New | NN2826 | Hot Water Pipe Insulation | Hot Water Pipe Insulation | NonEquip | 13 | Centralized water heaters | 22.45% | Tech/Econ | 11.31% | 7.2975 | 0.00057426 | 0.00099276
Tech | Restaurants | Domestic Hot Water | Centralized water heaters | TRC | New | NN2800 | Hot Water Circulation Pump Control | Hot Water Circulation Pump Control | NonEquip | 15 | Centralized water heaters | 0% | Tech/Econ | 5.431% | 0 | 0 | 0
Tech | Restaurants | Domestic Hot Water | Centralized water heaters | TRC | New | NN2774 | Faucet Aerator | Faucet Aerator | NonEquip | 10 | Centralized water heaters | 23.64% | Tech/Econ | 0.3414% | 0 | 0 | 0
Tech | Restaurants | Domestic Hot Water | Centralized water heaters | TRC | New | NN2748 | Drain Water Heat Recovery | Drain Water Heat Recovery | NonEquip | 15 | Centralized water heaters | 22.45% | Tech/Econ | 12.27% | 211.2176 | 0.012766 | 0.088661
Tech | Restaurants | Domestic Hot Water | Centralized water heaters | TRC | Existing | NE5413 | Retro-Commissioning | Retro-Commissioning | NonEquip | 5 |  | 21.99% | Tech/Econ | 16% | 21477.4011 | 6.6311 | 12.8484
Tech | Restaurants | Domestic Hot Water | Centralized water heaters | TRC | Existing | NE5205 | ENERGY STAR certified buildings program | ENERGY STAR certified buildings program | NonEquip | 20 |  | 0% | Tech/Econ | 35% | 0 | 0 | 0
Tech | Restaurants | Domestic Hot Water | Centralized water heaters | TRC | Existing | NE2917 | Thermostatic Shower Restriction Valve | Thermostatic Shower Restriction Valve | NonEquip | 10 | Centralized water heaters | 0% | Tech/Econ | 3.422% | 0 | 0 | 0
Tech | Restaurants | Domestic Hot Water | Centralized water heaters | TRC | Existing | NE2891 | Tank Wrap on Water Heater | Tank Wrap on Water Heater | NonEquip | 7 | Centralized water heaters | 55.99% | Tech/Econ | 2.106% | 6492.2495 | 0.65032 | 0.66351
Tech | Restaurants | Domestic Hot Water | Centralized water heaters | TRC | Existing | NE2865 | Low-Flow Pre-Rinse Sprayers | Low-Flow Pre-Rinse Sprayers | NonEquip | 5 | Centralized water heaters | 24.64% | Tech/Econ | 9.025% | 12992.2627 | 2.045 | 1.1354
Tech | Restaurants | Domestic Hot Water | Centralized water heaters | TRC | Existing | NE2839 | Low Flow Shower Head | Low Flow Shower Head | NonEquip | 10 | Centralized water heaters | 0% | Tech/Econ | 0.6933% | 0 | 0 | 0
Tech | Restaurants | Domestic Hot Water | Centralized water heaters | TRC | Existing | NE2813 | Hot Water Pipe Insulation | Hot Water Pipe Insulation | NonEquip | 13 | Centralized water heaters | 4.299% | Tech/Econ | 10.82% | 2730.0325 | 0.21483 | 0.3714
Tech | Restaurants | Domestic Hot Water | Centralized water heaters | TRC | Existing | NE2787 | Hot Water Circulation Pump Control | Hot Water Circulation Pump Control | NonEquip | 15 | Centralized water heaters | 70.18% | Tech/Econ | 5.195% | 20828.4291 | 0 | 0
Tech | Restaurants | Domestic Hot Water | Centralized water heaters | TRC | Existing | NE2761 | Faucet Aerator | Faucet Aerator | NonEquip | 10 | Centralized water heaters | 23.64% | Tech/Econ | 0.3266% | 420.0331 | 0.022292 | 0.19022
Tech | Restaurants | Domestic Hot Water | Centralized water heaters | TRC | Existing | NE2735 | Drain Water Heat Recovery | Drain Water Heat Recovery | NonEquip | 15 | Centralized water heaters | 2.67% | Tech/Econ | 12.27% | 1929.9589 | 0.11664 | 0.81012
Tech | Restaurants | Domestic Hot Water | Centralized water heaters | TRC | Turnover | ET440 | Solar Water Heater | Solar Water Heater | Equip | 15 | Centralized water heaters | 27.42% | Tech/Econ | 76.67% | 204258.5222 | 15.2667 | 2.1434
Tech | Restaurants | Domestic Hot Water | Centralized water heaters | TRC | Turnover | ET362 | Heat Pump Water Heater | Heat Pump Water Heater | Equip | 10 | Centralized water heaters | 19.56% | Tech/Econ | 65.32% | 98015.9301 | 6.8767 | 36.0769
Tech | Restaurants | Domestic Hot Water | Centralized water heaters | TRC | Turnover | ET284 | Energy Star Commercial Dishwasher | Energy Star Commercial Dishwasher | Equip | 15 | Centralized water heaters | 29.7% | Tech/Econ | 29.58% | 58800.9624 | 4.2667 | -0.00045394
Tech | Restaurants | Domestic Hot Water | Centralized water heaters | TRC | New | EN466 | Solar Water Heater | Solar Water Heater | Equip | 15 | Centralized water heaters | 27.42% | Tech/Econ | 76.67% | 2564.6068 | 0.19168 | 0.026911
Tech | Restaurants | Domestic Hot Water | Centralized water heaters | TRC | New | EN388 | Heat Pump Water Heater | Heat Pump Water Heater | Equip | 10 | Centralized water heaters | 19.56% | Tech/Econ | 65.32% | 1230.6577 | 0.086342 | 0.45297
Tech | Restaurants | Domestic Hot Water | Centralized water heaters | TRC | New | EN310 | Energy Star Commercial Dishwasher | Energy Star Commercial Dishwasher | Equip | 15 | Centralized water heaters | 29.7% | Tech/Econ | 29.58% | 738.2867 | 0.053571 | -5.6995e-06
Tech | Restaurants | Space Cooling | Central chillers inside | TRC | New | NN5374 | Retro-Commissioning | Retro-Commissioning | NonEquip | 5 |  | 0% | Tech/Econ | 16% | 0 | 0 | 0
Tech | Restaurants | Space Cooling | Central chillers inside | TRC | New | NN5166 | ENERGY STAR certified buildings program | ENERGY STAR certified buildings program | NonEquip | 20 |  | 0% | Tech/Econ | 35% | 0 | 0 | 0
Tech | Restaurants | Space Cooling | Central chillers inside | TRC | New | NN4386 | Window Sun Protection | Window Sun Protection | NonEquip | 10 |  | 15.35% | Tech/Econ | 16% | 27.7647 | 0.0086451 | -0.00048707
Tech | Restaurants | Space Cooling | Central chillers inside | TRC | New | NN4360 | Waterside Economizer | Waterside Economizer | NonEquip | 20 |  | 0% | Tech/Econ | 5.556% | 0 | 0 | 0
Tech | Restaurants | Space Cooling | Central chillers inside | TRC | New | NN4308 | Warehouse Loading Dock Seals | Warehouse Loading Dock Seals | NonEquip | 18 |  | 0% | Tech/Econ | 0.5153% | 0 | 0 | 0
Tech | Restaurants | Space Cooling | Central chillers inside | TRC | New | NN4152 | Smart Thermostat | Smart Thermostat | NonEquip | 11 |  | 45.33% | Tech/Econ | 10% | 8.2262 | 0.0030485 | 0
Tech | Restaurants | Space Cooling | Central chillers inside | TRC | New | NN4048 | Programmable Thermostat | Programmable Thermostat | NonEquip | 11 |  | 0% | Tech/Econ | 3.6% | 0 | 0 | 0
Tech | Restaurants | Space Cooling | Central chillers inside | TRC | New | NN3996 | Low U-Value Windows | Low U-Value Windows | NonEquip | 20 |  | 26.88% | Tech/Econ | 10% | 0 | 0 | 0
Tech | Restaurants | Space Cooling | Central chillers inside | TRC | New | NN3918 | HVAC tune-up_RTU | HVAC tune-up_RTU | NonEquip | 5 | Packaged air conditioning units (RTUs) | 0% | Tech/Econ | 5% | 0 | 0 | 0
Tech | Restaurants | Space Cooling | Central chillers inside | TRC | New | NN3892 | HVAC tune-up | HVAC tune-up | NonEquip | 5 | Residential-type central air conditioners | 0% | Tech/Econ | 5% | 0 | 0 | 0
Tech | Restaurants | Space Cooling | Central chillers inside | TRC | New | NN3684 | Facility Energy Management System | Facility Energy Management System | NonEquip | 15 |  | 4.276% | Tech/Econ | 20% | 9.7528 | 0.0025451 | 0
Tech | Restaurants | Space Cooling | Central chillers inside | TRC | New | NN3632 | Facility Commissioning | Facility Commissioning | NonEquip | 10 |  | 71.67% | Tech/Econ | 16% | 126.4707 | 0.022143 | 0.00050518
Tech | Restaurants | Space Cooling | Central chillers inside | TRC | New | NN3606 | Energy Recovery Ventilation System (ERV) | Energy Recovery Ventilation System (ERV) | NonEquip | 15 | Packaged air conditioning units (RTUs) | 0% | Tech/Econ | 10.9% | 0 | 0 | 0
Tech | Restaurants | Space Cooling | Central chillers inside | TRC | New | NN3528 | Duct Sealing Repair | Duct Sealing Repair | NonEquip | 15 |  | 0% | Tech/Econ | 12% | 0 | 0 | 0
Tech | Restaurants | Space Cooling | Central chillers inside | TRC | New | NN3476 | Duct Insulation | Duct Insulation | NonEquip | 15 |  | 0% | Tech/Econ | 2.045% | 0 | 0 | 0
Tech | Restaurants | Space Cooling | Central chillers inside | TRC | New | NN3424 | Dedicated Outdoor Air System on VRF unit | Dedicated Outdoor Air System on VRF unit | NonEquip | 15 | Residential-type central air conditioners | 0% | Tech/Econ | 17.5% | 0 | 0 | 0
Tech | Restaurants | Space Cooling | Central chillers inside | TRC | New | NN3372 | Cool Roof | Cool Roof | NonEquip | 15 |  | 72.32% | Tech/Econ | 0.6561% | 0 | 0 | 0
Tech | Restaurants | Space Cooling | Central chillers inside | TRC | New | NN3320 | Chilled Water System - Variable Speed Drives | Chilled Water System - Variable Speed Drives | NonEquip | 13 | Central chillers inside | 73.99% | Tech/Econ | 24.74% | 255.5283 | 0.023768 | 0.0054022
Tech | Restaurants | Space Cooling | Central chillers inside | TRC | New | NN3294 | Chilled Water Controls Optimization | Chilled Water Controls Optimization | NonEquip | 10 | Central chillers inside | 34.04% | Tech/Econ | 12.5% | 31.7476 | 0.010494 | 2.3773e-06
Tech | Restaurants | Space Cooling | Central chillers inside | TRC | New | NN3216 | Ceiling Insulation(R2 to R38) | Ceiling Insulation(R2 to R38) | NonEquip | 20 |  | 0% | Tech/Econ | 4.173% | 0 | 0 | 0
Tech | Restaurants | Space Cooling | Central chillers inside | TRC | New | NN3112 | Ceiling Insulation(R12 to R38) | Ceiling Insulation(R12 to R38) | NonEquip | 20 |  | 0% | Tech/Econ | 0.5023% | 0 | 0 | 0
Tech | Restaurants | Space Cooling | Central chillers inside | TRC | New | NN3060 | Airside Economizer | Airside Economizer | NonEquip | 10 | Packaged air conditioning units (RTUs) | 0% | Tech/Econ | 5.556% | 0 | 0 | 0
Tech | Restaurants | Space Cooling | Central chillers inside | TRC | Existing | NE5361 | Retro-Commissioning | Retro-Commissioning | NonEquip | 5 |  | 21.99% | Tech/Econ | 16% | 2503.9769 | 0.77309 | 0
Tech | Restaurants | Space Cooling | Central chillers inside | TRC | Existing | NE5153 | ENERGY STAR certified buildings program | ENERGY STAR certified buildings program | NonEquip | 20 |  | 0% | Tech/Econ | 35% | 0 | 0 | 0
Tech | Restaurants | Space Cooling | Central chillers inside | TRC | Existing | NE4373 | Window Sun Protection | Window Sun Protection | NonEquip | 10 |  | 12.19% | Tech/Econ | 16% | 1682.7383 | 0.52395 | -0.02952
Tech | Restaurants | Space Cooling | Central chillers inside | TRC | Existing | NE4347 | Waterside Economizer | Waterside Economizer | NonEquip | 20 |  | 0% | Tech/Econ | 5.556% | 0 | 0 | 0
Tech | Restaurants | Space Cooling | Central chillers inside | TRC | Existing | NE4295 | Warehouse Loading Dock Seals | Warehouse Loading Dock Seals | NonEquip | 18 |  | 0% | Tech/Econ | 0.5153% | 0 | 0 | 0
Tech | Restaurants | Space Cooling | Central chillers inside | TRC | Existing | NE4217 | Wall Insulation | Wall Insulation | NonEquip | 20 |  | 0% | Tech/Econ | 3.66% | 0 | 0 | 0
Tech | Restaurants | Space Cooling | Central chillers inside | TRC | Existing | NE4139 | Smart Thermostat | Smart Thermostat | NonEquip | 11 |  | 45.33% | Tech/Econ | 10% | 3535.5343 | 1.3102 | 0
Tech | Restaurants | Space Cooling | Central chillers inside | TRC | Existing | NE4113 | Roof Insulation | Roof Insulation | NonEquip | 20 |  | 37.5% | Tech/Econ | 0.6118% | 155.8128 | 0.031797 | 0
Tech | Restaurants | Space Cooling | Central chillers inside | TRC | Existing | NE4035 | Programmable Thermostat | Programmable Thermostat | NonEquip | 11 |  | 0% | Tech/Econ | 3.6% | 0 | 0 | 0
Tech | Restaurants | Space Cooling | Central chillers inside | TRC | Existing | NE3983 | Low U-Value Windows | Low U-Value Windows | NonEquip | 20 |  | 10.75% | Tech/Econ | 46% | 5498.0677 | 2.0436 | 0
Tech | Restaurants | Space Cooling | Central chillers inside | TRC | Existing | NE3957 | Infiltration Reduction - Air Sealing | Infiltration Reduction - Air Sealing | NonEquip | 11 |  | 0% | Tech/Econ | 0.2577% | 0 | 0 | 0
Tech | Restaurants | Space Cooling | Central chillers inside | TRC | Existing | NE3905 | HVAC tune-up_RTU | HVAC tune-up_RTU | NonEquip | 5 | Packaged air conditioning units (RTUs) | 0% | Tech/Econ | 5% | 0 | 0 | 0
Tech | Restaurants | Space Cooling | Central chillers inside | TRC | Existing | NE3879 | HVAC tune-up | HVAC tune-up | NonEquip | 5 | Residential-type central air conditioners | 0% | Tech/Econ | 5% | 0 | 0 | 0
Tech | Restaurants | Space Cooling | Central chillers inside | TRC | Existing | NE3801 | Green Roof | Green Roof | NonEquip | 15 |  | 0.098% | Tech/Econ | 0.3546% | 0.23545 | 0.00010002 | 0
Tech | Restaurants | Space Cooling | Central chillers inside | TRC | Existing | NE3671 | Facility Energy Management System | Facility Energy Management System | NonEquip | 15 |  | 0.5043% | Tech/Econ | 20% | 87.0866 | 0.022726 | 0
Tech | Restaurants | Space Cooling | Central chillers inside | TRC | Existing | NE3593 | Energy Recovery Ventilation System (ERV) | Energy Recovery Ventilation System (ERV) | NonEquip | 15 | Packaged air conditioning units (RTUs) | 0% | Tech/Econ | 10.9% | 0 | 0 | 0
Tech | Restaurants | Space Cooling | Central chillers inside | TRC | Existing | NE3515 | Duct Sealing Repair | Duct Sealing Repair | NonEquip | 15 |  | 30.55% | Tech/Econ | 12% | 2968.6166 | 0.58488 | 0
Tech | Restaurants | Space Cooling | Central chillers inside | TRC | Existing | NE3463 | Duct Insulation | Duct Insulation | NonEquip | 15 |  | 30.55% | Tech/Econ | 2.045% | 429.0843 | 0.11657 | 0
Tech | Restaurants | Space Cooling | Central chillers inside | TRC | Existing | NE3411 | Dedicated Outdoor Air System on VRF unit | Dedicated Outdoor Air System on VRF unit | NonEquip | 15 | Residential-type central air conditioners | 0% | Tech/Econ | 17.5% | 0 | 0 | 0
Tech | Restaurants | Space Cooling | Central chillers inside | TRC | Existing | NE3359 | Cool Roof | Cool Roof | NonEquip | 15 |  | 72.71% | Tech/Econ | 0.6561% | 325.5196 | 0.13829 | 0
Tech | Restaurants | Space Cooling | Central chillers inside | TRC | Existing | NE3307 | Chilled Water System - Variable Speed Drives | Chilled Water System - Variable Speed Drives | NonEquip | 13 | Central chillers inside | 73.99% | Tech/Econ | 24.74% | 19345.178 | 1.7994 | 0.40898
Tech | Restaurants | Space Cooling | Central chillers inside | TRC | Existing | NE3281 | Chilled Water Controls Optimization | Chilled Water Controls Optimization | NonEquip | 10 | Central chillers inside | 34.04% | Tech/Econ | 12.5% | 3598.6522 | 1.1896 | 0.00026947
Tech | Restaurants | Space Cooling | Central chillers inside | TRC | Existing | NE3203 | Ceiling Insulation(R2 to R38) | Ceiling Insulation(R2 to R38) | NonEquip | 20 |  | 0% | Tech/Econ | 4.173% | 0 | 0 | 0
Tech | Restaurants | Space Cooling | Central chillers inside | TRC | Existing | NE3099 | Ceiling Insulation(R12 to R38) | Ceiling Insulation(R12 to R38) | NonEquip | 20 |  | 0% | Tech/Econ | 0.5023% | 0 | 0 | 0
Tech | Restaurants | Space Cooling | Central chillers inside | TRC | Existing | NE3047 | Airside Economizer | Airside Economizer | NonEquip | 10 | Packaged air conditioning units (RTUs) | 0% | Tech/Econ | 5.556% | 0 | 0 | 0
Tech | Restaurants | Space Cooling | Central chillers inside | TRC | Turnover | ET986 | High Efficiency Chiller (Water cooled-centrifugal, 200 tons) | High Efficiency Chiller (Water cooled-centrifugal, 200 tons) | Equip | 20 | Central chillers inside | 28.37% | Tech/Econ | 4.362% | 898.6592 | 0.28828 | 0.0028382
Tech | Restaurants | Space Cooling | Central chillers inside | TRC | Turnover | ET908 | High Efficiency Chiller (Air Cooled, 50 tons) | High Efficiency Chiller (Air Cooled, 50 tons) | Equip | 20 | Central chillers inside | 28.37% | Tech/Econ | 8.759% | 1850.3616 | 0.42911 | 0.09898
Tech | Restaurants | Space Cooling | Central chillers inside | TRC | Turnover | ET1064 | High Efficiency Chiller (Water cooled-positive displacement, 100 tons) | High Efficiency Chiller (Water cooled-positive displacement, 100 tons) | Equip | 20 | Central chillers inside | 28.37% | Tech/Econ | 2.683% | 545.844 | 0.1751 | 0.0017239
Tech | Restaurants | Space Cooling | Central chillers inside | TRC | New | EN934 | High Efficiency Chiller (Air Cooled, 50 tons) | High Efficiency Chiller (Air Cooled, 50 tons) | Equip | 20 | Central chillers inside | 28.37% | Tech/Econ | 8.759% | 0 | 0 | 0
Tech | Restaurants | Space Cooling | Central chillers inside | TRC | New | EN1090 | High Efficiency Chiller (Water cooled-positive displacement, 100 tons) | High Efficiency Chiller (Water cooled-positive displacement, 100 tons) | Equip | 20 | Central chillers inside | 28.37% | Tech/Econ | 2.683% | 0 | 0 | 0
Tech | Restaurants | Space Cooling | Central chillers inside | TRC | New | EN1012 | High Efficiency Chiller (Water cooled-centrifugal, 200 tons) | High Efficiency Chiller (Water cooled-centrifugal, 200 tons) | Equip | 20 | Central chillers inside | 28.37% | Tech/Econ | 4.362% | 0 | 0 | 0
Tech | Restaurants | Ventilation and Circulation | Central air-handling unit | TRC | New | NN5400 | Retro-Commissioning | Retro-Commissioning | NonEquip | 5 |  | 0% | Tech/Econ | 16% | 0 | 0 | 0
Tech | Restaurants | Ventilation and Circulation | Central air-handling unit | TRC | New | NN5192 | ENERGY STAR certified buildings program | ENERGY STAR certified buildings program | NonEquip | 20 |  | 0% | Tech/Econ | 35% | 0 | 0 | 0
Tech | Restaurants | Ventilation and Circulation | Central air-handling unit | TRC | New | NN4984 | VAV System | VAV System | NonEquip | 10 |  | 0% | Tech/Econ | 30% | 0 | 0 | 0
Tech | Restaurants | Ventilation and Circulation | Central air-handling unit | TRC | New | NN4958 | Demand Controlled Ventilation | Demand Controlled Ventilation | NonEquip | 10 |  | 23.39% | Tech/Econ | 9.761% | 277.8432 | 0.028928 | 0.16286
Tech | Restaurants | Ventilation and Circulation | Central air-handling unit | TRC | New | NN4932 | CO Sensors for Parking Garage Exhaust | CO Sensors for Parking Garage Exhaust | NonEquip | 15 | Motor/Fan | 0% | Tech/Econ | 33% | 0 | 0 | 0
Tech | Restaurants | Ventilation and Circulation | Central air-handling unit | TRC | Existing | NE5387 | Retro-Commissioning | Retro-Commissioning | NonEquip | 5 |  | 21.99% | Tech/Econ | 16% | 34098.5889 | 10.5278 | 20.3987
Tech | Restaurants | Ventilation and Circulation | Central air-handling unit | TRC | Existing | NE5179 | ENERGY STAR certified buildings program | ENERGY STAR certified buildings program | NonEquip | 20 |  | 0% | Tech/Econ | 35% | 0 | 0 | 0
Tech | Restaurants | Ventilation and Circulation | Central air-handling unit | TRC | Existing | NE4971 | VAV System | VAV System | NonEquip | 10 |  | 0% | Tech/Econ | 30% | 0 | 0 | 0
Tech | Restaurants | Ventilation and Circulation | Central air-handling unit | TRC | Existing | NE4945 | Demand Controlled Ventilation | Demand Controlled Ventilation | NonEquip | 10 |  | 23.39% | Tech/Econ | 9.761% | 21350.3109 | 2.2229 | 12.5148
Tech | Restaurants | Ventilation and Circulation | Central air-handling unit | TRC | Existing | NE4919 | CO Sensors for Parking Garage Exhaust | CO Sensors for Parking Garage Exhaust | NonEquip | 15 | Motor/Fan | 0% | Tech/Econ | 33% | 0 | 0 | 0
Tech | Restaurants | Interior Lighting | case lighting | TRC | New | NN5270 | Retro-Commissioning | Retro-Commissioning | NonEquip | 5 |  | 0% | Tech/Econ | 16% | 0 | 0 | 0
Tech | Restaurants | Interior Lighting | case lighting | TRC | New | NN5010 | ENERGY STAR certified buildings program | ENERGY STAR certified buildings program | NonEquip | 20 |  | 0% | Tech/Econ | 35% | 0 | 0 | 0
Tech | Restaurants | Interior Lighting | case lighting | TRC | New | NN4438 | Interior Lighting Controls | Interior Lighting Controls | NonEquip | 8 | Overhead (fluorescent/LED/CFL U-shape) | 0% | Tech/Econ | 28% | 0 | 0 | 0
Tech | Restaurants | Interior Lighting | case lighting | TRC | New | NN4412 | Bi-Level Lighting Control (Interior) | Bi-Level Lighting Control (Interior) | NonEquip | 8 | Overhead (fluorescent/LED/CFL U-shape) | 0% | Tech/Econ | 31% | 0 | 0 | 0
Tech | Restaurants | Interior Lighting | case lighting | TRC | New | NN3710 | Facility Energy Management System | Facility Energy Management System | NonEquip | 15 |  | 4.276% | Tech/Econ | 24% | 0.022168 | 5.785e-06 | 2.6599e-06
Tech | Restaurants | Interior Lighting | case lighting | TRC | Existing | NE5257 | Retro-Commissioning | Retro-Commissioning | NonEquip | 5 |  | 21.99% | Tech/Econ | 16% | 6.0457 | 0.0018666 | 0.0036167
Tech | Restaurants | Interior Lighting | case lighting | TRC | Existing | NE4997 | ENERGY STAR certified buildings program | ENERGY STAR certified buildings program | NonEquip | 20 |  | 0% | Tech/Econ | 35% | 0 | 0 | 0
Tech | Restaurants | Interior Lighting | case lighting | TRC | Existing | NE4425 | Interior Lighting Controls | Interior Lighting Controls | NonEquip | 8 | Overhead (fluorescent/LED/CFL U-shape) | 0% | Tech/Econ | 28% | 0 | 0 | 0
Tech | Restaurants | Interior Lighting | case lighting | TRC | Existing | NE4399 | Bi-Level Lighting Control (Interior) | Bi-Level Lighting Control (Interior) | NonEquip | 8 | Overhead (fluorescent/LED/CFL U-shape) | 0% | Tech/Econ | 31% | 0 | 0 | 0
Tech | Restaurants | Interior Lighting | case lighting | TRC | Existing | NE3697 | Facility Energy Management System | Facility Energy Management System | NonEquip | 15 |  | 0.5043% | Tech/Econ | 24% | 0.20824 | 5.4343e-05 | 2.4987e-05
Tech | Restaurants | Space Heating | Boilers | TRC | New | NN5348 | Retro-Commissioning | Retro-Commissioning | NonEquip | 5 |  | 0% | Tech/Econ | 16% | 0 | 0 | 0
Tech | Restaurants | Space Heating | Boilers | TRC | New | NN5140 | ENERGY STAR certified buildings program | ENERGY STAR certified buildings program | NonEquip | 20 |  | 0% | Tech/Econ | 35% | 0 | 0 | 0
Tech | Restaurants | Space Heating | Boilers | TRC | New | NN4334 | Water Cooled Refrigeration Heat Recovery | Water Cooled Refrigeration Heat Recovery | NonEquip | 20 |  | 0% | Tech/Econ | 10% | 0 | 0 | 0
Tech | Restaurants | Space Heating | Boilers | TRC | New | NN4282 | Warehouse Loading Dock Seals | Warehouse Loading Dock Seals | NonEquip | 18 |  | 0% | Tech/Econ | 1.849% | 0 | 0 | 0
Tech | Restaurants | Space Heating | Boilers | TRC | New | NN4256 | Wall Insulation | Wall Insulation | NonEquip | 20 |  | 0% | Tech/Econ | 0% | 0 | 0 | 0
Tech | Restaurants | Space Heating | Boilers | TRC | New | NN4178 | Smart Thermostat | Smart Thermostat | NonEquip | 11 |  | 45.33% | Tech/Econ | 10% | 0 | 0 | 0
Tech | Restaurants | Space Heating | Boilers | TRC | New | NN4100 | Roof Insulation | Roof Insulation | NonEquip | 20 |  | 37.5% | Tech/Econ | 1.098% | 0 | 0 | 0
Tech | Restaurants | Space Heating | Boilers | TRC | New | NN4074 | Programmable Thermostat | Programmable Thermostat | NonEquip | 11 |  | 0% | Tech/Econ | 3.6% | 0 | 0 | 0
Tech | Restaurants | Space Heating | Boilers | TRC | New | NN4022 | Low U-Value Windows | Low U-Value Windows | NonEquip | 20 |  | 26.88% | Tech/Econ | 10% | 0 | 0 | 0
Tech | Restaurants | Space Heating | Boilers | TRC | New | NN3944 | Infiltration Reduction - Air Sealing | Infiltration Reduction - Air Sealing | NonEquip | 11 |  | 0% | Tech/Econ | 0.9246% | 0 | 0 | 0
Tech | Restaurants | Space Heating | Boilers | TRC | New | NN3866 | Hotel Card Energy Control Systems | Hotel Card Energy Control Systems | NonEquip | 15 |  | 0% | Tech/Econ | 0% | 0 | 0 | 0
Tech | Restaurants | Space Heating | Boilers | TRC | New | NN3788 | Green Roof | Green Roof | NonEquip | 15 |  | 0.49% | Tech/Econ | 1.697% | 0 | 0 | 0
Tech | Restaurants | Space Heating | Boilers | TRC | New | NN3736 | Floor Insulation | Floor Insulation | NonEquip | 20 |  | 16.87% | Tech/Econ | 0.576% | 0 | 0 | 0
Tech | Restaurants | Space Heating | Boilers | TRC | New | NN3658 | Facility Energy Management System | Facility Energy Management System | NonEquip | 15 |  | 4.276% | Tech/Econ | 20% | 0 | 0 | 0
Tech | Restaurants | Space Heating | Boilers | TRC | New | NN3580 | ECM Motors on Furnaces | ECM Motors on Furnaces | NonEquip | 15 | Forced air furnace | 0% | Tech/Econ | 1.706% | 0 | 0 | 0
Tech | Restaurants | Space Heating | Boilers | TRC | New | NN3554 | Duct Sealing Repair | Duct Sealing Repair | NonEquip | 15 |  | 0% | Tech/Econ | 12% | 0 | 0 | 0
Tech | Restaurants | Space Heating | Boilers | TRC | New | NN3502 | Duct Insulation | Duct Insulation | NonEquip | 15 |  | 0% | Tech/Econ | 2.045% | 0 | 0 | 0
Tech | Restaurants | Space Heating | Boilers | TRC | New | NN3450 | Destratification Fans | Destratification Fans | NonEquip | 10 |  | 0% | Tech/Econ | 12.59% | 0 | 0 | 0
Tech | Restaurants | Space Heating | Boilers | TRC | New | NN3398 | Dedicated Outdoor Air System on VRF unit | Dedicated Outdoor Air System on VRF unit | NonEquip | 15 | Residential/split system heat pump | 0% | Tech/Econ | 10% | 0 | 0 | 0
Tech | Restaurants | Space Heating | Boilers | TRC | New | NN3346 | Cool Roof | Cool Roof | NonEquip | 15 |  | 72.32% | Tech/Econ | 0.0859% | 0 | 0 | 0
Tech | Restaurants | Space Heating | Boilers | TRC | New | NN3242 | Ceiling Insulation(R30 to R38) | Ceiling Insulation(R30 to R38) | NonEquip | 20 |  | 0% | Tech/Econ | 0.2219% | 0 | 0 | 0
Tech | Restaurants | Space Heating | Boilers | TRC | New | NN3190 | Ceiling Insulation(R2 to R38) | Ceiling Insulation(R2 to R38) | NonEquip | 20 |  | 0% | Tech/Econ | 14.98% | 0 | 0 | 0
Tech | Restaurants | Space Heating | Boilers | TRC | New | NN3138 | Ceiling Insulation(R19 to R38) | Ceiling Insulation(R19 to R38) | NonEquip | 20 |  | 0% | Tech/Econ | 0.832% | 0 | 0 | 0
Tech | Restaurants | Space Heating | Boilers | TRC | New | NN3086 | Ceiling Insulation(R12 to R38) | Ceiling Insulation(R12 to R38) | NonEquip | 20 |  | 0% | Tech/Econ | 1.803% | 0 | 0 | 0
Tech | Restaurants | Space Heating | Boilers | TRC | New | NN3008 | Air Curtains | Air Curtains | NonEquip | 8 |  | 26.88% | Tech/Econ | 0.4135% | 0 | 0 | 0
Tech | Restaurants | Space Heating | Boilers | TRC | Existing | NE5335 | Retro-Commissioning | Retro-Commissioning | NonEquip | 5 |  | 21.99% | Tech/Econ | 16% | 0 | 0 | 0
Tech | Restaurants | Space Heating | Boilers | TRC | Existing | NE5127 | ENERGY STAR certified buildings program | ENERGY STAR certified buildings program | NonEquip | 20 |  | 0% | Tech/Econ | 35% | 0 | 0 | 0
Tech | Restaurants | Space Heating | Boilers | TRC | Existing | NE4321 | Water Cooled Refrigeration Heat Recovery | Water Cooled Refrigeration Heat Recovery | NonEquip | 20 |  | 0% | Tech/Econ | 10% | 0 | 0 | 0
Tech | Restaurants | Space Heating | Boilers | TRC | Existing | NE4269 | Warehouse Loading Dock Seals | Warehouse Loading Dock Seals | NonEquip | 18 |  | 0% | Tech/Econ | 2.04% | 0 | 0 | 0
Tech | Restaurants | Space Heating | Boilers | TRC | Existing | NE4243 | Wall Insulation | Wall Insulation | NonEquip | 20 |  | 0% | Tech/Econ | 2.116% | 0 | 0 | 0
Tech | Restaurants | Space Heating | Boilers | TRC | Existing | NE4165 | Smart Thermostat | Smart Thermostat | NonEquip | 11 |  | 45.33% | Tech/Econ | 10% | 0 | 0 | 0
Tech | Restaurants | Space Heating | Boilers | TRC | Existing | NE4087 | Roof Insulation | Roof Insulation | NonEquip | 20 |  | 37.5% | Tech/Econ | 2.423% | 0 | 0 | 0
Tech | Restaurants | Space Heating | Boilers | TRC | Existing | NE4061 | Programmable Thermostat | Programmable Thermostat | NonEquip | 11 |  | 0% | Tech/Econ | 3.6% | 0 | 0 | 0
Tech | Restaurants | Space Heating | Boilers | TRC | Existing | NE4009 | Low U-Value Windows | Low U-Value Windows | NonEquip | 20 |  | 10.75% | Tech/Econ | 46% | 0 | 0 | 0
Tech | Restaurants | Space Heating | Boilers | TRC | Existing | NE3931 | Infiltration Reduction - Air Sealing | Infiltration Reduction - Air Sealing | NonEquip | 11 |  | 0% | Tech/Econ | 1.02% | 0 | 0 | 0
Tech | Restaurants | Space Heating | Boilers | TRC | Existing | NE3853 | Hotel Card Energy Control Systems | Hotel Card Energy Control Systems | NonEquip | 15 |  | 0% | Tech/Econ | 0% | 0 | 0 | 0
Tech | Restaurants | Space Heating | Boilers | TRC | Existing | NE3775 | Green Roof | Green Roof | NonEquip | 15 |  | 0.098% | Tech/Econ | 1.872% | 0 | 0 | 0
Tech | Restaurants | Space Heating | Boilers | TRC | Existing | NE3723 | Floor Insulation | Floor Insulation | NonEquip | 20 |  | 6.749% | Tech/Econ | 0.6356% | 0 | 0 | 0
Tech | Restaurants | Space Heating | Boilers | TRC | Existing | NE3645 | Facility Energy Management System | Facility Energy Management System | NonEquip | 15 |  | 0.5043% | Tech/Econ | 20% | 0 | 0 | 0
Tech | Restaurants | Space Heating | Boilers | TRC | Existing | NE3567 | ECM Motors on Furnaces | ECM Motors on Furnaces | NonEquip | 15 | Forced air furnace | 0% | Tech/Econ | 1.706% | 0 | 0 | 0
Tech | Restaurants | Space Heating | Boilers | TRC | Existing | NE3541 | Duct Sealing Repair | Duct Sealing Repair | NonEquip | 15 |  | 30.55% | Tech/Econ | 12% | 0 | 0 | 0
Tech | Restaurants | Space Heating | Boilers | TRC | Existing | NE3489 | Duct Insulation | Duct Insulation | NonEquip | 15 |  | 30.55% | Tech/Econ | 2.045% | 0 | 0 | 0
Tech | Restaurants | Space Heating | Boilers | TRC | Existing | NE3437 | Destratification Fans | Destratification Fans | NonEquip | 10 |  | 0% | Tech/Econ | 12.59% | 0 | 0 | 0
Tech | Restaurants | Space Heating | Boilers | TRC | Existing | NE3385 | Dedicated Outdoor Air System on VRF unit | Dedicated Outdoor Air System on VRF unit | NonEquip | 15 | Residential/split system heat pump | 0% | Tech/Econ | 10% | 0 | 0 | 0
Tech | Restaurants | Space Heating | Boilers | TRC | Existing | NE3333 | Cool Roof | Cool Roof | NonEquip | 15 |  | 72.71% | Tech/Econ | 0.09479% | 0 | 0 | 0
Tech | Restaurants | Space Heating | Boilers | TRC | Existing | NE3229 | Ceiling Insulation(R30 to R38) | Ceiling Insulation(R30 to R38) | NonEquip | 20 |  | 0% | Tech/Econ | 0.2448% | 0 | 0 | 0
Tech | Restaurants | Space Heating | Boilers | TRC | Existing | NE3177 | Ceiling Insulation(R2 to R38) | Ceiling Insulation(R2 to R38) | NonEquip | 20 |  | 0% | Tech/Econ | 16.53% | 0 | 0 | 0
Tech | Restaurants | Space Heating | Boilers | TRC | Existing | NE3125 | Ceiling Insulation(R19 to R38) | Ceiling Insulation(R19 to R38) | NonEquip | 20 |  | 0% | Tech/Econ | 0.9181% | 0 | 0 | 0
Tech | Restaurants | Space Heating | Boilers | TRC | Existing | NE3073 | Ceiling Insulation(R12 to R38) | Ceiling Insulation(R12 to R38) | NonEquip | 20 |  | 0% | Tech/Econ | 1.989% | 0 | 0 | 0
Tech | Restaurants | Space Heating | Boilers | TRC | Existing | NE2995 | Air Curtains | Air Curtains | NonEquip | 8 |  | 31.69% | Tech/Econ | 0.4135% | 0 | 0 | 0
Tech | Restaurants | Domestic Hot Water | "Point-of-Use" water heaters | TRC | New | NN5426 | Retro-Commissioning | Retro-Commissioning | NonEquip | 5 |  | 0% | Tech/Econ | 16% | 0 | 0 | 0
Tech | Restaurants | Domestic Hot Water | "Point-of-Use" water heaters | TRC | New | NN5218 | ENERGY STAR certified buildings program | ENERGY STAR certified buildings program | NonEquip | 20 |  | 0% | Tech/Econ | 35% | 0 | 0 | 0
Tech | Restaurants | Domestic Hot Water | "Point-of-Use" water heaters | TRC | New | NN2930 | Thermostatic Shower Restriction Valve | Thermostatic Shower Restriction Valve | NonEquip | 10 | Centralized water heaters | 0% | Tech/Econ | 3.577% | 0 | 0 | 0
Tech | Restaurants | Domestic Hot Water | "Point-of-Use" water heaters | TRC | New | NN2904 | Tank Wrap on Water Heater | Tank Wrap on Water Heater | NonEquip | 7 | Centralized water heaters | 0% | Tech/Econ | 2.106% | 0 | 0 | 0
Tech | Restaurants | Domestic Hot Water | "Point-of-Use" water heaters | TRC | New | NN2878 | Low-Flow Pre-Rinse Sprayers | Low-Flow Pre-Rinse Sprayers | NonEquip | 5 | Centralized water heaters | 0% | Tech/Econ | 9.465% | 0 | 0 | 0
Tech | Restaurants | Domestic Hot Water | "Point-of-Use" water heaters | TRC | New | NN2852 | Low Flow Shower Head | Low Flow Shower Head | NonEquip | 10 | Centralized water heaters | 0% | Tech/Econ | 0.7248% | 0 | 0 | 0
Tech | Restaurants | Domestic Hot Water | "Point-of-Use" water heaters | TRC | New | NN2826 | Hot Water Pipe Insulation | Hot Water Pipe Insulation | NonEquip | 13 | Centralized water heaters | 0% | Tech/Econ | 11.31% | 0 | 0 | 0
Tech | Restaurants | Domestic Hot Water | "Point-of-Use" water heaters | TRC | New | NN2800 | Hot Water Circulation Pump Control | Hot Water Circulation Pump Control | NonEquip | 15 | Centralized water heaters | 0% | Tech/Econ | 5.431% | 0 | 0 | 0
Tech | Restaurants | Domestic Hot Water | "Point-of-Use" water heaters | TRC | New | NN2774 | Faucet Aerator | Faucet Aerator | NonEquip | 10 | Centralized water heaters | 0% | Tech/Econ | 0.3414% | 0 | 0 | 0
Tech | Restaurants | Domestic Hot Water | "Point-of-Use" water heaters | TRC | New | NN2748 | Drain Water Heat Recovery | Drain Water Heat Recovery | NonEquip | 15 | Centralized water heaters | 0% | Tech/Econ | 12.27% | 0 | 0 | 0
Tech | Restaurants | Domestic Hot Water | "Point-of-Use" water heaters | TRC | Existing | NE5413 | Retro-Commissioning | Retro-Commissioning | NonEquip | 5 |  | 21.99% | Tech/Econ | 16% | 955.3215 | 0.29495 | 0.5715
Tech | Restaurants | Domestic Hot Water | "Point-of-Use" water heaters | TRC | Existing | NE5205 | ENERGY STAR certified buildings program | ENERGY STAR certified buildings program | NonEquip | 20 |  | 0% | Tech/Econ | 35% | 0 | 0 | 0
Tech | Restaurants | Domestic Hot Water | "Point-of-Use" water heaters | TRC | Existing | NE2917 | Thermostatic Shower Restriction Valve | Thermostatic Shower Restriction Valve | NonEquip | 10 | Centralized water heaters | 0% | Tech/Econ | 3.422% | 0 | 0 | 0
Tech | Restaurants | Domestic Hot Water | "Point-of-Use" water heaters | TRC | Existing | NE2891 | Tank Wrap on Water Heater | Tank Wrap on Water Heater | NonEquip | 7 | Centralized water heaters | 0% | Tech/Econ | 2.106% | 0 | 0 | 0
Tech | Restaurants | Domestic Hot Water | "Point-of-Use" water heaters | TRC | Existing | NE2865 | Low-Flow Pre-Rinse Sprayers | Low-Flow Pre-Rinse Sprayers | NonEquip | 5 | Centralized water heaters | 0% | Tech/Econ | 9.025% | 0 | 0 | 0
Tech | Restaurants | Domestic Hot Water | "Point-of-Use" water heaters | TRC | Existing | NE2839 | Low Flow Shower Head | Low Flow Shower Head | NonEquip | 10 | Centralized water heaters | 0% | Tech/Econ | 0.6933% | 0 | 0 | 0
Tech | Restaurants | Domestic Hot Water | "Point-of-Use" water heaters | TRC | Existing | NE2813 | Hot Water Pipe Insulation | Hot Water Pipe Insulation | NonEquip | 13 | Centralized water heaters | 0% | Tech/Econ | 10.82% | 0 | 0 | 0
Tech | Restaurants | Domestic Hot Water | "Point-of-Use" water heaters | TRC | Existing | NE2787 | Hot Water Circulation Pump Control | Hot Water Circulation Pump Control | NonEquip | 15 | Centralized water heaters | 0% | Tech/Econ | 5.195% | 0 | 0 | 0
Tech | Restaurants | Domestic Hot Water | "Point-of-Use" water heaters | TRC | Existing | NE2761 | Faucet Aerator | Faucet Aerator | NonEquip | 10 | Centralized water heaters | 0% | Tech/Econ | 0.3266% | 0 | 0 | 0
Tech | Restaurants | Domestic Hot Water | "Point-of-Use" water heaters | TRC | Existing | NE2735 | Drain Water Heat Recovery | Drain Water Heat Recovery | NonEquip | 15 | Centralized water heaters | 0% | Tech/Econ | 12.27% | 0 | 0 | 0
Tech | Restaurants | Domestic Hot Water | "Point-of-Use" water heaters | TRC | Turnover | ET401 | Instantaneous Hot Water System | Instantaneous Hot Water System | Equip | 20 | "Point-of-Use" water heaters | 94.56% | Tech/Econ | 5.847% | 1589.1679 | 0.17679 | 0.18447
Tech | Restaurants | Domestic Hot Water | "Point-of-Use" water heaters | TRC | Turnover | ET323 | Energy Star Commercial Dishwasher | Energy Star Commercial Dishwasher | Equip | 15 | "Point-of-Use" water heaters | 29.7% | Tech/Econ | 29.42% | 2751.4914 | 0.19965 | -2.1241e-05
Tech | Restaurants | Domestic Hot Water | "Point-of-Use" water heaters | TRC | New | EN427 | Instantaneous Hot Water System | Instantaneous Hot Water System | Equip | 20 | "Point-of-Use" water heaters | 94.56% | Tech/Econ | 5.847% | 14.8335 | 0.0016502 | 0.0017219
Tech | Restaurants | Domestic Hot Water | "Point-of-Use" water heaters | TRC | New | EN349 | Energy Star Commercial Dishwasher | Energy Star Commercial Dishwasher | Equip | 15 | "Point-of-Use" water heaters | 29.7% | Tech/Econ | 29.42% | 34.5469 | 0.0025068 | -2.667e-07
Tech | Retail | Refrigeration | Walk-in cooler | TRC | New | NN5323 | Retro-Commissioning | Retro-Commissioning | NonEquip | 5 |  | 0% | Tech/Econ | 16% | 0 | 0 | 0
Tech | Retail | Refrigeration | Walk-in cooler | TRC | New | NN5115 | ENERGY STAR certified buildings program | ENERGY STAR certified buildings program | NonEquip | 20 |  | 0% | Tech/Econ | 35% | 0 | 0 | 0
Tech | Retail | Refrigeration | Walk-in cooler | TRC | New | NN4907 | Strip Curtains for Walk-ins | Strip Curtains for Walk-ins | NonEquip | 4 | Walk-in cooler | 3.76% | Tech/Econ | 2.115% | 0 | 0 | 0
Tech | Retail | Refrigeration | Walk-in cooler | TRC | New | NN4881 | Refrigerated Display Case Lighting Controls | Refrigerated Display Case Lighting Controls | NonEquip | 8 | Display cases | 0% | Tech/Econ | 0.9365% | 0 | 0 | 0
Tech | Retail | Refrigeration | Walk-in cooler | TRC | New | NN4855 | PSC to ECM Evaporator Fan Motor (Walk-In, Refrigerator) | PSC to ECM Evaporator Fan Motor (Walk-In, Refrigerator) | NonEquip | 15 | Walk-in cooler | 68.68% | Tech/Econ | 37.5% | 226.5344 | 0.03153 | 0.0028884
Tech | Retail | Refrigeration | Walk-in cooler | TRC | New | NN4829 | PSC to ECM Evaporator Fan Motor (Reach-In) | PSC to ECM Evaporator Fan Motor (Reach-In) | NonEquip | 15 | Display cases | 0% | Tech/Econ | 37.5% | 0 | 0 | 0
Tech | Retail | Refrigeration | Walk-in cooler | TRC | New | NN4803 | Night Covers for Display Cases | Night Covers for Display Cases | NonEquip | 5 | Display cases | 0% | Tech/Econ | 1.877% | 0 | 0 | 0
Tech | Retail | Refrigeration | Walk-in cooler | TRC | New | NN4777 | High R-Value Glass Doors | High R-Value Glass Doors | NonEquip | 12 | Display cases | 0% | Tech/Econ | 0% | 0 | 0 | 0
Tech | Retail | Refrigeration | Walk-in cooler | TRC | New | NN4751 | High Efficiency Refrigeration Compressor | High Efficiency Refrigeration Compressor | NonEquip | 13 | Display cases | 0% | Tech/Econ | 6.922% | 0 | 0 | 0
Tech | Retail | Refrigeration | Walk-in cooler | TRC | New | NN4725 | Freezer-Cooler Replacement Gaskets | Freezer-Cooler Replacement Gaskets | NonEquip | 4 | Display cases | 0% | Tech/Econ | 0% | 0 | 0 | 0
Tech | Retail | Refrigeration | Walk-in cooler | TRC | New | NN4699 | Floating Head Pressure Controls | Floating Head Pressure Controls | NonEquip | 15 |  | 0% | Tech/Econ | 6.05% | 0 | 0 | 0
Tech | Retail | Refrigeration | Walk-in cooler | TRC | New | NN4673 | Demand Defrost | Demand Defrost | NonEquip | 10 | Walk-in cooler | 0% | Tech/Econ | 30% | 0 | 0 | 0
Tech | Retail | Refrigeration | Walk-in cooler | TRC | New | NN4647 | Automatic Door Closer for Walk-in Coolers and Freezers | Automatic Door Closer for Walk-in Coolers and Freezers | NonEquip | 8 | Walk-in cooler | 55.99% | Tech/Econ | 3.131% | 6.4026 | 0.00088959 | 0.00019832
Tech | Retail | Refrigeration | Walk-in cooler | TRC | New | NN4621 | Anti-Sweat Controls | Anti-Sweat Controls | NonEquip | 8 | Display cases | 0% | Tech/Econ | 85% | 0 | 0 | 0
Tech | Retail | Refrigeration | Walk-in cooler | TRC | Existing | NE5310 | Retro-Commissioning | Retro-Commissioning | NonEquip | 5 |  | 21.99% | Tech/Econ | 16% | 2416.9164 | 0.74621 | 1.4459
Tech | Retail | Refrigeration | Walk-in cooler | TRC | Existing | NE5102 | ENERGY STAR certified buildings program | ENERGY STAR certified buildings program | NonEquip | 20 |  | 0% | Tech/Econ | 35% | 0 | 0 | 0
Tech | Retail | Refrigeration | Walk-in cooler | TRC | Existing | NE4894 | Strip Curtains for Walk-ins | Strip Curtains for Walk-ins | NonEquip | 4 | Walk-in cooler | 3.76% | Tech/Econ | 2.115% | 51.7982 | 0.0074889 | 0.0020625
Tech | Retail | Refrigeration | Walk-in cooler | TRC | Existing | NE4868 | Refrigerated Display Case Lighting Controls | Refrigerated Display Case Lighting Controls | NonEquip | 8 | Display cases | 0% | Tech/Econ | 2.524% | 0 | 0 | 0
Tech | Retail | Refrigeration | Walk-in cooler | TRC | Existing | NE4842 | PSC to ECM Evaporator Fan Motor (Walk-In, Refrigerator) | PSC to ECM Evaporator Fan Motor (Walk-In, Refrigerator) | NonEquip | 15 | Walk-in cooler | 17.17% | Tech/Econ | 37.5% | 5842.7008 | 0.8132 | 0.074496
Tech | Retail | Refrigeration | Walk-in cooler | TRC | Existing | NE4816 | PSC to ECM Evaporator Fan Motor (Reach-In) | PSC to ECM Evaporator Fan Motor (Reach-In) | NonEquip | 15 | Display cases | 0% | Tech/Econ | 37.5% | 0 | 0 | 0
Tech | Retail | Refrigeration | Walk-in cooler | TRC | Existing | NE4790 | Night Covers for Display Cases | Night Covers for Display Cases | NonEquip | 5 | Display cases | 0% | Tech/Econ | 1.877% | 0 | 0 | 0
Tech | Retail | Refrigeration | Walk-in cooler | TRC | Existing | NE4764 | High R-Value Glass Doors | High R-Value Glass Doors | NonEquip | 12 | Display cases | 0% | Tech/Econ | 23.81% | 0 | 0 | 0
Tech | Retail | Refrigeration | Walk-in cooler | TRC | Existing | NE4738 | High Efficiency Refrigeration Compressor | High Efficiency Refrigeration Compressor | NonEquip | 13 | Display cases | 0% | Tech/Econ | 6.922% | 0 | 0 | 0
Tech | Retail | Refrigeration | Walk-in cooler | TRC | Existing | NE4712 | Freezer-Cooler Replacement Gaskets | Freezer-Cooler Replacement Gaskets | NonEquip | 4 | Display cases | 0% | Tech/Econ | 3.131% | 0 | 0 | 0
Tech | Retail | Refrigeration | Walk-in cooler | TRC | Existing | NE4686 | Floating Head Pressure Controls | Floating Head Pressure Controls | NonEquip | 15 |  | 0% | Tech/Econ | 6.05% | 0 | 0 | 0
Tech | Retail | Refrigeration | Walk-in cooler | TRC | Existing | NE4660 | Demand Defrost | Demand Defrost | NonEquip | 10 | Walk-in cooler | 63.61% | Tech/Econ | 30% | 16200.8167 | 2.2549 | 0.20656
Tech | Retail | Refrigeration | Walk-in cooler | TRC | Existing | NE4634 | Automatic Door Closer for Walk-in Coolers and Freezers | Automatic Door Closer for Walk-in Coolers and Freezers | NonEquip | 8 | Walk-in cooler | 55.99% | Tech/Econ | 3.131% | 1161.8356 | 0.16143 | 0.035988
Tech | Retail | Refrigeration | Walk-in cooler | TRC | Existing | NE4608 | Anti-Sweat Controls | Anti-Sweat Controls | NonEquip | 8 | Display cases | 0% | Tech/Econ | 85% | 0 | 0 | 0
Tech | Retail | Refrigeration | Vending and ice makers | TRC | New | NN5323 | Retro-Commissioning | Retro-Commissioning | NonEquip | 5 |  | 0% | Tech/Econ | 16% | 0 | 0 | 0
Tech | Retail | Refrigeration | Vending and ice makers | TRC | New | NN5115 | ENERGY STAR certified buildings program | ENERGY STAR certified buildings program | NonEquip | 20 |  | 0% | Tech/Econ | 35% | 0 | 0 | 0
Tech | Retail | Refrigeration | Vending and ice makers | TRC | New | NN4907 | Strip Curtains for Walk-ins | Strip Curtains for Walk-ins | NonEquip | 4 | Walk-in cooler | 0% | Tech/Econ | 2.115% | 0 | 0 | 0
Tech | Retail | Refrigeration | Vending and ice makers | TRC | New | NN4881 | Refrigerated Display Case Lighting Controls | Refrigerated Display Case Lighting Controls | NonEquip | 8 | Display cases | 0% | Tech/Econ | 0.9365% | 0 | 0 | 0
Tech | Retail | Refrigeration | Vending and ice makers | TRC | New | NN4855 | PSC to ECM Evaporator Fan Motor (Walk-In, Refrigerator) | PSC to ECM Evaporator Fan Motor (Walk-In, Refrigerator) | NonEquip | 15 | Walk-in cooler | 0% | Tech/Econ | 37.5% | 0 | 0 | 0
Tech | Retail | Refrigeration | Vending and ice makers | TRC | New | NN4829 | PSC to ECM Evaporator Fan Motor (Reach-In) | PSC to ECM Evaporator Fan Motor (Reach-In) | NonEquip | 15 | Display cases | 0% | Tech/Econ | 37.5% | 0 | 0 | 0
Tech | Retail | Refrigeration | Vending and ice makers | TRC | New | NN4803 | Night Covers for Display Cases | Night Covers for Display Cases | NonEquip | 5 | Display cases | 0% | Tech/Econ | 1.877% | 0 | 0 | 0
Tech | Retail | Refrigeration | Vending and ice makers | TRC | New | NN4777 | High R-Value Glass Doors | High R-Value Glass Doors | NonEquip | 12 | Display cases | 0% | Tech/Econ | 0% | 0 | 0 | 0
Tech | Retail | Refrigeration | Vending and ice makers | TRC | New | NN4751 | High Efficiency Refrigeration Compressor | High Efficiency Refrigeration Compressor | NonEquip | 13 | Display cases | 0% | Tech/Econ | 6.922% | 0 | 0 | 0
Tech | Retail | Refrigeration | Vending and ice makers | TRC | New | NN4725 | Freezer-Cooler Replacement Gaskets | Freezer-Cooler Replacement Gaskets | NonEquip | 4 | Display cases | 0% | Tech/Econ | 0% | 0 | 0 | 0
Tech | Retail | Refrigeration | Vending and ice makers | TRC | New | NN4699 | Floating Head Pressure Controls | Floating Head Pressure Controls | NonEquip | 15 |  | 0% | Tech/Econ | 6.05% | 0 | 0 | 0
Tech | Retail | Refrigeration | Vending and ice makers | TRC | New | NN4673 | Demand Defrost | Demand Defrost | NonEquip | 10 | Walk-in cooler | 0% | Tech/Econ | 30% | 0 | 0 | 0
Tech | Retail | Refrigeration | Vending and ice makers | TRC | New | NN4647 | Automatic Door Closer for Walk-in Coolers and Freezers | Automatic Door Closer for Walk-in Coolers and Freezers | NonEquip | 8 | Walk-in cooler | 0% | Tech/Econ | 3.131% | 0 | 0 | 0
Tech | Retail | Refrigeration | Vending and ice makers | TRC | New | NN4621 | Anti-Sweat Controls | Anti-Sweat Controls | NonEquip | 8 | Display cases | 0% | Tech/Econ | 85% | 0 | 0 | 0
Tech | Retail | Refrigeration | Vending and ice makers | TRC | Existing | NE5310 | Retro-Commissioning | Retro-Commissioning | NonEquip | 5 |  | 21.99% | Tech/Econ | 16% | 12022.1241 | 3.7118 | 7.192
Tech | Retail | Refrigeration | Vending and ice makers | TRC | Existing | NE5102 | ENERGY STAR certified buildings program | ENERGY STAR certified buildings program | NonEquip | 20 |  | 0% | Tech/Econ | 35% | 0 | 0 | 0
Tech | Retail | Refrigeration | Vending and ice makers | TRC | Existing | NE4894 | Strip Curtains for Walk-ins | Strip Curtains for Walk-ins | NonEquip | 4 | Walk-in cooler | 0% | Tech/Econ | 2.115% | 0 | 0 | 0
Tech | Retail | Refrigeration | Vending and ice makers | TRC | Existing | NE4868 | Refrigerated Display Case Lighting Controls | Refrigerated Display Case Lighting Controls | NonEquip | 8 | Display cases | 0% | Tech/Econ | 2.524% | 0 | 0 | 0
Tech | Retail | Refrigeration | Vending and ice makers | TRC | Existing | NE4842 | PSC to ECM Evaporator Fan Motor (Walk-In, Refrigerator) | PSC to ECM Evaporator Fan Motor (Walk-In, Refrigerator) | NonEquip | 15 | Walk-in cooler | 0% | Tech/Econ | 37.5% | 0 | 0 | 0
Tech | Retail | Refrigeration | Vending and ice makers | TRC | Existing | NE4816 | PSC to ECM Evaporator Fan Motor (Reach-In) | PSC to ECM Evaporator Fan Motor (Reach-In) | NonEquip | 15 | Display cases | 0% | Tech/Econ | 37.5% | 0 | 0 | 0
Tech | Retail | Refrigeration | Vending and ice makers | TRC | Existing | NE4790 | Night Covers for Display Cases | Night Covers for Display Cases | NonEquip | 5 | Display cases | 0% | Tech/Econ | 1.877% | 0 | 0 | 0
Tech | Retail | Refrigeration | Vending and ice makers | TRC | Existing | NE4764 | High R-Value Glass Doors | High R-Value Glass Doors | NonEquip | 12 | Display cases | 0% | Tech/Econ | 23.81% | 0 | 0 | 0
Tech | Retail | Refrigeration | Vending and ice makers | TRC | Existing | NE4738 | High Efficiency Refrigeration Compressor | High Efficiency Refrigeration Compressor | NonEquip | 13 | Display cases | 0% | Tech/Econ | 6.922% | 0 | 0 | 0
Tech | Retail | Refrigeration | Vending and ice makers | TRC | Existing | NE4712 | Freezer-Cooler Replacement Gaskets | Freezer-Cooler Replacement Gaskets | NonEquip | 4 | Display cases | 0% | Tech/Econ | 3.131% | 0 | 0 | 0
Tech | Retail | Refrigeration | Vending and ice makers | TRC | Existing | NE4686 | Floating Head Pressure Controls | Floating Head Pressure Controls | NonEquip | 15 |  | 0% | Tech/Econ | 6.05% | 0 | 0 | 0
Tech | Retail | Refrigeration | Vending and ice makers | TRC | Existing | NE4660 | Demand Defrost | Demand Defrost | NonEquip | 10 | Walk-in cooler | 0% | Tech/Econ | 30% | 0 | 0 | 0
Tech | Retail | Refrigeration | Vending and ice makers | TRC | Existing | NE4634 | Automatic Door Closer for Walk-in Coolers and Freezers | Automatic Door Closer for Walk-in Coolers and Freezers | NonEquip | 8 | Walk-in cooler | 0% | Tech/Econ | 3.131% | 0 | 0 | 0
Tech | Retail | Refrigeration | Vending and ice makers | TRC | Existing | NE4608 | Anti-Sweat Controls | Anti-Sweat Controls | NonEquip | 8 | Display cases | 0% | Tech/Econ | 85% | 0 | 0 | 0
Tech | Retail | Refrigeration | Vending and ice makers | TRC | Turnover | ET2580 | Energy Star Vending Machine | Energy Star Vending Machine | Equip | 14 | Vending and ice makers | 4.15% | Tech/Econ | 36% | 5382.8523 | 0.8419 | 0.52594
Tech | Retail | Refrigeration | Vending and ice makers | TRC | Turnover | ET2502 | Energy Star Ice Maker | Energy Star Ice Maker | Equip | 8 | Vending and ice makers | 32.68% | Tech/Econ | 11.39% | 13211.0667 | 2.0474 | 1.2927
Tech | Retail | Refrigeration | Vending and ice makers | TRC | New | EN2606 | Energy Star Vending Machine | Energy Star Vending Machine | Equip | 14 | Vending and ice makers | 4.15% | Tech/Econ | 36% | 52.1763 | 0.0081605 | 0.0050979
Tech | Retail | Refrigeration | Vending and ice makers | TRC | New | EN2528 | Energy Star Ice Maker | Energy Star Ice Maker | Equip | 8 | Vending and ice makers | 32.68% | Tech/Econ | 11.39% | 128.0556 | 0.019846 | 0.01253
Tech | Retail | Exterior Lighting | Street lighting | TRC | New | NN5297 | Retro-Commissioning | Retro-Commissioning | NonEquip | 5 |  | 0% | Tech/Econ | 16% | 0 | 0 | 0
Tech | Retail | Exterior Lighting | Street lighting | TRC | New | NN5037 | ENERGY STAR certified buildings program | ENERGY STAR certified buildings program | NonEquip | 20 |  | 0% | Tech/Econ | 35% | 0 | 0 | 0
Tech | Retail | Exterior Lighting | Street lighting | TRC | New | NN2983 | Outdoor Lighting Controls | Outdoor Lighting Controls | NonEquip | 8 | Exterior parking/lot lighting | 0% | Tech/Econ | 28% | 0 | 0 | 0
Tech | Retail | Exterior Lighting | Street lighting | TRC | New | NN2957 | Bi-Level Lighting Control (Exterior) | Bi-Level Lighting Control (Exterior) | NonEquip | 9 | Exterior parking/lot lighting | 0% | Tech/Econ | 31% | 0 | 0 | 0
Tech | Retail | Exterior Lighting | Street lighting | TRC | Existing | NE5284 | Retro-Commissioning | Retro-Commissioning | NonEquip | 5 |  | 21.99% | Tech/Econ | 16% | 0 | 0 | 0
Tech | Retail | Exterior Lighting | Street lighting | TRC | Existing | NE5024 | ENERGY STAR certified buildings program | ENERGY STAR certified buildings program | NonEquip | 20 |  | 0% | Tech/Econ | 35% | 0 | 0 | 0
Tech | Retail | Exterior Lighting | Street lighting | TRC | Existing | NE2970 | Outdoor Lighting Controls | Outdoor Lighting Controls | NonEquip | 8 | Exterior parking/lot lighting | 0% | Tech/Econ | 28% | 0 | 0 | 0
Tech | Retail | Exterior Lighting | Street lighting | TRC | Existing | NE2944 | Bi-Level Lighting Control (Exterior) | Bi-Level Lighting Control (Exterior) | NonEquip | 9 | Exterior parking/lot lighting | 0% | Tech/Econ | 31% | 0 | 0 | 0
Tech | Retail | Exterior Lighting | Street lighting | TRC | Turnover | ET792 | LED Traffic and Crosswalk Lighting | LED Traffic and Crosswalk Lighting | Equip | 10 | Street lighting | 0% | Tech/Econ | 37.14% | 0 | 0 | 0
Tech | Retail | Exterior Lighting | Street lighting | TRC | Turnover | ET753 | LED Street Lights | LED Street Lights | Equip | 18 | Street lighting | 0% | Tech/Econ | 66.53% | 0 | 0 | 0
Tech | Retail | Exterior Lighting | Street lighting | TRC | New | EN818 | LED Traffic and Crosswalk Lighting | LED Traffic and Crosswalk Lighting | Equip | 10 | Street lighting | 0% | Tech/Econ | 37.14% | 0 | 0 | 0
Tech | Retail | Exterior Lighting | Street lighting | TRC | New | EN779 | LED Street Lights | LED Street Lights | Equip | 18 | Street lighting | 0% | Tech/Econ | 66.53% | 0 | 0 | 0
Tech | Retail | Cooking | Steamer | TRC | New | NN5089 | ENERGY STAR certified buildings program | ENERGY STAR certified buildings program | NonEquip | 20 |  | 0% | Tech/Econ | 35% | 0 | 0 | 0
Tech | Retail | Cooking | Steamer | TRC | Existing | NE5076 | ENERGY STAR certified buildings program | ENERGY STAR certified buildings program | NonEquip | 20 |  | 0% | Tech/Econ | 35% | 0 | 0 | 0
Tech | Retail | Cooking | Steamer | TRC | Turnover | ET207 | Energy Star Steamer | Energy Star Steamer | Equip | 12 | Steamer | 0% | Tech/Econ | 56.63% | 0 | 0 | 0
Tech | Retail | Cooking | Steamer | TRC | New | EN233 | Energy Star Steamer | Energy Star Steamer | Equip | 12 | Steamer | 0% | Tech/Econ | 56.63% | 0 | 0 | 0
Tech | Retail | Exterior Lighting | Spot lighting/Security/Flood | TRC | New | NN5297 | Retro-Commissioning | Retro-Commissioning | NonEquip | 5 |  | 0% | Tech/Econ | 16% | 0 | 0 | 0
Tech | Retail | Exterior Lighting | Spot lighting/Security/Flood | TRC | New | NN5037 | ENERGY STAR certified buildings program | ENERGY STAR certified buildings program | NonEquip | 20 |  | 0% | Tech/Econ | 35% | 0 | 0 | 0
Tech | Retail | Exterior Lighting | Spot lighting/Security/Flood | TRC | New | NN2983 | Outdoor Lighting Controls | Outdoor Lighting Controls | NonEquip | 8 | Exterior parking/lot lighting | 0% | Tech/Econ | 28% | 0 | 0 | 0
Tech | Retail | Exterior Lighting | Spot lighting/Security/Flood | TRC | New | NN2957 | Bi-Level Lighting Control (Exterior) | Bi-Level Lighting Control (Exterior) | NonEquip | 9 | Exterior parking/lot lighting | 0% | Tech/Econ | 31% | 0 | 0 | 0
Tech | Retail | Exterior Lighting | Spot lighting/Security/Flood | TRC | Existing | NE5284 | Retro-Commissioning | Retro-Commissioning | NonEquip | 5 |  | 21.99% | Tech/Econ | 16% | 0 | 0 | 0
Tech | Retail | Exterior Lighting | Spot lighting/Security/Flood | TRC | Existing | NE5024 | ENERGY STAR certified buildings program | ENERGY STAR certified buildings program | NonEquip | 20 |  | 0% | Tech/Econ | 35% | 0 | 0 | 0
Tech | Retail | Exterior Lighting | Spot lighting/Security/Flood | TRC | Existing | NE2970 | Outdoor Lighting Controls | Outdoor Lighting Controls | NonEquip | 8 | Exterior parking/lot lighting | 0% | Tech/Econ | 28% | 0 | 0 | 0
Tech | Retail | Exterior Lighting | Spot lighting/Security/Flood | TRC | Existing | NE2944 | Bi-Level Lighting Control (Exterior) | Bi-Level Lighting Control (Exterior) | NonEquip | 9 | Exterior parking/lot lighting | 0% | Tech/Econ | 31% | 0 | 0 | 0
Tech | Retail | Exterior Lighting | Spot lighting/Security/Flood | TRC | Turnover | ET675 | LED Exterior Lighting | LED Exterior Lighting | Equip | 13 | Spot lighting/Security/Flood | 4.268% | Tech/Econ | 60.51% | 0 | 0 | 0
Tech | Retail | Exterior Lighting | Spot lighting/Security/Flood | TRC | Turnover | ET558 | LED - 9W Flood | LED - 9W Flood | Equip | 15 | Spot lighting/Security/Flood | 13.31% | Tech/Econ | 86.15% | 0 | 0 | 0
Tech | Retail | Exterior Lighting | Spot lighting/Security/Flood | TRC | Turnover | ET480 | CFL - 15W Flood | CFL - 15W Flood | Equip | 7.8 | Spot lighting/Security/Flood | 0% | Tech/Econ | 76.92% | 0 | 0 | 0
Tech | Retail | Exterior Lighting | Spot lighting/Security/Flood | TRC | New | EN701 | LED Exterior Lighting | LED Exterior Lighting | Equip | 13 | Spot lighting/Security/Flood | 4.624% | Tech/Econ | 60.51% | 0 | 0 | 0
Tech | Retail | Exterior Lighting | Spot lighting/Security/Flood | TRC | New | EN584 | LED - 9W Flood | LED - 9W Flood | Equip | 15 | Spot lighting/Security/Flood | 61.73% | Tech/Econ | 86.15% | 0 | 0 | 0
Tech | Retail | Exterior Lighting | Spot lighting/Security/Flood | TRC | New | EN506 | CFL - 15W Flood | CFL - 15W Flood | Equip | 7.8 | Spot lighting/Security/Flood | 0% | Tech/Econ | 76.92% | 0 | 0 | 0
Tech | Retail | Interior Lighting | Spot lighting | TRC | New | NN5271 | Retro-Commissioning | Retro-Commissioning | NonEquip | 5 |  | 0% | Tech/Econ | 16% | 0 | 0 | 0
Tech | Retail | Interior Lighting | Spot lighting | TRC | New | NN5011 | ENERGY STAR certified buildings program | ENERGY STAR certified buildings program | NonEquip | 20 |  | 0% | Tech/Econ | 35% | 0 | 0 | 0
Tech | Retail | Interior Lighting | Spot lighting | TRC | New | NN4439 | Interior Lighting Controls | Interior Lighting Controls | NonEquip | 8 | Overhead (fluorescent/LED/CFL U-shape) | 0% | Tech/Econ | 28% | 0 | 0 | 0
Tech | Retail | Interior Lighting | Spot lighting | TRC | New | NN4413 | Bi-Level Lighting Control (Interior) | Bi-Level Lighting Control (Interior) | NonEquip | 8 | Overhead (fluorescent/LED/CFL U-shape) | 0% | Tech/Econ | 31% | 0 | 0 | 0
Tech | Retail | Interior Lighting | Spot lighting | TRC | New | NN3711 | Facility Energy Management System | Facility Energy Management System | NonEquip | 15 |  | 4.276% | Tech/Econ | 24% | 0.051411 | 1.3416e-05 | 6.1687e-06
Tech | Retail | Interior Lighting | Spot lighting | TRC | Existing | NE5258 | Retro-Commissioning | Retro-Commissioning | NonEquip | 5 |  | 21.99% | Tech/Econ | 16% | 11.848 | 0.003658 | 0.0070878
Tech | Retail | Interior Lighting | Spot lighting | TRC | Existing | NE4998 | ENERGY STAR certified buildings program | ENERGY STAR certified buildings program | NonEquip | 20 |  | 0% | Tech/Econ | 35% | 0 | 0 | 0
Tech | Retail | Interior Lighting | Spot lighting | TRC | Existing | NE4426 | Interior Lighting Controls | Interior Lighting Controls | NonEquip | 8 | Overhead (fluorescent/LED/CFL U-shape) | 0% | Tech/Econ | 28% | 0 | 0 | 0
Tech | Retail | Interior Lighting | Spot lighting | TRC | Existing | NE4400 | Bi-Level Lighting Control (Interior) | Bi-Level Lighting Control (Interior) | NonEquip | 8 | Overhead (fluorescent/LED/CFL U-shape) | 0% | Tech/Econ | 31% | 0 | 0 | 0
Tech | Retail | Interior Lighting | Spot lighting | TRC | Existing | NE3698 | Facility Energy Management System | Facility Energy Management System | NonEquip | 15 |  | 4.3% | Tech/Econ | 24% | 3.5117 | 0.0009164 | 0.00042135
Tech | Retail | Interior Lighting | Spot lighting | TRC | Turnover | ET1611 | LED Display Lighting (Interior) | LED Display Lighting (Interior) | Equip | 15 | Spot lighting | 2.129% | Tech/Econ | 87.04% | 9.5759 | 0.0023226 | 1.6724e-07
Tech | Retail | Interior Lighting | Spot lighting | TRC | Turnover | ET1572 | LED - 14W | LED - 14W | Equip | 15 | Spot lighting | 61.73% | Tech/Econ | 53.33% | 166.9914 | 0.04022 | 1.0888e-05
Tech | Retail | Interior Lighting | Spot lighting | TRC | Turnover | ET1455 | CFL-23W | CFL-23W | Equip | 7.8 | Spot lighting | 0% | Tech/Econ | 23.33% | 0 | 0 | 0
Tech | Retail | Interior Lighting | Spot lighting | TRC | New | EN1637 | LED Display Lighting (Interior) | LED Display Lighting (Interior) | Equip | 15 | Spot lighting | 0% | Tech/Econ | 87.04% | 0 | 0 | 0
Tech | Retail | Interior Lighting | Spot lighting | TRC | New | EN1598 | LED - 14W | LED - 14W | Equip | 15 | Spot lighting | 0% | Tech/Econ | 53.33% | 0 | 0 | 0
Tech | Retail | Interior Lighting | Spot lighting | TRC | New | EN1481 | CFL-23W | CFL-23W | Equip | 7.8 | Spot lighting | 0% | Tech/Econ | 23.33% | 0 | 0 | 0
Tech | Retail | Office Equipment | Servers | TRC | New | NN5063 | ENERGY STAR certified buildings program | ENERGY STAR certified buildings program | NonEquip | 20 |  | 0% | Tech/Econ | 35% | 0 | 0 | 0
Tech | Retail | Office Equipment | Servers | TRC | New | NN4595 | Smart Strip Plug Outlet | Smart Strip Plug Outlet | NonEquip | 4 |  | 43.9% | Tech/Econ | 1.187% | 1.8209 | 0.00027075 | 0.00018817
Tech | Retail | Office Equipment | Servers | TRC | New | NN4569 | Network PC Power Management | Network PC Power Management | NonEquip | 5 | Computers | 0% | Tech/Econ | 56.5% | 0 | 0 | 0
Tech | Retail | Office Equipment | Servers | TRC | Existing | NE5050 | ENERGY STAR certified buildings program | ENERGY STAR certified buildings program | NonEquip | 20 |  | 0% | Tech/Econ | 35% | 0 | 0 | 0
Tech | Retail | Office Equipment | Servers | TRC | Existing | NE4582 | Smart Strip Plug Outlet | Smart Strip Plug Outlet | NonEquip | 4 |  | 43.9% | Tech/Econ | 1.187% | 190.7922 | 0.02837 | 0.019717
Tech | Retail | Office Equipment | Servers | TRC | Existing | NE4556 | Network PC Power Management | Network PC Power Management | NonEquip | 5 | Computers | 0% | Tech/Econ | 56.5% | 0 | 0 | 0
Tech | Retail | Office Equipment | Servers | TRC | Turnover | ET2307 | Server Virtualization | Server Virtualization | Equip | 3 | Servers | 37.33% | Tech/Econ | 85.71% | 19338.1655 | 2.8783 | 2.0019
Tech | Retail | Office Equipment | Servers | TRC | Turnover | ET2229 | Energy Star Servers | Energy Star Servers | Equip | 4 | Servers | 47.28% | Tech/Econ | 23.08% | 4484.8016 | 0.66752 | 0.46427
Tech | Retail | Office Equipment | Servers | TRC | Turnover | ET1143 | High Efficiency Data Center Cooling | High Efficiency Data Center Cooling | Equip | 20 | Servers | 0% | Tech/Econ | 28% | 0 | 0 | 0
Tech | Retail | Office Equipment | Servers | TRC | New | EN2333 | Server Virtualization | Server Virtualization | Equip | 3 | Servers | 38.55% | Tech/Econ | 85.71% | 193.5805 | 0.028812 | 0.02004
Tech | Retail | Office Equipment | Servers | TRC | New | EN2255 | Energy Star Servers | Energy Star Servers | Equip | 4 | Servers | 47.28% | Tech/Econ | 23.08% | 42.8021 | 0.0063706 | 0.0044309
Tech | Retail | Office Equipment | Servers | TRC | New | EN1169 | High Efficiency Data Center Cooling | High Efficiency Data Center Cooling | Equip | 20 | Servers | 0% | Tech/Econ | 28% | 0 | 0 | 0
Tech | Retail | Space Cooling | Residential-type central air conditioners | TRC | New | NN5375 | Retro-Commissioning | Retro-Commissioning | NonEquip | 5 |  | 0% | Tech/Econ | 16% | 0 | 0 | 0
Tech | Retail | Space Cooling | Residential-type central air conditioners | TRC | New | NN5167 | ENERGY STAR certified buildings program | ENERGY STAR certified buildings program | NonEquip | 20 |  | 0% | Tech/Econ | 35% | 0 | 0 | 0
Tech | Retail | Space Cooling | Residential-type central air conditioners | TRC | New | NN4387 | Window Sun Protection | Window Sun Protection | NonEquip | 10 |  | 15.35% | Tech/Econ | 16% | 0.19945 | 6.2104e-05 | -3.4989e-06
Tech | Retail | Space Cooling | Residential-type central air conditioners | TRC | New | NN4361 | Waterside Economizer | Waterside Economizer | NonEquip | 20 |  | 0% | Tech/Econ | 5.556% | 0 | 0 | 0
Tech | Retail | Space Cooling | Residential-type central air conditioners | TRC | New | NN4153 | Smart Thermostat | Smart Thermostat | NonEquip | 11 |  | 31.48% | Tech/Econ | 10% | 0.21369 | 7.9187e-05 | 0
Tech | Retail | Space Cooling | Residential-type central air conditioners | TRC | New | NN4049 | Programmable Thermostat | Programmable Thermostat | NonEquip | 11 |  | 0% | Tech/Econ | 3.6% | 0 | 0 | 0
Tech | Retail | Space Cooling | Residential-type central air conditioners | TRC | New | NN3997 | Low U-Value Windows | Low U-Value Windows | NonEquip | 20 |  | 12.54% | Tech/Econ | 10% | 0 | 0 | 0
Tech | Retail | Space Cooling | Residential-type central air conditioners | TRC | New | NN3919 | HVAC tune-up_RTU | HVAC tune-up_RTU | NonEquip | 5 | Packaged air conditioning units (RTUs) | 0% | Tech/Econ | 5% | 0 | 0 | 0
Tech | Retail | Space Cooling | Residential-type central air conditioners | TRC | New | NN3893 | HVAC tune-up | HVAC tune-up | NonEquip | 5 | Residential-type central air conditioners | 0% | Tech/Econ | 5% | 0 | 0 | 0
Tech | Retail | Space Cooling | Residential-type central air conditioners | TRC | New | NN3685 | Facility Energy Management System | Facility Energy Management System | NonEquip | 15 |  | 4.276% | Tech/Econ | 20% | 0.079445 | 2.0732e-05 | 0
Tech | Retail | Space Cooling | Residential-type central air conditioners | TRC | New | NN3633 | Facility Commissioning | Facility Commissioning | NonEquip | 10 |  | 53.41% | Tech/Econ | 16% | 0.75891 | 0.00013287 | 3.0315e-06
Tech | Retail | Space Cooling | Residential-type central air conditioners | TRC | New | NN3607 | Energy Recovery Ventilation System (ERV) | Energy Recovery Ventilation System (ERV) | NonEquip | 15 | Packaged air conditioning units (RTUs) | 0% | Tech/Econ | 12.48% | 0 | 0 | 0
Tech | Retail | Space Cooling | Residential-type central air conditioners | TRC | New | NN3529 | Duct Sealing Repair | Duct Sealing Repair | NonEquip | 15 |  | 0% | Tech/Econ | 12% | 0 | 0 | 0
Tech | Retail | Space Cooling | Residential-type central air conditioners | TRC | New | NN3477 | Duct Insulation | Duct Insulation | NonEquip | 15 |  | 0% | Tech/Econ | 2.045% | 0 | 0 | 0
Tech | Retail | Space Cooling | Residential-type central air conditioners | TRC | New | NN3425 | Dedicated Outdoor Air System on VRF unit | Dedicated Outdoor Air System on VRF unit | NonEquip | 15 | Residential-type central air conditioners | 58.91% | Tech/Econ | 17.5% | 0.32892 | 0.00010009 | 0
Tech | Retail | Space Cooling | Residential-type central air conditioners | TRC | New | NN3373 | Cool Roof | Cool Roof | NonEquip | 15 |  | 72.51% | Tech/Econ | 3.439% | 0 | 0 | 0
Tech | Retail | Space Cooling | Residential-type central air conditioners | TRC | New | NN3321 | Chilled Water System - Variable Speed Drives | Chilled Water System - Variable Speed Drives | NonEquip | 13 | Central chillers inside | 0% | Tech/Econ | 24.74% | 0 | 0 | 0
Tech | Retail | Space Cooling | Residential-type central air conditioners | TRC | New | NN3295 | Chilled Water Controls Optimization | Chilled Water Controls Optimization | NonEquip | 10 | Central chillers inside | 0% | Tech/Econ | 12.5% | 0 | 0 | 0
Tech | Retail | Space Cooling | Residential-type central air conditioners | TRC | New | NN3217 | Ceiling Insulation(R2 to R38) | Ceiling Insulation(R2 to R38) | NonEquip | 20 |  | 0% | Tech/Econ | 21.87% | 0 | 0 | 0
Tech | Retail | Space Cooling | Residential-type central air conditioners | TRC | New | NN3113 | Ceiling Insulation(R12 to R38) | Ceiling Insulation(R12 to R38) | NonEquip | 20 |  | 0% | Tech/Econ | 2.633% | 0 | 0 | 0
Tech | Retail | Space Cooling | Residential-type central air conditioners | TRC | New | NN3061 | Airside Economizer | Airside Economizer | NonEquip | 10 | Packaged air conditioning units (RTUs) | 0% | Tech/Econ | 5.556% | 0 | 0 | 0
Tech | Retail | Space Cooling | Residential-type central air conditioners | TRC | Existing | NE5362 | Retro-Commissioning | Retro-Commissioning | NonEquip | 5 |  | 21.99% | Tech/Econ | 16% | 28.9476 | 0.0089375 | 0
Tech | Retail | Space Cooling | Residential-type central air conditioners | TRC | Existing | NE5154 | ENERGY STAR certified buildings program | ENERGY STAR certified buildings program | NonEquip | 20 |  | 0% | Tech/Econ | 35% | 0 | 0 | 0
Tech | Retail | Space Cooling | Residential-type central air conditioners | TRC | Existing | NE4374 | Window Sun Protection | Window Sun Protection | NonEquip | 10 |  | 7.316% | Tech/Econ | 16% | 9.7454 | 0.0030344 | -0.00017096
Tech | Retail | Space Cooling | Residential-type central air conditioners | TRC | Existing | NE4348 | Waterside Economizer | Waterside Economizer | NonEquip | 20 |  | 0% | Tech/Econ | 5.556% | 0 | 0 | 0
Tech | Retail | Space Cooling | Residential-type central air conditioners | TRC | Existing | NE4296 | Warehouse Loading Dock Seals | Warehouse Loading Dock Seals | NonEquip | 18 |  | 0% | Tech/Econ | 1.18% | 0 | 0 | 0
Tech | Retail | Space Cooling | Residential-type central air conditioners | TRC | Existing | NE4218 | Wall Insulation | Wall Insulation | NonEquip | 20 |  | 15.96% | Tech/Econ | 12.2% | 15.4539 | 0.0031537 | 0
Tech | Retail | Space Cooling | Residential-type central air conditioners | TRC | Existing | NE4140 | Smart Thermostat | Smart Thermostat | NonEquip | 11 |  | 31.48% | Tech/Econ | 10% | 23.602 | 0.0087464 | 0
Tech | Retail | Space Cooling | Residential-type central air conditioners | TRC | Existing | NE4114 | Roof Insulation | Roof Insulation | NonEquip | 20 |  | 58.5% | Tech/Econ | 3.207% | 13.2821 | 0.0027105 | 0
Tech | Retail | Space Cooling | Residential-type central air conditioners | TRC | Existing | NE4036 | Programmable Thermostat | Programmable Thermostat | NonEquip | 11 |  | 0% | Tech/Econ | 3.6% | 0 | 0 | 0
Tech | Retail | Space Cooling | Residential-type central air conditioners | TRC | Existing | NE3984 | Low U-Value Windows | Low U-Value Windows | NonEquip | 20 |  | 5.017% | Tech/Econ | 46% | 28.8708 | 0.010731 | 0
Tech | Retail | Space Cooling | Residential-type central air conditioners | TRC | Existing | NE3906 | HVAC tune-up_RTU | HVAC tune-up_RTU | NonEquip | 5 | Packaged air conditioning units (RTUs) | 0% | Tech/Econ | 5% | 0 | 0 | 0
Tech | Retail | Space Cooling | Residential-type central air conditioners | TRC | Existing | NE3880 | HVAC tune-up | HVAC tune-up | NonEquip | 5 | Residential-type central air conditioners | 0% | Tech/Econ | 5% | 0 | 0 | 0
Tech | Retail | Space Cooling | Residential-type central air conditioners | TRC | Existing | NE3802 | Green Roof | Green Roof | NonEquip | 15 |  | 0.0588% | Tech/Econ | 1.858% | 0.0075448 | 3.2052e-06 | 0
Tech | Retail | Space Cooling | Residential-type central air conditioners | TRC | Existing | NE3672 | Facility Energy Management System | Facility Energy Management System | NonEquip | 15 |  | 4.3% | Tech/Econ | 20% | 8.0522 | 0.0021013 | 0
Tech | Retail | Space Cooling | Residential-type central air conditioners | TRC | Existing | NE3594 | Energy Recovery Ventilation System (ERV) | Energy Recovery Ventilation System (ERV) | NonEquip | 15 | Packaged air conditioning units (RTUs) | 0% | Tech/Econ | 12.48% | 0 | 0 | 0
Tech | Retail | Space Cooling | Residential-type central air conditioners | TRC | Existing | NE3516 | Duct Sealing Repair | Duct Sealing Repair | NonEquip | 15 |  | 30.55% | Tech/Econ | 12% | 28.5379 | 0.0056226 | 0
Tech | Retail | Space Cooling | Residential-type central air conditioners | TRC | Existing | NE3464 | Duct Insulation | Duct Insulation | NonEquip | 15 |  | 30.55% | Tech/Econ | 2.045% | 4.3416 | 0.0011795 | 0
Tech | Retail | Space Cooling | Residential-type central air conditioners | TRC | Existing | NE3412 | Dedicated Outdoor Air System on VRF unit | Dedicated Outdoor Air System on VRF unit | NonEquip | 15 | Residential-type central air conditioners | 58.91% | Tech/Econ | 17.5% | 95.6989 | 0.02912 | 0
Tech | Retail | Space Cooling | Residential-type central air conditioners | TRC | Existing | NE3360 | Cool Roof | Cool Roof | NonEquip | 15 |  | 72.75% | Tech/Econ | 3.439% | 18.1671 | 0.0077178 | 0
Tech | Retail | Space Cooling | Residential-type central air conditioners | TRC | Existing | NE3308 | Chilled Water System - Variable Speed Drives | Chilled Water System - Variable Speed Drives | NonEquip | 13 | Central chillers inside | 0% | Tech/Econ | 24.74% | 0 | 0 | 0
Tech | Retail | Space Cooling | Residential-type central air conditioners | TRC | Existing | NE3282 | Chilled Water Controls Optimization | Chilled Water Controls Optimization | NonEquip | 10 | Central chillers inside | 0% | Tech/Econ | 12.5% | 0 | 0 | 0
Tech | Retail | Space Cooling | Residential-type central air conditioners | TRC | Existing | NE3204 | Ceiling Insulation(R2 to R38) | Ceiling Insulation(R2 to R38) | NonEquip | 20 |  | 0% | Tech/Econ | 21.87% | 0 | 0 | 0
Tech | Retail | Space Cooling | Residential-type central air conditioners | TRC | Existing | NE3152 | Ceiling Insulation(R19 to R38) | Ceiling Insulation(R19 to R38) | NonEquip | 20 |  | 0% | Tech/Econ | 1.215% | 0 | 0 | 0
Tech | Retail | Space Cooling | Residential-type central air conditioners | TRC | Existing | NE3100 | Ceiling Insulation(R12 to R38) | Ceiling Insulation(R12 to R38) | NonEquip | 20 |  | 0% | Tech/Econ | 2.633% | 0 | 0 | 0
Tech | Retail | Space Cooling | Residential-type central air conditioners | TRC | Existing | NE3048 | Airside Economizer | Airside Economizer | NonEquip | 10 | Packaged air conditioning units (RTUs) | 0% | Tech/Econ | 5.556% | 0 | 0 | 0
Tech | Retail | Space Cooling | Residential-type central air conditioners | TRC | Turnover | ET831 | Geothermal Heat Pump | Geothermal Heat Pump | Equip | 15 | Residential-type central air conditioners | 30.5% | Tech/Econ | 21.18% | 64.6429 | 0.027799 | 0
Tech | Retail | Space Cooling | Residential-type central air conditioners | TRC | Turnover | ET1377 | Variable Refrigerant Flow (VRF) HVAC Systems | Variable Refrigerant Flow (VRF) HVAC Systems | Equip | 15 | Residential-type central air conditioners | 49.09% | Tech/Econ | 36.88% | 221.2596 | 0.067327 | 0
Tech | Retail | Space Cooling | Residential-type central air conditioners | TRC | Turnover | ET1299 | High Efficiency PTHP | High Efficiency PTHP | Equip | 15 | Residential-type central air conditioners | 0% | Tech/Econ | 23.64% | 0 | 0 | 0
Tech | Retail | Space Cooling | Residential-type central air conditioners | TRC | Turnover | ET1260 | High Efficiency PTAC | High Efficiency PTAC | Equip | 15 | Residential-type central air conditioners | 0% | Tech/Econ | 23.64% | 0 | 0 | 0
Tech | Retail | Space Cooling | Residential-type central air conditioners | TRC | New | EN857 | Geothermal Heat Pump | Geothermal Heat Pump | Equip | 15 | Residential-type central air conditioners | 30.5% | Tech/Econ | 21.18% | 0.64139 | 0.00027583 | 0
Tech | Retail | Space Cooling | Residential-type central air conditioners | TRC | New | EN1403 | Variable Refrigerant Flow (VRF) HVAC Systems | Variable Refrigerant Flow (VRF) HVAC Systems | Equip | 15 | Residential-type central air conditioners | 49.09% | Tech/Econ | 36.88% | 2.1953 | 0.00066802 | 0
Tech | Retail | Space Cooling | Residential-type central air conditioners | TRC | New | EN1325 | High Efficiency PTHP | High Efficiency PTHP | Equip | 15 | Residential-type central air conditioners | 0% | Tech/Econ | 23.64% | 0 | 0 | 0
Tech | Retail | Space Cooling | Residential-type central air conditioners | TRC | New | EN1286 | High Efficiency PTAC | High Efficiency PTAC | Equip | 15 | Residential-type central air conditioners | 0% | Tech/Econ | 23.64% | 0 | 0 | 0
Tech | Retail | Space Heating | Residential/split system heat pump | TRC | New | NN5349 | Retro-Commissioning | Retro-Commissioning | NonEquip | 5 |  | 0% | Tech/Econ | 16% | 0 | 0 | 0
Tech | Retail | Space Heating | Residential/split system heat pump | TRC | New | NN5141 | ENERGY STAR certified buildings program | ENERGY STAR certified buildings program | NonEquip | 20 |  | 0% | Tech/Econ | 35% | 0 | 0 | 0
Tech | Retail | Space Heating | Residential/split system heat pump | TRC | New | NN4335 | Water Cooled Refrigeration Heat Recovery | Water Cooled Refrigeration Heat Recovery | NonEquip | 20 |  | 0% | Tech/Econ | 10% | 0 | 0 | 0
Tech | Retail | Space Heating | Residential/split system heat pump | TRC | New | NN4283 | Warehouse Loading Dock Seals | Warehouse Loading Dock Seals | NonEquip | 18 |  | 0% | Tech/Econ | 4.234% | 0 | 0 | 0
Tech | Retail | Space Heating | Residential/split system heat pump | TRC | New | NN4179 | Smart Thermostat | Smart Thermostat | NonEquip | 11 |  | 31.48% | Tech/Econ | 10% | 92.2415 | 0 | -6.4866e-05
Tech | Retail | Space Heating | Residential/split system heat pump | TRC | New | NN4101 | Roof Insulation | Roof Insulation | NonEquip | 20 |  | 58.5% | Tech/Econ | 5.754% | 82.8818 | 0 | 0.038681
Tech | Retail | Space Heating | Residential/split system heat pump | TRC | New | NN4075 | Programmable Thermostat | Programmable Thermostat | NonEquip | 11 |  | 0% | Tech/Econ | 3.6% | 0 | 0 | 0
Tech | Retail | Space Heating | Residential/split system heat pump | TRC | New | NN4023 | Low U-Value Windows | Low U-Value Windows | NonEquip | 20 |  | 12.54% | Tech/Econ | 10% | 35.5978 | 0 | 0.00014795
Tech | Retail | Space Heating | Residential/split system heat pump | TRC | New | NN3945 | Infiltration Reduction - Air Sealing | Infiltration Reduction - Air Sealing | NonEquip | 11 |  | 0% | Tech/Econ | 2.117% | 0 | 0 | 0
Tech | Retail | Space Heating | Residential/split system heat pump | TRC | New | NN3789 | Green Roof | Green Roof | NonEquip | 15 |  | 0.294% | Tech/Econ | 8.891% | 0.73265 | 0 | 0
Tech | Retail | Space Heating | Residential/split system heat pump | TRC | New | NN3737 | Floor Insulation | Floor Insulation | NonEquip | 20 |  | 29.92% | Tech/Econ | 3.019% | 0 | 0 | 0
Tech | Retail | Space Heating | Residential/split system heat pump | TRC | New | NN3659 | Facility Energy Management System | Facility Energy Management System | NonEquip | 15 |  | 4.276% | Tech/Econ | 20% | 26.6335 | 0 | 0.0031957
Tech | Retail | Space Heating | Residential/split system heat pump | TRC | New | NN3581 | ECM Motors on Furnaces | ECM Motors on Furnaces | NonEquip | 15 | Forced air furnace | 0% | Tech/Econ | 1.706% | 0 | 0 | 0
Tech | Retail | Space Heating | Residential/split system heat pump | TRC | New | NN3555 | Duct Sealing Repair | Duct Sealing Repair | NonEquip | 15 |  | 0% | Tech/Econ | 12% | 0 | 0 | 0
Tech | Retail | Space Heating | Residential/split system heat pump | TRC | New | NN3503 | Duct Insulation | Duct Insulation | NonEquip | 15 |  | 0% | Tech/Econ | 2.045% | 0 | 0 | 0
Tech | Retail | Space Heating | Residential/split system heat pump | TRC | New | NN3451 | Destratification Fans | Destratification Fans | NonEquip | 10 |  | 0% | Tech/Econ | 13.89% | 0 | 0 | 0
Tech | Retail | Space Heating | Residential/split system heat pump | TRC | New | NN3399 | Dedicated Outdoor Air System on VRF unit | Dedicated Outdoor Air System on VRF unit | NonEquip | 15 | Residential/split system heat pump | 58.91% | Tech/Econ | 10% | 157.1797 | 0 | 0.048342
Tech | Retail | Space Heating | Residential/split system heat pump | TRC | New | NN3243 | Ceiling Insulation(R30 to R38) | Ceiling Insulation(R30 to R38) | NonEquip | 20 |  | 0% | Tech/Econ | 1.163% | 0 | 0 | 0
Tech | Retail | Space Heating | Residential/split system heat pump | TRC | New | NN3191 | Ceiling Insulation(R2 to R38) | Ceiling Insulation(R2 to R38) | NonEquip | 20 |  | 0% | Tech/Econ | 78.49% | 0 | 0 | 0
Tech | Retail | Space Heating | Residential/split system heat pump | TRC | New | NN3139 | Ceiling Insulation(R19 to R38) | Ceiling Insulation(R19 to R38) | NonEquip | 20 |  | 0% | Tech/Econ | 4.361% | 0 | 0 | 0
Tech | Retail | Space Heating | Residential/split system heat pump | TRC | New | NN3087 | Ceiling Insulation(R12 to R38) | Ceiling Insulation(R12 to R38) | NonEquip | 20 |  | 0% | Tech/Econ | 9.448% | 0 | 0 | 0
Tech | Retail | Space Heating | Residential/split system heat pump | TRC | New | NN3009 | Air Curtains | Air Curtains | NonEquip | 8 |  | 28.37% | Tech/Econ | 0.9466% | 0 | 0 | 0
Tech | Retail | Space Heating | Residential/split system heat pump | TRC | Existing | NE5336 | Retro-Commissioning | Retro-Commissioning | NonEquip | 5 |  | 21.99% | Tech/Econ | 16% | 8684.6814 | 0 | 5.1954
Tech | Retail | Space Heating | Residential/split system heat pump | TRC | Existing | NE5128 | ENERGY STAR certified buildings program | ENERGY STAR certified buildings program | NonEquip | 20 |  | 0% | Tech/Econ | 35% | 0 | 0 | 0
Tech | Retail | Space Heating | Residential/split system heat pump | TRC | Existing | NE4322 | Water Cooled Refrigeration Heat Recovery | Water Cooled Refrigeration Heat Recovery | NonEquip | 20 |  | 0% | Tech/Econ | 10% | 0 | 0 | 0
Tech | Retail | Space Heating | Residential/split system heat pump | TRC | Existing | NE4270 | Warehouse Loading Dock Seals | Warehouse Loading Dock Seals | NonEquip | 18 |  | 0% | Tech/Econ | 4.672% | 0 | 0 | 0
Tech | Retail | Space Heating | Residential/split system heat pump | TRC | Existing | NE4244 | Wall Insulation | Wall Insulation | NonEquip | 20 |  | 15.96% | Tech/Econ | 7.052% | 2846.8017 | 0 | 1.3286
Tech | Retail | Space Heating | Residential/split system heat pump | TRC | Existing | NE4166 | Smart Thermostat | Smart Thermostat | NonEquip | 11 |  | 31.48% | Tech/Econ | 10% | 8734.8263 | 0 | -0.0061425
Tech | Retail | Space Heating | Residential/split system heat pump | TRC | Existing | NE4088 | Roof Insulation | Roof Insulation | NonEquip | 20 |  | 58.5% | Tech/Econ | 12.7% | 23113.7057 | 0 | 10.7872
Tech | Retail | Space Heating | Residential/split system heat pump | TRC | Existing | NE4062 | Programmable Thermostat | Programmable Thermostat | NonEquip | 11 |  | 0% | Tech/Econ | 3.6% | 0 | 0 | 0
Tech | Retail | Space Heating | Residential/split system heat pump | TRC | Existing | NE4010 | Low U-Value Windows | Low U-Value Windows | NonEquip | 20 |  | 5.017% | Tech/Econ | 46% | 8758.3659 | 0 | 0.0364
Tech | Retail | Space Heating | Residential/split system heat pump | TRC | Existing | NE3932 | Infiltration Reduction - Air Sealing | Infiltration Reduction - Air Sealing | NonEquip | 11 |  | 44.79% | Tech/Econ | 2.336% | 2491.7511 | 0 | 1.6367
Tech | Retail | Space Heating | Residential/split system heat pump | TRC | Existing | NE3854 | Hotel Card Energy Control Systems | Hotel Card Energy Control Systems | NonEquip | 15 |  | 0% | Tech/Econ | 0% | 0 | 0 | 0
Tech | Retail | Space Heating | Residential/split system heat pump | TRC | Existing | NE3776 | Green Roof | Green Roof | NonEquip | 15 |  | 0.0588% | Tech/Econ | 9.811% | 14.592 | 0 | 0
Tech | Retail | Space Heating | Residential/split system heat pump | TRC | Existing | NE3724 | Floor Insulation | Floor Insulation | NonEquip | 20 |  | 11.97% | Tech/Econ | 3.331% | 997.0678 | 0 | 0.46533
Tech | Retail | Space Heating | Residential/split system heat pump | TRC | Existing | NE3646 | Facility Energy Management System | Facility Energy Management System | NonEquip | 15 |  | 4.3% | Tech/Econ | 20% | 2699.4536 | 0 | 0.3239
Tech | Retail | Space Heating | Residential/split system heat pump | TRC | Existing | NE3568 | ECM Motors on Furnaces | ECM Motors on Furnaces | NonEquip | 15 | Forced air furnace | 0% | Tech/Econ | 1.706% | 0 | 0 | 0
Tech | Retail | Space Heating | Residential/split system heat pump | TRC | Existing | NE3542 | Duct Sealing Repair | Duct Sealing Repair | NonEquip | 15 |  | 30.55% | Tech/Econ | 12% | 10561.5485 | 0 | 7.3698
Tech | Retail | Space Heating | Residential/split system heat pump | TRC | Existing | NE3490 | Duct Insulation | Duct Insulation | NonEquip | 15 |  | 30.55% | Tech/Econ | 2.045% | 1472.6464 | 0 | 0.85981
Tech | Retail | Space Heating | Residential/split system heat pump | TRC | Existing | NE3438 | Destratification Fans | Destratification Fans | NonEquip | 10 |  | 0% | Tech/Econ | 13.89% | 0 | 0 | 0
Tech | Retail | Space Heating | Residential/split system heat pump | TRC | Existing | NE3386 | Dedicated Outdoor Air System on VRF unit | Dedicated Outdoor Air System on VRF unit | NonEquip | 15 | Residential/split system heat pump | 58.91% | Tech/Econ | 10% | 15834.3515 | 0 | 4.87
Tech | Retail | Space Heating | Residential/split system heat pump | TRC | Existing | NE3334 | Cool Roof | Cool Roof | NonEquip | 15 |  | 72.75% | Tech/Econ | 0.4968% | 843.726 | 0 | 0
Tech | Retail | Space Heating | Residential/split system heat pump | TRC | Existing | NE3230 | Ceiling Insulation(R30 to R38) | Ceiling Insulation(R30 to R38) | NonEquip | 20 |  | 0% | Tech/Econ | 1.283% | 0 | 0 | 0
Tech | Retail | Space Heating | Residential/split system heat pump | TRC | Existing | NE3178 | Ceiling Insulation(R2 to R38) | Ceiling Insulation(R2 to R38) | NonEquip | 20 |  | 0% | Tech/Econ | 86.61% | 0 | 0 | 0
Tech | Retail | Space Heating | Residential/split system heat pump | TRC | Existing | NE3126 | Ceiling Insulation(R19 to R38) | Ceiling Insulation(R19 to R38) | NonEquip | 20 |  | 0% | Tech/Econ | 4.812% | 0 | 0 | 0
Tech | Retail | Space Heating | Residential/split system heat pump | TRC | Existing | NE3074 | Ceiling Insulation(R12 to R38) | Ceiling Insulation(R12 to R38) | NonEquip | 20 |  | 0% | Tech/Econ | 10.43% | 0 | 0 | 0
Tech | Retail | Space Heating | Residential/split system heat pump | TRC | Existing | NE2996 | Air Curtains | Air Curtains | NonEquip | 8 |  | 33.45% | Tech/Econ | 0.9466% | 741.5071 | 0 | 0.029526
Tech | Retail | Space Heating | Residential/split system heat pump | TRC | Turnover | ET870 | Geothermal Heat Pump | Geothermal Heat Pump | Equip | 15 | Residential/split system heat pump | 30.5% | Tech/Econ | 2.941% | 2234.2244 | 0 | 0.73799
Tech | Retail | Space Heating | Residential/split system heat pump | TRC | Turnover | ET1416 | Variable Refrigerant Flow (VRF) HVAC Systems | Variable Refrigerant Flow (VRF) HVAC Systems | Equip | 15 | Residential/split system heat pump | 49.09% | Tech/Econ | 31.25% | 56883.1671 | 0 | 17.4949
Tech | Retail | Space Heating | Residential/split system heat pump | TRC | Turnover | ET1338 | High Efficiency PTHP | High Efficiency PTHP | Equip | 15 | Residential/split system heat pump | 0% | Tech/Econ | 9.375% | 0 | 0 | 0
Tech | Retail | Space Heating | Residential/split system heat pump | TRC | New | EN896 | Geothermal Heat Pump | Geothermal Heat Pump | Equip | 15 | Residential/split system heat pump | 30.5% | Tech/Econ | 2.941% | 0 | 0 | 0
Tech | Retail | Space Heating | Residential/split system heat pump | TRC | New | EN1442 | Variable Refrigerant Flow (VRF) HVAC Systems | Variable Refrigerant Flow (VRF) HVAC Systems | Equip | 15 | Residential/split system heat pump | 49.09% | Tech/Econ | 31.25% | 564.3963 | 0 | 0.17359
Tech | Retail | Space Heating | Residential/split system heat pump | TRC | New | EN1364 | High Efficiency PTHP | High Efficiency PTHP | Equip | 15 | Residential/split system heat pump | 0% | Tech/Econ | 9.375% | 0 | 0 | 0
Tech | Retail | Refrigeration | Residential style | TRC | New | NN5323 | Retro-Commissioning | Retro-Commissioning | NonEquip | 5 |  | 0% | Tech/Econ | 16% | 0 | 0 | 0
Tech | Retail | Refrigeration | Residential style | TRC | New | NN5115 | ENERGY STAR certified buildings program | ENERGY STAR certified buildings program | NonEquip | 20 |  | 0% | Tech/Econ | 35% | 0 | 0 | 0
Tech | Retail | Refrigeration | Residential style | TRC | New | NN4907 | Strip Curtains for Walk-ins | Strip Curtains for Walk-ins | NonEquip | 4 | Walk-in cooler | 0% | Tech/Econ | 2.115% | 0 | 0 | 0
Tech | Retail | Refrigeration | Residential style | TRC | New | NN4881 | Refrigerated Display Case Lighting Controls | Refrigerated Display Case Lighting Controls | NonEquip | 8 | Display cases | 0% | Tech/Econ | 0.9365% | 0 | 0 | 0
Tech | Retail | Refrigeration | Residential style | TRC | New | NN4855 | PSC to ECM Evaporator Fan Motor (Walk-In, Refrigerator) | PSC to ECM Evaporator Fan Motor (Walk-In, Refrigerator) | NonEquip | 15 | Walk-in cooler | 0% | Tech/Econ | 37.5% | 0 | 0 | 0
Tech | Retail | Refrigeration | Residential style | TRC | New | NN4829 | PSC to ECM Evaporator Fan Motor (Reach-In) | PSC to ECM Evaporator Fan Motor (Reach-In) | NonEquip | 15 | Display cases | 0% | Tech/Econ | 37.5% | 0 | 0 | 0
Tech | Retail | Refrigeration | Residential style | TRC | New | NN4803 | Night Covers for Display Cases | Night Covers for Display Cases | NonEquip | 5 | Display cases | 0% | Tech/Econ | 1.877% | 0 | 0 | 0
Tech | Retail | Refrigeration | Residential style | TRC | New | NN4777 | High R-Value Glass Doors | High R-Value Glass Doors | NonEquip | 12 | Display cases | 0% | Tech/Econ | 0% | 0 | 0 | 0
Tech | Retail | Refrigeration | Residential style | TRC | New | NN4751 | High Efficiency Refrigeration Compressor | High Efficiency Refrigeration Compressor | NonEquip | 13 | Display cases | 0% | Tech/Econ | 6.922% | 0 | 0 | 0
Tech | Retail | Refrigeration | Residential style | TRC | New | NN4725 | Freezer-Cooler Replacement Gaskets | Freezer-Cooler Replacement Gaskets | NonEquip | 4 | Display cases | 0% | Tech/Econ | 0% | 0 | 0 | 0
Tech | Retail | Refrigeration | Residential style | TRC | New | NN4699 | Floating Head Pressure Controls | Floating Head Pressure Controls | NonEquip | 15 |  | 0% | Tech/Econ | 6.05% | 0 | 0 | 0
Tech | Retail | Refrigeration | Residential style | TRC | New | NN4673 | Demand Defrost | Demand Defrost | NonEquip | 10 | Walk-in cooler | 0% | Tech/Econ | 30% | 0 | 0 | 0
Tech | Retail | Refrigeration | Residential style | TRC | New | NN4647 | Automatic Door Closer for Walk-in Coolers and Freezers | Automatic Door Closer for Walk-in Coolers and Freezers | NonEquip | 8 | Walk-in cooler | 0% | Tech/Econ | 3.131% | 0 | 0 | 0
Tech | Retail | Refrigeration | Residential style | TRC | New | NN4621 | Anti-Sweat Controls | Anti-Sweat Controls | NonEquip | 8 | Display cases | 0% | Tech/Econ | 85% | 0 | 0 | 0
Tech | Retail | Refrigeration | Residential style | TRC | Existing | NE5310 | Retro-Commissioning | Retro-Commissioning | NonEquip | 5 |  | 21.99% | Tech/Econ | 16% | 42232.7918 | 13.0392 | 25.2648
Tech | Retail | Refrigeration | Residential style | TRC | Existing | NE5102 | ENERGY STAR certified buildings program | ENERGY STAR certified buildings program | NonEquip | 20 |  | 0% | Tech/Econ | 35% | 0 | 0 | 0
Tech | Retail | Refrigeration | Residential style | TRC | Existing | NE4894 | Strip Curtains for Walk-ins | Strip Curtains for Walk-ins | NonEquip | 4 | Walk-in cooler | 0% | Tech/Econ | 2.115% | 0 | 0 | 0
Tech | Retail | Refrigeration | Residential style | TRC | Existing | NE4868 | Refrigerated Display Case Lighting Controls | Refrigerated Display Case Lighting Controls | NonEquip | 8 | Display cases | 0% | Tech/Econ | 2.524% | 0 | 0 | 0
Tech | Retail | Refrigeration | Residential style | TRC | Existing | NE4842 | PSC to ECM Evaporator Fan Motor (Walk-In, Refrigerator) | PSC to ECM Evaporator Fan Motor (Walk-In, Refrigerator) | NonEquip | 15 | Walk-in cooler | 0% | Tech/Econ | 37.5% | 0 | 0 | 0
Tech | Retail | Refrigeration | Residential style | TRC | Existing | NE4816 | PSC to ECM Evaporator Fan Motor (Reach-In) | PSC to ECM Evaporator Fan Motor (Reach-In) | NonEquip | 15 | Display cases | 0% | Tech/Econ | 37.5% | 0 | 0 | 0
Tech | Retail | Refrigeration | Residential style | TRC | Existing | NE4790 | Night Covers for Display Cases | Night Covers for Display Cases | NonEquip | 5 | Display cases | 0% | Tech/Econ | 1.877% | 0 | 0 | 0
Tech | Retail | Refrigeration | Residential style | TRC | Existing | NE4764 | High R-Value Glass Doors | High R-Value Glass Doors | NonEquip | 12 | Display cases | 0% | Tech/Econ | 23.81% | 0 | 0 | 0
Tech | Retail | Refrigeration | Residential style | TRC | Existing | NE4738 | High Efficiency Refrigeration Compressor | High Efficiency Refrigeration Compressor | NonEquip | 13 | Display cases | 0% | Tech/Econ | 6.922% | 0 | 0 | 0
Tech | Retail | Refrigeration | Residential style | TRC | Existing | NE4712 | Freezer-Cooler Replacement Gaskets | Freezer-Cooler Replacement Gaskets | NonEquip | 4 | Display cases | 0% | Tech/Econ | 3.131% | 0 | 0 | 0
Tech | Retail | Refrigeration | Residential style | TRC | Existing | NE4686 | Floating Head Pressure Controls | Floating Head Pressure Controls | NonEquip | 15 |  | 0% | Tech/Econ | 6.05% | 0 | 0 | 0
Tech | Retail | Refrigeration | Residential style | TRC | Existing | NE4660 | Demand Defrost | Demand Defrost | NonEquip | 10 | Walk-in cooler | 0% | Tech/Econ | 30% | 0 | 0 | 0
Tech | Retail | Refrigeration | Residential style | TRC | Existing | NE4634 | Automatic Door Closer for Walk-in Coolers and Freezers | Automatic Door Closer for Walk-in Coolers and Freezers | NonEquip | 8 | Walk-in cooler | 0% | Tech/Econ | 3.131% | 0 | 0 | 0
Tech | Retail | Refrigeration | Residential style | TRC | Existing | NE4608 | Anti-Sweat Controls | Anti-Sweat Controls | NonEquip | 8 | Display cases | 0% | Tech/Econ | 85% | 0 | 0 | 0
Tech | Retail | Refrigeration | Residential style | TRC | Turnover | ET2541 | Energy Star Refrigerator | Energy Star Refrigerator | Equip | 12 | Residential style | 45.6% | Tech/Econ | 21.99% | 133773.5469 | 17.6126 | 13.8587
Tech | Retail | Refrigeration | Residential style | TRC | New | EN2567 | Energy Star Refrigerator | Energy Star Refrigerator | Equip | 12 | Residential style | 53.2% | Tech/Econ | 21.99% | 1512.7865 | 0.19917 | 0.15672
Tech | Retail | Cooking | Range | TRC | New | NN5089 | ENERGY STAR certified buildings program | ENERGY STAR certified buildings program | NonEquip | 20 |  | 0% | Tech/Econ | 35% | 0 | 0 | 0
Tech | Retail | Cooking | Range | TRC | Existing | NE5076 | ENERGY STAR certified buildings program | ENERGY STAR certified buildings program | NonEquip | 20 |  | 0% | Tech/Econ | 35% | 0 | 0 | 0
Tech | Retail | Miscellaneous | Pool pump | TRC | New | NN5453 | Retro-Commissioning | Retro-Commissioning | NonEquip | 5 |  | 0% | Tech/Econ | 16% | 0 | 0 | 0
Tech | Retail | Miscellaneous | Pool pump | TRC | New | NN5245 | ENERGY STAR certified buildings program | ENERGY STAR certified buildings program | NonEquip | 20 |  | 0% | Tech/Econ | 35% | 0 | 0 | 0
Tech | Retail | Miscellaneous | Pool pump | TRC | New | NN4543 | VSD Controlled Compressor | VSD Controlled Compressor | NonEquip | 15 | Others | 0% | Tech/Econ | 20.79% | 0 | 0 | 0
Tech | Retail | Miscellaneous | Pool pump | TRC | New | NN4517 | Regenerative Drive Elevator Motor | Regenerative Drive Elevator Motor | NonEquip | 13 | Elevators/Escalators | 0% | Tech/Econ | 6.211% | 0 | 0 | 0
Tech | Retail | Miscellaneous | Pool pump | TRC | New | NN4491 | Engine Block Timer | Engine Block Timer | NonEquip | 5 | Others | 0% | Tech/Econ | 36% | 0 | 0 | 0
Tech | Retail | Miscellaneous | Pool pump | TRC | New | NN4465 | Efficient Motor Belts | Efficient Motor Belts | NonEquip | 10 | Others | 0% | Tech/Econ | 1.105% | 0 | 0 | 0
Tech | Retail | Miscellaneous | Pool pump | TRC | Existing | NE5440 | Retro-Commissioning | Retro-Commissioning | NonEquip | 5 |  | 21.99% | Tech/Econ | 16% | 0 | 0 | 0
Tech | Retail | Miscellaneous | Pool pump | TRC | Existing | NE5232 | ENERGY STAR certified buildings program | ENERGY STAR certified buildings program | NonEquip | 20 |  | 0% | Tech/Econ | 35% | 0 | 0 | 0
Tech | Retail | Miscellaneous | Pool pump | TRC | Existing | NE4530 | VSD Controlled Compressor | VSD Controlled Compressor | NonEquip | 15 | Others | 0% | Tech/Econ | 20.79% | 0 | 0 | 0
Tech | Retail | Miscellaneous | Pool pump | TRC | Existing | NE4504 | Regenerative Drive Elevator Motor | Regenerative Drive Elevator Motor | NonEquip | 13 | Elevators/Escalators | 0% | Tech/Econ | 6.211% | 0 | 0 | 0
Tech | Retail | Miscellaneous | Pool pump | TRC | Existing | NE4478 | Engine Block Timer | Engine Block Timer | NonEquip | 5 | Others | 0% | Tech/Econ | 36% | 0 | 0 | 0
Tech | Retail | Miscellaneous | Pool pump | TRC | Existing | NE4452 | Efficient Motor Belts | Efficient Motor Belts | NonEquip | 10 | Others | 0% | Tech/Econ | 1.105% | 0 | 0 | 0
Tech | Retail | Miscellaneous | Pool pump | TRC | Turnover | ET2115 | Variable Speed Pool Pump | Variable Speed Pool Pump | Equip | 10 | Pool pump | 0% | Tech/Econ | 64.36% | 0 | 0 | 0
Tech | Retail | Miscellaneous | Pool pump | TRC | Turnover | ET2076 | Two Speed Pool Pump | Two Speed Pool Pump | Equip | 10 | Pool pump | 0% | Tech/Econ | 61.79% | 0 | 0 | 0
Tech | Retail | Miscellaneous | Pool pump | TRC | Turnover | ET2040 | Solar Powered Pool Pump | Solar Powered Pool Pump | Equip | 10 | Pool pump | 0% | Tech/Econ | 81% | 0 | 0 | 0
Tech | Retail | Miscellaneous | Pool pump | TRC | Turnover | ET2001 | Solar Pool Heater | Solar Pool Heater | Equip | 15 | Pool pump | 0% | Tech/Econ | 86.11% | 0 | 0 | 0
Tech | Retail | Miscellaneous | Pool pump | TRC | Turnover | ET1962 | Heat Pump Pool Heater | Heat Pump Pool Heater | Equip | 15 | Pool pump | 0% | Tech/Econ | 80% | 0 | 0 | 0
Tech | Retail | Miscellaneous | Pool pump | TRC | New | EN2139 | Variable Speed Pool Pump | Variable Speed Pool Pump | Equip | 10 | Pool pump | 0% | Tech/Econ | 64.36% | 0 | 0 | 0
Tech | Retail | Miscellaneous | Pool pump | TRC | New | EN2102 | Two Speed Pool Pump | Two Speed Pool Pump | Equip | 10 | Pool pump | 0% | Tech/Econ | 61.79% | 0 | 0 | 0
Tech | Retail | Miscellaneous | Pool pump | TRC | New | EN2064 | Solar Powered Pool Pump | Solar Powered Pool Pump | Equip | 10 | Pool pump | 0% | Tech/Econ | 81% | 0 | 0 | 0
Tech | Retail | Miscellaneous | Pool pump | TRC | New | EN2027 | Solar Pool Heater | Solar Pool Heater | Equip | 15 | Pool pump | 0% | Tech/Econ | 86.11% | 0 | 0 | 0
Tech | Retail | Miscellaneous | Pool pump | TRC | New | EN1988 | Heat Pump Pool Heater | Heat Pump Pool Heater | Equip | 15 | Pool pump | 0% | Tech/Econ | 80% | 0 | 0 | 0
Tech | Retail | Space Heating | Packaged central unit | TRC | New | NN5349 | Retro-Commissioning | Retro-Commissioning | NonEquip | 5 |  | 0% | Tech/Econ | 16% | 0 | 0 | 0
Tech | Retail | Space Heating | Packaged central unit | TRC | New | NN5141 | ENERGY STAR certified buildings program | ENERGY STAR certified buildings program | NonEquip | 20 |  | 0% | Tech/Econ | 35% | 0 | 0 | 0
Tech | Retail | Space Heating | Packaged central unit | TRC | New | NN4335 | Water Cooled Refrigeration Heat Recovery | Water Cooled Refrigeration Heat Recovery | NonEquip | 20 |  | 0% | Tech/Econ | 10% | 0 | 0 | 0
Tech | Retail | Space Heating | Packaged central unit | TRC | New | NN4283 | Warehouse Loading Dock Seals | Warehouse Loading Dock Seals | NonEquip | 18 |  | 0% | Tech/Econ | 4.234% | 0 | 0 | 0
Tech | Retail | Space Heating | Packaged central unit | TRC | New | NN4179 | Smart Thermostat | Smart Thermostat | NonEquip | 11 |  | 31.48% | Tech/Econ | 10% | 304.9117 | 0 | -0.00021442
Tech | Retail | Space Heating | Packaged central unit | TRC | New | NN4101 | Roof Insulation | Roof Insulation | NonEquip | 20 |  | 58.5% | Tech/Econ | 5.754% | 273.9724 | 0 | 0.12786
Tech | Retail | Space Heating | Packaged central unit | TRC | New | NN4075 | Programmable Thermostat | Programmable Thermostat | NonEquip | 11 |  | 0% | Tech/Econ | 3.6% | 0 | 0 | 0
Tech | Retail | Space Heating | Packaged central unit | TRC | New | NN4023 | Low U-Value Windows | Low U-Value Windows | NonEquip | 20 |  | 12.54% | Tech/Econ | 10% | 117.6713 | 0 | 0.00048905
Tech | Retail | Space Heating | Packaged central unit | TRC | New | NN3945 | Infiltration Reduction - Air Sealing | Infiltration Reduction - Air Sealing | NonEquip | 11 |  | 0% | Tech/Econ | 2.117% | 0 | 0 | 0
Tech | Retail | Space Heating | Packaged central unit | TRC | New | NN3867 | Hotel Card Energy Control Systems | Hotel Card Energy Control Systems | NonEquip | 15 |  | 0% | Tech/Econ | 0% | 0 | 0 | 0
Tech | Retail | Space Heating | Packaged central unit | TRC | New | NN3789 | Green Roof | Green Roof | NonEquip | 15 |  | 0.294% | Tech/Econ | 8.891% | 2.4218 | 0 | 0
Tech | Retail | Space Heating | Packaged central unit | TRC | New | NN3737 | Floor Insulation | Floor Insulation | NonEquip | 20 |  | 29.92% | Tech/Econ | 3.019% | 0 | 0 | 0
Tech | Retail | Space Heating | Packaged central unit | TRC | New | NN3659 | Facility Energy Management System | Facility Energy Management System | NonEquip | 15 |  | 4.276% | Tech/Econ | 20% | 83.5576 | 0 | 0.010026
Tech | Retail | Space Heating | Packaged central unit | TRC | New | NN3581 | ECM Motors on Furnaces | ECM Motors on Furnaces | NonEquip | 15 | Forced air furnace | 0% | Tech/Econ | 1.706% | 0 | 0 | 0
Tech | Retail | Space Heating | Packaged central unit | TRC | New | NN3555 | Duct Sealing Repair | Duct Sealing Repair | NonEquip | 15 |  | 0% | Tech/Econ | 12% | 0 | 0 | 0
Tech | Retail | Space Heating | Packaged central unit | TRC | New | NN3503 | Duct Insulation | Duct Insulation | NonEquip | 15 |  | 0% | Tech/Econ | 2.045% | 0 | 0 | 0
Tech | Retail | Space Heating | Packaged central unit | TRC | New | NN3451 | Destratification Fans | Destratification Fans | NonEquip | 10 |  | 0% | Tech/Econ | 13.89% | 0 | 0 | 0
Tech | Retail | Space Heating | Packaged central unit | TRC | New | NN3399 | Dedicated Outdoor Air System on VRF unit | Dedicated Outdoor Air System on VRF unit | NonEquip | 15 | Residential/split system heat pump | 0% | Tech/Econ | 10% | 0 | 0 | 0
Tech | Retail | Space Heating | Packaged central unit | TRC | New | NN3347 | Cool Roof | Cool Roof | NonEquip | 15 |  | 72.51% | Tech/Econ | 0.4502% | 0 | 0 | 0
Tech | Retail | Space Heating | Packaged central unit | TRC | New | NN3243 | Ceiling Insulation(R30 to R38) | Ceiling Insulation(R30 to R38) | NonEquip | 20 |  | 0% | Tech/Econ | 1.163% | 0 | 0 | 0
Tech | Retail | Space Heating | Packaged central unit | TRC | New | NN3191 | Ceiling Insulation(R2 to R38) | Ceiling Insulation(R2 to R38) | NonEquip | 20 |  | 0% | Tech/Econ | 78.49% | 0 | 0 | 0
Tech | Retail | Space Heating | Packaged central unit | TRC | New | NN3139 | Ceiling Insulation(R19 to R38) | Ceiling Insulation(R19 to R38) | NonEquip | 20 |  | 0% | Tech/Econ | 4.361% | 0 | 0 | 0
Tech | Retail | Space Heating | Packaged central unit | TRC | New | NN3087 | Ceiling Insulation(R12 to R38) | Ceiling Insulation(R12 to R38) | NonEquip | 20 |  | 0% | Tech/Econ | 9.448% | 0 | 0 | 0
Tech | Retail | Space Heating | Packaged central unit | TRC | New | NN3009 | Air Curtains | Air Curtains | NonEquip | 8 |  | 28.37% | Tech/Econ | 0.9466% | 0 | 0 | 0
Tech | Retail | Space Heating | Packaged central unit | TRC | Existing | NE5336 | Retro-Commissioning | Retro-Commissioning | NonEquip | 5 |  | 21.99% | Tech/Econ | 16% | 28377.1093 | 0 | 16.976
Tech | Retail | Space Heating | Packaged central unit | TRC | Existing | NE5128 | ENERGY STAR certified buildings program | ENERGY STAR certified buildings program | NonEquip | 20 |  | 0% | Tech/Econ | 35% | 0 | 0 | 0
Tech | Retail | Space Heating | Packaged central unit | TRC | Existing | NE4322 | Water Cooled Refrigeration Heat Recovery | Water Cooled Refrigeration Heat Recovery | NonEquip | 20 |  | 0% | Tech/Econ | 10% | 0 | 0 | 0
Tech | Retail | Space Heating | Packaged central unit | TRC | Existing | NE4270 | Warehouse Loading Dock Seals | Warehouse Loading Dock Seals | NonEquip | 18 |  | 0% | Tech/Econ | 4.672% | 0 | 0 | 0
Tech | Retail | Space Heating | Packaged central unit | TRC | Existing | NE4244 | Wall Insulation | Wall Insulation | NonEquip | 20 |  | 15.96% | Tech/Econ | 7.052% | 9490.4102 | 0 | 4.4292
Tech | Retail | Space Heating | Packaged central unit | TRC | Existing | NE4166 | Smart Thermostat | Smart Thermostat | NonEquip | 11 |  | 31.48% | Tech/Econ | 10% | 27403.8396 | 0 | -0.019271
Tech | Retail | Space Heating | Packaged central unit | TRC | Existing | NE4088 | Roof Insulation | Roof Insulation | NonEquip | 20 |  | 58.5% | Tech/Econ | 12.7% | 72514.8114 | 0 | 33.8428
Tech | Retail | Space Heating | Packaged central unit | TRC | Existing | NE4062 | Programmable Thermostat | Programmable Thermostat | NonEquip | 11 |  | 0% | Tech/Econ | 3.6% | 0 | 0 | 0
Tech | Retail | Space Heating | Packaged central unit | TRC | Existing | NE4010 | Low U-Value Windows | Low U-Value Windows | NonEquip | 20 |  | 5.017% | Tech/Econ | 46% | 23262.0211 | 0 | 0.096679
Tech | Retail | Space Heating | Packaged central unit | TRC | Existing | NE3932 | Infiltration Reduction - Air Sealing | Infiltration Reduction - Air Sealing | NonEquip | 11 |  | 44.79% | Tech/Econ | 2.336% | 8141.7718 | 0 | 5.3478
Tech | Retail | Space Heating | Packaged central unit | TRC | Existing | NE3854 | Hotel Card Energy Control Systems | Hotel Card Energy Control Systems | NonEquip | 15 |  | 0% | Tech/Econ | 0% | 0 | 0 | 0
Tech | Retail | Space Heating | Packaged central unit | TRC | Existing | NE3776 | Green Roof | Green Roof | NonEquip | 15 |  | 0.0588% | Tech/Econ | 9.811% | 48.6456 | 0 | 0
Tech | Retail | Space Heating | Packaged central unit | TRC | Existing | NE3724 | Floor Insulation | Floor Insulation | NonEquip | 20 |  | 11.97% | Tech/Econ | 3.331% | 3323.9344 | 0 | 1.5513
Tech | Retail | Space Heating | Packaged central unit | TRC | Existing | NE3646 | Facility Energy Management System | Facility Energy Management System | NonEquip | 15 |  | 4.3% | Tech/Econ | 20% | 8469.0169 | 0 | 1.0162
Tech | Retail | Space Heating | Packaged central unit | TRC | Existing | NE3568 | ECM Motors on Furnaces | ECM Motors on Furnaces | NonEquip | 15 | Forced air furnace | 0% | Tech/Econ | 1.706% | 0 | 0 | 0
Tech | Retail | Space Heating | Packaged central unit | TRC | Existing | NE3542 | Duct Sealing Repair | Duct Sealing Repair | NonEquip | 15 |  | 30.55% | Tech/Econ | 12% | 33134.8294 | 0 | 23.1213
Tech | Retail | Space Heating | Packaged central unit | TRC | Existing | NE3490 | Duct Insulation | Duct Insulation | NonEquip | 15 |  | 30.55% | Tech/Econ | 2.045% | 4811.8575 | 0 | 2.8094
Tech | Retail | Space Heating | Packaged central unit | TRC | Existing | NE3438 | Destratification Fans | Destratification Fans | NonEquip | 10 |  | 0% | Tech/Econ | 13.89% | 0 | 0 | 0
Tech | Retail | Space Heating | Packaged central unit | TRC | Existing | NE3386 | Dedicated Outdoor Air System on VRF unit | Dedicated Outdoor Air System on VRF unit | NonEquip | 15 | Residential/split system heat pump | 0% | Tech/Econ | 10% | 0 | 0 | 0
Tech | Retail | Space Heating | Packaged central unit | TRC | Existing | NE3334 | Cool Roof | Cool Roof | NonEquip | 15 |  | 72.75% | Tech/Econ | 0.4968% | 2756.8662 | 0 | 0
Tech | Retail | Space Heating | Packaged central unit | TRC | Existing | NE3230 | Ceiling Insulation(R30 to R38) | Ceiling Insulation(R30 to R38) | NonEquip | 20 |  | 0% | Tech/Econ | 1.283% | 0 | 0 | 0
Tech | Retail | Space Heating | Packaged central unit | TRC | Existing | NE3178 | Ceiling Insulation(R2 to R38) | Ceiling Insulation(R2 to R38) | NonEquip | 20 |  | 0% | Tech/Econ | 86.61% | 0 | 0 | 0
Tech | Retail | Space Heating | Packaged central unit | TRC | Existing | NE3126 | Ceiling Insulation(R19 to R38) | Ceiling Insulation(R19 to R38) | NonEquip | 20 |  | 0% | Tech/Econ | 4.812% | 0 | 0 | 0
Tech | Retail | Space Heating | Packaged central unit | TRC | Existing | NE3074 | Ceiling Insulation(R12 to R38) | Ceiling Insulation(R12 to R38) | NonEquip | 20 |  | 0% | Tech/Econ | 10.43% | 0 | 0 | 0
Tech | Retail | Space Heating | Packaged central unit | TRC | Existing | NE2996 | Air Curtains | Air Curtains | NonEquip | 8 |  | 33.45% | Tech/Econ | 0.9466% | 2422.867 | 0 | 0.096475
Tech | Retail | Space Heating | Packaged central unit | TRC | Turnover | ET1221 | High Efficiency DX 135k- less than 240k BTU | High Efficiency DX 135k- less than 240k BTU | Equip | 15 | Packaged central unit | 94.56% | Tech/Econ | 3.03% | 23794.1906 | 0 | 0
Tech | Retail | Space Heating | Packaged central unit | TRC | New | EN1247 | High Efficiency DX 135k- less than 240k BTU | High Efficiency DX 135k- less than 240k BTU | Equip | 15 | Packaged central unit | 94.56% | Tech/Econ | 3.03% | 257.5576 | 0 | 0
Tech | Retail | Space Cooling | Packaged air conditioning units (RTUs) | TRC | New | NN5375 | Retro-Commissioning | Retro-Commissioning | NonEquip | 5 |  | 0% | Tech/Econ | 16% | 0 | 0 | 0
Tech | Retail | Space Cooling | Packaged air conditioning units (RTUs) | TRC | New | NN5167 | ENERGY STAR certified buildings program | ENERGY STAR certified buildings program | NonEquip | 20 |  | 0% | Tech/Econ | 35% | 0 | 0 | 0
Tech | Retail | Space Cooling | Packaged air conditioning units (RTUs) | TRC | New | NN4387 | Window Sun Protection | Window Sun Protection | NonEquip | 10 |  | 15.35% | Tech/Econ | 16% | 2113.9959 | 0.65823 | -0.037085
Tech | Retail | Space Cooling | Packaged air conditioning units (RTUs) | TRC | New | NN4361 | Waterside Economizer | Waterside Economizer | NonEquip | 20 |  | 0% | Tech/Econ | 5.556% | 0 | 0 | 0
Tech | Retail | Space Cooling | Packaged air conditioning units (RTUs) | TRC | New | NN4153 | Smart Thermostat | Smart Thermostat | NonEquip | 11 |  | 31.48% | Tech/Econ | 10% | 2126.3585 | 0.78799 | 0
Tech | Retail | Space Cooling | Packaged air conditioning units (RTUs) | TRC | New | NN4127 | Roof Insulation | Roof Insulation | NonEquip | 20 |  | 58.5% | Tech/Econ | 1.603% | 0 | 0 | 0
Tech | Retail | Space Cooling | Packaged air conditioning units (RTUs) | TRC | New | NN4049 | Programmable Thermostat | Programmable Thermostat | NonEquip | 11 |  | 0% | Tech/Econ | 3.6% | 0 | 0 | 0
Tech | Retail | Space Cooling | Packaged air conditioning units (RTUs) | TRC | New | NN3997 | Low U-Value Windows | Low U-Value Windows | NonEquip | 20 |  | 12.54% | Tech/Econ | 10% | 0 | 0 | 0
Tech | Retail | Space Cooling | Packaged air conditioning units (RTUs) | TRC | New | NN3919 | HVAC tune-up_RTU | HVAC tune-up_RTU | NonEquip | 5 | Packaged air conditioning units (RTUs) | 0% | Tech/Econ | 5% | 0 | 0 | 0
Tech | Retail | Space Cooling | Packaged air conditioning units (RTUs) | TRC | New | NN3893 | HVAC tune-up | HVAC tune-up | NonEquip | 5 | Residential-type central air conditioners | 0% | Tech/Econ | 5% | 0 | 0 | 0
Tech | Retail | Space Cooling | Packaged air conditioning units (RTUs) | TRC | New | NN3815 | Green Roof | Green Roof | NonEquip | 15 |  | 0.294% | Tech/Econ | 1.858% | 0 | 0 | 0
Tech | Retail | Space Cooling | Packaged air conditioning units (RTUs) | TRC | New | NN3685 | Facility Energy Management System | Facility Energy Management System | NonEquip | 15 |  | 4.276% | Tech/Econ | 20% | 811.9606 | 0.21189 | 0
Tech | Retail | Space Cooling | Packaged air conditioning units (RTUs) | TRC | New | NN3633 | Facility Commissioning | Facility Commissioning | NonEquip | 10 |  | 53.41% | Tech/Econ | 16% | 8043.6706 | 1.4083 | 0.03213
Tech | Retail | Space Cooling | Packaged air conditioning units (RTUs) | TRC | New | NN3607 | Energy Recovery Ventilation System (ERV) | Energy Recovery Ventilation System (ERV) | NonEquip | 15 | Packaged air conditioning units (RTUs) | 48.99% | Tech/Econ | 12.48% | 5134.3103 | 7.5283 | 1.459
Tech | Retail | Space Cooling | Packaged air conditioning units (RTUs) | TRC | New | NN3529 | Duct Sealing Repair | Duct Sealing Repair | NonEquip | 15 |  | 0% | Tech/Econ | 12% | 0 | 0 | 0
Tech | Retail | Space Cooling | Packaged air conditioning units (RTUs) | TRC | New | NN3477 | Duct Insulation | Duct Insulation | NonEquip | 15 |  | 0% | Tech/Econ | 2.045% | 0 | 0 | 0
Tech | Retail | Space Cooling | Packaged air conditioning units (RTUs) | TRC | New | NN3425 | Dedicated Outdoor Air System on VRF unit | Dedicated Outdoor Air System on VRF unit | NonEquip | 15 | Residential-type central air conditioners | 0% | Tech/Econ | 17.5% | 0 | 0 | 0
Tech | Retail | Space Cooling | Packaged air conditioning units (RTUs) | TRC | New | NN3373 | Cool Roof | Cool Roof | NonEquip | 15 |  | 72.51% | Tech/Econ | 3.439% | 0 | 0 | 0
Tech | Retail | Space Cooling | Packaged air conditioning units (RTUs) | TRC | New | NN3321 | Chilled Water System - Variable Speed Drives | Chilled Water System - Variable Speed Drives | NonEquip | 13 | Central chillers inside | 0% | Tech/Econ | 24.74% | 0 | 0 | 0
Tech | Retail | Space Cooling | Packaged air conditioning units (RTUs) | TRC | New | NN3295 | Chilled Water Controls Optimization | Chilled Water Controls Optimization | NonEquip | 10 | Central chillers inside | 0% | Tech/Econ | 12.5% | 0 | 0 | 0
Tech | Retail | Space Cooling | Packaged air conditioning units (RTUs) | TRC | New | NN3217 | Ceiling Insulation(R2 to R38) | Ceiling Insulation(R2 to R38) | NonEquip | 20 |  | 0% | Tech/Econ | 21.87% | 0 | 0 | 0
Tech | Retail | Space Cooling | Packaged air conditioning units (RTUs) | TRC | New | NN3165 | Ceiling Insulation(R19 to R38) | Ceiling Insulation(R19 to R38) | NonEquip | 20 |  | 0% | Tech/Econ | 1.215% | 0 | 0 | 0
Tech | Retail | Space Cooling | Packaged air conditioning units (RTUs) | TRC | New | NN3113 | Ceiling Insulation(R12 to R38) | Ceiling Insulation(R12 to R38) | NonEquip | 20 |  | 0% | Tech/Econ | 2.633% | 0 | 0 | 0
Tech | Retail | Space Cooling | Packaged air conditioning units (RTUs) | TRC | New | NN3061 | Airside Economizer | Airside Economizer | NonEquip | 10 | Packaged air conditioning units (RTUs) | 4.552% | Tech/Econ | 5.556% | 194.0236 | -0.035308 | 0.00024183
Tech | Retail | Space Cooling | Packaged air conditioning units (RTUs) | TRC | Existing | NE5362 | Retro-Commissioning | Retro-Commissioning | NonEquip | 5 |  | 21.99% | Tech/Econ | 16% | 270990.9232 | 83.6675 | 0
Tech | Retail | Space Cooling | Packaged air conditioning units (RTUs) | TRC | Existing | NE5154 | ENERGY STAR certified buildings program | ENERGY STAR certified buildings program | NonEquip | 20 |  | 0% | Tech/Econ | 35% | 0 | 0 | 0
Tech | Retail | Space Cooling | Packaged air conditioning units (RTUs) | TRC | Existing | NE4374 | Window Sun Protection | Window Sun Protection | NonEquip | 10 |  | 7.316% | Tech/Econ | 16% | 111051.5095 | 34.578 | -1.9481
Tech | Retail | Space Cooling | Packaged air conditioning units (RTUs) | TRC | Existing | NE4348 | Waterside Economizer | Waterside Economizer | NonEquip | 20 |  | 0% | Tech/Econ | 5.556% | 0 | 0 | 0
Tech | Retail | Space Cooling | Packaged air conditioning units (RTUs) | TRC | Existing | NE4296 | Warehouse Loading Dock Seals | Warehouse Loading Dock Seals | NonEquip | 18 |  | 0% | Tech/Econ | 1.18% | 0 | 0 | 0
Tech | Retail | Space Cooling | Packaged air conditioning units (RTUs) | TRC | Existing | NE4218 | Wall Insulation | Wall Insulation | NonEquip | 20 |  | 15.96% | Tech/Econ | 12.2% | 171363.2654 | 34.9702 | 0
Tech | Retail | Space Cooling | Packaged air conditioning units (RTUs) | TRC | Existing | NE4140 | Smart Thermostat | Smart Thermostat | NonEquip | 11 |  | 31.48% | Tech/Econ | 10% | 261714.768 | 96.9862 | 0
Tech | Retail | Space Cooling | Packaged air conditioning units (RTUs) | TRC | Existing | NE4114 | Roof Insulation | Roof Insulation | NonEquip | 20 |  | 58.5% | Tech/Econ | 3.207% | 135912.0766 | 27.7357 | 0
Tech | Retail | Space Cooling | Packaged air conditioning units (RTUs) | TRC | Existing | NE4036 | Programmable Thermostat | Programmable Thermostat | NonEquip | 11 |  | 0% | Tech/Econ | 3.6% | 0 | 0 | 0
Tech | Retail | Space Cooling | Packaged air conditioning units (RTUs) | TRC | Existing | NE3984 | Low U-Value Windows | Low U-Value Windows | NonEquip | 20 |  | 5.017% | Tech/Econ | 46% | 226045.8439 | 84.0219 | 0
Tech | Retail | Space Cooling | Packaged air conditioning units (RTUs) | TRC | Existing | NE3906 | HVAC tune-up_RTU | HVAC tune-up_RTU | NonEquip | 5 | Packaged air conditioning units (RTUs) | 0% | Tech/Econ | 5% | 0 | 0 | 0
Tech | Retail | Space Cooling | Packaged air conditioning units (RTUs) | TRC | Existing | NE3880 | HVAC tune-up | HVAC tune-up | NonEquip | 5 | Residential-type central air conditioners | 0% | Tech/Econ | 5% | 0 | 0 | 0
Tech | Retail | Space Cooling | Packaged air conditioning units (RTUs) | TRC | Existing | NE3802 | Green Roof | Green Roof | NonEquip | 15 |  | 0.0588% | Tech/Econ | 1.858% | 77.2038 | 0.032798 | 0
Tech | Retail | Space Cooling | Packaged air conditioning units (RTUs) | TRC | Existing | NE3672 | Facility Energy Management System | Facility Energy Management System | NonEquip | 15 |  | 4.3% | Tech/Econ | 20% | 82296.6358 | 21.4761 | 0
Tech | Retail | Space Cooling | Packaged air conditioning units (RTUs) | TRC | Existing | NE3594 | Energy Recovery Ventilation System (ERV) | Energy Recovery Ventilation System (ERV) | NonEquip | 15 | Packaged air conditioning units (RTUs) | 48.99% | Tech/Econ | 12.48% | 573240.6321 | 840.5264 | 162.8914
Tech | Retail | Space Cooling | Packaged air conditioning units (RTUs) | TRC | Existing | NE3516 | Duct Sealing Repair | Duct Sealing Repair | NonEquip | 15 |  | 30.55% | Tech/Econ | 12% | 316447.4118 | 62.3469 | 0
Tech | Retail | Space Cooling | Packaged air conditioning units (RTUs) | TRC | Existing | NE3464 | Duct Insulation | Duct Insulation | NonEquip | 15 |  | 30.55% | Tech/Econ | 2.045% | 44426.3734 | 12.0691 | 0
Tech | Retail | Space Cooling | Packaged air conditioning units (RTUs) | TRC | Existing | NE3412 | Dedicated Outdoor Air System on VRF unit | Dedicated Outdoor Air System on VRF unit | NonEquip | 15 | Residential-type central air conditioners | 0% | Tech/Econ | 17.5% | 0 | 0 | 0
Tech | Retail | Space Cooling | Packaged air conditioning units (RTUs) | TRC | Existing | NE3360 | Cool Roof | Cool Roof | NonEquip | 15 |  | 72.75% | Tech/Econ | 3.439% | 185899.3388 | 78.9737 | 0
Tech | Retail | Space Cooling | Packaged air conditioning units (RTUs) | TRC | Existing | NE3308 | Chilled Water System - Variable Speed Drives | Chilled Water System - Variable Speed Drives | NonEquip | 13 | Central chillers inside | 0% | Tech/Econ | 24.74% | 0 | 0 | 0
Tech | Retail | Space Cooling | Packaged air conditioning units (RTUs) | TRC | Existing | NE3282 | Chilled Water Controls Optimization | Chilled Water Controls Optimization | NonEquip | 10 | Central chillers inside | 0% | Tech/Econ | 12.5% | 0 | 0 | 0
Tech | Retail | Space Cooling | Packaged air conditioning units (RTUs) | TRC | Existing | NE3204 | Ceiling Insulation(R2 to R38) | Ceiling Insulation(R2 to R38) | NonEquip | 20 |  | 0% | Tech/Econ | 21.87% | 0 | 0 | 0
Tech | Retail | Space Cooling | Packaged air conditioning units (RTUs) | TRC | Existing | NE3152 | Ceiling Insulation(R19 to R38) | Ceiling Insulation(R19 to R38) | NonEquip | 20 |  | 0% | Tech/Econ | 1.215% | 0 | 0 | 0
Tech | Retail | Space Cooling | Packaged air conditioning units (RTUs) | TRC | Existing | NE3100 | Ceiling Insulation(R12 to R38) | Ceiling Insulation(R12 to R38) | NonEquip | 20 |  | 0% | Tech/Econ | 2.633% | 0 | 0 | 0
Tech | Retail | Space Cooling | Packaged air conditioning units (RTUs) | TRC | Existing | NE3048 | Airside Economizer | Airside Economizer | NonEquip | 10 | Packaged air conditioning units (RTUs) | 4.552% | Tech/Econ | 5.556% | 20367.3091 | -3.7064 | 0.025385
Tech | Retail | Space Cooling | Packaged air conditioning units (RTUs) | TRC | Turnover | ET1182 | High Efficiency DX 135k- less than 240k BTU | High Efficiency DX 135k- less than 240k BTU | Equip | 15 | Packaged air conditioning units (RTUs) | 94.56% | Tech/Econ | 4.348% | 330255.544 | 136.5653 | 0
Tech | Retail | Space Cooling | Packaged air conditioning units (RTUs) | TRC | New | EN1208 | High Efficiency DX 135k- less than 240k BTU | High Efficiency DX 135k- less than 240k BTU | Equip | 15 | Packaged air conditioning units (RTUs) | 94.56% | Tech/Econ | 4.348% | 1545.5973 | 0.63913 | 0
Tech | Retail | Interior Lighting | Overhead (fluorescent/LED/CFL U-shape) | TRC | New | NN5271 | Retro-Commissioning | Retro-Commissioning | NonEquip | 5 |  | 0% | Tech/Econ | 16% | 0 | 0 | 0
Tech | Retail | Interior Lighting | Overhead (fluorescent/LED/CFL U-shape) | TRC | New | NN5011 | ENERGY STAR certified buildings program | ENERGY STAR certified buildings program | NonEquip | 20 |  | 0% | Tech/Econ | 35% | 0 | 0 | 0
Tech | Retail | Interior Lighting | Overhead (fluorescent/LED/CFL U-shape) | TRC | New | NN4439 | Interior Lighting Controls | Interior Lighting Controls | NonEquip | 8 | Overhead (fluorescent/LED/CFL U-shape) | 7.543% | Tech/Econ | 28% | 1171.2972 | 0 | 0
Tech | Retail | Interior Lighting | Overhead (fluorescent/LED/CFL U-shape) | TRC | New | NN4413 | Bi-Level Lighting Control (Interior) | Bi-Level Lighting Control (Interior) | NonEquip | 8 | Overhead (fluorescent/LED/CFL U-shape) | 36% | Tech/Econ | 31% | 6966.1234 | 0.086057 | 0
Tech | Retail | Interior Lighting | Overhead (fluorescent/LED/CFL U-shape) | TRC | New | NN3711 | Facility Energy Management System | Facility Energy Management System | NonEquip | 15 |  | 4.276% | Tech/Econ | 24% | 557.0729 | 0.14537 | 0.066841
Tech | Retail | Interior Lighting | Overhead (fluorescent/LED/CFL U-shape) | TRC | Existing | NE5258 | Retro-Commissioning | Retro-Commissioning | NonEquip | 5 |  | 21.99% | Tech/Econ | 16% | 160866.151 | 49.6669 | 96.2346
Tech | Retail | Interior Lighting | Overhead (fluorescent/LED/CFL U-shape) | TRC | Existing | NE4998 | ENERGY STAR certified buildings program | ENERGY STAR certified buildings program | NonEquip | 20 |  | 0% | Tech/Econ | 35% | 0 | 0 | 0
Tech | Retail | Interior Lighting | Overhead (fluorescent/LED/CFL U-shape) | TRC | Existing | NE4426 | Interior Lighting Controls | Interior Lighting Controls | NonEquip | 8 | Overhead (fluorescent/LED/CFL U-shape) | 7.543% | Tech/Econ | 28% | 106194.5807 | 0 | 0
Tech | Retail | Interior Lighting | Overhead (fluorescent/LED/CFL U-shape) | TRC | Existing | NE4400 | Bi-Level Lighting Control (Interior) | Bi-Level Lighting Control (Interior) | NonEquip | 8 | Overhead (fluorescent/LED/CFL U-shape) | 36% | Tech/Econ | 31% | 631577.1383 | 7.8023 | 0
Tech | Retail | Interior Lighting | Overhead (fluorescent/LED/CFL U-shape) | TRC | Existing | NE3698 | Facility Energy Management System | Facility Energy Management System | NonEquip | 15 |  | 4.3% | Tech/Econ | 24% | 47679.4709 | 12.4424 | 5.7209
Tech | Retail | Interior Lighting | Overhead (fluorescent/LED/CFL U-shape) | TRC | Turnover | ET1806 | Premium T8 - Lamp Replacement | Premium T8 - Lamp Replacement | Equip | 8 | Overhead (fluorescent/LED/CFL U-shape) | 0% | Tech/Econ | 12.5% | 0 | 0 | 0
Tech | Retail | Interior Lighting | Overhead (fluorescent/LED/CFL U-shape) | TRC | Turnover | ET1767 | Premium T8 - Fixture Replacement | Premium T8 - Fixture Replacement | Equip | 8 | Overhead (fluorescent/LED/CFL U-shape) | 0% | Tech/Econ | 12.5% | 0 | 0 | 0
Tech | Retail | Interior Lighting | Overhead (fluorescent/LED/CFL U-shape) | TRC | Turnover | ET1728 | LED Linear - Lamp Replacement | LED Linear - Lamp Replacement | Equip | 15 | Overhead (fluorescent/LED/CFL U-shape) | 24.1% | Tech/Econ | 25.43% | 301587.0925 | 72.7502 | 0.012185
Tech | Retail | Interior Lighting | Overhead (fluorescent/LED/CFL U-shape) | TRC | Turnover | ET1689 | LED Linear - Fixture Replacement | LED Linear - Fixture Replacement | Equip | 15 | Overhead (fluorescent/LED/CFL U-shape) | 24.1% | Tech/Econ | 50.28% | 780422.1038 | 190.3221 | 0.010427
Tech | Retail | Interior Lighting | Overhead (fluorescent/LED/CFL U-shape) | TRC | New | EN1832 | Premium T8 - Lamp Replacement | Premium T8 - Lamp Replacement | Equip | 8 | Overhead (fluorescent/LED/CFL U-shape) | 0% | Tech/Econ | 12.5% | 0 | 0 | 0
Tech | Retail | Interior Lighting | Overhead (fluorescent/LED/CFL U-shape) | TRC | New | EN1793 | Premium T8 - Fixture Replacement | Premium T8 - Fixture Replacement | Equip | 8 | Overhead (fluorescent/LED/CFL U-shape) | 0% | Tech/Econ | 12.5% | 0 | 0 | 0
Tech | Retail | Interior Lighting | Overhead (fluorescent/LED/CFL U-shape) | TRC | New | EN1754 | LED Linear - Lamp Replacement | LED Linear - Lamp Replacement | Equip | 15 | Overhead (fluorescent/LED/CFL U-shape) | 0% | Tech/Econ | 25.43% | 0 | 0 | 0
Tech | Retail | Interior Lighting | Overhead (fluorescent/LED/CFL U-shape) | TRC | New | EN1715 | LED Linear - Fixture Replacement | LED Linear - Fixture Replacement | Equip | 15 | Overhead (fluorescent/LED/CFL U-shape) | 0% | Tech/Econ | 50.28% | 0 | 0 | 0
Tech | Retail | Cooking | Oven | TRC | New | NN5089 | ENERGY STAR certified buildings program | ENERGY STAR certified buildings program | NonEquip | 20 |  | 0% | Tech/Econ | 35% | 0 | 0 | 0
Tech | Retail | Cooking | Oven | TRC | Existing | NE5076 | ENERGY STAR certified buildings program | ENERGY STAR certified buildings program | NonEquip | 20 |  | 0% | Tech/Econ | 35% | 0 | 0 | 0
Tech | Retail | Cooking | Oven | TRC | Turnover | ET51 | Energy Star Commercial Oven | Energy Star Commercial Oven | Equip | 12 | Oven | 0% | Tech/Econ | 34.83% | 0 | 0 | 0
Tech | Retail | Cooking | Oven | TRC | New | EN77 | Energy Star Commercial Oven | Energy Star Commercial Oven | Equip | 12 | Oven | 0% | Tech/Econ | 34.83% | 0 | 0 | 0
Tech | Retail | Miscellaneous | Others | TRC | New | NN5453 | Retro-Commissioning | Retro-Commissioning | NonEquip | 5 |  | 0% | Tech/Econ | 16% | 0 | 0 | 0
Tech | Retail | Miscellaneous | Others | TRC | New | NN5245 | ENERGY STAR certified buildings program | ENERGY STAR certified buildings program | NonEquip | 20 |  | 0% | Tech/Econ | 35% | 0 | 0 | 0
Tech | Retail | Miscellaneous | Others | TRC | New | NN4543 | VSD Controlled Compressor | VSD Controlled Compressor | NonEquip | 15 | Others | 36.99% | Tech/Econ | 20.79% | 1444.3147 | 0.21778 | 0.10193
Tech | Retail | Miscellaneous | Others | TRC | New | NN4517 | Regenerative Drive Elevator Motor | Regenerative Drive Elevator Motor | NonEquip | 13 | Elevators/Escalators | 0% | Tech/Econ | 6.211% | 0 | 0 | 0
Tech | Retail | Miscellaneous | Others | TRC | New | NN4491 | Engine Block Timer | Engine Block Timer | NonEquip | 5 | Others | 0% | Tech/Econ | 36% | 0 | 0 | 0
Tech | Retail | Miscellaneous | Others | TRC | New | NN4465 | Efficient Motor Belts | Efficient Motor Belts | NonEquip | 10 | Others | 4.977% | Tech/Econ | 1.105% | 9.3011 | 0.0012751 | 0.00031484
Tech | Retail | Miscellaneous | Others | TRC | Existing | NE5440 | Retro-Commissioning | Retro-Commissioning | NonEquip | 5 |  | 21.99% | Tech/Econ | 16% | 65479.727 | 20.2166 | 39.1718
Tech | Retail | Miscellaneous | Others | TRC | Existing | NE5232 | ENERGY STAR certified buildings program | ENERGY STAR certified buildings program | NonEquip | 20 |  | 0% | Tech/Econ | 35% | 0 | 0 | 0
Tech | Retail | Miscellaneous | Others | TRC | Existing | NE4530 | VSD Controlled Compressor | VSD Controlled Compressor | NonEquip | 15 | Others | 7.399% | Tech/Econ | 20.79% | 29801.0271 | 4.4935 | 2.1032
Tech | Retail | Miscellaneous | Others | TRC | Existing | NE4504 | Regenerative Drive Elevator Motor | Regenerative Drive Elevator Motor | NonEquip | 13 | Elevators/Escalators | 0% | Tech/Econ | 6.211% | 0 | 0 | 0
Tech | Retail | Miscellaneous | Others | TRC | Existing | NE4478 | Engine Block Timer | Engine Block Timer | NonEquip | 5 | Others | 0% | Tech/Econ | 36% | 0 | 0 | 0
Tech | Retail | Miscellaneous | Others | TRC | Existing | NE4452 | Efficient Motor Belts | Efficient Motor Belts | NonEquip | 10 | Others | 1.244% | Tech/Econ | 1.105% | 246.8765 | 0.033843 | 0.0083568
Tech | Retail | Miscellaneous | Others | TRC | Turnover | ET1923 | ENERGY STAR Water Cooler | ENERGY STAR Water Cooler | Equip | 10 | Others | 0% | Tech/Econ | 68.49% | 0 | 0 | 0
Tech | Retail | Miscellaneous | Others | TRC | Turnover | ET1884 | ENERGY STAR Commercial Clothes Washer | ENERGY STAR Commercial Clothes Washer | Equip | 7 | Others | 0% | Tech/Econ | 27.27% | 0 | 0 | 0
Tech | Retail | Miscellaneous | Others | TRC | Turnover | ET1845 | Efficient Battery Charger | Efficient Battery Charger | Equip | 7 | Others | 17.92% | Tech/Econ | 13.68% | 46751.6662 | 25.6174 | 0
Tech | Retail | Miscellaneous | Others | TRC | New | EN1949 | ENERGY STAR Water Cooler | ENERGY STAR Water Cooler | Equip | 10 | Others | 0% | Tech/Econ | 68.49% | 0 | 0 | 0
Tech | Retail | Miscellaneous | Others | TRC | New | EN1910 | ENERGY STAR Commercial Clothes Washer | ENERGY STAR Commercial Clothes Washer | Equip | 7 | Others | 0% | Tech/Econ | 27.27% | 0 | 0 | 0
Tech | Retail | Miscellaneous | Others | TRC | New | EN1871 | Efficient Battery Charger | Efficient Battery Charger | Equip | 7 | Others | 17.92% | Tech/Econ | 13.68% | 424.8526 | 0.2328 | 0
Tech | Retail | Office Equipment | Other office | TRC | New | NN5063 | ENERGY STAR certified buildings program | ENERGY STAR certified buildings program | NonEquip | 20 |  | 0% | Tech/Econ | 35% | 0 | 0 | 0
Tech | Retail | Office Equipment | Other office | TRC | New | NN4595 | Smart Strip Plug Outlet | Smart Strip Plug Outlet | NonEquip | 4 |  | 43.9% | Tech/Econ | 1.187% | 66.6547 | 0.0099112 | 0.0068881
Tech | Retail | Office Equipment | Other office | TRC | New | NN4569 | Network PC Power Management | Network PC Power Management | NonEquip | 5 | Computers | 0% | Tech/Econ | 56.5% | 0 | 0 | 0
Tech | Retail | Office Equipment | Other office | TRC | Existing | NE5050 | ENERGY STAR certified buildings program | ENERGY STAR certified buildings program | NonEquip | 20 |  | 0% | Tech/Econ | 35% | 0 | 0 | 0
Tech | Retail | Office Equipment | Other office | TRC | Existing | NE4582 | Smart Strip Plug Outlet | Smart Strip Plug Outlet | NonEquip | 4 |  | 43.9% | Tech/Econ | 1.187% | 6876.5461 | 1.0225 | 0.71062
Tech | Retail | Office Equipment | Other office | TRC | Existing | NE4556 | Network PC Power Management | Network PC Power Management | NonEquip | 5 | Computers | 0% | Tech/Econ | 56.5% | 0 | 0 | 0
Tech | Retail | Office Equipment | Other office | TRC | Turnover | ET2268 | Energy Star Uninterruptable Power Supply | Energy Star Uninterruptable Power Supply | Equip | 10 | Other office | 0% | Tech/Econ | 1.878% | 0 | 0 | 0
Tech | Retail | Office Equipment | Other office | TRC | New | EN2294 | Energy Star Uninterruptable Power Supply | Energy Star Uninterruptable Power Supply | Equip | 10 | Other office | 0% | Tech/Econ | 1.878% | 0 | 0 | 0
Tech | Retail | Ventilation and Circulation | Motor/Fan | TRC | New | NN5401 | Retro-Commissioning | Retro-Commissioning | NonEquip | 5 |  | 0% | Tech/Econ | 16% | 0 | 0 | 0
Tech | Retail | Ventilation and Circulation | Motor/Fan | TRC | New | NN5193 | ENERGY STAR certified buildings program | ENERGY STAR certified buildings program | NonEquip | 20 |  | 0% | Tech/Econ | 35% | 0 | 0 | 0
Tech | Retail | Ventilation and Circulation | Motor/Fan | TRC | New | NN4985 | VAV System | VAV System | NonEquip | 10 |  | 0% | Tech/Econ | 30% | 0 | 0 | 0
Tech | Retail | Ventilation and Circulation | Motor/Fan | TRC | New | NN4959 | Demand Controlled Ventilation | Demand Controlled Ventilation | NonEquip | 10 |  | 23.39% | Tech/Econ | 50% | 19.9211 | 0.0020741 | 0.011677
Tech | Retail | Ventilation and Circulation | Motor/Fan | TRC | New | NN4933 | CO Sensors for Parking Garage Exhaust | CO Sensors for Parking Garage Exhaust | NonEquip | 15 | Motor/Fan | 59.72% | Tech/Econ | 33% | 29.643 | 0.0011932 | 0.0011932
Tech | Retail | Ventilation and Circulation | Motor/Fan | TRC | Existing | NE5388 | Retro-Commissioning | Retro-Commissioning | NonEquip | 5 |  | 21.99% | Tech/Econ | 16% | 431.6247 | 0.13326 | 0.25821
Tech | Retail | Ventilation and Circulation | Motor/Fan | TRC | Existing | NE5180 | ENERGY STAR certified buildings program | ENERGY STAR certified buildings program | NonEquip | 20 |  | 0% | Tech/Econ | 35% | 0 | 0 | 0
Tech | Retail | Ventilation and Circulation | Motor/Fan | TRC | Existing | NE4972 | VAV System | VAV System | NonEquip | 10 |  | 0% | Tech/Econ | 30% | 0 | 0 | 0
Tech | Retail | Ventilation and Circulation | Motor/Fan | TRC | Existing | NE4946 | Demand Controlled Ventilation | Demand Controlled Ventilation | NonEquip | 10 |  | 23.39% | Tech/Econ | 50% | 2055.1974 | 0.21398 | 1.2047
Tech | Retail | Ventilation and Circulation | Motor/Fan | TRC | Existing | NE4920 | CO Sensors for Parking Garage Exhaust | CO Sensors for Parking Garage Exhaust | NonEquip | 15 | Motor/Fan | 59.72% | Tech/Econ | 33% | 3058.1692 | 0.1231 | 0.1231
Tech | Retail | Ventilation and Circulation | Motor/Fan | TRC | Turnover | ET2697 | High Speed Fans | High Speed Fans | Equip | 7 | Motor/Fan | 11.03% | Tech/Econ | 10.99% | 150.9989 | 0.021016 | 0.0019253
Tech | Retail | Ventilation and Circulation | Motor/Fan | TRC | Turnover | ET2658 | 10HP Open Drip-Proof(ODP) Motor | 10HP Open Drip-Proof(ODP) Motor | Equip | 15 | Motor/Fan | 29.73% | Tech/Econ | 1.079% | 39.4707 | 0.0054109 | 0.0013361
Tech | Retail | Ventilation and Circulation | Motor/Fan | TRC | New | EN2723 | High Speed Fans | High Speed Fans | Equip | 7 | Motor/Fan | 11.03% | Tech/Econ | 10.99% | 1.4636 | 0.00020371 | 1.8662e-05
Tech | Retail | Ventilation and Circulation | Motor/Fan | TRC | New | EN2684 | 10HP Open Drip-Proof(ODP) Motor | 10HP Open Drip-Proof(ODP) Motor | Equip | 15 | Motor/Fan | 37.16% | Tech/Econ | 1.079% | 0.37634 | 5.1591e-05 | 1.2739e-05
Tech | Retail | Miscellaneous | Medical equipment | TRC | New | NN5453 | Retro-Commissioning | Retro-Commissioning | NonEquip | 5 |  | 0% | Tech/Econ | 16% | 0 | 0 | 0
Tech | Retail | Miscellaneous | Medical equipment | TRC | New | NN5245 | ENERGY STAR certified buildings program | ENERGY STAR certified buildings program | NonEquip | 20 |  | 0% | Tech/Econ | 35% | 0 | 0 | 0
Tech | Retail | Miscellaneous | Medical equipment | TRC | New | NN4543 | VSD Controlled Compressor | VSD Controlled Compressor | NonEquip | 15 | Others | 0% | Tech/Econ | 20.79% | 0 | 0 | 0
Tech | Retail | Miscellaneous | Medical equipment | TRC | New | NN4517 | Regenerative Drive Elevator Motor | Regenerative Drive Elevator Motor | NonEquip | 13 | Elevators/Escalators | 0% | Tech/Econ | 6.211% | 0 | 0 | 0
Tech | Retail | Miscellaneous | Medical equipment | TRC | New | NN4491 | Engine Block Timer | Engine Block Timer | NonEquip | 5 | Others | 0% | Tech/Econ | 36% | 0 | 0 | 0
Tech | Retail | Miscellaneous | Medical equipment | TRC | New | NN4465 | Efficient Motor Belts | Efficient Motor Belts | NonEquip | 10 | Others | 0% | Tech/Econ | 1.105% | 0 | 0 | 0
Tech | Retail | Miscellaneous | Medical equipment | TRC | Existing | NE5440 | Retro-Commissioning | Retro-Commissioning | NonEquip | 5 |  | 21.99% | Tech/Econ | 16% | 0 | 0 | 0
Tech | Retail | Miscellaneous | Medical equipment | TRC | Existing | NE5232 | ENERGY STAR certified buildings program | ENERGY STAR certified buildings program | NonEquip | 20 |  | 0% | Tech/Econ | 35% | 0 | 0 | 0
Tech | Retail | Miscellaneous | Medical equipment | TRC | Existing | NE4530 | VSD Controlled Compressor | VSD Controlled Compressor | NonEquip | 15 | Others | 0% | Tech/Econ | 20.79% | 0 | 0 | 0
Tech | Retail | Miscellaneous | Medical equipment | TRC | Existing | NE4504 | Regenerative Drive Elevator Motor | Regenerative Drive Elevator Motor | NonEquip | 13 | Elevators/Escalators | 0% | Tech/Econ | 6.211% | 0 | 0 | 0
Tech | Retail | Miscellaneous | Medical equipment | TRC | Existing | NE4478 | Engine Block Timer | Engine Block Timer | NonEquip | 5 | Others | 0% | Tech/Econ | 36% | 0 | 0 | 0
Tech | Retail | Miscellaneous | Medical equipment | TRC | Existing | NE4452 | Efficient Motor Belts | Efficient Motor Belts | NonEquip | 10 | Others | 0% | Tech/Econ | 1.105% | 0 | 0 | 0
Tech | Retail | Refrigeration | Large cold storage | TRC | New | NN5323 | Retro-Commissioning | Retro-Commissioning | NonEquip | 5 |  | 0% | Tech/Econ | 16% | 0 | 0 | 0
Tech | Retail | Refrigeration | Large cold storage | TRC | New | NN5115 | ENERGY STAR certified buildings program | ENERGY STAR certified buildings program | NonEquip | 20 |  | 0% | Tech/Econ | 35% | 0 | 0 | 0
Tech | Retail | Refrigeration | Large cold storage | TRC | New | NN4907 | Strip Curtains for Walk-ins | Strip Curtains for Walk-ins | NonEquip | 4 | Walk-in cooler | 0% | Tech/Econ | 2.115% | 0 | 0 | 0
Tech | Retail | Refrigeration | Large cold storage | TRC | New | NN4881 | Refrigerated Display Case Lighting Controls | Refrigerated Display Case Lighting Controls | NonEquip | 8 | Display cases | 0% | Tech/Econ | 0.9365% | 0 | 0 | 0
Tech | Retail | Refrigeration | Large cold storage | TRC | New | NN4855 | PSC to ECM Evaporator Fan Motor (Walk-In, Refrigerator) | PSC to ECM Evaporator Fan Motor (Walk-In, Refrigerator) | NonEquip | 15 | Walk-in cooler | 0% | Tech/Econ | 37.5% | 0 | 0 | 0
Tech | Retail | Refrigeration | Large cold storage | TRC | New | NN4829 | PSC to ECM Evaporator Fan Motor (Reach-In) | PSC to ECM Evaporator Fan Motor (Reach-In) | NonEquip | 15 | Display cases | 0% | Tech/Econ | 37.5% | 0 | 0 | 0
Tech | Retail | Refrigeration | Large cold storage | TRC | New | NN4803 | Night Covers for Display Cases | Night Covers for Display Cases | NonEquip | 5 | Display cases | 0% | Tech/Econ | 1.877% | 0 | 0 | 0
Tech | Retail | Refrigeration | Large cold storage | TRC | New | NN4777 | High R-Value Glass Doors | High R-Value Glass Doors | NonEquip | 12 | Display cases | 0% | Tech/Econ | 0% | 0 | 0 | 0
Tech | Retail | Refrigeration | Large cold storage | TRC | New | NN4751 | High Efficiency Refrigeration Compressor | High Efficiency Refrigeration Compressor | NonEquip | 13 | Display cases | 0% | Tech/Econ | 6.922% | 0 | 0 | 0
Tech | Retail | Refrigeration | Large cold storage | TRC | New | NN4725 | Freezer-Cooler Replacement Gaskets | Freezer-Cooler Replacement Gaskets | NonEquip | 4 | Display cases | 0% | Tech/Econ | 0% | 0 | 0 | 0
Tech | Retail | Refrigeration | Large cold storage | TRC | New | NN4699 | Floating Head Pressure Controls | Floating Head Pressure Controls | NonEquip | 15 |  | 0% | Tech/Econ | 6.05% | 0 | 0 | 0
Tech | Retail | Refrigeration | Large cold storage | TRC | New | NN4673 | Demand Defrost | Demand Defrost | NonEquip | 10 | Walk-in cooler | 0% | Tech/Econ | 30% | 0 | 0 | 0
Tech | Retail | Refrigeration | Large cold storage | TRC | New | NN4647 | Automatic Door Closer for Walk-in Coolers and Freezers | Automatic Door Closer for Walk-in Coolers and Freezers | NonEquip | 8 | Walk-in cooler | 0% | Tech/Econ | 3.131% | 0 | 0 | 0
Tech | Retail | Refrigeration | Large cold storage | TRC | New | NN4621 | Anti-Sweat Controls | Anti-Sweat Controls | NonEquip | 8 | Display cases | 0% | Tech/Econ | 85% | 0 | 0 | 0
Tech | Retail | Refrigeration | Large cold storage | TRC | Existing | NE5310 | Retro-Commissioning | Retro-Commissioning | NonEquip | 5 |  | 21.99% | Tech/Econ | 16% | 94.1983 | 0.029083 | 0.056352
Tech | Retail | Refrigeration | Large cold storage | TRC | Existing | NE5102 | ENERGY STAR certified buildings program | ENERGY STAR certified buildings program | NonEquip | 20 |  | 0% | Tech/Econ | 35% | 0 | 0 | 0
Tech | Retail | Refrigeration | Large cold storage | TRC | Existing | NE4894 | Strip Curtains for Walk-ins | Strip Curtains for Walk-ins | NonEquip | 4 | Walk-in cooler | 0% | Tech/Econ | 2.115% | 0 | 0 | 0
Tech | Retail | Refrigeration | Large cold storage | TRC | Existing | NE4868 | Refrigerated Display Case Lighting Controls | Refrigerated Display Case Lighting Controls | NonEquip | 8 | Display cases | 0% | Tech/Econ | 2.524% | 0 | 0 | 0
Tech | Retail | Refrigeration | Large cold storage | TRC | Existing | NE4842 | PSC to ECM Evaporator Fan Motor (Walk-In, Refrigerator) | PSC to ECM Evaporator Fan Motor (Walk-In, Refrigerator) | NonEquip | 15 | Walk-in cooler | 0% | Tech/Econ | 37.5% | 0 | 0 | 0
Tech | Retail | Refrigeration | Large cold storage | TRC | Existing | NE4816 | PSC to ECM Evaporator Fan Motor (Reach-In) | PSC to ECM Evaporator Fan Motor (Reach-In) | NonEquip | 15 | Display cases | 0% | Tech/Econ | 37.5% | 0 | 0 | 0
Tech | Retail | Refrigeration | Large cold storage | TRC | Existing | NE4790 | Night Covers for Display Cases | Night Covers for Display Cases | NonEquip | 5 | Display cases | 0% | Tech/Econ | 1.877% | 0 | 0 | 0
Tech | Retail | Refrigeration | Large cold storage | TRC | Existing | NE4764 | High R-Value Glass Doors | High R-Value Glass Doors | NonEquip | 12 | Display cases | 0% | Tech/Econ | 23.81% | 0 | 0 | 0
Tech | Retail | Refrigeration | Large cold storage | TRC | Existing | NE4738 | High Efficiency Refrigeration Compressor | High Efficiency Refrigeration Compressor | NonEquip | 13 | Display cases | 0% | Tech/Econ | 6.922% | 0 | 0 | 0
Tech | Retail | Refrigeration | Large cold storage | TRC | Existing | NE4712 | Freezer-Cooler Replacement Gaskets | Freezer-Cooler Replacement Gaskets | NonEquip | 4 | Display cases | 0% | Tech/Econ | 3.131% | 0 | 0 | 0
Tech | Retail | Refrigeration | Large cold storage | TRC | Existing | NE4686 | Floating Head Pressure Controls | Floating Head Pressure Controls | NonEquip | 15 |  | 0% | Tech/Econ | 6.05% | 0 | 0 | 0
Tech | Retail | Refrigeration | Large cold storage | TRC | Existing | NE4660 | Demand Defrost | Demand Defrost | NonEquip | 10 | Walk-in cooler | 0% | Tech/Econ | 30% | 0 | 0 | 0
Tech | Retail | Refrigeration | Large cold storage | TRC | Existing | NE4634 | Automatic Door Closer for Walk-in Coolers and Freezers | Automatic Door Closer for Walk-in Coolers and Freezers | NonEquip | 8 | Walk-in cooler | 0% | Tech/Econ | 3.131% | 0 | 0 | 0
Tech | Retail | Refrigeration | Large cold storage | TRC | Existing | NE4608 | Anti-Sweat Controls | Anti-Sweat Controls | NonEquip | 8 | Display cases | 0% | Tech/Econ | 85% | 0 | 0 | 0
Tech | Retail | Miscellaneous | Laboratory equipment | TRC | New | NN5453 | Retro-Commissioning | Retro-Commissioning | NonEquip | 5 |  | 0% | Tech/Econ | 16% | 0 | 0 | 0
Tech | Retail | Miscellaneous | Laboratory equipment | TRC | New | NN5245 | ENERGY STAR certified buildings program | ENERGY STAR certified buildings program | NonEquip | 20 |  | 0% | Tech/Econ | 35% | 0 | 0 | 0
Tech | Retail | Miscellaneous | Laboratory equipment | TRC | New | NN4543 | VSD Controlled Compressor | VSD Controlled Compressor | NonEquip | 15 | Others | 0% | Tech/Econ | 20.79% | 0 | 0 | 0
Tech | Retail | Miscellaneous | Laboratory equipment | TRC | New | NN4517 | Regenerative Drive Elevator Motor | Regenerative Drive Elevator Motor | NonEquip | 13 | Elevators/Escalators | 0% | Tech/Econ | 6.211% | 0 | 0 | 0
Tech | Retail | Miscellaneous | Laboratory equipment | TRC | New | NN4491 | Engine Block Timer | Engine Block Timer | NonEquip | 5 | Others | 0% | Tech/Econ | 36% | 0 | 0 | 0
Tech | Retail | Miscellaneous | Laboratory equipment | TRC | New | NN4465 | Efficient Motor Belts | Efficient Motor Belts | NonEquip | 10 | Others | 0% | Tech/Econ | 1.105% | 0 | 0 | 0
Tech | Retail | Miscellaneous | Laboratory equipment | TRC | Existing | NE5440 | Retro-Commissioning | Retro-Commissioning | NonEquip | 5 |  | 21.99% | Tech/Econ | 16% | 0 | 0 | 0
Tech | Retail | Miscellaneous | Laboratory equipment | TRC | Existing | NE5232 | ENERGY STAR certified buildings program | ENERGY STAR certified buildings program | NonEquip | 20 |  | 0% | Tech/Econ | 35% | 0 | 0 | 0
Tech | Retail | Miscellaneous | Laboratory equipment | TRC | Existing | NE4530 | VSD Controlled Compressor | VSD Controlled Compressor | NonEquip | 15 | Others | 0% | Tech/Econ | 20.79% | 0 | 0 | 0
Tech | Retail | Miscellaneous | Laboratory equipment | TRC | Existing | NE4504 | Regenerative Drive Elevator Motor | Regenerative Drive Elevator Motor | NonEquip | 13 | Elevators/Escalators | 0% | Tech/Econ | 6.211% | 0 | 0 | 0
Tech | Retail | Miscellaneous | Laboratory equipment | TRC | Existing | NE4478 | Engine Block Timer | Engine Block Timer | NonEquip | 5 | Others | 0% | Tech/Econ | 36% | 0 | 0 | 0
Tech | Retail | Miscellaneous | Laboratory equipment | TRC | Existing | NE4452 | Efficient Motor Belts | Efficient Motor Belts | NonEquip | 10 | Others | 0% | Tech/Econ | 1.105% | 0 | 0 | 0
Tech | Retail | Ventilation and Circulation | Individual room ventilation | TRC | New | NN5401 | Retro-Commissioning | Retro-Commissioning | NonEquip | 5 |  | 0% | Tech/Econ | 16% | 0 | 0 | 0
Tech | Retail | Ventilation and Circulation | Individual room ventilation | TRC | New | NN5193 | ENERGY STAR certified buildings program | ENERGY STAR certified buildings program | NonEquip | 20 |  | 0% | Tech/Econ | 35% | 0 | 0 | 0
Tech | Retail | Ventilation and Circulation | Individual room ventilation | TRC | New | NN4985 | VAV System | VAV System | NonEquip | 10 |  | 0% | Tech/Econ | 30% | 0 | 0 | 0
Tech | Retail | Ventilation and Circulation | Individual room ventilation | TRC | New | NN4959 | Demand Controlled Ventilation | Demand Controlled Ventilation | NonEquip | 10 |  | 23.39% | Tech/Econ | 50% | 9.9606 | 0.001037 | 0.0058385
Tech | Retail | Ventilation and Circulation | Individual room ventilation | TRC | New | NN4933 | CO Sensors for Parking Garage Exhaust | CO Sensors for Parking Garage Exhaust | NonEquip | 15 | Motor/Fan | 0% | Tech/Econ | 33% | 0 | 0 | 0
Tech | Retail | Ventilation and Circulation | Individual room ventilation | TRC | Existing | NE5388 | Retro-Commissioning | Retro-Commissioning | NonEquip | 5 |  | 21.99% | Tech/Econ | 16% | 272.9606 | 0.084276 | 0.16329
Tech | Retail | Ventilation and Circulation | Individual room ventilation | TRC | Existing | NE5180 | ENERGY STAR certified buildings program | ENERGY STAR certified buildings program | NonEquip | 20 |  | 0% | Tech/Econ | 35% | 0 | 0 | 0
Tech | Retail | Ventilation and Circulation | Individual room ventilation | TRC | Existing | NE4972 | VAV System | VAV System | NonEquip | 10 |  | 0% | Tech/Econ | 30% | 0 | 0 | 0
Tech | Retail | Ventilation and Circulation | Individual room ventilation | TRC | Existing | NE4946 | Demand Controlled Ventilation | Demand Controlled Ventilation | NonEquip | 10 |  | 23.39% | Tech/Econ | 50% | 1027.5987 | 0.10699 | 0.60234
Tech | Retail | Ventilation and Circulation | Individual room ventilation | TRC | Existing | NE4920 | CO Sensors for Parking Garage Exhaust | CO Sensors for Parking Garage Exhaust | NonEquip | 15 | Motor/Fan | 0% | Tech/Econ | 33% | 0 | 0 | 0
Tech | Retail | Space Heating | Individual room heating | TRC | New | NN5349 | Retro-Commissioning | Retro-Commissioning | NonEquip | 5 |  | 0% | Tech/Econ | 16% | 0 | 0 | 0
Tech | Retail | Space Heating | Individual room heating | TRC | New | NN5141 | ENERGY STAR certified buildings program | ENERGY STAR certified buildings program | NonEquip | 20 |  | 0% | Tech/Econ | 35% | 0 | 0 | 0
Tech | Retail | Space Heating | Individual room heating | TRC | New | NN4335 | Water Cooled Refrigeration Heat Recovery | Water Cooled Refrigeration Heat Recovery | NonEquip | 20 |  | 0% | Tech/Econ | 10% | 0 | 0 | 0
Tech | Retail | Space Heating | Individual room heating | TRC | New | NN4283 | Warehouse Loading Dock Seals | Warehouse Loading Dock Seals | NonEquip | 18 |  | 0% | Tech/Econ | 4.234% | 0 | 0 | 0
Tech | Retail | Space Heating | Individual room heating | TRC | New | NN4257 | Wall Insulation | Wall Insulation | NonEquip | 20 |  | 39.9% | Tech/Econ | 0% | 0 | 0 | 0
Tech | Retail | Space Heating | Individual room heating | TRC | New | NN4179 | Smart Thermostat | Smart Thermostat | NonEquip | 11 |  | 31.48% | Tech/Econ | 10% | 0.21177 | 0 | -1.4892e-07
Tech | Retail | Space Heating | Individual room heating | TRC | New | NN4101 | Roof Insulation | Roof Insulation | NonEquip | 20 |  | 58.5% | Tech/Econ | 5.754% | 0.19028 | 0 | 8.8804e-05
Tech | Retail | Space Heating | Individual room heating | TRC | New | NN4075 | Programmable Thermostat | Programmable Thermostat | NonEquip | 11 |  | 0% | Tech/Econ | 3.6% | 0 | 0 | 0
Tech | Retail | Space Heating | Individual room heating | TRC | New | NN4023 | Low U-Value Windows | Low U-Value Windows | NonEquip | 20 |  | 12.54% | Tech/Econ | 10% | 0.081725 | 0 | 3.3965e-07
Tech | Retail | Space Heating | Individual room heating | TRC | New | NN3945 | Infiltration Reduction - Air Sealing | Infiltration Reduction - Air Sealing | NonEquip | 11 |  | 0% | Tech/Econ | 2.117% | 0 | 0 | 0
Tech | Retail | Space Heating | Individual room heating | TRC | New | NN3867 | Hotel Card Energy Control Systems | Hotel Card Energy Control Systems | NonEquip | 15 |  | 0% | Tech/Econ | 0% | 0 | 0 | 0
Tech | Retail | Space Heating | Individual room heating | TRC | New | NN3789 | Green Roof | Green Roof | NonEquip | 15 |  | 0.294% | Tech/Econ | 8.891% | 0.001682 | 0 | 0
Tech | Retail | Space Heating | Individual room heating | TRC | New | NN3737 | Floor Insulation | Floor Insulation | NonEquip | 20 |  | 29.92% | Tech/Econ | 3.019% | 0 | 0 | 0
Tech | Retail | Space Heating | Individual room heating | TRC | New | NN3659 | Facility Energy Management System | Facility Energy Management System | NonEquip | 15 |  | 4.276% | Tech/Econ | 20% | 0.058032 | 0 | 6.9631e-06
Tech | Retail | Space Heating | Individual room heating | TRC | New | NN3581 | ECM Motors on Furnaces | ECM Motors on Furnaces | NonEquip | 15 | Forced air furnace | 0% | Tech/Econ | 1.706% | 0 | 0 | 0
Tech | Retail | Space Heating | Individual room heating | TRC | New | NN3555 | Duct Sealing Repair | Duct Sealing Repair | NonEquip | 15 |  | 0% | Tech/Econ | 12% | 0 | 0 | 0
Tech | Retail | Space Heating | Individual room heating | TRC | New | NN3503 | Duct Insulation | Duct Insulation | NonEquip | 15 |  | 0% | Tech/Econ | 2.045% | 0 | 0 | 0
Tech | Retail | Space Heating | Individual room heating | TRC | New | NN3451 | Destratification Fans | Destratification Fans | NonEquip | 10 |  | 0% | Tech/Econ | 13.89% | 0 | 0 | 0
Tech | Retail | Space Heating | Individual room heating | TRC | New | NN3399 | Dedicated Outdoor Air System on VRF unit | Dedicated Outdoor Air System on VRF unit | NonEquip | 15 | Residential/split system heat pump | 0% | Tech/Econ | 10% | 0 | 0 | 0
Tech | Retail | Space Heating | Individual room heating | TRC | New | NN3347 | Cool Roof | Cool Roof | NonEquip | 15 |  | 72.51% | Tech/Econ | 0.4502% | 0 | 0 | 0
Tech | Retail | Space Heating | Individual room heating | TRC | New | NN3243 | Ceiling Insulation(R30 to R38) | Ceiling Insulation(R30 to R38) | NonEquip | 20 |  | 0% | Tech/Econ | 1.163% | 0 | 0 | 0
Tech | Retail | Space Heating | Individual room heating | TRC | New | NN3191 | Ceiling Insulation(R2 to R38) | Ceiling Insulation(R2 to R38) | NonEquip | 20 |  | 0% | Tech/Econ | 78.49% | 0 | 0 | 0
Tech | Retail | Space Heating | Individual room heating | TRC | New | NN3139 | Ceiling Insulation(R19 to R38) | Ceiling Insulation(R19 to R38) | NonEquip | 20 |  | 0% | Tech/Econ | 4.361% | 0 | 0 | 0
Tech | Retail | Space Heating | Individual room heating | TRC | New | NN3087 | Ceiling Insulation(R12 to R38) | Ceiling Insulation(R12 to R38) | NonEquip | 20 |  | 0% | Tech/Econ | 9.448% | 0 | 0 | 0
Tech | Retail | Space Heating | Individual room heating | TRC | New | NN3009 | Air Curtains | Air Curtains | NonEquip | 8 |  | 28.37% | Tech/Econ | 0.9466% | 0 | 0 | 0
Tech | Retail | Space Heating | Individual room heating | TRC | Existing | NE5336 | Retro-Commissioning | Retro-Commissioning | NonEquip | 5 |  | 21.99% | Tech/Econ | 16% | 23.8553 | 0 | 0.014271
Tech | Retail | Space Heating | Individual room heating | TRC | Existing | NE5128 | ENERGY STAR certified buildings program | ENERGY STAR certified buildings program | NonEquip | 20 |  | 0% | Tech/Econ | 35% | 0 | 0 | 0
Tech | Retail | Space Heating | Individual room heating | TRC | Existing | NE4322 | Water Cooled Refrigeration Heat Recovery | Water Cooled Refrigeration Heat Recovery | NonEquip | 20 |  | 0% | Tech/Econ | 10% | 0 | 0 | 0
Tech | Retail | Space Heating | Individual room heating | TRC | Existing | NE4270 | Warehouse Loading Dock Seals | Warehouse Loading Dock Seals | NonEquip | 18 |  | 0% | Tech/Econ | 4.672% | 0 | 0 | 0
Tech | Retail | Space Heating | Individual room heating | TRC | Existing | NE4244 | Wall Insulation | Wall Insulation | NonEquip | 20 |  | 15.96% | Tech/Econ | 7.052% | 6.3594 | 0 | 0.0029679
Tech | Retail | Space Heating | Individual room heating | TRC | Existing | NE4166 | Smart Thermostat | Smart Thermostat | NonEquip | 11 |  | 31.48% | Tech/Econ | 10% | 18.3629 | 0 | -1.2913e-05
Tech | Retail | Space Heating | Individual room heating | TRC | Existing | NE4088 | Roof Insulation | Roof Insulation | NonEquip | 20 |  | 58.5% | Tech/Econ | 12.7% | 48.591 | 0 | 0.022678
Tech | Retail | Space Heating | Individual room heating | TRC | Existing | NE4062 | Programmable Thermostat | Programmable Thermostat | NonEquip | 11 |  | 0% | Tech/Econ | 3.6% | 0 | 0 | 0
Tech | Retail | Space Heating | Individual room heating | TRC | Existing | NE4010 | Low U-Value Windows | Low U-Value Windows | NonEquip | 20 |  | 5.017% | Tech/Econ | 46% | 16.1559 | 0 | 6.7145e-05
Tech | Retail | Space Heating | Individual room heating | TRC | Existing | NE3932 | Infiltration Reduction - Air Sealing | Infiltration Reduction - Air Sealing | NonEquip | 11 |  | 44.79% | Tech/Econ | 2.336% | 5.8214 | 0 | 0.0038237
Tech | Retail | Space Heating | Individual room heating | TRC | Existing | NE3854 | Hotel Card Energy Control Systems | Hotel Card Energy Control Systems | NonEquip | 15 |  | 0% | Tech/Econ | 0% | 0 | 0 | 0
Tech | Retail | Space Heating | Individual room heating | TRC | Existing | NE3776 | Green Roof | Green Roof | NonEquip | 15 |  | 0.0588% | Tech/Econ | 9.811% | 0.032597 | 0 | 0
Tech | Retail | Space Heating | Individual room heating | TRC | Existing | NE3724 | Floor Insulation | Floor Insulation | NonEquip | 20 |  | 11.97% | Tech/Econ | 3.331% | 2.2273 | 0 | 0.0010395
Tech | Retail | Space Heating | Individual room heating | TRC | Existing | NE3646 | Facility Energy Management System | Facility Energy Management System | NonEquip | 15 |  | 4.3% | Tech/Econ | 20% | 5.8819 | 0 | 0.00070575
Tech | Retail | Space Heating | Individual room heating | TRC | Existing | NE3568 | ECM Motors on Furnaces | ECM Motors on Furnaces | NonEquip | 15 | Forced air furnace | 0% | Tech/Econ | 1.706% | 0 | 0 | 0
Tech | Retail | Space Heating | Individual room heating | TRC | Existing | NE3542 | Duct Sealing Repair | Duct Sealing Repair | NonEquip | 15 |  | 30.55% | Tech/Econ | 12% | 22.2031 | 0 | 0.015493
Tech | Retail | Space Heating | Individual room heating | TRC | Existing | NE3490 | Duct Insulation | Duct Insulation | NonEquip | 15 |  | 30.55% | Tech/Econ | 2.045% | 3.4405 | 0 | 0.0020088
Tech | Retail | Space Heating | Individual room heating | TRC | Existing | NE3438 | Destratification Fans | Destratification Fans | NonEquip | 10 |  | 0% | Tech/Econ | 13.89% | 0 | 0 | 0
Tech | Retail | Space Heating | Individual room heating | TRC | Existing | NE3386 | Dedicated Outdoor Air System on VRF unit | Dedicated Outdoor Air System on VRF unit | NonEquip | 15 | Residential/split system heat pump | 0% | Tech/Econ | 10% | 0 | 0 | 0
Tech | Retail | Space Heating | Individual room heating | TRC | Existing | NE3334 | Cool Roof | Cool Roof | NonEquip | 15 |  | 72.75% | Tech/Econ | 0.4968% | 1.9712 | 0 | 0
Tech | Retail | Space Heating | Individual room heating | TRC | Existing | NE3230 | Ceiling Insulation(R30 to R38) | Ceiling Insulation(R30 to R38) | NonEquip | 20 |  | 0% | Tech/Econ | 1.283% | 0 | 0 | 0
Tech | Retail | Space Heating | Individual room heating | TRC | Existing | NE3178 | Ceiling Insulation(R2 to R38) | Ceiling Insulation(R2 to R38) | NonEquip | 20 |  | 0% | Tech/Econ | 86.61% | 0 | 0 | 0
Tech | Retail | Space Heating | Individual room heating | TRC | Existing | NE3126 | Ceiling Insulation(R19 to R38) | Ceiling Insulation(R19 to R38) | NonEquip | 20 |  | 0% | Tech/Econ | 4.812% | 0 | 0 | 0
Tech | Retail | Space Heating | Individual room heating | TRC | Existing | NE3074 | Ceiling Insulation(R12 to R38) | Ceiling Insulation(R12 to R38) | NonEquip | 20 |  | 0% | Tech/Econ | 10.43% | 0 | 0 | 0
Tech | Retail | Space Heating | Individual room heating | TRC | Existing | NE2996 | Air Curtains | Air Curtains | NonEquip | 8 |  | 33.45% | Tech/Econ | 0.9466% | 1.7324 | 0 | 6.898e-05
Tech | Retail | Space Cooling | Individual room air conditioners | TRC | New | NN5375 | Retro-Commissioning | Retro-Commissioning | NonEquip | 5 |  | 0% | Tech/Econ | 16% | 0 | 0 | 0
Tech | Retail | Space Cooling | Individual room air conditioners | TRC | New | NN5167 | ENERGY STAR certified buildings program | ENERGY STAR certified buildings program | NonEquip | 20 |  | 0% | Tech/Econ | 35% | 0 | 0 | 0
Tech | Retail | Space Cooling | Individual room air conditioners | TRC | New | NN4387 | Window Sun Protection | Window Sun Protection | NonEquip | 10 |  | 15.35% | Tech/Econ | 16% | 210.6016 | 0.065575 | -0.0036945
Tech | Retail | Space Cooling | Individual room air conditioners | TRC | New | NN4361 | Waterside Economizer | Waterside Economizer | NonEquip | 20 |  | 0% | Tech/Econ | 5.556% | 0 | 0 | 0
Tech | Retail | Space Cooling | Individual room air conditioners | TRC | New | NN4309 | Warehouse Loading Dock Seals | Warehouse Loading Dock Seals | NonEquip | 18 |  | 0% | Tech/Econ | 1.18% | 0 | 0 | 0
Tech | Retail | Space Cooling | Individual room air conditioners | TRC | New | NN4153 | Smart Thermostat | Smart Thermostat | NonEquip | 11 |  | 31.48% | Tech/Econ | 10% | 225.6283 | 0.083613 | 0
Tech | Retail | Space Cooling | Individual room air conditioners | TRC | New | NN4127 | Roof Insulation | Roof Insulation | NonEquip | 20 |  | 58.5% | Tech/Econ | 1.603% | 0 | 0 | 0
Tech | Retail | Space Cooling | Individual room air conditioners | TRC | New | NN4049 | Programmable Thermostat | Programmable Thermostat | NonEquip | 11 |  | 0% | Tech/Econ | 3.6% | 0 | 0 | 0
Tech | Retail | Space Cooling | Individual room air conditioners | TRC | New | NN3997 | Low U-Value Windows | Low U-Value Windows | NonEquip | 20 |  | 12.54% | Tech/Econ | 10% | 0 | 0 | 0
Tech | Retail | Space Cooling | Individual room air conditioners | TRC | New | NN3919 | HVAC tune-up_RTU | HVAC tune-up_RTU | NonEquip | 5 | Packaged air conditioning units (RTUs) | 0% | Tech/Econ | 5% | 0 | 0 | 0
Tech | Retail | Space Cooling | Individual room air conditioners | TRC | New | NN3893 | HVAC tune-up | HVAC tune-up | NonEquip | 5 | Residential-type central air conditioners | 0% | Tech/Econ | 5% | 0 | 0 | 0
Tech | Retail | Space Cooling | Individual room air conditioners | TRC | New | NN3815 | Green Roof | Green Roof | NonEquip | 15 |  | 0.294% | Tech/Econ | 1.858% | 0 | 0 | 0
Tech | Retail | Space Cooling | Individual room air conditioners | TRC | New | NN3685 | Facility Energy Management System | Facility Energy Management System | NonEquip | 15 |  | 4.276% | Tech/Econ | 20% | 80.8896 | 0.021109 | 0
Tech | Retail | Space Cooling | Individual room air conditioners | TRC | New | NN3633 | Facility Commissioning | Facility Commissioning | NonEquip | 10 |  | 53.41% | Tech/Econ | 16% | 801.3307 | 0.1403 | 0.0032009
Tech | Retail | Space Cooling | Individual room air conditioners | TRC | New | NN3607 | Energy Recovery Ventilation System (ERV) | Energy Recovery Ventilation System (ERV) | NonEquip | 15 | Packaged air conditioning units (RTUs) | 0% | Tech/Econ | 12.48% | 0 | 0 | 0
Tech | Retail | Space Cooling | Individual room air conditioners | TRC | New | NN3529 | Duct Sealing Repair | Duct Sealing Repair | NonEquip | 15 |  | 0% | Tech/Econ | 12% | 0 | 0 | 0
Tech | Retail | Space Cooling | Individual room air conditioners | TRC | New | NN3477 | Duct Insulation | Duct Insulation | NonEquip | 15 |  | 0% | Tech/Econ | 2.045% | 0 | 0 | 0
Tech | Retail | Space Cooling | Individual room air conditioners | TRC | New | NN3425 | Dedicated Outdoor Air System on VRF unit | Dedicated Outdoor Air System on VRF unit | NonEquip | 15 | Residential-type central air conditioners | 0% | Tech/Econ | 17.5% | 0 | 0 | 0
Tech | Retail | Space Cooling | Individual room air conditioners | TRC | New | NN3373 | Cool Roof | Cool Roof | NonEquip | 15 |  | 72.51% | Tech/Econ | 3.439% | 0 | 0 | 0
Tech | Retail | Space Cooling | Individual room air conditioners | TRC | New | NN3321 | Chilled Water System - Variable Speed Drives | Chilled Water System - Variable Speed Drives | NonEquip | 13 | Central chillers inside | 0% | Tech/Econ | 24.74% | 0 | 0 | 0
Tech | Retail | Space Cooling | Individual room air conditioners | TRC | New | NN3295 | Chilled Water Controls Optimization | Chilled Water Controls Optimization | NonEquip | 10 | Central chillers inside | 0% | Tech/Econ | 12.5% | 0 | 0 | 0
Tech | Retail | Space Cooling | Individual room air conditioners | TRC | New | NN3217 | Ceiling Insulation(R2 to R38) | Ceiling Insulation(R2 to R38) | NonEquip | 20 |  | 0% | Tech/Econ | 21.87% | 0 | 0 | 0
Tech | Retail | Space Cooling | Individual room air conditioners | TRC | New | NN3165 | Ceiling Insulation(R19 to R38) | Ceiling Insulation(R19 to R38) | NonEquip | 20 |  | 0% | Tech/Econ | 1.215% | 0 | 0 | 0
Tech | Retail | Space Cooling | Individual room air conditioners | TRC | New | NN3113 | Ceiling Insulation(R12 to R38) | Ceiling Insulation(R12 to R38) | NonEquip | 20 |  | 0% | Tech/Econ | 2.633% | 0 | 0 | 0
Tech | Retail | Space Cooling | Individual room air conditioners | TRC | New | NN3061 | Airside Economizer | Airside Economizer | NonEquip | 10 | Packaged air conditioning units (RTUs) | 0% | Tech/Econ | 5.556% | 0 | 0 | 0
Tech | Retail | Space Cooling | Individual room air conditioners | TRC | Existing | NE5362 | Retro-Commissioning | Retro-Commissioning | NonEquip | 5 |  | 21.99% | Tech/Econ | 16% | 32862.0317 | 10.146 | 0
Tech | Retail | Space Cooling | Individual room air conditioners | TRC | Existing | NE5154 | ENERGY STAR certified buildings program | ENERGY STAR certified buildings program | NonEquip | 20 |  | 0% | Tech/Econ | 35% | 0 | 0 | 0
Tech | Retail | Space Cooling | Individual room air conditioners | TRC | Existing | NE4374 | Window Sun Protection | Window Sun Protection | NonEquip | 10 |  | 7.316% | Tech/Econ | 16% | 11063.2304 | 3.4447 | -0.19408
Tech | Retail | Space Cooling | Individual room air conditioners | TRC | Existing | NE4348 | Waterside Economizer | Waterside Economizer | NonEquip | 20 |  | 0% | Tech/Econ | 5.556% | 0 | 0 | 0
Tech | Retail | Space Cooling | Individual room air conditioners | TRC | Existing | NE4296 | Warehouse Loading Dock Seals | Warehouse Loading Dock Seals | NonEquip | 18 |  | 0% | Tech/Econ | 1.18% | 0 | 0 | 0
Tech | Retail | Space Cooling | Individual room air conditioners | TRC | Existing | NE4218 | Wall Insulation | Wall Insulation | NonEquip | 20 |  | 15.96% | Tech/Econ | 12.2% | 17543.6424 | 3.5801 | 0
Tech | Retail | Space Cooling | Individual room air conditioners | TRC | Existing | NE4140 | Smart Thermostat | Smart Thermostat | NonEquip | 11 |  | 31.48% | Tech/Econ | 10% | 26793.5505 | 9.9291 | 0
Tech | Retail | Space Cooling | Individual room air conditioners | TRC | Existing | NE4114 | Roof Insulation | Roof Insulation | NonEquip | 20 |  | 58.5% | Tech/Econ | 3.207% | 15078.1492 | 3.077 | 0
Tech | Retail | Space Cooling | Individual room air conditioners | TRC | Existing | NE4036 | Programmable Thermostat | Programmable Thermostat | NonEquip | 11 |  | 0% | Tech/Econ | 3.6% | 0 | 0 | 0
Tech | Retail | Space Cooling | Individual room air conditioners | TRC | Existing | NE3984 | Low U-Value Windows | Low U-Value Windows | NonEquip | 20 |  | 5.017% | Tech/Econ | 46% | 22519.255 | 8.3705 | 0
Tech | Retail | Space Cooling | Individual room air conditioners | TRC | Existing | NE3906 | HVAC tune-up_RTU | HVAC tune-up_RTU | NonEquip | 5 | Packaged air conditioning units (RTUs) | 0% | Tech/Econ | 5% | 0 | 0 | 0
Tech | Retail | Space Cooling | Individual room air conditioners | TRC | Existing | NE3880 | HVAC tune-up | HVAC tune-up | NonEquip | 5 | Residential-type central air conditioners | 0% | Tech/Econ | 5% | 0 | 0 | 0
Tech | Retail | Space Cooling | Individual room air conditioners | TRC | Existing | NE3802 | Green Roof | Green Roof | NonEquip | 15 |  | 0.0588% | Tech/Econ | 1.858% | 8.565 | 0.0036386 | 0
Tech | Retail | Space Cooling | Individual room air conditioners | TRC | Existing | NE3672 | Facility Energy Management System | Facility Energy Management System | NonEquip | 15 |  | 4.3% | Tech/Econ | 20% | 8198.5977 | 2.1395 | 0
Tech | Retail | Space Cooling | Individual room air conditioners | TRC | Existing | NE3594 | Energy Recovery Ventilation System (ERV) | Energy Recovery Ventilation System (ERV) | NonEquip | 15 | Packaged air conditioning units (RTUs) | 0% | Tech/Econ | 12.48% | 0 | 0 | 0
Tech | Retail | Space Cooling | Individual room air conditioners | TRC | Existing | NE3516 | Duct Sealing Repair | Duct Sealing Repair | NonEquip | 15 |  | 30.55% | Tech/Econ | 12% | 32396.9097 | 6.3829 | 0
Tech | Retail | Space Cooling | Individual room air conditioners | TRC | Existing | NE3464 | Duct Insulation | Duct Insulation | NonEquip | 15 |  | 30.55% | Tech/Econ | 2.045% | 4928.6826 | 1.339 | 0
Tech | Retail | Space Cooling | Individual room air conditioners | TRC | Existing | NE3412 | Dedicated Outdoor Air System on VRF unit | Dedicated Outdoor Air System on VRF unit | NonEquip | 15 | Residential-type central air conditioners | 0% | Tech/Econ | 17.5% | 0 | 0 | 0
Tech | Retail | Space Cooling | Individual room air conditioners | TRC | Existing | NE3360 | Cool Roof | Cool Roof | NonEquip | 15 |  | 72.75% | Tech/Econ | 3.439% | 20623.7594 | 8.7614 | 0
Tech | Retail | Space Cooling | Individual room air conditioners | TRC | Existing | NE3308 | Chilled Water System - Variable Speed Drives | Chilled Water System - Variable Speed Drives | NonEquip | 13 | Central chillers inside | 0% | Tech/Econ | 24.74% | 0 | 0 | 0
Tech | Retail | Space Cooling | Individual room air conditioners | TRC | Existing | NE3282 | Chilled Water Controls Optimization | Chilled Water Controls Optimization | NonEquip | 10 | Central chillers inside | 0% | Tech/Econ | 12.5% | 0 | 0 | 0
Tech | Retail | Space Cooling | Individual room air conditioners | TRC | Existing | NE3204 | Ceiling Insulation(R2 to R38) | Ceiling Insulation(R2 to R38) | NonEquip | 20 |  | 0% | Tech/Econ | 21.87% | 0 | 0 | 0
Tech | Retail | Space Cooling | Individual room air conditioners | TRC | Existing | NE3152 | Ceiling Insulation(R19 to R38) | Ceiling Insulation(R19 to R38) | NonEquip | 20 |  | 0% | Tech/Econ | 1.215% | 0 | 0 | 0
Tech | Retail | Space Cooling | Individual room air conditioners | TRC | Existing | NE3100 | Ceiling Insulation(R12 to R38) | Ceiling Insulation(R12 to R38) | NonEquip | 20 |  | 0% | Tech/Econ | 2.633% | 0 | 0 | 0
Tech | Retail | Space Cooling | Individual room air conditioners | TRC | Existing | NE3048 | Airside Economizer | Airside Economizer | NonEquip | 10 | Packaged air conditioning units (RTUs) | 0% | Tech/Econ | 5.556% | 0 | 0 | 0
Tech | Retail | Interior Lighting | High bay | TRC | New | NN5271 | Retro-Commissioning | Retro-Commissioning | NonEquip | 5 |  | 0% | Tech/Econ | 16% | 0 | 0 | 0
Tech | Retail | Interior Lighting | High bay | TRC | New | NN5011 | ENERGY STAR certified buildings program | ENERGY STAR certified buildings program | NonEquip | 20 |  | 0% | Tech/Econ | 35% | 0 | 0 | 0
Tech | Retail | Interior Lighting | High bay | TRC | New | NN4439 | Interior Lighting Controls | Interior Lighting Controls | NonEquip | 8 | Overhead (fluorescent/LED/CFL U-shape) | 0% | Tech/Econ | 28% | 0 | 0 | 0
Tech | Retail | Interior Lighting | High bay | TRC | New | NN4413 | Bi-Level Lighting Control (Interior) | Bi-Level Lighting Control (Interior) | NonEquip | 8 | Overhead (fluorescent/LED/CFL U-shape) | 0% | Tech/Econ | 31% | 0 | 0 | 0
Tech | Retail | Interior Lighting | High bay | TRC | New | NN3711 | Facility Energy Management System | Facility Energy Management System | NonEquip | 15 |  | 4.276% | Tech/Econ | 24% | 812.2945 | 0.21198 | 0.097465
Tech | Retail | Interior Lighting | High bay | TRC | Existing | NE5258 | Retro-Commissioning | Retro-Commissioning | NonEquip | 5 |  | 21.99% | Tech/Econ | 16% | 143194.7176 | 44.2109 | 85.6631
Tech | Retail | Interior Lighting | High bay | TRC | Existing | NE4998 | ENERGY STAR certified buildings program | ENERGY STAR certified buildings program | NonEquip | 20 |  | 0% | Tech/Econ | 35% | 0 | 0 | 0
Tech | Retail | Interior Lighting | High bay | TRC | Existing | NE4426 | Interior Lighting Controls | Interior Lighting Controls | NonEquip | 8 | Overhead (fluorescent/LED/CFL U-shape) | 0% | Tech/Econ | 28% | 0 | 0 | 0
Tech | Retail | Interior Lighting | High bay | TRC | Existing | NE4400 | Bi-Level Lighting Control (Interior) | Bi-Level Lighting Control (Interior) | NonEquip | 8 | Overhead (fluorescent/LED/CFL U-shape) | 0% | Tech/Econ | 31% | 0 | 0 | 0
Tech | Retail | Interior Lighting | High bay | TRC | Existing | NE3698 | Facility Energy Management System | Facility Energy Management System | NonEquip | 15 |  | 4.3% | Tech/Econ | 24% | 42441.7961 | 11.0756 | 5.0925
Tech | Retail | Interior Lighting | High bay | TRC | Turnover | ET1650 | LED Linear - Fixture Replacement | LED Linear - Fixture Replacement | Equip | 15 | High bay | 24.1% | Tech/Econ | 50.28% | 567108.4053 | 138.3012 | 0.0075768
Tech | Retail | Interior Lighting | High bay | TRC | Turnover | ET1533 | High Bay LED | High Bay LED | Equip | 15 | High bay | 65.91% | Tech/Econ | 64.78% | 3486409.114 | 644.7416 | 632.5655
Tech | Retail | Interior Lighting | High bay | TRC | Turnover | ET1494 | High Bay Fluorescent (T5) | High Bay Fluorescent (T5) | Equip | 15 | High bay | 0% | Tech/Econ | 64.14% | 0 | 0 | 0
Tech | Retail | Interior Lighting | High bay | TRC | New | EN1676 | LED Linear - Fixture Replacement | LED Linear - Fixture Replacement | Equip | 15 | High bay | 0% | Tech/Econ | 50.28% | 0 | 0 | 0
Tech | Retail | Interior Lighting | High bay | TRC | New | EN1559 | High Bay LED | High Bay LED | Equip | 15 | High bay | 0% | Tech/Econ | 64.78% | 0 | 0 | 0
Tech | Retail | Interior Lighting | High bay | TRC | New | EN1520 | High Bay Fluorescent (T5) | High Bay Fluorescent (T5) | Equip | 15 | High bay | 0% | Tech/Econ | 64.14% | 0 | 0 | 0
Tech | Retail | Cooking | Fryer | TRC | New | NN5089 | ENERGY STAR certified buildings program | ENERGY STAR certified buildings program | NonEquip | 20 |  | 0% | Tech/Econ | 35% | 0 | 0 | 0
Tech | Retail | Cooking | Fryer | TRC | Existing | NE5076 | ENERGY STAR certified buildings program | ENERGY STAR certified buildings program | NonEquip | 20 |  | 0% | Tech/Econ | 35% | 0 | 0 | 0
Tech | Retail | Cooking | Fryer | TRC | Turnover | ET90 | Energy Star Fryer | Energy Star Fryer | Equip | 12 | Fryer | 0% | Tech/Econ | 17.46% | 0 | 0 | 0
Tech | Retail | Cooking | Fryer | TRC | New | EN116 | Energy Star Fryer | Energy Star Fryer | Equip | 12 | Fryer | 0% | Tech/Econ | 17.46% | 0 | 0 | 0
Tech | Retail | Space Heating | Forced air furnace | TRC | New | NN5349 | Retro-Commissioning | Retro-Commissioning | NonEquip | 5 |  | 0% | Tech/Econ | 16% | 0 | 0 | 0
Tech | Retail | Space Heating | Forced air furnace | TRC | New | NN5141 | ENERGY STAR certified buildings program | ENERGY STAR certified buildings program | NonEquip | 20 |  | 0% | Tech/Econ | 35% | 0 | 0 | 0
Tech | Retail | Space Heating | Forced air furnace | TRC | New | NN4335 | Water Cooled Refrigeration Heat Recovery | Water Cooled Refrigeration Heat Recovery | NonEquip | 20 |  | 0% | Tech/Econ | 10% | 0 | 0 | 0
Tech | Retail | Space Heating | Forced air furnace | TRC | New | NN4283 | Warehouse Loading Dock Seals | Warehouse Loading Dock Seals | NonEquip | 18 |  | 0% | Tech/Econ | 4.234% | 0 | 0 | 0
Tech | Retail | Space Heating | Forced air furnace | TRC | New | NN4257 | Wall Insulation | Wall Insulation | NonEquip | 20 |  | 39.9% | Tech/Econ | 0% | 0 | 0 | 0
Tech | Retail | Space Heating | Forced air furnace | TRC | New | NN4179 | Smart Thermostat | Smart Thermostat | NonEquip | 11 |  | 31.48% | Tech/Econ | 10% | 2.9647 | 0 | -2.0848e-06
Tech | Retail | Space Heating | Forced air furnace | TRC | New | NN4101 | Roof Insulation | Roof Insulation | NonEquip | 20 |  | 58.5% | Tech/Econ | 5.754% | 2.6639 | 0 | 0.0012432
Tech | Retail | Space Heating | Forced air furnace | TRC | New | NN4075 | Programmable Thermostat | Programmable Thermostat | NonEquip | 11 |  | 0% | Tech/Econ | 3.6% | 0 | 0 | 0
Tech | Retail | Space Heating | Forced air furnace | TRC | New | NN4023 | Low U-Value Windows | Low U-Value Windows | NonEquip | 20 |  | 12.54% | Tech/Econ | 10% | 1.1441 | 0 | 4.7552e-06
Tech | Retail | Space Heating | Forced air furnace | TRC | New | NN3945 | Infiltration Reduction - Air Sealing | Infiltration Reduction - Air Sealing | NonEquip | 11 |  | 0% | Tech/Econ | 2.117% | 0 | 0 | 0
Tech | Retail | Space Heating | Forced air furnace | TRC | New | NN3867 | Hotel Card Energy Control Systems | Hotel Card Energy Control Systems | NonEquip | 15 |  | 0% | Tech/Econ | 0% | 0 | 0 | 0
Tech | Retail | Space Heating | Forced air furnace | TRC | New | NN3789 | Green Roof | Green Roof | NonEquip | 15 |  | 0.294% | Tech/Econ | 8.891% | 0.023548 | 0 | 0
Tech | Retail | Space Heating | Forced air furnace | TRC | New | NN3737 | Floor Insulation | Floor Insulation | NonEquip | 20 |  | 29.92% | Tech/Econ | 3.019% | 0 | 0 | 0
Tech | Retail | Space Heating | Forced air furnace | TRC | New | NN3659 | Facility Energy Management System | Facility Energy Management System | NonEquip | 15 |  | 4.276% | Tech/Econ | 20% | 0.81245 | 0 | 9.7484e-05
Tech | Retail | Space Heating | Forced air furnace | TRC | New | NN3581 | ECM Motors on Furnaces | ECM Motors on Furnaces | NonEquip | 15 | Forced air furnace | 47.78% | Tech/Econ | 1.706% | 0.71252 | 0 | 8.1338e-05
Tech | Retail | Space Heating | Forced air furnace | TRC | New | NN3555 | Duct Sealing Repair | Duct Sealing Repair | NonEquip | 15 |  | 0% | Tech/Econ | 12% | 0 | 0 | 0
Tech | Retail | Space Heating | Forced air furnace | TRC | New | NN3503 | Duct Insulation | Duct Insulation | NonEquip | 15 |  | 0% | Tech/Econ | 2.045% | 0 | 0 | 0
Tech | Retail | Space Heating | Forced air furnace | TRC | New | NN3451 | Destratification Fans | Destratification Fans | NonEquip | 10 |  | 0% | Tech/Econ | 13.89% | 0 | 0 | 0
Tech | Retail | Space Heating | Forced air furnace | TRC | New | NN3399 | Dedicated Outdoor Air System on VRF unit | Dedicated Outdoor Air System on VRF unit | NonEquip | 15 | Residential/split system heat pump | 0% | Tech/Econ | 10% | 0 | 0 | 0
Tech | Retail | Space Heating | Forced air furnace | TRC | New | NN3347 | Cool Roof | Cool Roof | NonEquip | 15 |  | 72.51% | Tech/Econ | 0.4502% | 0 | 0 | 0
Tech | Retail | Space Heating | Forced air furnace | TRC | New | NN3243 | Ceiling Insulation(R30 to R38) | Ceiling Insulation(R30 to R38) | NonEquip | 20 |  | 0% | Tech/Econ | 1.163% | 0 | 0 | 0
Tech | Retail | Space Heating | Forced air furnace | TRC | New | NN3191 | Ceiling Insulation(R2 to R38) | Ceiling Insulation(R2 to R38) | NonEquip | 20 |  | 0% | Tech/Econ | 78.49% | 0 | 0 | 0
Tech | Retail | Space Heating | Forced air furnace | TRC | New | NN3139 | Ceiling Insulation(R19 to R38) | Ceiling Insulation(R19 to R38) | NonEquip | 20 |  | 0% | Tech/Econ | 4.361% | 0 | 0 | 0
Tech | Retail | Space Heating | Forced air furnace | TRC | New | NN3087 | Ceiling Insulation(R12 to R38) | Ceiling Insulation(R12 to R38) | NonEquip | 20 |  | 0% | Tech/Econ | 9.448% | 0 | 0 | 0
Tech | Retail | Space Heating | Forced air furnace | TRC | New | NN3009 | Air Curtains | Air Curtains | NonEquip | 8 |  | 28.37% | Tech/Econ | 0.9466% | 0 | 0 | 0
Tech | Retail | Space Heating | Forced air furnace | TRC | Existing | NE5336 | Retro-Commissioning | Retro-Commissioning | NonEquip | 5 |  | 21.99% | Tech/Econ | 16% | 333.9747 | 0 | 0.19979
Tech | Retail | Space Heating | Forced air furnace | TRC | Existing | NE5128 | ENERGY STAR certified buildings program | ENERGY STAR certified buildings program | NonEquip | 20 |  | 0% | Tech/Econ | 35% | 0 | 0 | 0
Tech | Retail | Space Heating | Forced air furnace | TRC | Existing | NE4322 | Water Cooled Refrigeration Heat Recovery | Water Cooled Refrigeration Heat Recovery | NonEquip | 20 |  | 0% | Tech/Econ | 10% | 0 | 0 | 0
Tech | Retail | Space Heating | Forced air furnace | TRC | Existing | NE4270 | Warehouse Loading Dock Seals | Warehouse Loading Dock Seals | NonEquip | 18 |  | 0% | Tech/Econ | 4.672% | 0 | 0 | 0
Tech | Retail | Space Heating | Forced air furnace | TRC | Existing | NE4244 | Wall Insulation | Wall Insulation | NonEquip | 20 |  | 15.96% | Tech/Econ | 7.052% | 89.0311 | 0 | 0.041551
Tech | Retail | Space Heating | Forced air furnace | TRC | Existing | NE4166 | Smart Thermostat | Smart Thermostat | NonEquip | 11 |  | 31.48% | Tech/Econ | 10% | 257.0801 | 0 | -0.00018078
Tech | Retail | Space Heating | Forced air furnace | TRC | Existing | NE4088 | Roof Insulation | Roof Insulation | NonEquip | 20 |  | 58.5% | Tech/Econ | 12.7% | 680.2737 | 0 | 0.31749
Tech | Retail | Space Heating | Forced air furnace | TRC | Existing | NE4062 | Programmable Thermostat | Programmable Thermostat | NonEquip | 11 |  | 0% | Tech/Econ | 3.6% | 0 | 0 | 0
Tech | Retail | Space Heating | Forced air furnace | TRC | Existing | NE4010 | Low U-Value Windows | Low U-Value Windows | NonEquip | 20 |  | 5.017% | Tech/Econ | 46% | 226.1827 | 0 | 0.00094003
Tech | Retail | Space Heating | Forced air furnace | TRC | Existing | NE3932 | Infiltration Reduction - Air Sealing | Infiltration Reduction - Air Sealing | NonEquip | 11 |  | 44.79% | Tech/Econ | 2.336% | 81.5 | 0 | 0.053532
Tech | Retail | Space Heating | Forced air furnace | TRC | Existing | NE3854 | Hotel Card Energy Control Systems | Hotel Card Energy Control Systems | NonEquip | 15 |  | 0% | Tech/Econ | 0% | 0 | 0 | 0
Tech | Retail | Space Heating | Forced air furnace | TRC | Existing | NE3776 | Green Roof | Green Roof | NonEquip | 15 |  | 0.0588% | Tech/Econ | 9.811% | 0.45635 | 0 | 0
Tech | Retail | Space Heating | Forced air furnace | TRC | Existing | NE3724 | Floor Insulation | Floor Insulation | NonEquip | 20 |  | 11.97% | Tech/Econ | 3.331% | 31.1824 | 0 | 0.014553
Tech | Retail | Space Heating | Forced air furnace | TRC | Existing | NE3646 | Facility Energy Management System | Facility Energy Management System | NonEquip | 15 |  | 4.3% | Tech/Econ | 20% | 82.3465 | 0 | 0.0098805
Tech | Retail | Space Heating | Forced air furnace | TRC | Existing | NE3568 | ECM Motors on Furnaces | ECM Motors on Furnaces | NonEquip | 15 | Forced air furnace | 47.78% | Tech/Econ | 1.706% | 62.452 | 0 | 0.0071292
Tech | Retail | Space Heating | Forced air furnace | TRC | Existing | NE3542 | Duct Sealing Repair | Duct Sealing Repair | NonEquip | 15 |  | 30.55% | Tech/Econ | 12% | 310.8434 | 0 | 0.2169
Tech | Retail | Space Heating | Forced air furnace | TRC | Existing | NE3490 | Duct Insulation | Duct Insulation | NonEquip | 15 |  | 30.55% | Tech/Econ | 2.045% | 48.1672 | 0 | 0.028123
Tech | Retail | Space Heating | Forced air furnace | TRC | Existing | NE3438 | Destratification Fans | Destratification Fans | NonEquip | 10 |  | 0% | Tech/Econ | 13.89% | 0 | 0 | 0
Tech | Retail | Space Heating | Forced air furnace | TRC | Existing | NE3386 | Dedicated Outdoor Air System on VRF unit | Dedicated Outdoor Air System on VRF unit | NonEquip | 15 | Residential/split system heat pump | 0% | Tech/Econ | 10% | 0 | 0 | 0
Tech | Retail | Space Heating | Forced air furnace | TRC | Existing | NE3334 | Cool Roof | Cool Roof | NonEquip | 15 |  | 72.75% | Tech/Econ | 0.4968% | 27.3715 | 0 | 0
Tech | Retail | Space Heating | Forced air furnace | TRC | Existing | NE3230 | Ceiling Insulation(R30 to R38) | Ceiling Insulation(R30 to R38) | NonEquip | 20 |  | 0% | Tech/Econ | 1.283% | 0 | 0 | 0
Tech | Retail | Space Heating | Forced air furnace | TRC | Existing | NE3178 | Ceiling Insulation(R2 to R38) | Ceiling Insulation(R2 to R38) | NonEquip | 20 |  | 0% | Tech/Econ | 86.61% | 0 | 0 | 0
Tech | Retail | Space Heating | Forced air furnace | TRC | Existing | NE3126 | Ceiling Insulation(R19 to R38) | Ceiling Insulation(R19 to R38) | NonEquip | 20 |  | 0% | Tech/Econ | 4.812% | 0 | 0 | 0
Tech | Retail | Space Heating | Forced air furnace | TRC | Existing | NE3074 | Ceiling Insulation(R12 to R38) | Ceiling Insulation(R12 to R38) | NonEquip | 20 |  | 0% | Tech/Econ | 10.43% | 0 | 0 | 0
Tech | Retail | Space Heating | Forced air furnace | TRC | Existing | NE2996 | Air Curtains | Air Curtains | NonEquip | 8 |  | 33.45% | Tech/Econ | 0.9466% | 24.0554 | 0 | 0.00095785
Tech | Retail | Exterior Lighting | Exterior parking/lot lighting | TRC | New | NN5297 | Retro-Commissioning | Retro-Commissioning | NonEquip | 5 |  | 0% | Tech/Econ | 16% | 0 | 0 | 0
Tech | Retail | Exterior Lighting | Exterior parking/lot lighting | TRC | New | NN5037 | ENERGY STAR certified buildings program | ENERGY STAR certified buildings program | NonEquip | 20 |  | 0% | Tech/Econ | 35% | 0 | 0 | 0
Tech | Retail | Exterior Lighting | Exterior parking/lot lighting | TRC | New | NN2983 | Outdoor Lighting Controls | Outdoor Lighting Controls | NonEquip | 8 | Exterior parking/lot lighting | 30.95% | Tech/Econ | 28% | 0 | 0 | 0
Tech | Retail | Exterior Lighting | Exterior parking/lot lighting | TRC | New | NN2957 | Bi-Level Lighting Control (Exterior) | Bi-Level Lighting Control (Exterior) | NonEquip | 9 | Exterior parking/lot lighting | 13.75% | Tech/Econ | 31% | 56.379 | 0 | 0
Tech | Retail | Exterior Lighting | Exterior parking/lot lighting | TRC | Existing | NE5284 | Retro-Commissioning | Retro-Commissioning | NonEquip | 5 |  | 21.99% | Tech/Econ | 16% | 53108.1705 | 0 | 31.7708
Tech | Retail | Exterior Lighting | Exterior parking/lot lighting | TRC | Existing | NE5024 | ENERGY STAR certified buildings program | ENERGY STAR certified buildings program | NonEquip | 20 |  | 0% | Tech/Econ | 35% | 0 | 0 | 0
Tech | Retail | Exterior Lighting | Exterior parking/lot lighting | TRC | Existing | NE2970 | Outdoor Lighting Controls | Outdoor Lighting Controls | NonEquip | 8 | Exterior parking/lot lighting | 30.95% | Tech/Econ | 28% | 143204.1588 | 0 | 0
Tech | Retail | Exterior Lighting | Exterior parking/lot lighting | TRC | Existing | NE2944 | Bi-Level Lighting Control (Exterior) | Bi-Level Lighting Control (Exterior) | NonEquip | 9 | Exterior parking/lot lighting | 13.75% | Tech/Econ | 31% | 73603.7647 | 0 | 0
Tech | Retail | Exterior Lighting | Exterior parking/lot lighting | TRC | Turnover | ET714 | LED Parking Lighting | LED Parking Lighting | Equip | 18 | Exterior parking/lot lighting | 6.728% | Tech/Econ | 84% | 103403.8289 | 0 | 0
Tech | Retail | Exterior Lighting | Exterior parking/lot lighting | TRC | Turnover | ET519 | High Efficiency HID Lighting | High Efficiency HID Lighting | Equip | 13 | Exterior parking/lot lighting | 0% | Tech/Econ | 34.18% | 0 | 0 | 0
Tech | Retail | Exterior Lighting | Exterior parking/lot lighting | TRC | New | EN740 | LED Parking Lighting | LED Parking Lighting | Equip | 18 | Exterior parking/lot lighting | 94.94% | Tech/Econ | 84% | 14143.4354 | 0 | 0
Tech | Retail | Exterior Lighting | Exterior parking/lot lighting | TRC | New | EN545 | High Efficiency HID Lighting | High Efficiency HID Lighting | Equip | 13 | Exterior parking/lot lighting | 0% | Tech/Econ | 34.18% | 0 | 0 | 0
Tech | Retail | Exterior Lighting | Exterior marquis | TRC | New | NN5297 | Retro-Commissioning | Retro-Commissioning | NonEquip | 5 |  | 0% | Tech/Econ | 16% | 0 | 0 | 0
Tech | Retail | Exterior Lighting | Exterior marquis | TRC | New | NN5037 | ENERGY STAR certified buildings program | ENERGY STAR certified buildings program | NonEquip | 20 |  | 0% | Tech/Econ | 35% | 0 | 0 | 0
Tech | Retail | Exterior Lighting | Exterior marquis | TRC | New | NN2983 | Outdoor Lighting Controls | Outdoor Lighting Controls | NonEquip | 8 | Exterior parking/lot lighting | 0% | Tech/Econ | 28% | 0 | 0 | 0
Tech | Retail | Exterior Lighting | Exterior marquis | TRC | New | NN2957 | Bi-Level Lighting Control (Exterior) | Bi-Level Lighting Control (Exterior) | NonEquip | 9 | Exterior parking/lot lighting | 0% | Tech/Econ | 31% | 0 | 0 | 0
Tech | Retail | Exterior Lighting | Exterior marquis | TRC | Existing | NE5284 | Retro-Commissioning | Retro-Commissioning | NonEquip | 5 |  | 21.99% | Tech/Econ | 16% | 0 | 0 | 0
Tech | Retail | Exterior Lighting | Exterior marquis | TRC | Existing | NE5024 | ENERGY STAR certified buildings program | ENERGY STAR certified buildings program | NonEquip | 20 |  | 0% | Tech/Econ | 35% | 0 | 0 | 0
Tech | Retail | Exterior Lighting | Exterior marquis | TRC | Existing | NE2970 | Outdoor Lighting Controls | Outdoor Lighting Controls | NonEquip | 8 | Exterior parking/lot lighting | 0% | Tech/Econ | 28% | 0 | 0 | 0
Tech | Retail | Exterior Lighting | Exterior marquis | TRC | Existing | NE2944 | Bi-Level Lighting Control (Exterior) | Bi-Level Lighting Control (Exterior) | NonEquip | 9 | Exterior parking/lot lighting | 0% | Tech/Econ | 31% | 0 | 0 | 0
Tech | Retail | Exterior Lighting | Exterior marquis | TRC | Turnover | ET636 | LED Exterior Lighting | LED Exterior Lighting | Equip | 13 | Exterior marquis | 4.268% | Tech/Econ | 60.51% | 0 | 0 | 0
Tech | Retail | Exterior Lighting | Exterior marquis | TRC | Turnover | ET597 | LED Display Lighting (Exterior) | LED Display Lighting (Exterior) | Equip | 15 | Exterior marquis | 4.268% | Tech/Econ | 87.04% | 0 | 0 | 0
Tech | Retail | Exterior Lighting | Exterior marquis | TRC | New | EN662 | LED Exterior Lighting | LED Exterior Lighting | Equip | 13 | Exterior marquis | 4.624% | Tech/Econ | 60.51% | 0 | 0 | 0
Tech | Retail | Exterior Lighting | Exterior marquis | TRC | New | EN623 | LED Display Lighting (Exterior) | LED Display Lighting (Exterior) | Equip | 15 | Exterior marquis | 4.624% | Tech/Econ | 87.04% | 0 | 0 | 0
Tech | Retail | Miscellaneous | Elevators/Escalators | TRC | New | NN5453 | Retro-Commissioning | Retro-Commissioning | NonEquip | 5 |  | 0% | Tech/Econ | 16% | 0 | 0 | 0
Tech | Retail | Miscellaneous | Elevators/Escalators | TRC | New | NN5245 | ENERGY STAR certified buildings program | ENERGY STAR certified buildings program | NonEquip | 20 |  | 0% | Tech/Econ | 35% | 0 | 0 | 0
Tech | Retail | Miscellaneous | Elevators/Escalators | TRC | New | NN4543 | VSD Controlled Compressor | VSD Controlled Compressor | NonEquip | 15 | Others | 0% | Tech/Econ | 20.79% | 0 | 0 | 0
Tech | Retail | Miscellaneous | Elevators/Escalators | TRC | New | NN4517 | Regenerative Drive Elevator Motor | Regenerative Drive Elevator Motor | NonEquip | 13 | Elevators/Escalators | 11.17% | Tech/Econ | 6.211% | 0.27306 | 3.8005e-05 | 3.4816e-06
Tech | Retail | Miscellaneous | Elevators/Escalators | TRC | New | NN4491 | Engine Block Timer | Engine Block Timer | NonEquip | 5 | Others | 0% | Tech/Econ | 36% | 0 | 0 | 0
Tech | Retail | Miscellaneous | Elevators/Escalators | TRC | New | NN4465 | Efficient Motor Belts | Efficient Motor Belts | NonEquip | 10 | Others | 0% | Tech/Econ | 1.105% | 0 | 0 | 0
Tech | Retail | Miscellaneous | Elevators/Escalators | TRC | Existing | NE5440 | Retro-Commissioning | Retro-Commissioning | NonEquip | 5 |  | 21.99% | Tech/Econ | 16% | 142.9345 | 0.044131 | 0.085507
Tech | Retail | Miscellaneous | Elevators/Escalators | TRC | Existing | NE5232 | ENERGY STAR certified buildings program | ENERGY STAR certified buildings program | NonEquip | 20 |  | 0% | Tech/Econ | 35% | 0 | 0 | 0
Tech | Retail | Miscellaneous | Elevators/Escalators | TRC | Existing | NE4530 | VSD Controlled Compressor | VSD Controlled Compressor | NonEquip | 15 | Others | 0% | Tech/Econ | 20.79% | 0 | 0 | 0
Tech | Retail | Miscellaneous | Elevators/Escalators | TRC | Existing | NE4504 | Regenerative Drive Elevator Motor | Regenerative Drive Elevator Motor | NonEquip | 13 | Elevators/Escalators | 2.24% | Tech/Econ | 6.211% | 5.452 | 0.00075883 | 6.9515e-05
Tech | Retail | Miscellaneous | Elevators/Escalators | TRC | Existing | NE4478 | Engine Block Timer | Engine Block Timer | NonEquip | 5 | Others | 0% | Tech/Econ | 36% | 0 | 0 | 0
Tech | Retail | Miscellaneous | Elevators/Escalators | TRC | Existing | NE4452 | Efficient Motor Belts | Efficient Motor Belts | NonEquip | 10 | Others | 0% | Tech/Econ | 1.105% | 0 | 0 | 0
Tech | Retail | Office Equipment | Document production | TRC | New | NN5063 | ENERGY STAR certified buildings program | ENERGY STAR certified buildings program | NonEquip | 20 |  | 0% | Tech/Econ | 35% | 0 | 0 | 0
Tech | Retail | Office Equipment | Document production | TRC | New | NN4595 | Smart Strip Plug Outlet | Smart Strip Plug Outlet | NonEquip | 4 |  | 43.9% | Tech/Econ | 1.187% | 50.0912 | 0.0074483 | 0.0051764
Tech | Retail | Office Equipment | Document production | TRC | New | NN4569 | Network PC Power Management | Network PC Power Management | NonEquip | 5 | Computers | 0% | Tech/Econ | 56.5% | 0 | 0 | 0
Tech | Retail | Office Equipment | Document production | TRC | Existing | NE5050 | ENERGY STAR certified buildings program | ENERGY STAR certified buildings program | NonEquip | 20 |  | 0% | Tech/Econ | 35% | 0 | 0 | 0
Tech | Retail | Office Equipment | Document production | TRC | Existing | NE4582 | Smart Strip Plug Outlet | Smart Strip Plug Outlet | NonEquip | 4 |  | 43.9% | Tech/Econ | 1.187% | 5167.7473 | 0.76841 | 0.53404
Tech | Retail | Office Equipment | Document production | TRC | Existing | NE4556 | Network PC Power Management | Network PC Power Management | NonEquip | 5 | Computers | 0% | Tech/Econ | 56.5% | 0 | 0 | 0
Tech | Retail | Office Equipment | Document production | TRC | Turnover | ET2151 | ENERGY STAR Imaging Equipment | ENERGY STAR Imaging Equipment | Equip | 6 | Document production | 17.92% | Tech/Econ | 44.44% | 85815.2334 | 11.9005 | 7.9912
Tech | Retail | Office Equipment | Document production | TRC | New | EN2177 | ENERGY STAR Imaging Equipment | ENERGY STAR Imaging Equipment | Equip | 6 | Document production | 17.92% | Tech/Econ | 44.44% | 831.8116 | 0.11535 | 0.077459
Tech | Retail | Space Cooling | District chilled water piped | TRC | New | NN5375 | Retro-Commissioning | Retro-Commissioning | NonEquip | 5 |  | 0% | Tech/Econ | 16% | 0 | 0 | 0
Tech | Retail | Space Cooling | District chilled water piped | TRC | New | NN5167 | ENERGY STAR certified buildings program | ENERGY STAR certified buildings program | NonEquip | 20 |  | 0% | Tech/Econ | 35% | 0 | 0 | 0
Tech | Retail | Space Cooling | District chilled water piped | TRC | New | NN4387 | Window Sun Protection | Window Sun Protection | NonEquip | 10 |  | 15.35% | Tech/Econ | 16% | 0 | 0 | 0
Tech | Retail | Space Cooling | District chilled water piped | TRC | New | NN4361 | Waterside Economizer | Waterside Economizer | NonEquip | 20 |  | 0% | Tech/Econ | 5.556% | 0 | 0 | 0
Tech | Retail | Space Cooling | District chilled water piped | TRC | New | NN4153 | Smart Thermostat | Smart Thermostat | NonEquip | 11 |  | 31.48% | Tech/Econ | 10% | 0 | 0 | 0
Tech | Retail | Space Cooling | District chilled water piped | TRC | New | NN4049 | Programmable Thermostat | Programmable Thermostat | NonEquip | 11 |  | 0% | Tech/Econ | 3.6% | 0 | 0 | 0
Tech | Retail | Space Cooling | District chilled water piped | TRC | New | NN3997 | Low U-Value Windows | Low U-Value Windows | NonEquip | 20 |  | 12.54% | Tech/Econ | 10% | 0 | 0 | 0
Tech | Retail | Space Cooling | District chilled water piped | TRC | New | NN3919 | HVAC tune-up_RTU | HVAC tune-up_RTU | NonEquip | 5 | Packaged air conditioning units (RTUs) | 0% | Tech/Econ | 5% | 0 | 0 | 0
Tech | Retail | Space Cooling | District chilled water piped | TRC | New | NN3893 | HVAC tune-up | HVAC tune-up | NonEquip | 5 | Residential-type central air conditioners | 0% | Tech/Econ | 5% | 0 | 0 | 0
Tech | Retail | Space Cooling | District chilled water piped | TRC | New | NN3815 | Green Roof | Green Roof | NonEquip | 15 |  | 0.294% | Tech/Econ | 1.858% | 0 | 0 | 0
Tech | Retail | Space Cooling | District chilled water piped | TRC | New | NN3685 | Facility Energy Management System | Facility Energy Management System | NonEquip | 15 |  | 4.276% | Tech/Econ | 20% | 0 | 0 | 0
Tech | Retail | Space Cooling | District chilled water piped | TRC | New | NN3633 | Facility Commissioning | Facility Commissioning | NonEquip | 10 |  | 53.41% | Tech/Econ | 16% | 0 | 0 | 0
Tech | Retail | Space Cooling | District chilled water piped | TRC | New | NN3607 | Energy Recovery Ventilation System (ERV) | Energy Recovery Ventilation System (ERV) | NonEquip | 15 | Packaged air conditioning units (RTUs) | 0% | Tech/Econ | 12.48% | 0 | 0 | 0
Tech | Retail | Space Cooling | District chilled water piped | TRC | New | NN3529 | Duct Sealing Repair | Duct Sealing Repair | NonEquip | 15 |  | 0% | Tech/Econ | 12% | 0 | 0 | 0
Tech | Retail | Space Cooling | District chilled water piped | TRC | New | NN3477 | Duct Insulation | Duct Insulation | NonEquip | 15 |  | 0% | Tech/Econ | 2.045% | 0 | 0 | 0
Tech | Retail | Space Cooling | District chilled water piped | TRC | New | NN3425 | Dedicated Outdoor Air System on VRF unit | Dedicated Outdoor Air System on VRF unit | NonEquip | 15 | Residential-type central air conditioners | 0% | Tech/Econ | 17.5% | 0 | 0 | 0
Tech | Retail | Space Cooling | District chilled water piped | TRC | New | NN3373 | Cool Roof | Cool Roof | NonEquip | 15 |  | 72.51% | Tech/Econ | 3.439% | 0 | 0 | 0
Tech | Retail | Space Cooling | District chilled water piped | TRC | New | NN3321 | Chilled Water System - Variable Speed Drives | Chilled Water System - Variable Speed Drives | NonEquip | 13 | Central chillers inside | 0% | Tech/Econ | 24.74% | 0 | 0 | 0
Tech | Retail | Space Cooling | District chilled water piped | TRC | New | NN3295 | Chilled Water Controls Optimization | Chilled Water Controls Optimization | NonEquip | 10 | Central chillers inside | 0% | Tech/Econ | 12.5% | 0 | 0 | 0
Tech | Retail | Space Cooling | District chilled water piped | TRC | New | NN3217 | Ceiling Insulation(R2 to R38) | Ceiling Insulation(R2 to R38) | NonEquip | 20 |  | 0% | Tech/Econ | 21.87% | 0 | 0 | 0
Tech | Retail | Space Cooling | District chilled water piped | TRC | New | NN3113 | Ceiling Insulation(R12 to R38) | Ceiling Insulation(R12 to R38) | NonEquip | 20 |  | 0% | Tech/Econ | 2.633% | 0 | 0 | 0
Tech | Retail | Space Cooling | District chilled water piped | TRC | New | NN3061 | Airside Economizer | Airside Economizer | NonEquip | 10 | Packaged air conditioning units (RTUs) | 0% | Tech/Econ | 5.556% | 0 | 0 | 0
Tech | Retail | Space Cooling | District chilled water piped | TRC | Existing | NE5362 | Retro-Commissioning | Retro-Commissioning | NonEquip | 5 |  | 21.99% | Tech/Econ | 16% | 0 | 0 | 0
Tech | Retail | Space Cooling | District chilled water piped | TRC | Existing | NE5154 | ENERGY STAR certified buildings program | ENERGY STAR certified buildings program | NonEquip | 20 |  | 0% | Tech/Econ | 35% | 0 | 0 | 0
Tech | Retail | Space Cooling | District chilled water piped | TRC | Existing | NE4374 | Window Sun Protection | Window Sun Protection | NonEquip | 10 |  | 7.316% | Tech/Econ | 16% | 0 | 0 | 0
Tech | Retail | Space Cooling | District chilled water piped | TRC | Existing | NE4348 | Waterside Economizer | Waterside Economizer | NonEquip | 20 |  | 0% | Tech/Econ | 5.556% | 0 | 0 | 0
Tech | Retail | Space Cooling | District chilled water piped | TRC | Existing | NE4296 | Warehouse Loading Dock Seals | Warehouse Loading Dock Seals | NonEquip | 18 |  | 0% | Tech/Econ | 1.18% | 0 | 0 | 0
Tech | Retail | Space Cooling | District chilled water piped | TRC | Existing | NE4218 | Wall Insulation | Wall Insulation | NonEquip | 20 |  | 15.96% | Tech/Econ | 12.2% | 0 | 0 | 0
Tech | Retail | Space Cooling | District chilled water piped | TRC | Existing | NE4140 | Smart Thermostat | Smart Thermostat | NonEquip | 11 |  | 31.48% | Tech/Econ | 10% | 0 | 0 | 0
Tech | Retail | Space Cooling | District chilled water piped | TRC | Existing | NE4114 | Roof Insulation | Roof Insulation | NonEquip | 20 |  | 58.5% | Tech/Econ | 3.207% | 0 | 0 | 0
Tech | Retail | Space Cooling | District chilled water piped | TRC | Existing | NE4036 | Programmable Thermostat | Programmable Thermostat | NonEquip | 11 |  | 0% | Tech/Econ | 3.6% | 0 | 0 | 0
Tech | Retail | Space Cooling | District chilled water piped | TRC | Existing | NE3984 | Low U-Value Windows | Low U-Value Windows | NonEquip | 20 |  | 5.017% | Tech/Econ | 46% | 0 | 0 | 0
Tech | Retail | Space Cooling | District chilled water piped | TRC | Existing | NE3906 | HVAC tune-up_RTU | HVAC tune-up_RTU | NonEquip | 5 | Packaged air conditioning units (RTUs) | 0% | Tech/Econ | 5% | 0 | 0 | 0
Tech | Retail | Space Cooling | District chilled water piped | TRC | Existing | NE3880 | HVAC tune-up | HVAC tune-up | NonEquip | 5 | Residential-type central air conditioners | 0% | Tech/Econ | 5% | 0 | 0 | 0
Tech | Retail | Space Cooling | District chilled water piped | TRC | Existing | NE3802 | Green Roof | Green Roof | NonEquip | 15 |  | 0.0588% | Tech/Econ | 1.858% | 0 | 0 | 0
Tech | Retail | Space Cooling | District chilled water piped | TRC | Existing | NE3672 | Facility Energy Management System | Facility Energy Management System | NonEquip | 15 |  | 4.3% | Tech/Econ | 20% | 0 | 0 | 0
Tech | Retail | Space Cooling | District chilled water piped | TRC | Existing | NE3594 | Energy Recovery Ventilation System (ERV) | Energy Recovery Ventilation System (ERV) | NonEquip | 15 | Packaged air conditioning units (RTUs) | 0% | Tech/Econ | 12.48% | 0 | 0 | 0
Tech | Retail | Space Cooling | District chilled water piped | TRC | Existing | NE3516 | Duct Sealing Repair | Duct Sealing Repair | NonEquip | 15 |  | 30.55% | Tech/Econ | 12% | 0 | 0 | 0
Tech | Retail | Space Cooling | District chilled water piped | TRC | Existing | NE3464 | Duct Insulation | Duct Insulation | NonEquip | 15 |  | 30.55% | Tech/Econ | 2.045% | 0 | 0 | 0
Tech | Retail | Space Cooling | District chilled water piped | TRC | Existing | NE3412 | Dedicated Outdoor Air System on VRF unit | Dedicated Outdoor Air System on VRF unit | NonEquip | 15 | Residential-type central air conditioners | 0% | Tech/Econ | 17.5% | 0 | 0 | 0
Tech | Retail | Space Cooling | District chilled water piped | TRC | Existing | NE3360 | Cool Roof | Cool Roof | NonEquip | 15 |  | 72.75% | Tech/Econ | 3.439% | 0 | 0 | 0
Tech | Retail | Space Cooling | District chilled water piped | TRC | Existing | NE3308 | Chilled Water System - Variable Speed Drives | Chilled Water System - Variable Speed Drives | NonEquip | 13 | Central chillers inside | 0% | Tech/Econ | 24.74% | 0 | 0 | 0
Tech | Retail | Space Cooling | District chilled water piped | TRC | Existing | NE3282 | Chilled Water Controls Optimization | Chilled Water Controls Optimization | NonEquip | 10 | Central chillers inside | 0% | Tech/Econ | 12.5% | 0 | 0 | 0
Tech | Retail | Space Cooling | District chilled water piped | TRC | Existing | NE3204 | Ceiling Insulation(R2 to R38) | Ceiling Insulation(R2 to R38) | NonEquip | 20 |  | 0% | Tech/Econ | 21.87% | 0 | 0 | 0
Tech | Retail | Space Cooling | District chilled water piped | TRC | Existing | NE3152 | Ceiling Insulation(R19 to R38) | Ceiling Insulation(R19 to R38) | NonEquip | 20 |  | 0% | Tech/Econ | 1.215% | 0 | 0 | 0
Tech | Retail | Space Cooling | District chilled water piped | TRC | Existing | NE3100 | Ceiling Insulation(R12 to R38) | Ceiling Insulation(R12 to R38) | NonEquip | 20 |  | 0% | Tech/Econ | 2.633% | 0 | 0 | 0
Tech | Retail | Space Cooling | District chilled water piped | TRC | Existing | NE3048 | Airside Economizer | Airside Economizer | NonEquip | 10 | Packaged air conditioning units (RTUs) | 0% | Tech/Econ | 5.556% | 0 | 0 | 0
Tech | Retail | Space Cooling | District chilled water piped | TRC | Turnover | ET948 | High Efficiency Chiller (Air Cooled, 50 tons) | High Efficiency Chiller (Air Cooled, 50 tons) | Equip | 20 | District chilled water piped | 28.37% | Tech/Econ | 8.759% | 0 | 0 | 0
Tech | Retail | Space Cooling | District chilled water piped | TRC | Turnover | ET1104 | High Efficiency Chiller (Water cooled-positive displacement, 100 tons) | High Efficiency Chiller (Water cooled-positive displacement, 100 tons) | Equip | 20 | District chilled water piped | 28.37% | Tech/Econ | 2.683% | 0 | 0 | 0
Tech | Retail | Space Cooling | District chilled water piped | TRC | Turnover | ET1026 | High Efficiency Chiller (Water cooled-centrifugal, 200 tons) | High Efficiency Chiller (Water cooled-centrifugal, 200 tons) | Equip | 20 | District chilled water piped | 28.37% | Tech/Econ | 4.362% | 0 | 0 | 0
Tech | Retail | Space Cooling | District chilled water piped | TRC | New | EN974 | High Efficiency Chiller (Air Cooled, 50 tons) | High Efficiency Chiller (Air Cooled, 50 tons) | Equip | 20 | District chilled water piped | 28.37% | Tech/Econ | 8.759% | 0 | 0 | 0
Tech | Retail | Space Cooling | District chilled water piped | TRC | New | EN1130 | High Efficiency Chiller (Water cooled-positive displacement, 100 tons) | High Efficiency Chiller (Water cooled-positive displacement, 100 tons) | Equip | 20 | District chilled water piped | 28.37% | Tech/Econ | 2.683% | 0 | 0 | 0
Tech | Retail | Space Cooling | District chilled water piped | TRC | New | EN1052 | High Efficiency Chiller (Water cooled-centrifugal, 200 tons) | High Efficiency Chiller (Water cooled-centrifugal, 200 tons) | Equip | 20 | District chilled water piped | 28.37% | Tech/Econ | 4.362% | 0 | 0 | 0
Tech | Retail | Refrigeration | Display cases | TRC | New | NN5323 | Retro-Commissioning | Retro-Commissioning | NonEquip | 5 |  | 0% | Tech/Econ | 16% | 0 | 0 | 0
Tech | Retail | Refrigeration | Display cases | TRC | New | NN5115 | ENERGY STAR certified buildings program | ENERGY STAR certified buildings program | NonEquip | 20 |  | 0% | Tech/Econ | 35% | 0 | 0 | 0
Tech | Retail | Refrigeration | Display cases | TRC | New | NN4907 | Strip Curtains for Walk-ins | Strip Curtains for Walk-ins | NonEquip | 4 | Walk-in cooler | 0% | Tech/Econ | 2.115% | 0 | 0 | 0
Tech | Retail | Refrigeration | Display cases | TRC | New | NN4881 | Refrigerated Display Case Lighting Controls | Refrigerated Display Case Lighting Controls | NonEquip | 8 | Display cases | 0% | Tech/Econ | 0.9365% | 0 | 0 | 0
Tech | Retail | Refrigeration | Display cases | TRC | New | NN4855 | PSC to ECM Evaporator Fan Motor (Walk-In, Refrigerator) | PSC to ECM Evaporator Fan Motor (Walk-In, Refrigerator) | NonEquip | 15 | Walk-in cooler | 0% | Tech/Econ | 37.5% | 0 | 0 | 0
Tech | Retail | Refrigeration | Display cases | TRC | New | NN4829 | PSC to ECM Evaporator Fan Motor (Reach-In) | PSC to ECM Evaporator Fan Motor (Reach-In) | NonEquip | 15 | Display cases | 68.68% | Tech/Econ | 37.5% | 0 | 0 | 0
Tech | Retail | Refrigeration | Display cases | TRC | New | NN4803 | Night Covers for Display Cases | Night Covers for Display Cases | NonEquip | 5 | Display cases | 33.84% | Tech/Econ | 1.877% | 0 | 0 | 0
Tech | Retail | Refrigeration | Display cases | TRC | New | NN4777 | High R-Value Glass Doors | High R-Value Glass Doors | NonEquip | 12 | Display cases | 36.17% | Tech/Econ | 0% | 0 | 0 | 0
Tech | Retail | Refrigeration | Display cases | TRC | New | NN4751 | High Efficiency Refrigeration Compressor | High Efficiency Refrigeration Compressor | NonEquip | 13 | Display cases | 4.199% | Tech/Econ | 6.922% | 0 | 0 | 0
Tech | Retail | Refrigeration | Display cases | TRC | New | NN4725 | Freezer-Cooler Replacement Gaskets | Freezer-Cooler Replacement Gaskets | NonEquip | 4 | Display cases | 0% | Tech/Econ | 0% | 0 | 0 | 0
Tech | Retail | Refrigeration | Display cases | TRC | New | NN4699 | Floating Head Pressure Controls | Floating Head Pressure Controls | NonEquip | 15 |  | 0% | Tech/Econ | 6.05% | 0 | 0 | 0
Tech | Retail | Refrigeration | Display cases | TRC | New | NN4673 | Demand Defrost | Demand Defrost | NonEquip | 10 | Walk-in cooler | 0% | Tech/Econ | 30% | 0 | 0 | 0
Tech | Retail | Refrigeration | Display cases | TRC | New | NN4647 | Automatic Door Closer for Walk-in Coolers and Freezers | Automatic Door Closer for Walk-in Coolers and Freezers | NonEquip | 8 | Walk-in cooler | 0% | Tech/Econ | 3.131% | 0 | 0 | 0
Tech | Retail | Refrigeration | Display cases | TRC | New | NN4621 | Anti-Sweat Controls | Anti-Sweat Controls | NonEquip | 8 | Display cases | 0% | Tech/Econ | 85% | 0 | 0 | 0
Tech | Retail | Refrigeration | Display cases | TRC | Existing | NE5310 | Retro-Commissioning | Retro-Commissioning | NonEquip | 5 |  | 21.99% | Tech/Econ | 16% | 2337.3166 | 0.72164 | 1.3982
Tech | Retail | Refrigeration | Display cases | TRC | Existing | NE5102 | ENERGY STAR certified buildings program | ENERGY STAR certified buildings program | NonEquip | 20 |  | 0% | Tech/Econ | 35% | 0 | 0 | 0
Tech | Retail | Refrigeration | Display cases | TRC | Existing | NE4894 | Strip Curtains for Walk-ins | Strip Curtains for Walk-ins | NonEquip | 4 | Walk-in cooler | 0% | Tech/Econ | 2.115% | 0 | 0 | 0
Tech | Retail | Refrigeration | Display cases | TRC | Existing | NE4868 | Refrigerated Display Case Lighting Controls | Refrigerated Display Case Lighting Controls | NonEquip | 8 | Display cases | 0% | Tech/Econ | 2.524% | 0 | 0 | 0
Tech | Retail | Refrigeration | Display cases | TRC | Existing | NE4842 | PSC to ECM Evaporator Fan Motor (Walk-In, Refrigerator) | PSC to ECM Evaporator Fan Motor (Walk-In, Refrigerator) | NonEquip | 15 | Walk-in cooler | 0% | Tech/Econ | 37.5% | 0 | 0 | 0
Tech | Retail | Refrigeration | Display cases | TRC | Existing | NE4816 | PSC to ECM Evaporator Fan Motor (Reach-In) | PSC to ECM Evaporator Fan Motor (Reach-In) | NonEquip | 15 | Display cases | 17.17% | Tech/Econ | 37.5% | 5002.8813 | 0.69632 | 0.063788
Tech | Retail | Refrigeration | Display cases | TRC | Existing | NE4790 | Night Covers for Display Cases | Night Covers for Display Cases | NonEquip | 5 | Display cases | 33.84% | Tech/Econ | 1.877% | 395.0535 | 0.05934 | 0.02652
Tech | Retail | Refrigeration | Display cases | TRC | Existing | NE4764 | High R-Value Glass Doors | High R-Value Glass Doors | NonEquip | 12 | Display cases | 36.17% | Tech/Econ | 23.81% | 6260.377 | 0.91427 | 0.31446
Tech | Retail | Refrigeration | Display cases | TRC | Existing | NE4738 | High Efficiency Refrigeration Compressor | High Efficiency Refrigeration Compressor | NonEquip | 13 | Display cases | 14.15% | Tech/Econ | 6.922% | 627.9542 | 0.094685 | 0.044317
Tech | Retail | Refrigeration | Display cases | TRC | Existing | NE4712 | Freezer-Cooler Replacement Gaskets | Freezer-Cooler Replacement Gaskets | NonEquip | 4 | Display cases | 63.61% | Tech/Econ | 3.131% | 1263.9497 | 0.18407 | 0.05993
Tech | Retail | Refrigeration | Display cases | TRC | Existing | NE4686 | Floating Head Pressure Controls | Floating Head Pressure Controls | NonEquip | 15 |  | 0% | Tech/Econ | 6.05% | 0 | 0 | 0
Tech | Retail | Refrigeration | Display cases | TRC | Existing | NE4660 | Demand Defrost | Demand Defrost | NonEquip | 10 | Walk-in cooler | 0% | Tech/Econ | 30% | 0 | 0 | 0
Tech | Retail | Refrigeration | Display cases | TRC | Existing | NE4634 | Automatic Door Closer for Walk-in Coolers and Freezers | Automatic Door Closer for Walk-in Coolers and Freezers | NonEquip | 8 | Walk-in cooler | 0% | Tech/Econ | 3.131% | 0 | 0 | 0
Tech | Retail | Refrigeration | Display cases | TRC | Existing | NE4608 | Anti-Sweat Controls | Anti-Sweat Controls | NonEquip | 8 | Display cases | 13.66% | Tech/Econ | 85% | 21329.4896 | 1.7046 | 1.7138
Tech | Retail | Refrigeration | Display cases | TRC | Turnover | ET2463 | Energy Star Commercial Solid Door Refrigerator | Energy Star Commercial Solid Door Refrigerator | Equip | 12 | Display cases | 66.59% | Tech/Econ | 50.28% | 54348.1347 | 8.1176 | 3.6274
Tech | Retail | Refrigeration | Display cases | TRC | Turnover | ET2424 | Energy Star Commercial Solid Door Freezer | Energy Star Commercial Solid Door Freezer | Equip | 12 | Display cases | 66.59% | Tech/Econ | 42.11% | 30280.2284 | 4.5227 | 2.021
Tech | Retail | Refrigeration | Display cases | TRC | New | EN2489 | Energy Star Commercial Solid Door Refrigerator | Energy Star Commercial Solid Door Refrigerator | Equip | 12 | Display cases | 66.59% | Tech/Econ | 50.28% | 596.0207 | 0.089023 | 0.039781
Tech | Retail | Refrigeration | Display cases | TRC | New | EN2450 | Energy Star Commercial Solid Door Freezer | Energy Star Commercial Solid Door Freezer | Equip | 12 | Display cases | 66.59% | Tech/Econ | 42.11% | 166.5853 | 0.024882 | 0.011119
Tech | Retail | Cooking | Cooking Other | TRC | New | NN5089 | ENERGY STAR certified buildings program | ENERGY STAR certified buildings program | NonEquip | 20 |  | 0% | Tech/Econ | 35% | 0 | 0 | 0
Tech | Retail | Cooking | Cooking Other | TRC | Existing | NE5076 | ENERGY STAR certified buildings program | ENERGY STAR certified buildings program | NonEquip | 20 |  | 0% | Tech/Econ | 35% | 0 | 0 | 0
Tech | Retail | Cooking | Cooking Other | TRC | Turnover | ET246 | Induction Cooktops | Induction Cooktops | Equip | 10 | Cooking Other | 0% | Tech/Econ | 18.82% | 0 | 0 | 0
Tech | Retail | Cooking | Cooking Other | TRC | Turnover | ET168 | Energy Star Hot Food Holding Cabinet | Energy Star Hot Food Holding Cabinet | Equip | 12 | Cooking Other | 0% | Tech/Econ | 52.67% | 0 | 0 | 0
Tech | Retail | Cooking | Cooking Other | TRC | Turnover | ET129 | Energy Star Griddle | Energy Star Griddle | Equip | 12 | Cooking Other | 0% | Tech/Econ | 12.08% | 0 | 0 | 0
Tech | Retail | Cooking | Cooking Other | TRC | Turnover | ET12 | Efficient Exhaust Hood | Efficient Exhaust Hood | Equip | 15 | Cooking Other | 0% | Tech/Econ | 42.5% | 0 | 0 | 0
Tech | Retail | Cooking | Cooking Other | TRC | New | EN38 | Efficient Exhaust Hood | Efficient Exhaust Hood | Equip | 15 | Cooking Other | 0% | Tech/Econ | 42.5% | 0 | 0 | 0
Tech | Retail | Cooking | Cooking Other | TRC | New | EN272 | Induction Cooktops | Induction Cooktops | Equip | 10 | Cooking Other | 0% | Tech/Econ | 18.82% | 0 | 0 | 0
Tech | Retail | Cooking | Cooking Other | TRC | New | EN194 | Energy Star Hot Food Holding Cabinet | Energy Star Hot Food Holding Cabinet | Equip | 12 | Cooking Other | 0% | Tech/Econ | 52.67% | 0 | 0 | 0
Tech | Retail | Cooking | Cooking Other | TRC | New | EN155 | Energy Star Griddle | Energy Star Griddle | Equip | 12 | Cooking Other | 0% | Tech/Econ | 12.08% | 0 | 0 | 0
Tech | Retail | Office Equipment | Computers | TRC | New | NN5063 | ENERGY STAR certified buildings program | ENERGY STAR certified buildings program | NonEquip | 20 |  | 0% | Tech/Econ | 35% | 0 | 0 | 0
Tech | Retail | Office Equipment | Computers | TRC | New | NN4595 | Smart Strip Plug Outlet | Smart Strip Plug Outlet | NonEquip | 4 |  | 43.9% | Tech/Econ | 1.187% | 17.1233 | 0.0025461 | 0.0017695
Tech | Retail | Office Equipment | Computers | TRC | New | NN4569 | Network PC Power Management | Network PC Power Management | NonEquip | 5 | Computers | 22.4% | Tech/Econ | 56.5% | 561.2152 | 0.083481 | 0.05814
Tech | Retail | Office Equipment | Computers | TRC | Existing | NE5050 | ENERGY STAR certified buildings program | ENERGY STAR certified buildings program | NonEquip | 20 |  | 0% | Tech/Econ | 35% | 0 | 0 | 0
Tech | Retail | Office Equipment | Computers | TRC | Existing | NE4582 | Smart Strip Plug Outlet | Smart Strip Plug Outlet | NonEquip | 4 |  | 43.9% | Tech/Econ | 1.187% | 1766.5487 | 0.26268 | 0.18256
Tech | Retail | Office Equipment | Computers | TRC | Existing | NE4556 | Network PC Power Management | Network PC Power Management | NonEquip | 5 | Computers | 22.4% | Tech/Econ | 56.5% | 57898.7067 | 8.6124 | 5.9981
Tech | Retail | Office Equipment | Computers | TRC | Turnover | ET2190 | Energy Star PCs | Energy Star PCs | Equip | 4 | Computers | 35% | Tech/Econ | 43.34% | 60627.2701 | 8.6344 | 3.3491
Tech | Retail | Office Equipment | Computers | TRC | New | EN2216 | Energy Star PCs | Energy Star PCs | Equip | 4 | Computers | 35% | Tech/Econ | 43.34% | 587.6634 | 0.083694 | 0.032463
Tech | Retail | Domestic Hot Water | Centralized water heaters | TRC | New | NN5427 | Retro-Commissioning | Retro-Commissioning | NonEquip | 5 |  | 0% | Tech/Econ | 16% | 0 | 0 | 0
Tech | Retail | Domestic Hot Water | Centralized water heaters | TRC | New | NN5219 | ENERGY STAR certified buildings program | ENERGY STAR certified buildings program | NonEquip | 20 |  | 0% | Tech/Econ | 35% | 0 | 0 | 0
Tech | Retail | Domestic Hot Water | Centralized water heaters | TRC | New | NN2931 | Thermostatic Shower Restriction Valve | Thermostatic Shower Restriction Valve | NonEquip | 10 | Centralized water heaters | 0% | Tech/Econ | 4.015% | 0 | 0 | 0
Tech | Retail | Domestic Hot Water | Centralized water heaters | TRC | New | NN2905 | Tank Wrap on Water Heater | Tank Wrap on Water Heater | NonEquip | 7 | Centralized water heaters | 55.99% | Tech/Econ | 1.773% | 2.1283 | 0.00021319 | 0.00021751
Tech | Retail | Domestic Hot Water | Centralized water heaters | TRC | New | NN2879 | Low-Flow Pre-Rinse Sprayers | Low-Flow Pre-Rinse Sprayers | NonEquip | 5 | Centralized water heaters | 0% | Tech/Econ | 5.311% | 0 | 0 | 0
Tech | Retail | Domestic Hot Water | Centralized water heaters | TRC | New | NN2853 | Low Flow Shower Head | Low Flow Shower Head | NonEquip | 10 | Centralized water heaters | 0% | Tech/Econ | 0.8135% | 0 | 0 | 0
Tech | Retail | Domestic Hot Water | Centralized water heaters | TRC | New | NN2827 | Hot Water Pipe Insulation | Hot Water Pipe Insulation | NonEquip | 13 | Centralized water heaters | 22.45% | Tech/Econ | 9.519% | 32.3207 | 0.0025434 | 0.0043969
Tech | Retail | Domestic Hot Water | Centralized water heaters | TRC | New | NN2801 | Hot Water Circulation Pump Control | Hot Water Circulation Pump Control | NonEquip | 15 | Centralized water heaters | 0% | Tech/Econ | 4.571% | 0 | 0 | 0
Tech | Retail | Domestic Hot Water | Centralized water heaters | TRC | New | NN2775 | Faucet Aerator | Faucet Aerator | NonEquip | 10 | Centralized water heaters | 23.64% | Tech/Econ | 0.3832% | 0 | 0 | 0
Tech | Retail | Domestic Hot Water | Centralized water heaters | TRC | New | NN2749 | Drain Water Heat Recovery | Drain Water Heat Recovery | NonEquip | 15 | Centralized water heaters | 22.45% | Tech/Econ | 12.27% | 42.8522 | 0.0025899 | 0.017988
Tech | Retail | Domestic Hot Water | Centralized water heaters | TRC | Existing | NE5414 | Retro-Commissioning | Retro-Commissioning | NonEquip | 5 |  | 21.99% | Tech/Econ | 16% | 5644.2309 | 1.7426 | 3.3765
Tech | Retail | Domestic Hot Water | Centralized water heaters | TRC | Existing | NE5206 | ENERGY STAR certified buildings program | ENERGY STAR certified buildings program | NonEquip | 20 |  | 0% | Tech/Econ | 35% | 0 | 0 | 0
Tech | Retail | Domestic Hot Water | Centralized water heaters | TRC | Existing | NE2918 | Thermostatic Shower Restriction Valve | Thermostatic Shower Restriction Valve | NonEquip | 10 | Centralized water heaters | 0% | Tech/Econ | 3.841% | 0 | 0 | 0
Tech | Retail | Domestic Hot Water | Centralized water heaters | TRC | Existing | NE2892 | Tank Wrap on Water Heater | Tank Wrap on Water Heater | NonEquip | 7 | Centralized water heaters | 55.99% | Tech/Econ | 1.773% | 1478.703 | 0.14812 | 0.15112
Tech | Retail | Domestic Hot Water | Centralized water heaters | TRC | Existing | NE2866 | Low-Flow Pre-Rinse Sprayers | Low-Flow Pre-Rinse Sprayers | NonEquip | 5 | Centralized water heaters | 0% | Tech/Econ | 5.065% | 0 | 0 | 0
Tech | Retail | Domestic Hot Water | Centralized water heaters | TRC | Existing | NE2840 | Low Flow Shower Head | Low Flow Shower Head | NonEquip | 10 | Centralized water heaters | 0% | Tech/Econ | 0.7782% | 0 | 0 | 0
Tech | Retail | Domestic Hot Water | Centralized water heaters | TRC | Existing | NE2814 | Hot Water Pipe Insulation | Hot Water Pipe Insulation | NonEquip | 13 | Centralized water heaters | 4.299% | Tech/Econ | 9.106% | 603.9131 | 0.047523 | 0.082157
Tech | Retail | Domestic Hot Water | Centralized water heaters | TRC | Existing | NE2788 | Hot Water Circulation Pump Control | Hot Water Circulation Pump Control | NonEquip | 15 | Centralized water heaters | 70.18% | Tech/Econ | 4.373% | 4715.7379 | 0 | 0
Tech | Retail | Domestic Hot Water | Centralized water heaters | TRC | Existing | NE2762 | Faucet Aerator | Faucet Aerator | NonEquip | 10 | Centralized water heaters | 23.64% | Tech/Econ | 0.3666% | 127.799 | 0.0067825 | 0.057876
Tech | Retail | Domestic Hot Water | Centralized water heaters | TRC | Existing | NE2736 | Drain Water Heat Recovery | Drain Water Heat Recovery | NonEquip | 15 | Centralized water heaters | 2.67% | Tech/Econ | 12.27% | 507.1905 | 0.030654 | 0.2129
Tech | Retail | Domestic Hot Water | Centralized water heaters | TRC | Turnover | ET441 | Solar Water Heater | Solar Water Heater | Equip | 15 | Centralized water heaters | 29.31% | Tech/Econ | 76.67% | 52573.614 | 3.9295 | 0.55167
Tech | Retail | Domestic Hot Water | Centralized water heaters | TRC | Turnover | ET363 | Heat Pump Water Heater | Heat Pump Water Heater | Equip | 10 | Centralized water heaters | 17.67% | Tech/Econ | 65.32% | 20926.7592 | 1.4682 | 7.7026
Tech | Retail | Domestic Hot Water | Centralized water heaters | TRC | Turnover | ET285 | Energy Star Commercial Dishwasher | Energy Star Commercial Dishwasher | Equip | 15 | Centralized water heaters | 0% | Tech/Econ | 29.58% | 0 | 0 | 0
Tech | Retail | Domestic Hot Water | Centralized water heaters | TRC | New | EN467 | Solar Water Heater | Solar Water Heater | Equip | 15 | Centralized water heaters | 29.31% | Tech/Econ | 76.67% | 509.5988 | 0.038088 | 0.0053474
Tech | Retail | Domestic Hot Water | Centralized water heaters | TRC | New | EN389 | Heat Pump Water Heater | Heat Pump Water Heater | Equip | 10 | Centralized water heaters | 17.67% | Tech/Econ | 65.32% | 202.8442 | 0.014231 | 0.074661
Tech | Retail | Domestic Hot Water | Centralized water heaters | TRC | New | EN311 | Energy Star Commercial Dishwasher | Energy Star Commercial Dishwasher | Equip | 15 | Centralized water heaters | 0% | Tech/Econ | 29.58% | 0 | 0 | 0
Tech | Retail | Space Cooling | Central chillers inside | TRC | New | NN5375 | Retro-Commissioning | Retro-Commissioning | NonEquip | 5 |  | 0% | Tech/Econ | 16% | 0 | 0 | 0
Tech | Retail | Space Cooling | Central chillers inside | TRC | New | NN5167 | ENERGY STAR certified buildings program | ENERGY STAR certified buildings program | NonEquip | 20 |  | 0% | Tech/Econ | 35% | 0 | 0 | 0
Tech | Retail | Space Cooling | Central chillers inside | TRC | New | NN4387 | Window Sun Protection | Window Sun Protection | NonEquip | 10 |  | 15.35% | Tech/Econ | 16% | 0 | 0 | 0
Tech | Retail | Space Cooling | Central chillers inside | TRC | New | NN4361 | Waterside Economizer | Waterside Economizer | NonEquip | 20 |  | 0% | Tech/Econ | 5.556% | 0 | 0 | 0
Tech | Retail | Space Cooling | Central chillers inside | TRC | New | NN4153 | Smart Thermostat | Smart Thermostat | NonEquip | 11 |  | 31.48% | Tech/Econ | 10% | 0 | 0 | 0
Tech | Retail | Space Cooling | Central chillers inside | TRC | New | NN4049 | Programmable Thermostat | Programmable Thermostat | NonEquip | 11 |  | 0% | Tech/Econ | 3.6% | 0 | 0 | 0
Tech | Retail | Space Cooling | Central chillers inside | TRC | New | NN3997 | Low U-Value Windows | Low U-Value Windows | NonEquip | 20 |  | 12.54% | Tech/Econ | 10% | 0 | 0 | 0
Tech | Retail | Space Cooling | Central chillers inside | TRC | New | NN3919 | HVAC tune-up_RTU | HVAC tune-up_RTU | NonEquip | 5 | Packaged air conditioning units (RTUs) | 0% | Tech/Econ | 5% | 0 | 0 | 0
Tech | Retail | Space Cooling | Central chillers inside | TRC | New | NN3893 | HVAC tune-up | HVAC tune-up | NonEquip | 5 | Residential-type central air conditioners | 0% | Tech/Econ | 5% | 0 | 0 | 0
Tech | Retail | Space Cooling | Central chillers inside | TRC | New | NN3815 | Green Roof | Green Roof | NonEquip | 15 |  | 0.294% | Tech/Econ | 1.858% | 0 | 0 | 0
Tech | Retail | Space Cooling | Central chillers inside | TRC | New | NN3685 | Facility Energy Management System | Facility Energy Management System | NonEquip | 15 |  | 4.276% | Tech/Econ | 20% | 0 | 0 | 0
Tech | Retail | Space Cooling | Central chillers inside | TRC | New | NN3633 | Facility Commissioning | Facility Commissioning | NonEquip | 10 |  | 53.41% | Tech/Econ | 16% | 0 | 0 | 0
Tech | Retail | Space Cooling | Central chillers inside | TRC | New | NN3607 | Energy Recovery Ventilation System (ERV) | Energy Recovery Ventilation System (ERV) | NonEquip | 15 | Packaged air conditioning units (RTUs) | 0% | Tech/Econ | 12.48% | 0 | 0 | 0
Tech | Retail | Space Cooling | Central chillers inside | TRC | New | NN3529 | Duct Sealing Repair | Duct Sealing Repair | NonEquip | 15 |  | 0% | Tech/Econ | 12% | 0 | 0 | 0
Tech | Retail | Space Cooling | Central chillers inside | TRC | New | NN3477 | Duct Insulation | Duct Insulation | NonEquip | 15 |  | 0% | Tech/Econ | 2.045% | 0 | 0 | 0
Tech | Retail | Space Cooling | Central chillers inside | TRC | New | NN3425 | Dedicated Outdoor Air System on VRF unit | Dedicated Outdoor Air System on VRF unit | NonEquip | 15 | Residential-type central air conditioners | 0% | Tech/Econ | 17.5% | 0 | 0 | 0
Tech | Retail | Space Cooling | Central chillers inside | TRC | New | NN3373 | Cool Roof | Cool Roof | NonEquip | 15 |  | 72.51% | Tech/Econ | 3.439% | 0 | 0 | 0
Tech | Retail | Space Cooling | Central chillers inside | TRC | New | NN3321 | Chilled Water System - Variable Speed Drives | Chilled Water System - Variable Speed Drives | NonEquip | 13 | Central chillers inside | 73.99% | Tech/Econ | 24.74% | 0 | 0 | 0
Tech | Retail | Space Cooling | Central chillers inside | TRC | New | NN3295 | Chilled Water Controls Optimization | Chilled Water Controls Optimization | NonEquip | 10 | Central chillers inside | 34.04% | Tech/Econ | 12.5% | 0 | 0 | 0
Tech | Retail | Space Cooling | Central chillers inside | TRC | New | NN3217 | Ceiling Insulation(R2 to R38) | Ceiling Insulation(R2 to R38) | NonEquip | 20 |  | 0% | Tech/Econ | 21.87% | 0 | 0 | 0
Tech | Retail | Space Cooling | Central chillers inside | TRC | New | NN3113 | Ceiling Insulation(R12 to R38) | Ceiling Insulation(R12 to R38) | NonEquip | 20 |  | 0% | Tech/Econ | 2.633% | 0 | 0 | 0
Tech | Retail | Space Cooling | Central chillers inside | TRC | New | NN3061 | Airside Economizer | Airside Economizer | NonEquip | 10 | Packaged air conditioning units (RTUs) | 0% | Tech/Econ | 5.556% | 0 | 0 | 0
Tech | Retail | Space Cooling | Central chillers inside | TRC | Existing | NE5362 | Retro-Commissioning | Retro-Commissioning | NonEquip | 5 |  | 21.99% | Tech/Econ | 16% | 0 | 0 | 0
Tech | Retail | Space Cooling | Central chillers inside | TRC | Existing | NE5154 | ENERGY STAR certified buildings program | ENERGY STAR certified buildings program | NonEquip | 20 |  | 0% | Tech/Econ | 35% | 0 | 0 | 0
Tech | Retail | Space Cooling | Central chillers inside | TRC | Existing | NE4374 | Window Sun Protection | Window Sun Protection | NonEquip | 10 |  | 7.316% | Tech/Econ | 16% | 0 | 0 | 0
Tech | Retail | Space Cooling | Central chillers inside | TRC | Existing | NE4348 | Waterside Economizer | Waterside Economizer | NonEquip | 20 |  | 0% | Tech/Econ | 5.556% | 0 | 0 | 0
Tech | Retail | Space Cooling | Central chillers inside | TRC | Existing | NE4296 | Warehouse Loading Dock Seals | Warehouse Loading Dock Seals | NonEquip | 18 |  | 0% | Tech/Econ | 1.18% | 0 | 0 | 0
Tech | Retail | Space Cooling | Central chillers inside | TRC | Existing | NE4218 | Wall Insulation | Wall Insulation | NonEquip | 20 |  | 15.96% | Tech/Econ | 12.2% | 0 | 0 | 0
Tech | Retail | Space Cooling | Central chillers inside | TRC | Existing | NE4140 | Smart Thermostat | Smart Thermostat | NonEquip | 11 |  | 31.48% | Tech/Econ | 10% | 0 | 0 | 0
Tech | Retail | Space Cooling | Central chillers inside | TRC | Existing | NE4114 | Roof Insulation | Roof Insulation | NonEquip | 20 |  | 58.5% | Tech/Econ | 3.207% | 0 | 0 | 0
Tech | Retail | Space Cooling | Central chillers inside | TRC | Existing | NE4036 | Programmable Thermostat | Programmable Thermostat | NonEquip | 11 |  | 0% | Tech/Econ | 3.6% | 0 | 0 | 0
Tech | Retail | Space Cooling | Central chillers inside | TRC | Existing | NE3984 | Low U-Value Windows | Low U-Value Windows | NonEquip | 20 |  | 5.017% | Tech/Econ | 46% | 0 | 0 | 0
Tech | Retail | Space Cooling | Central chillers inside | TRC | Existing | NE3906 | HVAC tune-up_RTU | HVAC tune-up_RTU | NonEquip | 5 | Packaged air conditioning units (RTUs) | 0% | Tech/Econ | 5% | 0 | 0 | 0
Tech | Retail | Space Cooling | Central chillers inside | TRC | Existing | NE3880 | HVAC tune-up | HVAC tune-up | NonEquip | 5 | Residential-type central air conditioners | 0% | Tech/Econ | 5% | 0 | 0 | 0
Tech | Retail | Space Cooling | Central chillers inside | TRC | Existing | NE3802 | Green Roof | Green Roof | NonEquip | 15 |  | 0.0588% | Tech/Econ | 1.858% | 0 | 0 | 0
Tech | Retail | Space Cooling | Central chillers inside | TRC | Existing | NE3672 | Facility Energy Management System | Facility Energy Management System | NonEquip | 15 |  | 4.3% | Tech/Econ | 20% | 0 | 0 | 0
Tech | Retail | Space Cooling | Central chillers inside | TRC | Existing | NE3594 | Energy Recovery Ventilation System (ERV) | Energy Recovery Ventilation System (ERV) | NonEquip | 15 | Packaged air conditioning units (RTUs) | 0% | Tech/Econ | 12.48% | 0 | 0 | 0
Tech | Retail | Space Cooling | Central chillers inside | TRC | Existing | NE3516 | Duct Sealing Repair | Duct Sealing Repair | NonEquip | 15 |  | 30.55% | Tech/Econ | 12% | 0 | 0 | 0
Tech | Retail | Space Cooling | Central chillers inside | TRC | Existing | NE3464 | Duct Insulation | Duct Insulation | NonEquip | 15 |  | 30.55% | Tech/Econ | 2.045% | 0 | 0 | 0
Tech | Retail | Space Cooling | Central chillers inside | TRC | Existing | NE3412 | Dedicated Outdoor Air System on VRF unit | Dedicated Outdoor Air System on VRF unit | NonEquip | 15 | Residential-type central air conditioners | 0% | Tech/Econ | 17.5% | 0 | 0 | 0
Tech | Retail | Space Cooling | Central chillers inside | TRC | Existing | NE3360 | Cool Roof | Cool Roof | NonEquip | 15 |  | 72.75% | Tech/Econ | 3.439% | 0 | 0 | 0
Tech | Retail | Space Cooling | Central chillers inside | TRC | Existing | NE3308 | Chilled Water System - Variable Speed Drives | Chilled Water System - Variable Speed Drives | NonEquip | 13 | Central chillers inside | 73.99% | Tech/Econ | 24.74% | 0 | 0 | 0
Tech | Retail | Space Cooling | Central chillers inside | TRC | Existing | NE3282 | Chilled Water Controls Optimization | Chilled Water Controls Optimization | NonEquip | 10 | Central chillers inside | 34.04% | Tech/Econ | 12.5% | 0 | 0 | 0
Tech | Retail | Space Cooling | Central chillers inside | TRC | Existing | NE3204 | Ceiling Insulation(R2 to R38) | Ceiling Insulation(R2 to R38) | NonEquip | 20 |  | 0% | Tech/Econ | 21.87% | 0 | 0 | 0
Tech | Retail | Space Cooling | Central chillers inside | TRC | Existing | NE3152 | Ceiling Insulation(R19 to R38) | Ceiling Insulation(R19 to R38) | NonEquip | 20 |  | 0% | Tech/Econ | 1.215% | 0 | 0 | 0
Tech | Retail | Space Cooling | Central chillers inside | TRC | Existing | NE3100 | Ceiling Insulation(R12 to R38) | Ceiling Insulation(R12 to R38) | NonEquip | 20 |  | 0% | Tech/Econ | 2.633% | 0 | 0 | 0
Tech | Retail | Space Cooling | Central chillers inside | TRC | Existing | NE3048 | Airside Economizer | Airside Economizer | NonEquip | 10 | Packaged air conditioning units (RTUs) | 0% | Tech/Econ | 5.556% | 0 | 0 | 0
Tech | Retail | Space Cooling | Central chillers inside | TRC | Turnover | ET987 | High Efficiency Chiller (Water cooled-centrifugal, 200 tons) | High Efficiency Chiller (Water cooled-centrifugal, 200 tons) | Equip | 20 | Central chillers inside | 28.37% | Tech/Econ | 4.362% | 0 | 0 | 0
Tech | Retail | Space Cooling | Central chillers inside | TRC | Turnover | ET909 | High Efficiency Chiller (Air Cooled, 50 tons) | High Efficiency Chiller (Air Cooled, 50 tons) | Equip | 20 | Central chillers inside | 28.37% | Tech/Econ | 8.759% | 0 | 0 | 0
Tech | Retail | Space Cooling | Central chillers inside | TRC | Turnover | ET1065 | High Efficiency Chiller (Water cooled-positive displacement, 100 tons) | High Efficiency Chiller (Water cooled-positive displacement, 100 tons) | Equip | 20 | Central chillers inside | 28.37% | Tech/Econ | 2.683% | 0 | 0 | 0
Tech | Retail | Space Cooling | Central chillers inside | TRC | New | EN935 | High Efficiency Chiller (Air Cooled, 50 tons) | High Efficiency Chiller (Air Cooled, 50 tons) | Equip | 20 | Central chillers inside | 28.37% | Tech/Econ | 8.759% | 0 | 0 | 0
Tech | Retail | Space Cooling | Central chillers inside | TRC | New | EN1091 | High Efficiency Chiller (Water cooled-positive displacement, 100 tons) | High Efficiency Chiller (Water cooled-positive displacement, 100 tons) | Equip | 20 | Central chillers inside | 28.37% | Tech/Econ | 2.683% | 0 | 0 | 0
Tech | Retail | Space Cooling | Central chillers inside | TRC | New | EN1013 | High Efficiency Chiller (Water cooled-centrifugal, 200 tons) | High Efficiency Chiller (Water cooled-centrifugal, 200 tons) | Equip | 20 | Central chillers inside | 28.37% | Tech/Econ | 4.362% | 0 | 0 | 0
Tech | Retail | Ventilation and Circulation | Central air-handling unit | TRC | New | NN5401 | Retro-Commissioning | Retro-Commissioning | NonEquip | 5 |  | 0% | Tech/Econ | 16% | 0 | 0 | 0
Tech | Retail | Ventilation and Circulation | Central air-handling unit | TRC | New | NN5193 | ENERGY STAR certified buildings program | ENERGY STAR certified buildings program | NonEquip | 20 |  | 0% | Tech/Econ | 35% | 0 | 0 | 0
Tech | Retail | Ventilation and Circulation | Central air-handling unit | TRC | New | NN4985 | VAV System | VAV System | NonEquip | 10 |  | 0% | Tech/Econ | 30% | 0 | 0 | 0
Tech | Retail | Ventilation and Circulation | Central air-handling unit | TRC | New | NN4959 | Demand Controlled Ventilation | Demand Controlled Ventilation | NonEquip | 10 |  | 23.39% | Tech/Econ | 50% | 2288.7079 | 0.23829 | 1.3416
Tech | Retail | Ventilation and Circulation | Central air-handling unit | TRC | New | NN4933 | CO Sensors for Parking Garage Exhaust | CO Sensors for Parking Garage Exhaust | NonEquip | 15 | Motor/Fan | 0% | Tech/Econ | 33% | 0 | 0 | 0
Tech | Retail | Ventilation and Circulation | Central air-handling unit | TRC | Existing | NE5388 | Retro-Commissioning | Retro-Commissioning | NonEquip | 5 |  | 21.99% | Tech/Econ | 16% | 62720.0115 | 19.3646 | 37.5209
Tech | Retail | Ventilation and Circulation | Central air-handling unit | TRC | Existing | NE5180 | ENERGY STAR certified buildings program | ENERGY STAR certified buildings program | NonEquip | 20 |  | 0% | Tech/Econ | 35% | 0 | 0 | 0
Tech | Retail | Ventilation and Circulation | Central air-handling unit | TRC | Existing | NE4972 | VAV System | VAV System | NonEquip | 10 |  | 0% | Tech/Econ | 30% | 0 | 0 | 0
Tech | Retail | Ventilation and Circulation | Central air-handling unit | TRC | Existing | NE4946 | Demand Controlled Ventilation | Demand Controlled Ventilation | NonEquip | 10 |  | 23.39% | Tech/Econ | 50% | 236118.3698 | 24.5834 | 138.4045
Tech | Retail | Ventilation and Circulation | Central air-handling unit | TRC | Existing | NE4920 | CO Sensors for Parking Garage Exhaust | CO Sensors for Parking Garage Exhaust | NonEquip | 15 | Motor/Fan | 0% | Tech/Econ | 33% | 0 | 0 | 0
Tech | Retail | Interior Lighting | case lighting | TRC | New | NN5271 | Retro-Commissioning | Retro-Commissioning | NonEquip | 5 |  | 0% | Tech/Econ | 16% | 0 | 0 | 0
Tech | Retail | Interior Lighting | case lighting | TRC | New | NN5011 | ENERGY STAR certified buildings program | ENERGY STAR certified buildings program | NonEquip | 20 |  | 0% | Tech/Econ | 35% | 0 | 0 | 0
Tech | Retail | Interior Lighting | case lighting | TRC | New | NN4439 | Interior Lighting Controls | Interior Lighting Controls | NonEquip | 8 | Overhead (fluorescent/LED/CFL U-shape) | 0% | Tech/Econ | 28% | 0 | 0 | 0
Tech | Retail | Interior Lighting | case lighting | TRC | New | NN4413 | Bi-Level Lighting Control (Interior) | Bi-Level Lighting Control (Interior) | NonEquip | 8 | Overhead (fluorescent/LED/CFL U-shape) | 0% | Tech/Econ | 31% | 0 | 0 | 0
Tech | Retail | Interior Lighting | case lighting | TRC | New | NN3711 | Facility Energy Management System | Facility Energy Management System | NonEquip | 15 |  | 4.276% | Tech/Econ | 24% | 0.051411 | 1.3416e-05 | 6.1687e-06
Tech | Retail | Interior Lighting | case lighting | TRC | Existing | NE5258 | Retro-Commissioning | Retro-Commissioning | NonEquip | 5 |  | 21.99% | Tech/Econ | 16% | 17.996 | 0.0055562 | 0.010766
Tech | Retail | Interior Lighting | case lighting | TRC | Existing | NE4998 | ENERGY STAR certified buildings program | ENERGY STAR certified buildings program | NonEquip | 20 |  | 0% | Tech/Econ | 35% | 0 | 0 | 0
Tech | Retail | Interior Lighting | case lighting | TRC | Existing | NE4426 | Interior Lighting Controls | Interior Lighting Controls | NonEquip | 8 | Overhead (fluorescent/LED/CFL U-shape) | 0% | Tech/Econ | 28% | 0 | 0 | 0
Tech | Retail | Interior Lighting | case lighting | TRC | Existing | NE4400 | Bi-Level Lighting Control (Interior) | Bi-Level Lighting Control (Interior) | NonEquip | 8 | Overhead (fluorescent/LED/CFL U-shape) | 0% | Tech/Econ | 31% | 0 | 0 | 0
Tech | Retail | Interior Lighting | case lighting | TRC | Existing | NE3698 | Facility Energy Management System | Facility Energy Management System | NonEquip | 15 |  | 4.3% | Tech/Econ | 24% | 5.3339 | 0.0013919 | 0.00064
Tech | Retail | Space Heating | Boilers | TRC | New | NN5349 | Retro-Commissioning | Retro-Commissioning | NonEquip | 5 |  | 0% | Tech/Econ | 16% | 0 | 0 | 0
Tech | Retail | Space Heating | Boilers | TRC | New | NN5141 | ENERGY STAR certified buildings program | ENERGY STAR certified buildings program | NonEquip | 20 |  | 0% | Tech/Econ | 35% | 0 | 0 | 0
Tech | Retail | Space Heating | Boilers | TRC | New | NN4335 | Water Cooled Refrigeration Heat Recovery | Water Cooled Refrigeration Heat Recovery | NonEquip | 20 |  | 0% | Tech/Econ | 10% | 0 | 0 | 0
Tech | Retail | Space Heating | Boilers | TRC | New | NN4283 | Warehouse Loading Dock Seals | Warehouse Loading Dock Seals | NonEquip | 18 |  | 0% | Tech/Econ | 4.234% | 0 | 0 | 0
Tech | Retail | Space Heating | Boilers | TRC | New | NN4257 | Wall Insulation | Wall Insulation | NonEquip | 20 |  | 39.9% | Tech/Econ | 0% | 0 | 0 | 0
Tech | Retail | Space Heating | Boilers | TRC | New | NN4179 | Smart Thermostat | Smart Thermostat | NonEquip | 11 |  | 31.48% | Tech/Econ | 10% | 0 | 0 | 0
Tech | Retail | Space Heating | Boilers | TRC | New | NN4101 | Roof Insulation | Roof Insulation | NonEquip | 20 |  | 58.5% | Tech/Econ | 5.754% | 0 | 0 | 0
Tech | Retail | Space Heating | Boilers | TRC | New | NN4075 | Programmable Thermostat | Programmable Thermostat | NonEquip | 11 |  | 0% | Tech/Econ | 3.6% | 0 | 0 | 0
Tech | Retail | Space Heating | Boilers | TRC | New | NN4023 | Low U-Value Windows | Low U-Value Windows | NonEquip | 20 |  | 12.54% | Tech/Econ | 10% | 0 | 0 | 0
Tech | Retail | Space Heating | Boilers | TRC | New | NN3945 | Infiltration Reduction - Air Sealing | Infiltration Reduction - Air Sealing | NonEquip | 11 |  | 0% | Tech/Econ | 2.117% | 0 | 0 | 0
Tech | Retail | Space Heating | Boilers | TRC | New | NN3867 | Hotel Card Energy Control Systems | Hotel Card Energy Control Systems | NonEquip | 15 |  | 0% | Tech/Econ | 0% | 0 | 0 | 0
Tech | Retail | Space Heating | Boilers | TRC | New | NN3789 | Green Roof | Green Roof | NonEquip | 15 |  | 0.294% | Tech/Econ | 8.891% | 0 | 0 | 0
Tech | Retail | Space Heating | Boilers | TRC | New | NN3737 | Floor Insulation | Floor Insulation | NonEquip | 20 |  | 29.92% | Tech/Econ | 3.019% | 0 | 0 | 0
Tech | Retail | Space Heating | Boilers | TRC | New | NN3659 | Facility Energy Management System | Facility Energy Management System | NonEquip | 15 |  | 4.276% | Tech/Econ | 20% | 0 | 0 | 0
Tech | Retail | Space Heating | Boilers | TRC | New | NN3581 | ECM Motors on Furnaces | ECM Motors on Furnaces | NonEquip | 15 | Forced air furnace | 0% | Tech/Econ | 1.706% | 0 | 0 | 0
Tech | Retail | Space Heating | Boilers | TRC | New | NN3555 | Duct Sealing Repair | Duct Sealing Repair | NonEquip | 15 |  | 0% | Tech/Econ | 12% | 0 | 0 | 0
Tech | Retail | Space Heating | Boilers | TRC | New | NN3503 | Duct Insulation | Duct Insulation | NonEquip | 15 |  | 0% | Tech/Econ | 2.045% | 0 | 0 | 0
Tech | Retail | Space Heating | Boilers | TRC | New | NN3451 | Destratification Fans | Destratification Fans | NonEquip | 10 |  | 0% | Tech/Econ | 13.89% | 0 | 0 | 0
Tech | Retail | Space Heating | Boilers | TRC | New | NN3399 | Dedicated Outdoor Air System on VRF unit | Dedicated Outdoor Air System on VRF unit | NonEquip | 15 | Residential/split system heat pump | 0% | Tech/Econ | 10% | 0 | 0 | 0
Tech | Retail | Space Heating | Boilers | TRC | New | NN3347 | Cool Roof | Cool Roof | NonEquip | 15 |  | 72.51% | Tech/Econ | 0.4502% | 0 | 0 | 0
Tech | Retail | Space Heating | Boilers | TRC | New | NN3243 | Ceiling Insulation(R30 to R38) | Ceiling Insulation(R30 to R38) | NonEquip | 20 |  | 0% | Tech/Econ | 1.163% | 0 | 0 | 0
Tech | Retail | Space Heating | Boilers | TRC | New | NN3191 | Ceiling Insulation(R2 to R38) | Ceiling Insulation(R2 to R38) | NonEquip | 20 |  | 0% | Tech/Econ | 78.49% | 0 | 0 | 0
Tech | Retail | Space Heating | Boilers | TRC | New | NN3139 | Ceiling Insulation(R19 to R38) | Ceiling Insulation(R19 to R38) | NonEquip | 20 |  | 0% | Tech/Econ | 4.361% | 0 | 0 | 0
Tech | Retail | Space Heating | Boilers | TRC | New | NN3087 | Ceiling Insulation(R12 to R38) | Ceiling Insulation(R12 to R38) | NonEquip | 20 |  | 0% | Tech/Econ | 9.448% | 0 | 0 | 0
Tech | Retail | Space Heating | Boilers | TRC | New | NN3009 | Air Curtains | Air Curtains | NonEquip | 8 |  | 28.37% | Tech/Econ | 0.9466% | 0 | 0 | 0
Tech | Retail | Space Heating | Boilers | TRC | Existing | NE5336 | Retro-Commissioning | Retro-Commissioning | NonEquip | 5 |  | 21.99% | Tech/Econ | 16% | 0 | 0 | 0
Tech | Retail | Space Heating | Boilers | TRC | Existing | NE5128 | ENERGY STAR certified buildings program | ENERGY STAR certified buildings program | NonEquip | 20 |  | 0% | Tech/Econ | 35% | 0 | 0 | 0
Tech | Retail | Space Heating | Boilers | TRC | Existing | NE4322 | Water Cooled Refrigeration Heat Recovery | Water Cooled Refrigeration Heat Recovery | NonEquip | 20 |  | 0% | Tech/Econ | 10% | 0 | 0 | 0
Tech | Retail | Space Heating | Boilers | TRC | Existing | NE4270 | Warehouse Loading Dock Seals | Warehouse Loading Dock Seals | NonEquip | 18 |  | 0% | Tech/Econ | 4.672% | 0 | 0 | 0
Tech | Retail | Space Heating | Boilers | TRC | Existing | NE4244 | Wall Insulation | Wall Insulation | NonEquip | 20 |  | 15.96% | Tech/Econ | 7.052% | 0 | 0 | 0
Tech | Retail | Space Heating | Boilers | TRC | Existing | NE4166 | Smart Thermostat | Smart Thermostat | NonEquip | 11 |  | 31.48% | Tech/Econ | 10% | 0 | 0 | 0
Tech | Retail | Space Heating | Boilers | TRC | Existing | NE4088 | Roof Insulation | Roof Insulation | NonEquip | 20 |  | 58.5% | Tech/Econ | 12.7% | 0 | 0 | 0
Tech | Retail | Space Heating | Boilers | TRC | Existing | NE4062 | Programmable Thermostat | Programmable Thermostat | NonEquip | 11 |  | 0% | Tech/Econ | 3.6% | 0 | 0 | 0
Tech | Retail | Space Heating | Boilers | TRC | Existing | NE4010 | Low U-Value Windows | Low U-Value Windows | NonEquip | 20 |  | 5.017% | Tech/Econ | 46% | 0 | 0 | 0
Tech | Retail | Space Heating | Boilers | TRC | Existing | NE3932 | Infiltration Reduction - Air Sealing | Infiltration Reduction - Air Sealing | NonEquip | 11 |  | 44.79% | Tech/Econ | 2.336% | 0 | 0 | 0
Tech | Retail | Space Heating | Boilers | TRC | Existing | NE3854 | Hotel Card Energy Control Systems | Hotel Card Energy Control Systems | NonEquip | 15 |  | 0% | Tech/Econ | 0% | 0 | 0 | 0
Tech | Retail | Space Heating | Boilers | TRC | Existing | NE3776 | Green Roof | Green Roof | NonEquip | 15 |  | 0.0588% | Tech/Econ | 9.811% | 0 | 0 | 0
Tech | Retail | Space Heating | Boilers | TRC | Existing | NE3724 | Floor Insulation | Floor Insulation | NonEquip | 20 |  | 11.97% | Tech/Econ | 3.331% | 0 | 0 | 0
Tech | Retail | Space Heating | Boilers | TRC | Existing | NE3646 | Facility Energy Management System | Facility Energy Management System | NonEquip | 15 |  | 4.3% | Tech/Econ | 20% | 0 | 0 | 0
Tech | Retail | Space Heating | Boilers | TRC | Existing | NE3568 | ECM Motors on Furnaces | ECM Motors on Furnaces | NonEquip | 15 | Forced air furnace | 0% | Tech/Econ | 1.706% | 0 | 0 | 0
Tech | Retail | Space Heating | Boilers | TRC | Existing | NE3542 | Duct Sealing Repair | Duct Sealing Repair | NonEquip | 15 |  | 30.55% | Tech/Econ | 12% | 0 | 0 | 0
Tech | Retail | Space Heating | Boilers | TRC | Existing | NE3490 | Duct Insulation | Duct Insulation | NonEquip | 15 |  | 30.55% | Tech/Econ | 2.045% | 0 | 0 | 0
Tech | Retail | Space Heating | Boilers | TRC | Existing | NE3438 | Destratification Fans | Destratification Fans | NonEquip | 10 |  | 0% | Tech/Econ | 13.89% | 0 | 0 | 0
Tech | Retail | Space Heating | Boilers | TRC | Existing | NE3386 | Dedicated Outdoor Air System on VRF unit | Dedicated Outdoor Air System on VRF unit | NonEquip | 15 | Residential/split system heat pump | 0% | Tech/Econ | 10% | 0 | 0 | 0
Tech | Retail | Space Heating | Boilers | TRC | Existing | NE3334 | Cool Roof | Cool Roof | NonEquip | 15 |  | 72.75% | Tech/Econ | 0.4968% | 0 | 0 | 0
Tech | Retail | Space Heating | Boilers | TRC | Existing | NE3230 | Ceiling Insulation(R30 to R38) | Ceiling Insulation(R30 to R38) | NonEquip | 20 |  | 0% | Tech/Econ | 1.283% | 0 | 0 | 0
Tech | Retail | Space Heating | Boilers | TRC | Existing | NE3178 | Ceiling Insulation(R2 to R38) | Ceiling Insulation(R2 to R38) | NonEquip | 20 |  | 0% | Tech/Econ | 86.61% | 0 | 0 | 0
Tech | Retail | Space Heating | Boilers | TRC | Existing | NE3126 | Ceiling Insulation(R19 to R38) | Ceiling Insulation(R19 to R38) | NonEquip | 20 |  | 0% | Tech/Econ | 4.812% | 0 | 0 | 0
Tech | Retail | Space Heating | Boilers | TRC | Existing | NE3074 | Ceiling Insulation(R12 to R38) | Ceiling Insulation(R12 to R38) | NonEquip | 20 |  | 0% | Tech/Econ | 10.43% | 0 | 0 | 0
Tech | Retail | Space Heating | Boilers | TRC | Existing | NE2996 | Air Curtains | Air Curtains | NonEquip | 8 |  | 33.45% | Tech/Econ | 0.9466% | 0 | 0 | 0
Tech | Retail | Domestic Hot Water | "Point-of-Use" water heaters | TRC | New | NN5427 | Retro-Commissioning | Retro-Commissioning | NonEquip | 5 |  | 0% | Tech/Econ | 16% | 0 | 0 | 0
Tech | Retail | Domestic Hot Water | "Point-of-Use" water heaters | TRC | New | NN5219 | ENERGY STAR certified buildings program | ENERGY STAR certified buildings program | NonEquip | 20 |  | 0% | Tech/Econ | 35% | 0 | 0 | 0
Tech | Retail | Domestic Hot Water | "Point-of-Use" water heaters | TRC | New | NN2931 | Thermostatic Shower Restriction Valve | Thermostatic Shower Restriction Valve | NonEquip | 10 | Centralized water heaters | 0% | Tech/Econ | 4.015% | 0 | 0 | 0
Tech | Retail | Domestic Hot Water | "Point-of-Use" water heaters | TRC | New | NN2905 | Tank Wrap on Water Heater | Tank Wrap on Water Heater | NonEquip | 7 | Centralized water heaters | 0% | Tech/Econ | 1.773% | 0 | 0 | 0
Tech | Retail | Domestic Hot Water | "Point-of-Use" water heaters | TRC | New | NN2879 | Low-Flow Pre-Rinse Sprayers | Low-Flow Pre-Rinse Sprayers | NonEquip | 5 | Centralized water heaters | 0% | Tech/Econ | 5.311% | 0 | 0 | 0
Tech | Retail | Domestic Hot Water | "Point-of-Use" water heaters | TRC | New | NN2853 | Low Flow Shower Head | Low Flow Shower Head | NonEquip | 10 | Centralized water heaters | 0% | Tech/Econ | 0.8135% | 0 | 0 | 0
Tech | Retail | Domestic Hot Water | "Point-of-Use" water heaters | TRC | New | NN2827 | Hot Water Pipe Insulation | Hot Water Pipe Insulation | NonEquip | 13 | Centralized water heaters | 0% | Tech/Econ | 9.519% | 0 | 0 | 0
Tech | Retail | Domestic Hot Water | "Point-of-Use" water heaters | TRC | New | NN2801 | Hot Water Circulation Pump Control | Hot Water Circulation Pump Control | NonEquip | 15 | Centralized water heaters | 0% | Tech/Econ | 4.571% | 0 | 0 | 0
Tech | Retail | Domestic Hot Water | "Point-of-Use" water heaters | TRC | New | NN2775 | Faucet Aerator | Faucet Aerator | NonEquip | 10 | Centralized water heaters | 0% | Tech/Econ | 0.3832% | 0 | 0 | 0
Tech | Retail | Domestic Hot Water | "Point-of-Use" water heaters | TRC | New | NN2749 | Drain Water Heat Recovery | Drain Water Heat Recovery | NonEquip | 15 | Centralized water heaters | 0% | Tech/Econ | 12.27% | 0 | 0 | 0
Tech | Retail | Domestic Hot Water | "Point-of-Use" water heaters | TRC | Existing | NE5414 | Retro-Commissioning | Retro-Commissioning | NonEquip | 5 |  | 21.99% | Tech/Econ | 16% | 2883.7831 | 0.89036 | 1.7252
Tech | Retail | Domestic Hot Water | "Point-of-Use" water heaters | TRC | Existing | NE5206 | ENERGY STAR certified buildings program | ENERGY STAR certified buildings program | NonEquip | 20 |  | 0% | Tech/Econ | 35% | 0 | 0 | 0
Tech | Retail | Domestic Hot Water | "Point-of-Use" water heaters | TRC | Existing | NE2918 | Thermostatic Shower Restriction Valve | Thermostatic Shower Restriction Valve | NonEquip | 10 | Centralized water heaters | 0% | Tech/Econ | 3.841% | 0 | 0 | 0
Tech | Retail | Domestic Hot Water | "Point-of-Use" water heaters | TRC | Existing | NE2892 | Tank Wrap on Water Heater | Tank Wrap on Water Heater | NonEquip | 7 | Centralized water heaters | 0% | Tech/Econ | 1.773% | 0 | 0 | 0
Tech | Retail | Domestic Hot Water | "Point-of-Use" water heaters | TRC | Existing | NE2866 | Low-Flow Pre-Rinse Sprayers | Low-Flow Pre-Rinse Sprayers | NonEquip | 5 | Centralized water heaters | 0% | Tech/Econ | 5.065% | 0 | 0 | 0
Tech | Retail | Domestic Hot Water | "Point-of-Use" water heaters | TRC | Existing | NE2840 | Low Flow Shower Head | Low Flow Shower Head | NonEquip | 10 | Centralized water heaters | 0% | Tech/Econ | 0.7782% | 0 | 0 | 0
Tech | Retail | Domestic Hot Water | "Point-of-Use" water heaters | TRC | Existing | NE2814 | Hot Water Pipe Insulation | Hot Water Pipe Insulation | NonEquip | 13 | Centralized water heaters | 0% | Tech/Econ | 9.106% | 0 | 0 | 0
Tech | Retail | Domestic Hot Water | "Point-of-Use" water heaters | TRC | Existing | NE2788 | Hot Water Circulation Pump Control | Hot Water Circulation Pump Control | NonEquip | 15 | Centralized water heaters | 0% | Tech/Econ | 4.373% | 0 | 0 | 0
Tech | Retail | Domestic Hot Water | "Point-of-Use" water heaters | TRC | Existing | NE2762 | Faucet Aerator | Faucet Aerator | NonEquip | 10 | Centralized water heaters | 0% | Tech/Econ | 0.3666% | 0 | 0 | 0
Tech | Retail | Domestic Hot Water | "Point-of-Use" water heaters | TRC | Existing | NE2736 | Drain Water Heat Recovery | Drain Water Heat Recovery | NonEquip | 15 | Centralized water heaters | 0% | Tech/Econ | 12.27% | 0 | 0 | 0
Tech | Retail | Domestic Hot Water | "Point-of-Use" water heaters | TRC | Turnover | ET402 | Instantaneous Hot Water System | Instantaneous Hot Water System | Equip | 20 | "Point-of-Use" water heaters | 94.56% | Tech/Econ | 5.847% | 4797.1449 | 0.53367 | 0.55685
Tech | Retail | Domestic Hot Water | "Point-of-Use" water heaters | TRC | Turnover | ET324 | Energy Star Commercial Dishwasher | Energy Star Commercial Dishwasher | Equip | 15 | "Point-of-Use" water heaters | 0% | Tech/Econ | 29.42% | 0 | 0 | 0
Tech | Retail | Domestic Hot Water | "Point-of-Use" water heaters | TRC | New | EN428 | Instantaneous Hot Water System | Instantaneous Hot Water System | Equip | 20 | "Point-of-Use" water heaters | 94.56% | Tech/Econ | 5.847% | 46.499 | 0.0051729 | 0.0053976
Tech | Retail | Domestic Hot Water | "Point-of-Use" water heaters | TRC | New | EN350 | Energy Star Commercial Dishwasher | Energy Star Commercial Dishwasher | Equip | 15 | "Point-of-Use" water heaters | 0% | Tech/Econ | 29.42% | 0 | 0 | 0
Tech | Schools K-12 | Refrigeration | Walk-in cooler | TRC | New | NN5324 | Retro-Commissioning | Retro-Commissioning | NonEquip | 5 |  | 0% | Tech/Econ | 16% | 0 | 0 | 0
Tech | Schools K-12 | Refrigeration | Walk-in cooler | TRC | New | NN5116 | ENERGY STAR certified buildings program | ENERGY STAR certified buildings program | NonEquip | 20 |  | 0% | Tech/Econ | 35% | 0 | 0 | 0
Tech | Schools K-12 | Refrigeration | Walk-in cooler | TRC | New | NN4908 | Strip Curtains for Walk-ins | Strip Curtains for Walk-ins | NonEquip | 4 | Walk-in cooler | 3.76% | Tech/Econ | 2.115% | 0 | 0 | 0
Tech | Schools K-12 | Refrigeration | Walk-in cooler | TRC | New | NN4882 | Refrigerated Display Case Lighting Controls | Refrigerated Display Case Lighting Controls | NonEquip | 8 | Display cases | 0% | Tech/Econ | 0.9365% | 0 | 0 | 0
Tech | Schools K-12 | Refrigeration | Walk-in cooler | TRC | New | NN4856 | PSC to ECM Evaporator Fan Motor (Walk-In, Refrigerator) | PSC to ECM Evaporator Fan Motor (Walk-In, Refrigerator) | NonEquip | 15 | Walk-in cooler | 68.68% | Tech/Econ | 37.5% | 64.9993 | 0.0084275 | 0.0070591
Tech | Schools K-12 | Refrigeration | Walk-in cooler | TRC | New | NN4830 | PSC to ECM Evaporator Fan Motor (Reach-In) | PSC to ECM Evaporator Fan Motor (Reach-In) | NonEquip | 15 | Display cases | 0% | Tech/Econ | 37.5% | 0 | 0 | 0
Tech | Schools K-12 | Refrigeration | Walk-in cooler | TRC | New | NN4804 | Night Covers for Display Cases | Night Covers for Display Cases | NonEquip | 5 | Display cases | 0% | Tech/Econ | 1.877% | 0 | 0 | 0
Tech | Schools K-12 | Refrigeration | Walk-in cooler | TRC | New | NN4778 | High R-Value Glass Doors | High R-Value Glass Doors | NonEquip | 12 | Display cases | 0% | Tech/Econ | 0% | 0 | 0 | 0
Tech | Schools K-12 | Refrigeration | Walk-in cooler | TRC | New | NN4752 | High Efficiency Refrigeration Compressor | High Efficiency Refrigeration Compressor | NonEquip | 13 | Display cases | 0% | Tech/Econ | 6.922% | 0 | 0 | 0
Tech | Schools K-12 | Refrigeration | Walk-in cooler | TRC | New | NN4726 | Freezer-Cooler Replacement Gaskets | Freezer-Cooler Replacement Gaskets | NonEquip | 4 | Display cases | 0% | Tech/Econ | 0% | 0 | 0 | 0
Tech | Schools K-12 | Refrigeration | Walk-in cooler | TRC | New | NN4700 | Floating Head Pressure Controls | Floating Head Pressure Controls | NonEquip | 15 |  | 27.37% | Tech/Econ | 6.05% | 3.103 | 0.00040233 | 0.000337
Tech | Schools K-12 | Refrigeration | Walk-in cooler | TRC | New | NN4674 | Demand Defrost | Demand Defrost | NonEquip | 10 | Walk-in cooler | 0% | Tech/Econ | 30% | 0 | 0 | 0
Tech | Schools K-12 | Refrigeration | Walk-in cooler | TRC | New | NN4648 | Automatic Door Closer for Walk-in Coolers and Freezers | Automatic Door Closer for Walk-in Coolers and Freezers | NonEquip | 8 | Walk-in cooler | 55.99% | Tech/Econ | 3.131% | 1.8067 | 0.00023424 | 0.00019621
Tech | Schools K-12 | Refrigeration | Walk-in cooler | TRC | New | NN4622 | Anti-Sweat Controls | Anti-Sweat Controls | NonEquip | 8 | Display cases | 0% | Tech/Econ | 85% | 0 | 0 | 0
Tech | Schools K-12 | Refrigeration | Walk-in cooler | TRC | Existing | NE5311 | Retro-Commissioning | Retro-Commissioning | NonEquip | 5 |  | 21.99% | Tech/Econ | 16% | 901.652 | 0.15074 | 0.46735
Tech | Schools K-12 | Refrigeration | Walk-in cooler | TRC | Existing | NE5103 | ENERGY STAR certified buildings program | ENERGY STAR certified buildings program | NonEquip | 20 |  | 0% | Tech/Econ | 35% | 0 | 0 | 0
Tech | Schools K-12 | Refrigeration | Walk-in cooler | TRC | Existing | NE4895 | Strip Curtains for Walk-ins | Strip Curtains for Walk-ins | NonEquip | 4 | Walk-in cooler | 3.76% | Tech/Econ | 2.115% | 19.0037 | 0.0024639 | 0.0020639
Tech | Schools K-12 | Refrigeration | Walk-in cooler | TRC | Existing | NE4869 | Refrigerated Display Case Lighting Controls | Refrigerated Display Case Lighting Controls | NonEquip | 8 | Display cases | 0% | Tech/Econ | 2.524% | 0 | 0 | 0
Tech | Schools K-12 | Refrigeration | Walk-in cooler | TRC | Existing | NE4843 | PSC to ECM Evaporator Fan Motor (Walk-In, Refrigerator) | PSC to ECM Evaporator Fan Motor (Walk-In, Refrigerator) | NonEquip | 15 | Walk-in cooler | 17.17% | Tech/Econ | 37.5% | 2179.6712 | 0.28261 | 0.23672
Tech | Schools K-12 | Refrigeration | Walk-in cooler | TRC | Existing | NE4817 | PSC to ECM Evaporator Fan Motor (Reach-In) | PSC to ECM Evaporator Fan Motor (Reach-In) | NonEquip | 15 | Display cases | 0% | Tech/Econ | 37.5% | 0 | 0 | 0
Tech | Schools K-12 | Refrigeration | Walk-in cooler | TRC | Existing | NE4791 | Night Covers for Display Cases | Night Covers for Display Cases | NonEquip | 5 | Display cases | 0% | Tech/Econ | 1.877% | 0 | 0 | 0
Tech | Schools K-12 | Refrigeration | Walk-in cooler | TRC | Existing | NE4765 | High R-Value Glass Doors | High R-Value Glass Doors | NonEquip | 12 | Display cases | 0% | Tech/Econ | 23.81% | 0 | 0 | 0
Tech | Schools K-12 | Refrigeration | Walk-in cooler | TRC | Existing | NE4739 | High Efficiency Refrigeration Compressor | High Efficiency Refrigeration Compressor | NonEquip | 13 | Display cases | 0% | Tech/Econ | 6.922% | 0 | 0 | 0
Tech | Schools K-12 | Refrigeration | Walk-in cooler | TRC | Existing | NE4713 | Freezer-Cooler Replacement Gaskets | Freezer-Cooler Replacement Gaskets | NonEquip | 4 | Display cases | 0% | Tech/Econ | 3.131% | 0 | 0 | 0
Tech | Schools K-12 | Refrigeration | Walk-in cooler | TRC | Existing | NE4687 | Floating Head Pressure Controls | Floating Head Pressure Controls | NonEquip | 15 |  | 27.37% | Tech/Econ | 6.05% | 409.4953 | 0.053093 | 0.044472
Tech | Schools K-12 | Refrigeration | Walk-in cooler | TRC | Existing | NE4661 | Demand Defrost | Demand Defrost | NonEquip | 10 | Walk-in cooler | 63.61% | Tech/Econ | 30% | 6043.858 | 0.78362 | 0.65638
Tech | Schools K-12 | Refrigeration | Walk-in cooler | TRC | Existing | NE4635 | Automatic Door Closer for Walk-in Coolers and Freezers | Automatic Door Closer for Walk-in Coolers and Freezers | NonEquip | 8 | Walk-in cooler | 55.99% | Tech/Econ | 3.131% | 426.2548 | 0.055266 | 0.046292
Tech | Schools K-12 | Refrigeration | Walk-in cooler | TRC | Existing | NE4609 | Anti-Sweat Controls | Anti-Sweat Controls | NonEquip | 8 | Display cases | 0% | Tech/Econ | 85% | 0 | 0 | 0
Tech | Schools K-12 | Refrigeration | Vending and ice makers | TRC | New | NN5324 | Retro-Commissioning | Retro-Commissioning | NonEquip | 5 |  | 0% | Tech/Econ | 16% | 0 | 0 | 0
Tech | Schools K-12 | Refrigeration | Vending and ice makers | TRC | New | NN5116 | ENERGY STAR certified buildings program | ENERGY STAR certified buildings program | NonEquip | 20 |  | 0% | Tech/Econ | 35% | 0 | 0 | 0
Tech | Schools K-12 | Refrigeration | Vending and ice makers | TRC | New | NN4908 | Strip Curtains for Walk-ins | Strip Curtains for Walk-ins | NonEquip | 4 | Walk-in cooler | 0% | Tech/Econ | 2.115% | 0 | 0 | 0
Tech | Schools K-12 | Refrigeration | Vending and ice makers | TRC | New | NN4882 | Refrigerated Display Case Lighting Controls | Refrigerated Display Case Lighting Controls | NonEquip | 8 | Display cases | 0% | Tech/Econ | 0.9365% | 0 | 0 | 0
Tech | Schools K-12 | Refrigeration | Vending and ice makers | TRC | New | NN4856 | PSC to ECM Evaporator Fan Motor (Walk-In, Refrigerator) | PSC to ECM Evaporator Fan Motor (Walk-In, Refrigerator) | NonEquip | 15 | Walk-in cooler | 0% | Tech/Econ | 37.5% | 0 | 0 | 0
Tech | Schools K-12 | Refrigeration | Vending and ice makers | TRC | New | NN4830 | PSC to ECM Evaporator Fan Motor (Reach-In) | PSC to ECM Evaporator Fan Motor (Reach-In) | NonEquip | 15 | Display cases | 0% | Tech/Econ | 37.5% | 0 | 0 | 0
Tech | Schools K-12 | Refrigeration | Vending and ice makers | TRC | New | NN4804 | Night Covers for Display Cases | Night Covers for Display Cases | NonEquip | 5 | Display cases | 0% | Tech/Econ | 1.877% | 0 | 0 | 0
Tech | Schools K-12 | Refrigeration | Vending and ice makers | TRC | New | NN4778 | High R-Value Glass Doors | High R-Value Glass Doors | NonEquip | 12 | Display cases | 0% | Tech/Econ | 0% | 0 | 0 | 0
Tech | Schools K-12 | Refrigeration | Vending and ice makers | TRC | New | NN4752 | High Efficiency Refrigeration Compressor | High Efficiency Refrigeration Compressor | NonEquip | 13 | Display cases | 0% | Tech/Econ | 6.922% | 0 | 0 | 0
Tech | Schools K-12 | Refrigeration | Vending and ice makers | TRC | New | NN4726 | Freezer-Cooler Replacement Gaskets | Freezer-Cooler Replacement Gaskets | NonEquip | 4 | Display cases | 0% | Tech/Econ | 0% | 0 | 0 | 0
Tech | Schools K-12 | Refrigeration | Vending and ice makers | TRC | New | NN4700 | Floating Head Pressure Controls | Floating Head Pressure Controls | NonEquip | 15 |  | 27.37% | Tech/Econ | 6.05% | 23.2746 | 0.0030177 | 0.0025277
Tech | Schools K-12 | Refrigeration | Vending and ice makers | TRC | New | NN4674 | Demand Defrost | Demand Defrost | NonEquip | 10 | Walk-in cooler | 0% | Tech/Econ | 30% | 0 | 0 | 0
Tech | Schools K-12 | Refrigeration | Vending and ice makers | TRC | New | NN4648 | Automatic Door Closer for Walk-in Coolers and Freezers | Automatic Door Closer for Walk-in Coolers and Freezers | NonEquip | 8 | Walk-in cooler | 0% | Tech/Econ | 3.131% | 0 | 0 | 0
Tech | Schools K-12 | Refrigeration | Vending and ice makers | TRC | New | NN4622 | Anti-Sweat Controls | Anti-Sweat Controls | NonEquip | 8 | Display cases | 0% | Tech/Econ | 85% | 0 | 0 | 0
Tech | Schools K-12 | Refrigeration | Vending and ice makers | TRC | Existing | NE5311 | Retro-Commissioning | Retro-Commissioning | NonEquip | 5 |  | 21.99% | Tech/Econ | 16% | 6632.2307 | 1.1088 | 3.4377
Tech | Schools K-12 | Refrigeration | Vending and ice makers | TRC | Existing | NE5103 | ENERGY STAR certified buildings program | ENERGY STAR certified buildings program | NonEquip | 20 |  | 0% | Tech/Econ | 35% | 0 | 0 | 0
Tech | Schools K-12 | Refrigeration | Vending and ice makers | TRC | Existing | NE4895 | Strip Curtains for Walk-ins | Strip Curtains for Walk-ins | NonEquip | 4 | Walk-in cooler | 0% | Tech/Econ | 2.115% | 0 | 0 | 0
Tech | Schools K-12 | Refrigeration | Vending and ice makers | TRC | Existing | NE4869 | Refrigerated Display Case Lighting Controls | Refrigerated Display Case Lighting Controls | NonEquip | 8 | Display cases | 0% | Tech/Econ | 2.524% | 0 | 0 | 0
Tech | Schools K-12 | Refrigeration | Vending and ice makers | TRC | Existing | NE4843 | PSC to ECM Evaporator Fan Motor (Walk-In, Refrigerator) | PSC to ECM Evaporator Fan Motor (Walk-In, Refrigerator) | NonEquip | 15 | Walk-in cooler | 0% | Tech/Econ | 37.5% | 0 | 0 | 0
Tech | Schools K-12 | Refrigeration | Vending and ice makers | TRC | Existing | NE4817 | PSC to ECM Evaporator Fan Motor (Reach-In) | PSC to ECM Evaporator Fan Motor (Reach-In) | NonEquip | 15 | Display cases | 0% | Tech/Econ | 37.5% | 0 | 0 | 0
Tech | Schools K-12 | Refrigeration | Vending and ice makers | TRC | Existing | NE4791 | Night Covers for Display Cases | Night Covers for Display Cases | NonEquip | 5 | Display cases | 0% | Tech/Econ | 1.877% | 0 | 0 | 0
Tech | Schools K-12 | Refrigeration | Vending and ice makers | TRC | Existing | NE4765 | High R-Value Glass Doors | High R-Value Glass Doors | NonEquip | 12 | Display cases | 0% | Tech/Econ | 23.81% | 0 | 0 | 0
Tech | Schools K-12 | Refrigeration | Vending and ice makers | TRC | Existing | NE4739 | High Efficiency Refrigeration Compressor | High Efficiency Refrigeration Compressor | NonEquip | 13 | Display cases | 0% | Tech/Econ | 6.922% | 0 | 0 | 0
Tech | Schools K-12 | Refrigeration | Vending and ice makers | TRC | Existing | NE4713 | Freezer-Cooler Replacement Gaskets | Freezer-Cooler Replacement Gaskets | NonEquip | 4 | Display cases | 0% | Tech/Econ | 3.131% | 0 | 0 | 0
Tech | Schools K-12 | Refrigeration | Vending and ice makers | TRC | Existing | NE4687 | Floating Head Pressure Controls | Floating Head Pressure Controls | NonEquip | 15 |  | 27.37% | Tech/Econ | 6.05% | 3012.1015 | 0.39053 | 0.32712
Tech | Schools K-12 | Refrigeration | Vending and ice makers | TRC | Existing | NE4661 | Demand Defrost | Demand Defrost | NonEquip | 10 | Walk-in cooler | 0% | Tech/Econ | 30% | 0 | 0 | 0
Tech | Schools K-12 | Refrigeration | Vending and ice makers | TRC | Existing | NE4635 | Automatic Door Closer for Walk-in Coolers and Freezers | Automatic Door Closer for Walk-in Coolers and Freezers | NonEquip | 8 | Walk-in cooler | 0% | Tech/Econ | 3.131% | 0 | 0 | 0
Tech | Schools K-12 | Refrigeration | Vending and ice makers | TRC | Existing | NE4609 | Anti-Sweat Controls | Anti-Sweat Controls | NonEquip | 8 | Display cases | 0% | Tech/Econ | 85% | 0 | 0 | 0
Tech | Schools K-12 | Refrigeration | Vending and ice makers | TRC | Turnover | ET2581 | Energy Star Vending Machine | Energy Star Vending Machine | Equip | 14 | Vending and ice makers | 4.15% | Tech/Econ | 36% | 2969.5516 | 0.46602 | 0.28964
Tech | Schools K-12 | Refrigeration | Vending and ice makers | TRC | Turnover | ET2503 | Energy Star Ice Maker | Energy Star Ice Maker | Equip | 8 | Vending and ice makers | 32.68% | Tech/Econ | 11.39% | 7288.1332 | 0.94494 | 0.79151
Tech | Schools K-12 | Refrigeration | Vending and ice makers | TRC | New | EN2607 | Energy Star Vending Machine | Energy Star Vending Machine | Equip | 14 | Vending and ice makers | 4.15% | Tech/Econ | 36% | 22.1385 | 0.0034742 | 0.0021593
Tech | Schools K-12 | Refrigeration | Vending and ice makers | TRC | New | EN2529 | Energy Star Ice Maker | Energy Star Ice Maker | Equip | 8 | Vending and ice makers | 32.68% | Tech/Econ | 11.39% | 54.3343 | 0.0070447 | 0.0059008
Tech | Schools K-12 | Exterior Lighting | Street lighting | TRC | New | NN5298 | Retro-Commissioning | Retro-Commissioning | NonEquip | 5 |  | 0% | Tech/Econ | 16% | 0 | 0 | 0
Tech | Schools K-12 | Exterior Lighting | Street lighting | TRC | New | NN5038 | ENERGY STAR certified buildings program | ENERGY STAR certified buildings program | NonEquip | 20 |  | 0% | Tech/Econ | 35% | 0 | 0 | 0
Tech | Schools K-12 | Exterior Lighting | Street lighting | TRC | New | NN2984 | Outdoor Lighting Controls | Outdoor Lighting Controls | NonEquip | 8 | Exterior parking/lot lighting | 0% | Tech/Econ | 28% | 0 | 0 | 0
Tech | Schools K-12 | Exterior Lighting | Street lighting | TRC | New | NN2958 | Bi-Level Lighting Control (Exterior) | Bi-Level Lighting Control (Exterior) | NonEquip | 9 | Exterior parking/lot lighting | 0% | Tech/Econ | 31% | 0 | 0 | 0
Tech | Schools K-12 | Exterior Lighting | Street lighting | TRC | Existing | NE5285 | Retro-Commissioning | Retro-Commissioning | NonEquip | 5 |  | 21.99% | Tech/Econ | 16% | 98.0934 | 0 | 0.050845
Tech | Schools K-12 | Exterior Lighting | Street lighting | TRC | Existing | NE5025 | ENERGY STAR certified buildings program | ENERGY STAR certified buildings program | NonEquip | 20 |  | 0% | Tech/Econ | 35% | 0 | 0 | 0
Tech | Schools K-12 | Exterior Lighting | Street lighting | TRC | Existing | NE2971 | Outdoor Lighting Controls | Outdoor Lighting Controls | NonEquip | 8 | Exterior parking/lot lighting | 0% | Tech/Econ | 28% | 0 | 0 | 0
Tech | Schools K-12 | Exterior Lighting | Street lighting | TRC | Existing | NE2945 | Bi-Level Lighting Control (Exterior) | Bi-Level Lighting Control (Exterior) | NonEquip | 9 | Exterior parking/lot lighting | 0% | Tech/Econ | 31% | 0 | 0 | 0
Tech | Schools K-12 | Exterior Lighting | Street lighting | TRC | Turnover | ET793 | LED Traffic and Crosswalk Lighting | LED Traffic and Crosswalk Lighting | Equip | 10 | Street lighting | 0% | Tech/Econ | 37.14% | 0 | 0 | 0
Tech | Schools K-12 | Exterior Lighting | Street lighting | TRC | Turnover | ET754 | LED Street Lights | LED Street Lights | Equip | 18 | Street lighting | 0% | Tech/Econ | 66.53% | 0 | 0 | 0
Tech | Schools K-12 | Exterior Lighting | Street lighting | TRC | New | EN819 | LED Traffic and Crosswalk Lighting | LED Traffic and Crosswalk Lighting | Equip | 10 | Street lighting | 0% | Tech/Econ | 37.14% | 0 | 0 | 0
Tech | Schools K-12 | Exterior Lighting | Street lighting | TRC | New | EN780 | LED Street Lights | LED Street Lights | Equip | 18 | Street lighting | 0% | Tech/Econ | 66.53% | 0 | 0 | 0
Tech | Schools K-12 | Cooking | Steamer | TRC | New | NN5090 | ENERGY STAR certified buildings program | ENERGY STAR certified buildings program | NonEquip | 20 |  | 0% | Tech/Econ | 35% | 0 | 0 | 0
Tech | Schools K-12 | Cooking | Steamer | TRC | Existing | NE5077 | ENERGY STAR certified buildings program | ENERGY STAR certified buildings program | NonEquip | 20 |  | 0% | Tech/Econ | 35% | 0 | 0 | 0
Tech | Schools K-12 | Cooking | Steamer | TRC | Turnover | ET208 | Energy Star Steamer | Energy Star Steamer | Equip | 12 | Steamer | 11.72% | Tech/Econ | 56.63% | 283.8346 | 0.041706 | 0.024216
Tech | Schools K-12 | Cooking | Steamer | TRC | New | EN234 | Energy Star Steamer | Energy Star Steamer | Equip | 12 | Steamer | 11.72% | Tech/Econ | 56.63% | 2.116 | 0.00031093 | 0.00018054
Tech | Schools K-12 | Exterior Lighting | Spot lighting/Security/Flood | TRC | New | NN5298 | Retro-Commissioning | Retro-Commissioning | NonEquip | 5 |  | 0% | Tech/Econ | 16% | 0 | 0 | 0
Tech | Schools K-12 | Exterior Lighting | Spot lighting/Security/Flood | TRC | New | NN5038 | ENERGY STAR certified buildings program | ENERGY STAR certified buildings program | NonEquip | 20 |  | 0% | Tech/Econ | 35% | 0 | 0 | 0
Tech | Schools K-12 | Exterior Lighting | Spot lighting/Security/Flood | TRC | New | NN2984 | Outdoor Lighting Controls | Outdoor Lighting Controls | NonEquip | 8 | Exterior parking/lot lighting | 0% | Tech/Econ | 28% | 0 | 0 | 0
Tech | Schools K-12 | Exterior Lighting | Spot lighting/Security/Flood | TRC | New | NN2958 | Bi-Level Lighting Control (Exterior) | Bi-Level Lighting Control (Exterior) | NonEquip | 9 | Exterior parking/lot lighting | 0% | Tech/Econ | 31% | 0 | 0 | 0
Tech | Schools K-12 | Exterior Lighting | Spot lighting/Security/Flood | TRC | Existing | NE5285 | Retro-Commissioning | Retro-Commissioning | NonEquip | 5 |  | 21.99% | Tech/Econ | 16% | 84.4169 | 0 | 0.043756
Tech | Schools K-12 | Exterior Lighting | Spot lighting/Security/Flood | TRC | Existing | NE5025 | ENERGY STAR certified buildings program | ENERGY STAR certified buildings program | NonEquip | 20 |  | 0% | Tech/Econ | 35% | 0 | 0 | 0
Tech | Schools K-12 | Exterior Lighting | Spot lighting/Security/Flood | TRC | Existing | NE2971 | Outdoor Lighting Controls | Outdoor Lighting Controls | NonEquip | 8 | Exterior parking/lot lighting | 0% | Tech/Econ | 28% | 0 | 0 | 0
Tech | Schools K-12 | Exterior Lighting | Spot lighting/Security/Flood | TRC | Existing | NE2945 | Bi-Level Lighting Control (Exterior) | Bi-Level Lighting Control (Exterior) | NonEquip | 9 | Exterior parking/lot lighting | 0% | Tech/Econ | 31% | 0 | 0 | 0
Tech | Schools K-12 | Exterior Lighting | Spot lighting/Security/Flood | TRC | Turnover | ET676 | LED Exterior Lighting | LED Exterior Lighting | Equip | 13 | Spot lighting/Security/Flood | 4.624% | Tech/Econ | 60.51% | 69.0638 | 0 | 0
Tech | Schools K-12 | Exterior Lighting | Spot lighting/Security/Flood | TRC | Turnover | ET559 | LED - 9W Flood | LED - 9W Flood | Equip | 15 | Spot lighting/Security/Flood | 13.31% | Tech/Econ | 86.15% | 319.663 | 0 | 0
Tech | Schools K-12 | Exterior Lighting | Spot lighting/Security/Flood | TRC | Turnover | ET481 | CFL - 15W Flood | CFL - 15W Flood | Equip | 7.8 | Spot lighting/Security/Flood | 0% | Tech/Econ | 76.92% | 0 | 0 | 0
Tech | Schools K-12 | Exterior Lighting | Spot lighting/Security/Flood | TRC | New | EN702 | LED Exterior Lighting | LED Exterior Lighting | Equip | 13 | Spot lighting/Security/Flood | 4.624% | Tech/Econ | 60.51% | 0.14858 | 0 | 0
Tech | Schools K-12 | Exterior Lighting | Spot lighting/Security/Flood | TRC | New | EN585 | LED - 9W Flood | LED - 9W Flood | Equip | 15 | Spot lighting/Security/Flood | 86.42% | Tech/Econ | 86.15% | 15.4752 | 0 | 0
Tech | Schools K-12 | Exterior Lighting | Spot lighting/Security/Flood | TRC | New | EN507 | CFL - 15W Flood | CFL - 15W Flood | Equip | 7.8 | Spot lighting/Security/Flood | 0% | Tech/Econ | 76.92% | 0 | 0 | 0
Tech | Schools K-12 | Interior Lighting | Spot lighting | TRC | New | NN5272 | Retro-Commissioning | Retro-Commissioning | NonEquip | 5 |  | 0% | Tech/Econ | 16% | 0 | 0 | 0
Tech | Schools K-12 | Interior Lighting | Spot lighting | TRC | New | NN5012 | ENERGY STAR certified buildings program | ENERGY STAR certified buildings program | NonEquip | 20 |  | 0% | Tech/Econ | 35% | 0 | 0 | 0
Tech | Schools K-12 | Interior Lighting | Spot lighting | TRC | New | NN4440 | Interior Lighting Controls | Interior Lighting Controls | NonEquip | 8 | Overhead (fluorescent/LED/CFL U-shape) | 0% | Tech/Econ | 28% | 0 | 0 | 0
Tech | Schools K-12 | Interior Lighting | Spot lighting | TRC | New | NN4414 | Bi-Level Lighting Control (Interior) | Bi-Level Lighting Control (Interior) | NonEquip | 8 | Overhead (fluorescent/LED/CFL U-shape) | 0% | Tech/Econ | 31% | 0 | 0 | 0
Tech | Schools K-12 | Interior Lighting | Spot lighting | TRC | New | NN3712 | Facility Energy Management System | Facility Energy Management System | NonEquip | 15 |  | 4.276% | Tech/Econ | 24% | 0.39405 | 8.2591e-05 | 7.1021e-06
Tech | Schools K-12 | Interior Lighting | Spot lighting | TRC | Existing | NE5259 | Retro-Commissioning | Retro-Commissioning | NonEquip | 5 |  | 21.99% | Tech/Econ | 16% | 95.7184 | 0.016002 | 0.049614
Tech | Schools K-12 | Interior Lighting | Spot lighting | TRC | Existing | NE4999 | ENERGY STAR certified buildings program | ENERGY STAR certified buildings program | NonEquip | 20 |  | 0% | Tech/Econ | 35% | 0 | 0 | 0
Tech | Schools K-12 | Interior Lighting | Spot lighting | TRC | Existing | NE4427 | Interior Lighting Controls | Interior Lighting Controls | NonEquip | 8 | Overhead (fluorescent/LED/CFL U-shape) | 0% | Tech/Econ | 28% | 0 | 0 | 0
Tech | Schools K-12 | Interior Lighting | Spot lighting | TRC | Existing | NE4401 | Bi-Level Lighting Control (Interior) | Bi-Level Lighting Control (Interior) | NonEquip | 8 | Overhead (fluorescent/LED/CFL U-shape) | 0% | Tech/Econ | 31% | 0 | 0 | 0
Tech | Schools K-12 | Interior Lighting | Spot lighting | TRC | Existing | NE3699 | Facility Energy Management System | Facility Energy Management System | NonEquip | 15 |  | 0.7167% | Tech/Econ | 24% | 4.6876 | 0.0009825 | 8.4486e-05
Tech | Schools K-12 | Interior Lighting | Spot lighting | TRC | Turnover | ET1612 | LED Display Lighting (Interior) | LED Display Lighting (Interior) | Equip | 15 | Spot lighting | 2.129% | Tech/Econ | 87.04% | 95.4298 | 0.023434 | 0.0052938
Tech | Schools K-12 | Interior Lighting | Spot lighting | TRC | Turnover | ET1573 | LED - 14W | LED - 14W | Equip | 15 | Spot lighting | 86.42% | Tech/Econ | 53.33% | 2329.8326 | 0.55901 | 0.12925
Tech | Schools K-12 | Interior Lighting | Spot lighting | TRC | Turnover | ET1456 | CFL-23W | CFL-23W | Equip | 7.8 | Spot lighting | 0% | Tech/Econ | 23.33% | 0 | 0 | 0
Tech | Schools K-12 | Interior Lighting | Spot lighting | TRC | New | EN1638 | LED Display Lighting (Interior) | LED Display Lighting (Interior) | Equip | 15 | Spot lighting | 0% | Tech/Econ | 87.04% | 0 | 0 | 0
Tech | Schools K-12 | Interior Lighting | Spot lighting | TRC | New | EN1599 | LED - 14W | LED - 14W | Equip | 15 | Spot lighting | 0% | Tech/Econ | 53.33% | 0 | 0 | 0
Tech | Schools K-12 | Interior Lighting | Spot lighting | TRC | New | EN1482 | CFL-23W | CFL-23W | Equip | 7.8 | Spot lighting | 0% | Tech/Econ | 23.33% | 0 | 0 | 0
Tech | Schools K-12 | Office Equipment | Servers | TRC | New | NN5064 | ENERGY STAR certified buildings program | ENERGY STAR certified buildings program | NonEquip | 20 |  | 0% | Tech/Econ | 35% | 0 | 0 | 0
Tech | Schools K-12 | Office Equipment | Servers | TRC | New | NN4596 | Smart Strip Plug Outlet | Smart Strip Plug Outlet | NonEquip | 4 |  | 43.9% | Tech/Econ | 1.187% | 0.33628 | 5.0004e-05 | 3.4752e-05
Tech | Schools K-12 | Office Equipment | Servers | TRC | New | NN4570 | Network PC Power Management | Network PC Power Management | NonEquip | 5 | Computers | 0% | Tech/Econ | 56.5% | 0 | 0 | 0
Tech | Schools K-12 | Office Equipment | Servers | TRC | Existing | NE5051 | ENERGY STAR certified buildings program | ENERGY STAR certified buildings program | NonEquip | 20 |  | 0% | Tech/Econ | 35% | 0 | 0 | 0
Tech | Schools K-12 | Office Equipment | Servers | TRC | Existing | NE4583 | Smart Strip Plug Outlet | Smart Strip Plug Outlet | NonEquip | 4 |  | 43.9% | Tech/Econ | 1.187% | 44.3086 | 0.0065884 | 0.0045789
Tech | Schools K-12 | Office Equipment | Servers | TRC | Existing | NE4557 | Network PC Power Management | Network PC Power Management | NonEquip | 5 | Computers | 0% | Tech/Econ | 56.5% | 0 | 0 | 0
Tech | Schools K-12 | Office Equipment | Servers | TRC | Turnover | ET2308 | Server Virtualization | Server Virtualization | Equip | 3 | Servers | 92% | Tech/Econ | 85.71% | 33029.603 | 4.9161 | 3.4193
Tech | Schools K-12 | Office Equipment | Servers | TRC | Turnover | ET1144 | High Efficiency Data Center Cooling | High Efficiency Data Center Cooling | Equip | 20 | Servers | 14.18% | Tech/Econ | 28% | 351.7194 | 0.080634 | 0.046572
Tech | Schools K-12 | Office Equipment | Servers | TRC | New | EN2334 | Server Virtualization | Server Virtualization | Equip | 3 | Servers | 92% | Tech/Econ | 85.71% | 246.2412 | 0.03665 | 0.025491
Tech | Schools K-12 | Office Equipment | Servers | TRC | New | EN1170 | High Efficiency Data Center Cooling | High Efficiency Data Center Cooling | Equip | 20 | Servers | 14.18% | Tech/Econ | 28% | 1.4789 | 0.00033904 | 0.00019582
Tech | Schools K-12 | Space Cooling | Residential-type central air conditioners | TRC | New | NN5376 | Retro-Commissioning | Retro-Commissioning | NonEquip | 5 |  | 0% | Tech/Econ | 16% | 0 | 0 | 0
Tech | Schools K-12 | Space Cooling | Residential-type central air conditioners | TRC | New | NN5168 | ENERGY STAR certified buildings program | ENERGY STAR certified buildings program | NonEquip | 20 |  | 0% | Tech/Econ | 35% | 0 | 0 | 0
Tech | Schools K-12 | Space Cooling | Residential-type central air conditioners | TRC | New | NN4388 | Window Sun Protection | Window Sun Protection | NonEquip | 10 |  | 15.35% | Tech/Econ | 16% | 0.15848 | 4.9346e-05 | -2.7802e-06
Tech | Schools K-12 | Space Cooling | Residential-type central air conditioners | TRC | New | NN4362 | Waterside Economizer | Waterside Economizer | NonEquip | 20 |  | 0% | Tech/Econ | 5.556% | 0 | 0 | 0
Tech | Schools K-12 | Space Cooling | Residential-type central air conditioners | TRC | New | NN4154 | Smart Thermostat | Smart Thermostat | NonEquip | 11 |  | 45.33% | Tech/Econ | 10% | 0.054819 | 6.5091e-07 | 0
Tech | Schools K-12 | Space Cooling | Residential-type central air conditioners | TRC | New | NN4050 | Programmable Thermostat | Programmable Thermostat | NonEquip | 11 |  | 0% | Tech/Econ | 3.6% | 0 | 0 | 0
Tech | Schools K-12 | Space Cooling | Residential-type central air conditioners | TRC | New | NN3998 | Low U-Value Windows | Low U-Value Windows | NonEquip | 20 |  | 26.88% | Tech/Econ | 10% | 0 | 0 | 0
Tech | Schools K-12 | Space Cooling | Residential-type central air conditioners | TRC | New | NN3920 | HVAC tune-up_RTU | HVAC tune-up_RTU | NonEquip | 5 | Packaged air conditioning units (RTUs) | 0% | Tech/Econ | 5% | 0 | 0 | 0
Tech | Schools K-12 | Space Cooling | Residential-type central air conditioners | TRC | New | NN3894 | HVAC tune-up | HVAC tune-up | NonEquip | 5 | Residential-type central air conditioners | 0% | Tech/Econ | 5% | 0 | 0 | 0
Tech | Schools K-12 | Space Cooling | Residential-type central air conditioners | TRC | New | NN3816 | Green Roof | Green Roof | NonEquip | 15 |  | 0.63% | Tech/Econ | 2.177% | 0 | 0 | 0
Tech | Schools K-12 | Space Cooling | Residential-type central air conditioners | TRC | New | NN3686 | Facility Energy Management System | Facility Energy Management System | NonEquip | 15 |  | 4.276% | Tech/Econ | 20% | 0.065208 | 1.3667e-05 | 0
Tech | Schools K-12 | Space Cooling | Residential-type central air conditioners | TRC | New | NN3634 | Facility Commissioning | Facility Commissioning | NonEquip | 10 |  | 71.67% | Tech/Econ | 16% | 0.83592 | 0.00014635 | 3.339e-06
Tech | Schools K-12 | Space Cooling | Residential-type central air conditioners | TRC | New | NN3608 | Energy Recovery Ventilation System (ERV) | Energy Recovery Ventilation System (ERV) | NonEquip | 15 | Packaged air conditioning units (RTUs) | 0% | Tech/Econ | 10.24% | 0 | 0 | 0
Tech | Schools K-12 | Space Cooling | Residential-type central air conditioners | TRC | New | NN3530 | Duct Sealing Repair | Duct Sealing Repair | NonEquip | 15 |  | 0% | Tech/Econ | 12% | 0 | 0 | 0
Tech | Schools K-12 | Space Cooling | Residential-type central air conditioners | TRC | New | NN3426 | Dedicated Outdoor Air System on VRF unit | Dedicated Outdoor Air System on VRF unit | NonEquip | 15 | Residential-type central air conditioners | 58.91% | Tech/Econ | 17.5% | 0.26998 | 8.2152e-05 | 0
Tech | Schools K-12 | Space Cooling | Residential-type central air conditioners | TRC | New | NN3374 | Cool Roof | Cool Roof | NonEquip | 15 |  | 72.18% | Tech/Econ | 4.029% | 0 | 0 | 0
Tech | Schools K-12 | Space Cooling | Residential-type central air conditioners | TRC | New | NN3322 | Chilled Water System - Variable Speed Drives | Chilled Water System - Variable Speed Drives | NonEquip | 13 | Central chillers inside | 0% | Tech/Econ | 24.74% | 0 | 0 | 0
Tech | Schools K-12 | Space Cooling | Residential-type central air conditioners | TRC | New | NN3296 | Chilled Water Controls Optimization | Chilled Water Controls Optimization | NonEquip | 10 | Central chillers inside | 0% | Tech/Econ | 12.5% | 0 | 0 | 0
Tech | Schools K-12 | Space Cooling | Residential-type central air conditioners | TRC | New | NN3218 | Ceiling Insulation(R2 to R38) | Ceiling Insulation(R2 to R38) | NonEquip | 20 |  | 0% | Tech/Econ | 25.63% | 0 | 0 | 0
Tech | Schools K-12 | Space Cooling | Residential-type central air conditioners | TRC | New | NN3114 | Ceiling Insulation(R12 to R38) | Ceiling Insulation(R12 to R38) | NonEquip | 20 |  | 0% | Tech/Econ | 3.085% | 0 | 0 | 0
Tech | Schools K-12 | Space Cooling | Residential-type central air conditioners | TRC | New | NN3062 | Airside Economizer | Airside Economizer | NonEquip | 10 | Packaged air conditioning units (RTUs) | 0% | Tech/Econ | 5.556% | 0 | 0 | 0
Tech | Schools K-12 | Space Cooling | Residential-type central air conditioners | TRC | Existing | NE5363 | Retro-Commissioning | Retro-Commissioning | NonEquip | 5 |  | 21.99% | Tech/Econ | 16% | 29.8657 | 0.004993 | 0
Tech | Schools K-12 | Space Cooling | Residential-type central air conditioners | TRC | Existing | NE5155 | ENERGY STAR certified buildings program | ENERGY STAR certified buildings program | NonEquip | 20 |  | 0% | Tech/Econ | 35% | 0 | 0 | 0
Tech | Schools K-12 | Space Cooling | Residential-type central air conditioners | TRC | Existing | NE4375 | Window Sun Protection | Window Sun Protection | NonEquip | 10 |  | 15.68% | Tech/Econ | 16% | 21.841 | 0.0068006 | -0.00038315
Tech | Schools K-12 | Space Cooling | Residential-type central air conditioners | TRC | Existing | NE4349 | Waterside Economizer | Waterside Economizer | NonEquip | 20 |  | 0% | Tech/Econ | 5.556% | 0 | 0 | 0
Tech | Schools K-12 | Space Cooling | Residential-type central air conditioners | TRC | Existing | NE4219 | Wall Insulation | Wall Insulation | NonEquip | 20 |  | 0% | Tech/Econ | 7.45% | 0 | 0 | 0
Tech | Schools K-12 | Space Cooling | Residential-type central air conditioners | TRC | Existing | NE4141 | Smart Thermostat | Smart Thermostat | NonEquip | 11 |  | 45.33% | Tech/Econ | 10% | 37.123 | 0.00044079 | 0
Tech | Schools K-12 | Space Cooling | Residential-type central air conditioners | TRC | Existing | NE4115 | Roof Insulation | Roof Insulation | NonEquip | 20 |  | 37.5% | Tech/Econ | 3.757% | 10.6936 | 0.00021398 | 0
Tech | Schools K-12 | Space Cooling | Residential-type central air conditioners | TRC | Existing | NE4037 | Programmable Thermostat | Programmable Thermostat | NonEquip | 11 |  | 0% | Tech/Econ | 3.6% | 0 | 0 | 0
Tech | Schools K-12 | Space Cooling | Residential-type central air conditioners | TRC | Existing | NE3985 | Low U-Value Windows | Low U-Value Windows | NonEquip | 20 |  | 10.75% | Tech/Econ | 46% | 66.022 | 0.024541 | 0
Tech | Schools K-12 | Space Cooling | Residential-type central air conditioners | TRC | Existing | NE3907 | HVAC tune-up_RTU | HVAC tune-up_RTU | NonEquip | 5 | Packaged air conditioning units (RTUs) | 0% | Tech/Econ | 5% | 0 | 0 | 0
Tech | Schools K-12 | Space Cooling | Residential-type central air conditioners | TRC | Existing | NE3881 | HVAC tune-up | HVAC tune-up | NonEquip | 5 | Residential-type central air conditioners | 0% | Tech/Econ | 5% | 0 | 0 | 0
Tech | Schools K-12 | Space Cooling | Residential-type central air conditioners | TRC | Existing | NE3803 | Green Roof | Green Roof | NonEquip | 15 |  | 0.126% | Tech/Econ | 2.177% | 0.02053 | 8.7217e-06 | 0
Tech | Schools K-12 | Space Cooling | Residential-type central air conditioners | TRC | Existing | NE3751 | Floor Insulation | Floor Insulation | NonEquip | 20 |  | 6.749% | Tech/Econ | 0.9857% | 0.49782 | 9.9615e-06 | 0
Tech | Schools K-12 | Space Cooling | Residential-type central air conditioners | TRC | Existing | NE3673 | Facility Energy Management System | Facility Energy Management System | NonEquip | 15 |  | 0.7167% | Tech/Econ | 20% | 1.3935 | 0.00029207 | 0
Tech | Schools K-12 | Space Cooling | Residential-type central air conditioners | TRC | Existing | NE3595 | Energy Recovery Ventilation System (ERV) | Energy Recovery Ventilation System (ERV) | NonEquip | 15 | Packaged air conditioning units (RTUs) | 0% | Tech/Econ | 10.24% | 0 | 0 | 0
Tech | Schools K-12 | Space Cooling | Residential-type central air conditioners | TRC | Existing | NE3517 | Duct Sealing Repair | Duct Sealing Repair | NonEquip | 15 |  | 0% | Tech/Econ | 12% | 0 | 0 | 0
Tech | Schools K-12 | Space Cooling | Residential-type central air conditioners | TRC | Existing | NE3465 | Duct Insulation | Duct Insulation | NonEquip | 15 |  | 0% | Tech/Econ | 2.045% | 0 | 0 | 0
Tech | Schools K-12 | Space Cooling | Residential-type central air conditioners | TRC | Existing | NE3413 | Dedicated Outdoor Air System on VRF unit | Dedicated Outdoor Air System on VRF unit | NonEquip | 15 | Residential-type central air conditioners | 58.91% | Tech/Econ | 17.5% | 100.0889 | 0.030456 | 0
Tech | Schools K-12 | Space Cooling | Residential-type central air conditioners | TRC | Existing | NE3361 | Cool Roof | Cool Roof | NonEquip | 15 |  | 72.68% | Tech/Econ | 4.029% | 22.8961 | 0.0097267 | 0
Tech | Schools K-12 | Space Cooling | Residential-type central air conditioners | TRC | Existing | NE3309 | Chilled Water System - Variable Speed Drives | Chilled Water System - Variable Speed Drives | NonEquip | 13 | Central chillers inside | 0% | Tech/Econ | 24.74% | 0 | 0 | 0
Tech | Schools K-12 | Space Cooling | Residential-type central air conditioners | TRC | Existing | NE3283 | Chilled Water Controls Optimization | Chilled Water Controls Optimization | NonEquip | 10 | Central chillers inside | 0% | Tech/Econ | 12.5% | 0 | 0 | 0
Tech | Schools K-12 | Space Cooling | Residential-type central air conditioners | TRC | Existing | NE3205 | Ceiling Insulation(R2 to R38) | Ceiling Insulation(R2 to R38) | NonEquip | 20 |  | 0% | Tech/Econ | 25.63% | 0 | 0 | 0
Tech | Schools K-12 | Space Cooling | Residential-type central air conditioners | TRC | Existing | NE3153 | Ceiling Insulation(R19 to R38) | Ceiling Insulation(R19 to R38) | NonEquip | 20 |  | 0% | Tech/Econ | 1.424% | 0 | 0 | 0
Tech | Schools K-12 | Space Cooling | Residential-type central air conditioners | TRC | Existing | NE3101 | Ceiling Insulation(R12 to R38) | Ceiling Insulation(R12 to R38) | NonEquip | 20 |  | 0% | Tech/Econ | 3.085% | 0 | 0 | 0
Tech | Schools K-12 | Space Cooling | Residential-type central air conditioners | TRC | Existing | NE3049 | Airside Economizer | Airside Economizer | NonEquip | 10 | Packaged air conditioning units (RTUs) | 0% | Tech/Econ | 5.556% | 0 | 0 | 0
Tech | Schools K-12 | Space Cooling | Residential-type central air conditioners | TRC | Turnover | ET832 | Geothermal Heat Pump | Geothermal Heat Pump | Equip | 15 | Residential-type central air conditioners | 30.5% | Tech/Econ | 21.18% | 67.123 | 0.028866 | 0
Tech | Schools K-12 | Space Cooling | Residential-type central air conditioners | TRC | Turnover | ET1378 | Variable Refrigerant Flow (VRF) HVAC Systems | Variable Refrigerant Flow (VRF) HVAC Systems | Equip | 15 | Residential-type central air conditioners | 49.09% | Tech/Econ | 36.88% | 229.7484 | 0.069911 | 0
Tech | Schools K-12 | Space Cooling | Residential-type central air conditioners | TRC | Turnover | ET1300 | High Efficiency PTHP | High Efficiency PTHP | Equip | 15 | Residential-type central air conditioners | 0% | Tech/Econ | 23.64% | 0 | 0 | 0
Tech | Schools K-12 | Space Cooling | Residential-type central air conditioners | TRC | Turnover | ET1261 | High Efficiency PTAC | High Efficiency PTAC | Equip | 15 | Residential-type central air conditioners | 0% | Tech/Econ | 23.64% | 0 | 0 | 0
Tech | Schools K-12 | Space Cooling | Residential-type central air conditioners | TRC | New | EN858 | Geothermal Heat Pump | Geothermal Heat Pump | Equip | 15 | Residential-type central air conditioners | 30.5% | Tech/Econ | 21.18% | 0.52645 | 0.0002264 | 0
Tech | Schools K-12 | Space Cooling | Residential-type central air conditioners | TRC | New | EN1404 | Variable Refrigerant Flow (VRF) HVAC Systems | Variable Refrigerant Flow (VRF) HVAC Systems | Equip | 15 | Residential-type central air conditioners | 49.09% | Tech/Econ | 36.88% | 1.8019 | 0.00054831 | 0
Tech | Schools K-12 | Space Cooling | Residential-type central air conditioners | TRC | New | EN1326 | High Efficiency PTHP | High Efficiency PTHP | Equip | 15 | Residential-type central air conditioners | 0% | Tech/Econ | 23.64% | 0 | 0 | 0
Tech | Schools K-12 | Space Cooling | Residential-type central air conditioners | TRC | New | EN1287 | High Efficiency PTAC | High Efficiency PTAC | Equip | 15 | Residential-type central air conditioners | 0% | Tech/Econ | 23.64% | 0 | 0 | 0
Tech | Schools K-12 | Space Heating | Residential/split system heat pump | TRC | New | NN5350 | Retro-Commissioning | Retro-Commissioning | NonEquip | 5 |  | 0% | Tech/Econ | 16% | 0 | 0 | 0
Tech | Schools K-12 | Space Heating | Residential/split system heat pump | TRC | New | NN5142 | ENERGY STAR certified buildings program | ENERGY STAR certified buildings program | NonEquip | 20 |  | 0% | Tech/Econ | 35% | 0 | 0 | 0
Tech | Schools K-12 | Space Heating | Residential/split system heat pump | TRC | New | NN4336 | Water Cooled Refrigeration Heat Recovery | Water Cooled Refrigeration Heat Recovery | NonEquip | 20 |  | 0% | Tech/Econ | 10% | 0 | 0 | 0
Tech | Schools K-12 | Space Heating | Residential/split system heat pump | TRC | New | NN4284 | Warehouse Loading Dock Seals | Warehouse Loading Dock Seals | NonEquip | 18 |  | 0% | Tech/Econ | 1.133% | 0 | 0 | 0
Tech | Schools K-12 | Space Heating | Residential/split system heat pump | TRC | New | NN4180 | Smart Thermostat | Smart Thermostat | NonEquip | 11 |  | 45.33% | Tech/Econ | 10% | 101.0824 | 0 | -0.016609
Tech | Schools K-12 | Space Heating | Residential/split system heat pump | TRC | New | NN4102 | Roof Insulation | Roof Insulation | NonEquip | 20 |  | 37.5% | Tech/Econ | 6.741% | 32.8544 | 0 | 0.01482
Tech | Schools K-12 | Space Heating | Residential/split system heat pump | TRC | New | NN4076 | Programmable Thermostat | Programmable Thermostat | NonEquip | 11 |  | 0% | Tech/Econ | 3.6% | 0 | 0 | 0
Tech | Schools K-12 | Space Heating | Residential/split system heat pump | TRC | New | NN4024 | Low U-Value Windows | Low U-Value Windows | NonEquip | 20 |  | 26.88% | Tech/Econ | 10% | 64.8937 | 0 | 0.0002697
Tech | Schools K-12 | Space Heating | Residential/split system heat pump | TRC | New | NN3946 | Infiltration Reduction - Air Sealing | Infiltration Reduction - Air Sealing | NonEquip | 11 |  | 0% | Tech/Econ | 0.5664% | 0 | 0 | 0
Tech | Schools K-12 | Space Heating | Residential/split system heat pump | TRC | New | NN3790 | Green Roof | Green Roof | NonEquip | 15 |  | 0.63% | Tech/Econ | 10.42% | 1.5858 | 0 | 0
Tech | Schools K-12 | Space Heating | Residential/split system heat pump | TRC | New | NN3738 | Floor Insulation | Floor Insulation | NonEquip | 20 |  | 16.87% | Tech/Econ | 3.537% | 0 | 0 | 0
Tech | Schools K-12 | Space Heating | Residential/split system heat pump | TRC | New | NN3660 | Facility Energy Management System | Facility Energy Management System | NonEquip | 15 |  | 4.276% | Tech/Econ | 20% | 20.8411 | 0 | 0.00037562
Tech | Schools K-12 | Space Heating | Residential/split system heat pump | TRC | New | NN3582 | ECM Motors on Furnaces | ECM Motors on Furnaces | NonEquip | 15 | Forced air furnace | 0% | Tech/Econ | 1.706% | 0 | 0 | 0
Tech | Schools K-12 | Space Heating | Residential/split system heat pump | TRC | New | NN3556 | Duct Sealing Repair | Duct Sealing Repair | NonEquip | 15 |  | 0% | Tech/Econ | 12% | 0 | 0 | 0
Tech | Schools K-12 | Space Heating | Residential/split system heat pump | TRC | New | NN3504 | Duct Insulation | Duct Insulation | NonEquip | 15 |  | 0% | Tech/Econ | 2.045% | 0 | 0 | 0
Tech | Schools K-12 | Space Heating | Residential/split system heat pump | TRC | New | NN3452 | Destratification Fans | Destratification Fans | NonEquip | 10 |  | 0% | Tech/Econ | 16.23% | 0 | 0 | 0
Tech | Schools K-12 | Space Heating | Residential/split system heat pump | TRC | New | NN3400 | Dedicated Outdoor Air System on VRF unit | Dedicated Outdoor Air System on VRF unit | NonEquip | 15 | Residential/split system heat pump | 58.91% | Tech/Econ | 10% | 119.611 | 0 | 0.036787
Tech | Schools K-12 | Space Heating | Residential/split system heat pump | TRC | New | NN3348 | Cool Roof | Cool Roof | NonEquip | 15 |  | 72.18% | Tech/Econ | 0.5275% | 0 | 0 | 0
Tech | Schools K-12 | Space Heating | Residential/split system heat pump | TRC | New | NN3244 | Ceiling Insulation(R30 to R38) | Ceiling Insulation(R30 to R38) | NonEquip | 20 |  | 0% | Tech/Econ | 1.362% | 0 | 0 | 0
Tech | Schools K-12 | Space Heating | Residential/split system heat pump | TRC | New | NN3192 | Ceiling Insulation(R2 to R38) | Ceiling Insulation(R2 to R38) | NonEquip | 20 |  | 0% | Tech/Econ | 91.97% | 0 | 0 | 0
Tech | Schools K-12 | Space Heating | Residential/split system heat pump | TRC | New | NN3140 | Ceiling Insulation(R19 to R38) | Ceiling Insulation(R19 to R38) | NonEquip | 20 |  | 0% | Tech/Econ | 5.109% | 0 | 0 | 0
Tech | Schools K-12 | Space Heating | Residential/split system heat pump | TRC | New | NN3088 | Ceiling Insulation(R12 to R38) | Ceiling Insulation(R12 to R38) | NonEquip | 20 |  | 0% | Tech/Econ | 11.07% | 0 | 0 | 0
Tech | Schools K-12 | Space Heating | Residential/split system heat pump | TRC | Existing | NE5337 | Retro-Commissioning | Retro-Commissioning | NonEquip | 5 |  | 21.99% | Tech/Econ | 16% | 9151.9266 | 0 | 4.7437
Tech | Schools K-12 | Space Heating | Residential/split system heat pump | TRC | Existing | NE5129 | ENERGY STAR certified buildings program | ENERGY STAR certified buildings program | NonEquip | 20 |  | 0% | Tech/Econ | 35% | 0 | 0 | 0
Tech | Schools K-12 | Space Heating | Residential/split system heat pump | TRC | Existing | NE4323 | Water Cooled Refrigeration Heat Recovery | Water Cooled Refrigeration Heat Recovery | NonEquip | 20 |  | 0% | Tech/Econ | 10% | 0 | 0 | 0
Tech | Schools K-12 | Space Heating | Residential/split system heat pump | TRC | Existing | NE4271 | Warehouse Loading Dock Seals | Warehouse Loading Dock Seals | NonEquip | 18 |  | 0% | Tech/Econ | 1.25% | 0 | 0 | 0
Tech | Schools K-12 | Space Heating | Residential/split system heat pump | TRC | Existing | NE4245 | Wall Insulation | Wall Insulation | NonEquip | 20 |  | 0% | Tech/Econ | 4.307% | 0 | 0 | 0
Tech | Schools K-12 | Space Heating | Residential/split system heat pump | TRC | Existing | NE4167 | Smart Thermostat | Smart Thermostat | NonEquip | 11 |  | 45.33% | Tech/Econ | 10% | 13277.379 | 0 | -2.1817
Tech | Schools K-12 | Space Heating | Residential/split system heat pump | TRC | Existing | NE4089 | Roof Insulation | Roof Insulation | NonEquip | 20 |  | 37.5% | Tech/Econ | 14.88% | 17310.3096 | 0 | 7.8083
Tech | Schools K-12 | Space Heating | Residential/split system heat pump | TRC | Existing | NE4063 | Programmable Thermostat | Programmable Thermostat | NonEquip | 11 |  | 0% | Tech/Econ | 3.6% | 0 | 0 | 0
Tech | Schools K-12 | Space Heating | Residential/split system heat pump | TRC | Existing | NE4011 | Low U-Value Windows | Low U-Value Windows | NonEquip | 20 |  | 10.75% | Tech/Econ | 46% | 19094.615 | 0 | 0.079359
Tech | Schools K-12 | Space Heating | Residential/split system heat pump | TRC | Existing | NE3933 | Infiltration Reduction - Air Sealing | Infiltration Reduction - Air Sealing | NonEquip | 11 |  | 0% | Tech/Econ | 0.625% | 0 | 0 | 0
Tech | Schools K-12 | Space Heating | Residential/split system heat pump | TRC | Existing | NE3855 | Hotel Card Energy Control Systems | Hotel Card Energy Control Systems | NonEquip | 15 |  | 0% | Tech/Econ | 0% | 0 | 0 | 0
Tech | Schools K-12 | Space Heating | Residential/split system heat pump | TRC | Existing | NE3777 | Green Roof | Green Roof | NonEquip | 15 |  | 0.126% | Tech/Econ | 11.5% | 42.4354 | 0 | 0
Tech | Schools K-12 | Space Heating | Residential/split system heat pump | TRC | Existing | NE3725 | Floor Insulation | Floor Insulation | NonEquip | 20 |  | 6.749% | Tech/Econ | 3.903% | 693.2914 | 0 | 0.31273
Tech | Schools K-12 | Space Heating | Residential/split system heat pump | TRC | Existing | NE3647 | Facility Energy Management System | Facility Energy Management System | NonEquip | 15 |  | 0.7167% | Tech/Econ | 20% | 445.3827 | 0 | 0.0080272
Tech | Schools K-12 | Space Heating | Residential/split system heat pump | TRC | Existing | NE3569 | ECM Motors on Furnaces | ECM Motors on Furnaces | NonEquip | 15 | Forced air furnace | 0% | Tech/Econ | 1.706% | 0 | 0 | 0
Tech | Schools K-12 | Space Heating | Residential/split system heat pump | TRC | Existing | NE3543 | Duct Sealing Repair | Duct Sealing Repair | NonEquip | 15 |  | 0% | Tech/Econ | 12% | 0 | 0 | 0
Tech | Schools K-12 | Space Heating | Residential/split system heat pump | TRC | Existing | NE3491 | Duct Insulation | Duct Insulation | NonEquip | 15 |  | 0% | Tech/Econ | 2.045% | 0 | 0 | 0
Tech | Schools K-12 | Space Heating | Residential/split system heat pump | TRC | Existing | NE3439 | Destratification Fans | Destratification Fans | NonEquip | 10 |  | 0% | Tech/Econ | 16.23% | 0 | 0 | 0
Tech | Schools K-12 | Space Heating | Residential/split system heat pump | TRC | Existing | NE3387 | Dedicated Outdoor Air System on VRF unit | Dedicated Outdoor Air System on VRF unit | NonEquip | 15 | Residential/split system heat pump | 58.91% | Tech/Econ | 10% | 16475.1152 | 0 | 5.0671
Tech | Schools K-12 | Space Heating | Residential/split system heat pump | TRC | Existing | NE3335 | Cool Roof | Cool Roof | NonEquip | 15 |  | 72.68% | Tech/Econ | 0.5821% | 1061.7893 | 0 | 0
Tech | Schools K-12 | Space Heating | Residential/split system heat pump | TRC | Existing | NE3231 | Ceiling Insulation(R30 to R38) | Ceiling Insulation(R30 to R38) | NonEquip | 20 |  | 0% | Tech/Econ | 1.503% | 0 | 0 | 0
Tech | Schools K-12 | Space Heating | Residential/split system heat pump | TRC | Existing | NE3179 | Ceiling Insulation(R2 to R38) | Ceiling Insulation(R2 to R38) | NonEquip | 20 |  | 0% | Tech/Econ | 94.74% | 0 | 0 | 0
Tech | Schools K-12 | Space Heating | Residential/split system heat pump | TRC | Existing | NE3127 | Ceiling Insulation(R19 to R38) | Ceiling Insulation(R19 to R38) | NonEquip | 20 |  | 0% | Tech/Econ | 5.638% | 0 | 0 | 0
Tech | Schools K-12 | Space Heating | Residential/split system heat pump | TRC | Existing | NE3075 | Ceiling Insulation(R12 to R38) | Ceiling Insulation(R12 to R38) | NonEquip | 20 |  | 0% | Tech/Econ | 12.22% | 0 | 0 | 0
Tech | Schools K-12 | Space Heating | Residential/split system heat pump | TRC | Existing | NE2997 | Air Curtains | Air Curtains | NonEquip | 8 |  | 33.45% | Tech/Econ | 0.2533% | 211.7331 | 0 | 0.022995
Tech | Schools K-12 | Space Heating | Residential/split system heat pump | TRC | Turnover | ET871 | Geothermal Heat Pump | Geothermal Heat Pump | Equip | 15 | Residential/split system heat pump | 30.5% | Tech/Econ | 2.941% | 2354.4281 | 0 | 0.77769
Tech | Schools K-12 | Space Heating | Residential/split system heat pump | TRC | Turnover | ET1417 | Variable Refrigerant Flow (VRF) HVAC Systems | Variable Refrigerant Flow (VRF) HVAC Systems | Equip | 15 | Residential/split system heat pump | 49.09% | Tech/Econ | 31.25% | 56310.903 | 0 | 17.3189
Tech | Schools K-12 | Space Heating | Residential/split system heat pump | TRC | Turnover | ET1339 | High Efficiency PTHP | High Efficiency PTHP | Equip | 15 | Residential/split system heat pump | 0% | Tech/Econ | 9.375% | 0 | 0 | 0
Tech | Schools K-12 | Space Heating | Residential/split system heat pump | TRC | New | EN897 | Geothermal Heat Pump | Geothermal Heat Pump | Equip | 15 | Residential/split system heat pump | 30.5% | Tech/Econ | 2.941% | 0 | 0 | 0
Tech | Schools K-12 | Space Heating | Residential/split system heat pump | TRC | New | EN1443 | Variable Refrigerant Flow (VRF) HVAC Systems | Variable Refrigerant Flow (VRF) HVAC Systems | Equip | 15 | Residential/split system heat pump | 49.09% | Tech/Econ | 31.25% | 441.6474 | 0 | 0.13583
Tech | Schools K-12 | Space Heating | Residential/split system heat pump | TRC | New | EN1365 | High Efficiency PTHP | High Efficiency PTHP | Equip | 15 | Residential/split system heat pump | 0% | Tech/Econ | 9.375% | 0 | 0 | 0
Tech | Schools K-12 | Refrigeration | Residential style | TRC | New | NN5324 | Retro-Commissioning | Retro-Commissioning | NonEquip | 5 |  | 0% | Tech/Econ | 16% | 0 | 0 | 0
Tech | Schools K-12 | Refrigeration | Residential style | TRC | New | NN5116 | ENERGY STAR certified buildings program | ENERGY STAR certified buildings program | NonEquip | 20 |  | 0% | Tech/Econ | 35% | 0 | 0 | 0
Tech | Schools K-12 | Refrigeration | Residential style | TRC | New | NN4908 | Strip Curtains for Walk-ins | Strip Curtains for Walk-ins | NonEquip | 4 | Walk-in cooler | 0% | Tech/Econ | 2.115% | 0 | 0 | 0
Tech | Schools K-12 | Refrigeration | Residential style | TRC | New | NN4882 | Refrigerated Display Case Lighting Controls | Refrigerated Display Case Lighting Controls | NonEquip | 8 | Display cases | 0% | Tech/Econ | 0.9365% | 0 | 0 | 0
Tech | Schools K-12 | Refrigeration | Residential style | TRC | New | NN4856 | PSC to ECM Evaporator Fan Motor (Walk-In, Refrigerator) | PSC to ECM Evaporator Fan Motor (Walk-In, Refrigerator) | NonEquip | 15 | Walk-in cooler | 0% | Tech/Econ | 37.5% | 0 | 0 | 0
Tech | Schools K-12 | Refrigeration | Residential style | TRC | New | NN4830 | PSC to ECM Evaporator Fan Motor (Reach-In) | PSC to ECM Evaporator Fan Motor (Reach-In) | NonEquip | 15 | Display cases | 0% | Tech/Econ | 37.5% | 0 | 0 | 0
Tech | Schools K-12 | Refrigeration | Residential style | TRC | New | NN4804 | Night Covers for Display Cases | Night Covers for Display Cases | NonEquip | 5 | Display cases | 0% | Tech/Econ | 1.877% | 0 | 0 | 0
Tech | Schools K-12 | Refrigeration | Residential style | TRC | New | NN4778 | High R-Value Glass Doors | High R-Value Glass Doors | NonEquip | 12 | Display cases | 0% | Tech/Econ | 0% | 0 | 0 | 0
Tech | Schools K-12 | Refrigeration | Residential style | TRC | New | NN4752 | High Efficiency Refrigeration Compressor | High Efficiency Refrigeration Compressor | NonEquip | 13 | Display cases | 0% | Tech/Econ | 6.922% | 0 | 0 | 0
Tech | Schools K-12 | Refrigeration | Residential style | TRC | New | NN4726 | Freezer-Cooler Replacement Gaskets | Freezer-Cooler Replacement Gaskets | NonEquip | 4 | Display cases | 0% | Tech/Econ | 0% | 0 | 0 | 0
Tech | Schools K-12 | Refrigeration | Residential style | TRC | New | NN4700 | Floating Head Pressure Controls | Floating Head Pressure Controls | NonEquip | 15 |  | 27.37% | Tech/Econ | 6.05% | 18.4732 | 0.0023952 | 0.0020062
Tech | Schools K-12 | Refrigeration | Residential style | TRC | New | NN4674 | Demand Defrost | Demand Defrost | NonEquip | 10 | Walk-in cooler | 0% | Tech/Econ | 30% | 0 | 0 | 0
Tech | Schools K-12 | Refrigeration | Residential style | TRC | New | NN4648 | Automatic Door Closer for Walk-in Coolers and Freezers | Automatic Door Closer for Walk-in Coolers and Freezers | NonEquip | 8 | Walk-in cooler | 0% | Tech/Econ | 3.131% | 0 | 0 | 0
Tech | Schools K-12 | Refrigeration | Residential style | TRC | New | NN4622 | Anti-Sweat Controls | Anti-Sweat Controls | NonEquip | 8 | Display cases | 0% | Tech/Econ | 85% | 0 | 0 | 0
Tech | Schools K-12 | Refrigeration | Residential style | TRC | Existing | NE5311 | Retro-Commissioning | Retro-Commissioning | NonEquip | 5 |  | 21.99% | Tech/Econ | 16% | 5363.6829 | 0.89671 | 2.7802
Tech | Schools K-12 | Refrigeration | Residential style | TRC | Existing | NE5103 | ENERGY STAR certified buildings program | ENERGY STAR certified buildings program | NonEquip | 20 |  | 0% | Tech/Econ | 35% | 0 | 0 | 0
Tech | Schools K-12 | Refrigeration | Residential style | TRC | Existing | NE4895 | Strip Curtains for Walk-ins | Strip Curtains for Walk-ins | NonEquip | 4 | Walk-in cooler | 0% | Tech/Econ | 2.115% | 0 | 0 | 0
Tech | Schools K-12 | Refrigeration | Residential style | TRC | Existing | NE4869 | Refrigerated Display Case Lighting Controls | Refrigerated Display Case Lighting Controls | NonEquip | 8 | Display cases | 0% | Tech/Econ | 2.524% | 0 | 0 | 0
Tech | Schools K-12 | Refrigeration | Residential style | TRC | Existing | NE4843 | PSC to ECM Evaporator Fan Motor (Walk-In, Refrigerator) | PSC to ECM Evaporator Fan Motor (Walk-In, Refrigerator) | NonEquip | 15 | Walk-in cooler | 0% | Tech/Econ | 37.5% | 0 | 0 | 0
Tech | Schools K-12 | Refrigeration | Residential style | TRC | Existing | NE4817 | PSC to ECM Evaporator Fan Motor (Reach-In) | PSC to ECM Evaporator Fan Motor (Reach-In) | NonEquip | 15 | Display cases | 0% | Tech/Econ | 37.5% | 0 | 0 | 0
Tech | Schools K-12 | Refrigeration | Residential style | TRC | Existing | NE4791 | Night Covers for Display Cases | Night Covers for Display Cases | NonEquip | 5 | Display cases | 0% | Tech/Econ | 1.877% | 0 | 0 | 0
Tech | Schools K-12 | Refrigeration | Residential style | TRC | Existing | NE4765 | High R-Value Glass Doors | High R-Value Glass Doors | NonEquip | 12 | Display cases | 0% | Tech/Econ | 23.81% | 0 | 0 | 0
Tech | Schools K-12 | Refrigeration | Residential style | TRC | Existing | NE4739 | High Efficiency Refrigeration Compressor | High Efficiency Refrigeration Compressor | NonEquip | 13 | Display cases | 0% | Tech/Econ | 6.922% | 0 | 0 | 0
Tech | Schools K-12 | Refrigeration | Residential style | TRC | Existing | NE4713 | Freezer-Cooler Replacement Gaskets | Freezer-Cooler Replacement Gaskets | NonEquip | 4 | Display cases | 0% | Tech/Econ | 3.131% | 0 | 0 | 0
Tech | Schools K-12 | Refrigeration | Residential style | TRC | Existing | NE4687 | Floating Head Pressure Controls | Floating Head Pressure Controls | NonEquip | 15 |  | 27.37% | Tech/Econ | 6.05% | 2435.9764 | 0.31584 | 0.26455
Tech | Schools K-12 | Refrigeration | Residential style | TRC | Existing | NE4661 | Demand Defrost | Demand Defrost | NonEquip | 10 | Walk-in cooler | 0% | Tech/Econ | 30% | 0 | 0 | 0
Tech | Schools K-12 | Refrigeration | Residential style | TRC | Existing | NE4635 | Automatic Door Closer for Walk-in Coolers and Freezers | Automatic Door Closer for Walk-in Coolers and Freezers | NonEquip | 8 | Walk-in cooler | 0% | Tech/Econ | 3.131% | 0 | 0 | 0
Tech | Schools K-12 | Refrigeration | Residential style | TRC | Existing | NE4609 | Anti-Sweat Controls | Anti-Sweat Controls | NonEquip | 8 | Display cases | 0% | Tech/Econ | 85% | 0 | 0 | 0
Tech | Schools K-12 | Refrigeration | Residential style | TRC | Turnover | ET2542 | Energy Star Refrigerator | Energy Star Refrigerator | Equip | 12 | Residential style | 45.6% | Tech/Econ | 21.99% | 16989.6154 | 2.2369 | 1.7601
Tech | Schools K-12 | Refrigeration | Residential style | TRC | New | EN2568 | Energy Star Refrigerator | Energy Star Refrigerator | Equip | 12 | Residential style | 53.2% | Tech/Econ | 21.99% | 147.7705 | 0.019455 | 0.015309
Tech | Schools K-12 | Cooking | Range | TRC | New | NN5090 | ENERGY STAR certified buildings program | ENERGY STAR certified buildings program | NonEquip | 20 |  | 0% | Tech/Econ | 35% | 0 | 0 | 0
Tech | Schools K-12 | Cooking | Range | TRC | Existing | NE5077 | ENERGY STAR certified buildings program | ENERGY STAR certified buildings program | NonEquip | 20 |  | 0% | Tech/Econ | 35% | 0 | 0 | 0
Tech | Schools K-12 | Miscellaneous | Pool pump | TRC | New | NN5454 | Retro-Commissioning | Retro-Commissioning | NonEquip | 5 |  | 0% | Tech/Econ | 16% | 0 | 0 | 0
Tech | Schools K-12 | Miscellaneous | Pool pump | TRC | New | NN5246 | ENERGY STAR certified buildings program | ENERGY STAR certified buildings program | NonEquip | 20 |  | 0% | Tech/Econ | 35% | 0 | 0 | 0
Tech | Schools K-12 | Miscellaneous | Pool pump | TRC | New | NN4544 | VSD Controlled Compressor | VSD Controlled Compressor | NonEquip | 15 | Others | 0% | Tech/Econ | 20.79% | 0 | 0 | 0
Tech | Schools K-12 | Miscellaneous | Pool pump | TRC | New | NN4518 | Regenerative Drive Elevator Motor | Regenerative Drive Elevator Motor | NonEquip | 13 | Elevators/Escalators | 0% | Tech/Econ | 6.211% | 0 | 0 | 0
Tech | Schools K-12 | Miscellaneous | Pool pump | TRC | New | NN4492 | Engine Block Timer | Engine Block Timer | NonEquip | 5 | Others | 0% | Tech/Econ | 36% | 0 | 0 | 0
Tech | Schools K-12 | Miscellaneous | Pool pump | TRC | New | NN4466 | Efficient Motor Belts | Efficient Motor Belts | NonEquip | 10 | Others | 0% | Tech/Econ | 1.105% | 0 | 0 | 0
Tech | Schools K-12 | Miscellaneous | Pool pump | TRC | Existing | NE5441 | Retro-Commissioning | Retro-Commissioning | NonEquip | 5 |  | 21.99% | Tech/Econ | 16% | 0 | 0 | 0
Tech | Schools K-12 | Miscellaneous | Pool pump | TRC | Existing | NE5233 | ENERGY STAR certified buildings program | ENERGY STAR certified buildings program | NonEquip | 20 |  | 0% | Tech/Econ | 35% | 0 | 0 | 0
Tech | Schools K-12 | Miscellaneous | Pool pump | TRC | Existing | NE4531 | VSD Controlled Compressor | VSD Controlled Compressor | NonEquip | 15 | Others | 0% | Tech/Econ | 20.79% | 0 | 0 | 0
Tech | Schools K-12 | Miscellaneous | Pool pump | TRC | Existing | NE4505 | Regenerative Drive Elevator Motor | Regenerative Drive Elevator Motor | NonEquip | 13 | Elevators/Escalators | 0% | Tech/Econ | 6.211% | 0 | 0 | 0
Tech | Schools K-12 | Miscellaneous | Pool pump | TRC | Existing | NE4479 | Engine Block Timer | Engine Block Timer | NonEquip | 5 | Others | 0% | Tech/Econ | 36% | 0 | 0 | 0
Tech | Schools K-12 | Miscellaneous | Pool pump | TRC | Existing | NE4453 | Efficient Motor Belts | Efficient Motor Belts | NonEquip | 10 | Others | 0% | Tech/Econ | 1.105% | 0 | 0 | 0
Tech | Schools K-12 | Miscellaneous | Pool pump | TRC | Turnover | ET2116 | Variable Speed Pool Pump | Variable Speed Pool Pump | Equip | 10 | Pool pump | 0% | Tech/Econ | 64.36% | 0 | 0 | 0
Tech | Schools K-12 | Miscellaneous | Pool pump | TRC | Turnover | ET2077 | Two Speed Pool Pump | Two Speed Pool Pump | Equip | 10 | Pool pump | 0% | Tech/Econ | 61.79% | 0 | 0 | 0
Tech | Schools K-12 | Miscellaneous | Pool pump | TRC | Turnover | ET2041 | Solar Powered Pool Pump | Solar Powered Pool Pump | Equip | 10 | Pool pump | 0% | Tech/Econ | 81% | 0 | 0 | 0
Tech | Schools K-12 | Miscellaneous | Pool pump | TRC | Turnover | ET2002 | Solar Pool Heater | Solar Pool Heater | Equip | 15 | Pool pump | 16.92% | Tech/Econ | 86.11% | 0 | 0 | 0
Tech | Schools K-12 | Miscellaneous | Pool pump | TRC | Turnover | ET1963 | Heat Pump Pool Heater | Heat Pump Pool Heater | Equip | 15 | Pool pump | 63.46% | Tech/Econ | 80% | 0 | 0 | 0
Tech | Schools K-12 | Miscellaneous | Pool pump | TRC | New | EN2140 | Variable Speed Pool Pump | Variable Speed Pool Pump | Equip | 10 | Pool pump | 0% | Tech/Econ | 64.36% | 0 | 0 | 0
Tech | Schools K-12 | Miscellaneous | Pool pump | TRC | New | EN2103 | Two Speed Pool Pump | Two Speed Pool Pump | Equip | 10 | Pool pump | 0% | Tech/Econ | 61.79% | 0 | 0 | 0
Tech | Schools K-12 | Miscellaneous | Pool pump | TRC | New | EN2065 | Solar Powered Pool Pump | Solar Powered Pool Pump | Equip | 10 | Pool pump | 0% | Tech/Econ | 81% | 0 | 0 | 0
Tech | Schools K-12 | Miscellaneous | Pool pump | TRC | New | EN2028 | Solar Pool Heater | Solar Pool Heater | Equip | 15 | Pool pump | 16.92% | Tech/Econ | 86.11% | 0 | 0 | 0
Tech | Schools K-12 | Miscellaneous | Pool pump | TRC | New | EN1989 | Heat Pump Pool Heater | Heat Pump Pool Heater | Equip | 15 | Pool pump | 63.46% | Tech/Econ | 80% | 0 | 0 | 0
Tech | Schools K-12 | Space Heating | Packaged central unit | TRC | New | NN5350 | Retro-Commissioning | Retro-Commissioning | NonEquip | 5 |  | 0% | Tech/Econ | 16% | 0 | 0 | 0
Tech | Schools K-12 | Space Heating | Packaged central unit | TRC | New | NN5142 | ENERGY STAR certified buildings program | ENERGY STAR certified buildings program | NonEquip | 20 |  | 0% | Tech/Econ | 35% | 0 | 0 | 0
Tech | Schools K-12 | Space Heating | Packaged central unit | TRC | New | NN4336 | Water Cooled Refrigeration Heat Recovery | Water Cooled Refrigeration Heat Recovery | NonEquip | 20 |  | 0% | Tech/Econ | 10% | 0 | 0 | 0
Tech | Schools K-12 | Space Heating | Packaged central unit | TRC | New | NN4284 | Warehouse Loading Dock Seals | Warehouse Loading Dock Seals | NonEquip | 18 |  | 0% | Tech/Econ | 1.133% | 0 | 0 | 0
Tech | Schools K-12 | Space Heating | Packaged central unit | TRC | New | NN4180 | Smart Thermostat | Smart Thermostat | NonEquip | 11 |  | 45.33% | Tech/Econ | 10% | 176.4382 | 0 | -0.028991
Tech | Schools K-12 | Space Heating | Packaged central unit | TRC | New | NN4102 | Roof Insulation | Roof Insulation | NonEquip | 20 |  | 37.5% | Tech/Econ | 6.741% | 57.347 | 0 | 0.025868
Tech | Schools K-12 | Space Heating | Packaged central unit | TRC | New | NN4076 | Programmable Thermostat | Programmable Thermostat | NonEquip | 11 |  | 0% | Tech/Econ | 3.6% | 0 | 0 | 0
Tech | Schools K-12 | Space Heating | Packaged central unit | TRC | New | NN4024 | Low U-Value Windows | Low U-Value Windows | NonEquip | 20 |  | 26.88% | Tech/Econ | 10% | 107.5052 | 0 | 0.0004468
Tech | Schools K-12 | Space Heating | Packaged central unit | TRC | New | NN3946 | Infiltration Reduction - Air Sealing | Infiltration Reduction - Air Sealing | NonEquip | 11 |  | 0% | Tech/Econ | 0.5664% | 0 | 0 | 0
Tech | Schools K-12 | Space Heating | Packaged central unit | TRC | New | NN3868 | Hotel Card Energy Control Systems | Hotel Card Energy Control Systems | NonEquip | 15 |  | 0% | Tech/Econ | 0% | 0 | 0 | 0
Tech | Schools K-12 | Space Heating | Packaged central unit | TRC | New | NN3790 | Green Roof | Green Roof | NonEquip | 15 |  | 0.63% | Tech/Econ | 10.42% | 2.6271 | 0 | 0
Tech | Schools K-12 | Space Heating | Packaged central unit | TRC | New | NN3738 | Floor Insulation | Floor Insulation | NonEquip | 20 |  | 16.87% | Tech/Econ | 3.537% | 0 | 0 | 0
Tech | Schools K-12 | Space Heating | Packaged central unit | TRC | New | NN3660 | Facility Energy Management System | Facility Energy Management System | NonEquip | 15 |  | 4.276% | Tech/Econ | 20% | 34.5261 | 0 | 0.00062227
Tech | Schools K-12 | Space Heating | Packaged central unit | TRC | New | NN3582 | ECM Motors on Furnaces | ECM Motors on Furnaces | NonEquip | 15 | Forced air furnace | 0% | Tech/Econ | 1.706% | 0 | 0 | 0
Tech | Schools K-12 | Space Heating | Packaged central unit | TRC | New | NN3556 | Duct Sealing Repair | Duct Sealing Repair | NonEquip | 15 |  | 0% | Tech/Econ | 12% | 0 | 0 | 0
Tech | Schools K-12 | Space Heating | Packaged central unit | TRC | New | NN3504 | Duct Insulation | Duct Insulation | NonEquip | 15 |  | 0% | Tech/Econ | 2.045% | 0 | 0 | 0
Tech | Schools K-12 | Space Heating | Packaged central unit | TRC | New | NN3452 | Destratification Fans | Destratification Fans | NonEquip | 10 |  | 0% | Tech/Econ | 16.23% | 0 | 0 | 0
Tech | Schools K-12 | Space Heating | Packaged central unit | TRC | New | NN3400 | Dedicated Outdoor Air System on VRF unit | Dedicated Outdoor Air System on VRF unit | NonEquip | 15 | Residential/split system heat pump | 0% | Tech/Econ | 10% | 0 | 0 | 0
Tech | Schools K-12 | Space Heating | Packaged central unit | TRC | New | NN3348 | Cool Roof | Cool Roof | NonEquip | 15 |  | 72.18% | Tech/Econ | 0.5275% | 0 | 0 | 0
Tech | Schools K-12 | Space Heating | Packaged central unit | TRC | New | NN3244 | Ceiling Insulation(R30 to R38) | Ceiling Insulation(R30 to R38) | NonEquip | 20 |  | 0% | Tech/Econ | 1.362% | 0 | 0 | 0
Tech | Schools K-12 | Space Heating | Packaged central unit | TRC | New | NN3192 | Ceiling Insulation(R2 to R38) | Ceiling Insulation(R2 to R38) | NonEquip | 20 |  | 0% | Tech/Econ | 91.97% | 0 | 0 | 0
Tech | Schools K-12 | Space Heating | Packaged central unit | TRC | New | NN3140 | Ceiling Insulation(R19 to R38) | Ceiling Insulation(R19 to R38) | NonEquip | 20 |  | 0% | Tech/Econ | 5.109% | 0 | 0 | 0
Tech | Schools K-12 | Space Heating | Packaged central unit | TRC | New | NN3088 | Ceiling Insulation(R12 to R38) | Ceiling Insulation(R12 to R38) | NonEquip | 20 |  | 0% | Tech/Econ | 11.07% | 0 | 0 | 0
Tech | Schools K-12 | Space Heating | Packaged central unit | TRC | New | NN3010 | Air Curtains | Air Curtains | NonEquip | 8 |  | 28.37% | Tech/Econ | 0.2533% | 0 | 0 | 0
Tech | Schools K-12 | Space Heating | Packaged central unit | TRC | Existing | NE5337 | Retro-Commissioning | Retro-Commissioning | NonEquip | 5 |  | 21.99% | Tech/Econ | 16% | 15790.5215 | 0 | 8.1847
Tech | Schools K-12 | Space Heating | Packaged central unit | TRC | Existing | NE5129 | ENERGY STAR certified buildings program | ENERGY STAR certified buildings program | NonEquip | 20 |  | 0% | Tech/Econ | 35% | 0 | 0 | 0
Tech | Schools K-12 | Space Heating | Packaged central unit | TRC | Existing | NE4323 | Water Cooled Refrigeration Heat Recovery | Water Cooled Refrigeration Heat Recovery | NonEquip | 20 |  | 0% | Tech/Econ | 10% | 0 | 0 | 0
Tech | Schools K-12 | Space Heating | Packaged central unit | TRC | Existing | NE4271 | Warehouse Loading Dock Seals | Warehouse Loading Dock Seals | NonEquip | 18 |  | 0% | Tech/Econ | 1.25% | 0 | 0 | 0
Tech | Schools K-12 | Space Heating | Packaged central unit | TRC | Existing | NE4245 | Wall Insulation | Wall Insulation | NonEquip | 20 |  | 0% | Tech/Econ | 4.307% | 0 | 0 | 0
Tech | Schools K-12 | Space Heating | Packaged central unit | TRC | Existing | NE4167 | Smart Thermostat | Smart Thermostat | NonEquip | 11 |  | 45.33% | Tech/Econ | 10% | 21995.7703 | 0 | -3.6142
Tech | Schools K-12 | Space Heating | Packaged central unit | TRC | Existing | NE4089 | Roof Insulation | Roof Insulation | NonEquip | 20 |  | 37.5% | Tech/Econ | 14.88% | 28676.8642 | 0 | 12.9355
Tech | Schools K-12 | Space Heating | Packaged central unit | TRC | Existing | NE4063 | Programmable Thermostat | Programmable Thermostat | NonEquip | 11 |  | 0% | Tech/Econ | 3.6% | 0 | 0 | 0
Tech | Schools K-12 | Space Heating | Packaged central unit | TRC | Existing | NE4011 | Low U-Value Windows | Low U-Value Windows | NonEquip | 20 |  | 10.75% | Tech/Econ | 46% | 26779.6531 | 0 | 0.1113
Tech | Schools K-12 | Space Heating | Packaged central unit | TRC | Existing | NE3933 | Infiltration Reduction - Air Sealing | Infiltration Reduction - Air Sealing | NonEquip | 11 |  | 0% | Tech/Econ | 0.625% | 0 | 0 | 0
Tech | Schools K-12 | Space Heating | Packaged central unit | TRC | Existing | NE3855 | Hotel Card Energy Control Systems | Hotel Card Energy Control Systems | NonEquip | 15 |  | 0% | Tech/Econ | 0% | 0 | 0 | 0
Tech | Schools K-12 | Space Heating | Packaged central unit | TRC | Existing | NE3777 | Green Roof | Green Roof | NonEquip | 15 |  | 0.126% | Tech/Econ | 11.5% | 70.3 | 0 | 0
Tech | Schools K-12 | Space Heating | Packaged central unit | TRC | Existing | NE3725 | Floor Insulation | Floor Insulation | NonEquip | 20 |  | 6.749% | Tech/Econ | 3.903% | 1220.4312 | 0 | 0.55051
Tech | Schools K-12 | Space Heating | Packaged central unit | TRC | Existing | NE3647 | Facility Energy Management System | Facility Energy Management System | NonEquip | 15 |  | 0.7167% | Tech/Econ | 20% | 737.8365 | 0 | 0.013298
Tech | Schools K-12 | Space Heating | Packaged central unit | TRC | Existing | NE3569 | ECM Motors on Furnaces | ECM Motors on Furnaces | NonEquip | 15 | Forced air furnace | 0% | Tech/Econ | 1.706% | 0 | 0 | 0
Tech | Schools K-12 | Space Heating | Packaged central unit | TRC | Existing | NE3543 | Duct Sealing Repair | Duct Sealing Repair | NonEquip | 15 |  | 0% | Tech/Econ | 12% | 0 | 0 | 0
Tech | Schools K-12 | Space Heating | Packaged central unit | TRC | Existing | NE3491 | Duct Insulation | Duct Insulation | NonEquip | 15 |  | 0% | Tech/Econ | 2.045% | 0 | 0 | 0
Tech | Schools K-12 | Space Heating | Packaged central unit | TRC | Existing | NE3439 | Destratification Fans | Destratification Fans | NonEquip | 10 |  | 0% | Tech/Econ | 16.23% | 0 | 0 | 0
Tech | Schools K-12 | Space Heating | Packaged central unit | TRC | Existing | NE3387 | Dedicated Outdoor Air System on VRF unit | Dedicated Outdoor Air System on VRF unit | NonEquip | 15 | Residential/split system heat pump | 0% | Tech/Econ | 10% | 0 | 0 | 0
Tech | Schools K-12 | Space Heating | Packaged central unit | TRC | Existing | NE3335 | Cool Roof | Cool Roof | NonEquip | 15 |  | 72.68% | Tech/Econ | 0.5821% | 1831.9866 | 0 | 0
Tech | Schools K-12 | Space Heating | Packaged central unit | TRC | Existing | NE3231 | Ceiling Insulation(R30 to R38) | Ceiling Insulation(R30 to R38) | NonEquip | 20 |  | 0% | Tech/Econ | 1.503% | 0 | 0 | 0
Tech | Schools K-12 | Space Heating | Packaged central unit | TRC | Existing | NE3179 | Ceiling Insulation(R2 to R38) | Ceiling Insulation(R2 to R38) | NonEquip | 20 |  | 0% | Tech/Econ | 94.74% | 0 | 0 | 0
Tech | Schools K-12 | Space Heating | Packaged central unit | TRC | Existing | NE3127 | Ceiling Insulation(R19 to R38) | Ceiling Insulation(R19 to R38) | NonEquip | 20 |  | 0% | Tech/Econ | 5.638% | 0 | 0 | 0
Tech | Schools K-12 | Space Heating | Packaged central unit | TRC | Existing | NE3075 | Ceiling Insulation(R12 to R38) | Ceiling Insulation(R12 to R38) | NonEquip | 20 |  | 0% | Tech/Econ | 12.22% | 0 | 0 | 0
Tech | Schools K-12 | Space Heating | Packaged central unit | TRC | Existing | NE2997 | Air Curtains | Air Curtains | NonEquip | 8 |  | 33.45% | Tech/Econ | 0.2533% | 365.3194 | 0 | 0.039675
Tech | Schools K-12 | Space Heating | Packaged central unit | TRC | Turnover | ET1222 | High Efficiency DX 135k- less than 240k BTU | High Efficiency DX 135k- less than 240k BTU | Equip | 15 | Packaged central unit | 94.56% | Tech/Econ | 3.03% | 13240.344 | 0 | 0
Tech | Schools K-12 | Space Heating | Packaged central unit | TRC | New | EN1248 | High Efficiency DX 135k- less than 240k BTU | High Efficiency DX 135k- less than 240k BTU | Equip | 15 | Packaged central unit | 94.56% | Tech/Econ | 3.03% | 104.8441 | 0 | 0
Tech | Schools K-12 | Space Cooling | Packaged air conditioning units (RTUs) | TRC | New | NN5376 | Retro-Commissioning | Retro-Commissioning | NonEquip | 5 |  | 0% | Tech/Econ | 16% | 0 | 0 | 0
Tech | Schools K-12 | Space Cooling | Packaged air conditioning units (RTUs) | TRC | New | NN5168 | ENERGY STAR certified buildings program | ENERGY STAR certified buildings program | NonEquip | 20 |  | 0% | Tech/Econ | 35% | 0 | 0 | 0
Tech | Schools K-12 | Space Cooling | Packaged air conditioning units (RTUs) | TRC | New | NN4388 | Window Sun Protection | Window Sun Protection | NonEquip | 10 |  | 15.35% | Tech/Econ | 16% | 54.5087 | 0.016972 | -0.00095623
Tech | Schools K-12 | Space Cooling | Packaged air conditioning units (RTUs) | TRC | New | NN4362 | Waterside Economizer | Waterside Economizer | NonEquip | 20 |  | 0% | Tech/Econ | 5.556% | 0 | 0 | 0
Tech | Schools K-12 | Space Cooling | Packaged air conditioning units (RTUs) | TRC | New | NN4154 | Smart Thermostat | Smart Thermostat | NonEquip | 11 |  | 45.33% | Tech/Econ | 10% | 18.1828 | 0.0002159 | 0
Tech | Schools K-12 | Space Cooling | Packaged air conditioning units (RTUs) | TRC | New | NN4128 | Roof Insulation | Roof Insulation | NonEquip | 20 |  | 37.5% | Tech/Econ | 1.879% | 0 | 0 | 0
Tech | Schools K-12 | Space Cooling | Packaged air conditioning units (RTUs) | TRC | New | NN4050 | Programmable Thermostat | Programmable Thermostat | NonEquip | 11 |  | 0% | Tech/Econ | 3.6% | 0 | 0 | 0
Tech | Schools K-12 | Space Cooling | Packaged air conditioning units (RTUs) | TRC | New | NN3998 | Low U-Value Windows | Low U-Value Windows | NonEquip | 20 |  | 26.88% | Tech/Econ | 10% | 0 | 0 | 0
Tech | Schools K-12 | Space Cooling | Packaged air conditioning units (RTUs) | TRC | New | NN3920 | HVAC tune-up_RTU | HVAC tune-up_RTU | NonEquip | 5 | Packaged air conditioning units (RTUs) | 0% | Tech/Econ | 5% | 0 | 0 | 0
Tech | Schools K-12 | Space Cooling | Packaged air conditioning units (RTUs) | TRC | New | NN3894 | HVAC tune-up | HVAC tune-up | NonEquip | 5 | Residential-type central air conditioners | 0% | Tech/Econ | 5% | 0 | 0 | 0
Tech | Schools K-12 | Space Cooling | Packaged air conditioning units (RTUs) | TRC | New | NN3816 | Green Roof | Green Roof | NonEquip | 15 |  | 0.63% | Tech/Econ | 2.177% | 0 | 0 | 0
Tech | Schools K-12 | Space Cooling | Packaged air conditioning units (RTUs) | TRC | New | NN3686 | Facility Energy Management System | Facility Energy Management System | NonEquip | 15 |  | 4.276% | Tech/Econ | 20% | 21.6271 | 0.0045329 | 0
Tech | Schools K-12 | Space Cooling | Packaged air conditioning units (RTUs) | TRC | New | NN3634 | Facility Commissioning | Facility Commissioning | NonEquip | 10 |  | 71.67% | Tech/Econ | 16% | 287.5114 | 0.050338 | 0.0011485
Tech | Schools K-12 | Space Cooling | Packaged air conditioning units (RTUs) | TRC | New | NN3608 | Energy Recovery Ventilation System (ERV) | Energy Recovery Ventilation System (ERV) | NonEquip | 15 | Packaged air conditioning units (RTUs) | 34.81% | Tech/Econ | 10.24% | 77.1745 | 0.11316 | 0.02193
Tech | Schools K-12 | Space Cooling | Packaged air conditioning units (RTUs) | TRC | New | NN3530 | Duct Sealing Repair | Duct Sealing Repair | NonEquip | 15 |  | 0% | Tech/Econ | 12% | 0 | 0 | 0
Tech | Schools K-12 | Space Cooling | Packaged air conditioning units (RTUs) | TRC | New | NN3478 | Duct Insulation | Duct Insulation | NonEquip | 15 |  | 0% | Tech/Econ | 2.045% | 0 | 0 | 0
Tech | Schools K-12 | Space Cooling | Packaged air conditioning units (RTUs) | TRC | New | NN3426 | Dedicated Outdoor Air System on VRF unit | Dedicated Outdoor Air System on VRF unit | NonEquip | 15 | Residential-type central air conditioners | 0% | Tech/Econ | 17.5% | 0 | 0 | 0
Tech | Schools K-12 | Space Cooling | Packaged air conditioning units (RTUs) | TRC | New | NN3374 | Cool Roof | Cool Roof | NonEquip | 15 |  | 72.18% | Tech/Econ | 4.029% | 0 | 0 | 0
Tech | Schools K-12 | Space Cooling | Packaged air conditioning units (RTUs) | TRC | New | NN3322 | Chilled Water System - Variable Speed Drives | Chilled Water System - Variable Speed Drives | NonEquip | 13 | Central chillers inside | 0% | Tech/Econ | 24.74% | 0 | 0 | 0
Tech | Schools K-12 | Space Cooling | Packaged air conditioning units (RTUs) | TRC | New | NN3296 | Chilled Water Controls Optimization | Chilled Water Controls Optimization | NonEquip | 10 | Central chillers inside | 0% | Tech/Econ | 12.5% | 0 | 0 | 0
Tech | Schools K-12 | Space Cooling | Packaged air conditioning units (RTUs) | TRC | New | NN3218 | Ceiling Insulation(R2 to R38) | Ceiling Insulation(R2 to R38) | NonEquip | 20 |  | 0% | Tech/Econ | 25.63% | 0 | 0 | 0
Tech | Schools K-12 | Space Cooling | Packaged air conditioning units (RTUs) | TRC | New | NN3166 | Ceiling Insulation(R19 to R38) | Ceiling Insulation(R19 to R38) | NonEquip | 20 |  | 0% | Tech/Econ | 1.424% | 0 | 0 | 0
Tech | Schools K-12 | Space Cooling | Packaged air conditioning units (RTUs) | TRC | New | NN3114 | Ceiling Insulation(R12 to R38) | Ceiling Insulation(R12 to R38) | NonEquip | 20 |  | 0% | Tech/Econ | 3.085% | 0 | 0 | 0
Tech | Schools K-12 | Space Cooling | Packaged air conditioning units (RTUs) | TRC | New | NN3062 | Airside Economizer | Airside Economizer | NonEquip | 10 | Packaged air conditioning units (RTUs) | 4.552% | Tech/Econ | 5.556% | 5.2352 | -0.00087697 | 8.7946e-09
Tech | Schools K-12 | Space Cooling | Packaged air conditioning units (RTUs) | TRC | Existing | NE5363 | Retro-Commissioning | Retro-Commissioning | NonEquip | 5 |  | 21.99% | Tech/Econ | 16% | 9724.9464 | 1.6258 | 0
Tech | Schools K-12 | Space Cooling | Packaged air conditioning units (RTUs) | TRC | Existing | NE5155 | ENERGY STAR certified buildings program | ENERGY STAR certified buildings program | NonEquip | 20 |  | 0% | Tech/Econ | 35% | 0 | 0 | 0
Tech | Schools K-12 | Space Cooling | Packaged air conditioning units (RTUs) | TRC | Existing | NE4375 | Window Sun Protection | Window Sun Protection | NonEquip | 10 |  | 15.68% | Tech/Econ | 16% | 8076.5705 | 2.5148 | -0.14168
Tech | Schools K-12 | Space Cooling | Packaged air conditioning units (RTUs) | TRC | Existing | NE4349 | Waterside Economizer | Waterside Economizer | NonEquip | 20 |  | 0% | Tech/Econ | 5.556% | 0 | 0 | 0
Tech | Schools K-12 | Space Cooling | Packaged air conditioning units (RTUs) | TRC | Existing | NE4219 | Wall Insulation | Wall Insulation | NonEquip | 20 |  | 0% | Tech/Econ | 7.45% | 0 | 0 | 0
Tech | Schools K-12 | Space Cooling | Packaged air conditioning units (RTUs) | TRC | Existing | NE4141 | Smart Thermostat | Smart Thermostat | NonEquip | 11 |  | 45.33% | Tech/Econ | 10% | 13721.1527 | 0.16292 | 0
Tech | Schools K-12 | Space Cooling | Packaged air conditioning units (RTUs) | TRC | Existing | NE4115 | Roof Insulation | Roof Insulation | NonEquip | 20 |  | 37.5% | Tech/Econ | 3.757% | 3647.4018 | 0.072986 | 0
Tech | Schools K-12 | Space Cooling | Packaged air conditioning units (RTUs) | TRC | Existing | NE4037 | Programmable Thermostat | Programmable Thermostat | NonEquip | 11 |  | 0% | Tech/Econ | 3.6% | 0 | 0 | 0
Tech | Schools K-12 | Space Cooling | Packaged air conditioning units (RTUs) | TRC | Existing | NE3985 | Low U-Value Windows | Low U-Value Windows | NonEquip | 20 |  | 10.75% | Tech/Econ | 46% | 16774.7743 | 6.2352 | 0
Tech | Schools K-12 | Space Cooling | Packaged air conditioning units (RTUs) | TRC | Existing | NE3907 | HVAC tune-up_RTU | HVAC tune-up_RTU | NonEquip | 5 | Packaged air conditioning units (RTUs) | 0% | Tech/Econ | 5% | 0 | 0 | 0
Tech | Schools K-12 | Space Cooling | Packaged air conditioning units (RTUs) | TRC | Existing | NE3881 | HVAC tune-up | HVAC tune-up | NonEquip | 5 | Residential-type central air conditioners | 0% | Tech/Econ | 5% | 0 | 0 | 0
Tech | Schools K-12 | Space Cooling | Packaged air conditioning units (RTUs) | TRC | Existing | NE3803 | Green Roof | Green Roof | NonEquip | 15 |  | 0.126% | Tech/Econ | 2.177% | 7.0025 | 0.0029748 | 0
Tech | Schools K-12 | Space Cooling | Packaged air conditioning units (RTUs) | TRC | Existing | NE3751 | Floor Insulation | Floor Insulation | NonEquip | 20 |  | 6.749% | Tech/Econ | 0.9857% | 169.7972 | 0.0033977 | 0
Tech | Schools K-12 | Space Cooling | Packaged air conditioning units (RTUs) | TRC | Existing | NE3673 | Facility Energy Management System | Facility Energy Management System | NonEquip | 15 |  | 0.7167% | Tech/Econ | 20% | 462.1808 | 0.09687 | 0
Tech | Schools K-12 | Space Cooling | Packaged air conditioning units (RTUs) | TRC | Existing | NE3595 | Energy Recovery Ventilation System (ERV) | Energy Recovery Ventilation System (ERV) | NonEquip | 15 | Packaged air conditioning units (RTUs) | 34.81% | Tech/Econ | 10.24% | 11188.128 | 16.4048 | 3.1792
Tech | Schools K-12 | Space Cooling | Packaged air conditioning units (RTUs) | TRC | Existing | NE3517 | Duct Sealing Repair | Duct Sealing Repair | NonEquip | 15 |  | 0% | Tech/Econ | 12% | 0 | 0 | 0
Tech | Schools K-12 | Space Cooling | Packaged air conditioning units (RTUs) | TRC | Existing | NE3465 | Duct Insulation | Duct Insulation | NonEquip | 15 |  | 0% | Tech/Econ | 2.045% | 0 | 0 | 0
Tech | Schools K-12 | Space Cooling | Packaged air conditioning units (RTUs) | TRC | Existing | NE3413 | Dedicated Outdoor Air System on VRF unit | Dedicated Outdoor Air System on VRF unit | NonEquip | 15 | Residential-type central air conditioners | 0% | Tech/Econ | 17.5% | 0 | 0 | 0
Tech | Schools K-12 | Space Cooling | Packaged air conditioning units (RTUs) | TRC | Existing | NE3361 | Cool Roof | Cool Roof | NonEquip | 15 |  | 72.68% | Tech/Econ | 4.029% | 7809.465 | 3.3176 | 0
Tech | Schools K-12 | Space Cooling | Packaged air conditioning units (RTUs) | TRC | Existing | NE3309 | Chilled Water System - Variable Speed Drives | Chilled Water System - Variable Speed Drives | NonEquip | 13 | Central chillers inside | 0% | Tech/Econ | 24.74% | 0 | 0 | 0
Tech | Schools K-12 | Space Cooling | Packaged air conditioning units (RTUs) | TRC | Existing | NE3283 | Chilled Water Controls Optimization | Chilled Water Controls Optimization | NonEquip | 10 | Central chillers inside | 0% | Tech/Econ | 12.5% | 0 | 0 | 0
Tech | Schools K-12 | Space Cooling | Packaged air conditioning units (RTUs) | TRC | Existing | NE3205 | Ceiling Insulation(R2 to R38) | Ceiling Insulation(R2 to R38) | NonEquip | 20 |  | 0% | Tech/Econ | 25.63% | 0 | 0 | 0
Tech | Schools K-12 | Space Cooling | Packaged air conditioning units (RTUs) | TRC | Existing | NE3153 | Ceiling Insulation(R19 to R38) | Ceiling Insulation(R19 to R38) | NonEquip | 20 |  | 0% | Tech/Econ | 1.424% | 0 | 0 | 0
Tech | Schools K-12 | Space Cooling | Packaged air conditioning units (RTUs) | TRC | Existing | NE3101 | Ceiling Insulation(R12 to R38) | Ceiling Insulation(R12 to R38) | NonEquip | 20 |  | 0% | Tech/Econ | 3.085% | 0 | 0 | 0
Tech | Schools K-12 | Space Cooling | Packaged air conditioning units (RTUs) | TRC | Existing | NE3049 | Airside Economizer | Airside Economizer | NonEquip | 10 | Packaged air conditioning units (RTUs) | 4.552% | Tech/Econ | 5.556% | 730.9137 | -0.12244 | 1.2279e-06
Tech | Schools K-12 | Space Cooling | Packaged air conditioning units (RTUs) | TRC | Turnover | ET1183 | High Efficiency DX 135k- less than 240k BTU | High Efficiency DX 135k- less than 240k BTU | Equip | 15 | Packaged air conditioning units (RTUs) | 94.56% | Tech/Econ | 4.348% | 11851.753 | 4.9009 | 0
Tech | Schools K-12 | Space Cooling | Packaged air conditioning units (RTUs) | TRC | New | EN1209 | High Efficiency DX 135k- less than 240k BTU | High Efficiency DX 135k- less than 240k BTU | Equip | 15 | Packaged air conditioning units (RTUs) | 94.56% | Tech/Econ | 4.348% | 54.4366 | 0.02251 | 0
Tech | Schools K-12 | Interior Lighting | Overhead (fluorescent/LED/CFL U-shape) | TRC | New | NN5272 | Retro-Commissioning | Retro-Commissioning | NonEquip | 5 |  | 0% | Tech/Econ | 16% | 0 | 0 | 0
Tech | Schools K-12 | Interior Lighting | Overhead (fluorescent/LED/CFL U-shape) | TRC | New | NN5012 | ENERGY STAR certified buildings program | ENERGY STAR certified buildings program | NonEquip | 20 |  | 0% | Tech/Econ | 35% | 0 | 0 | 0
Tech | Schools K-12 | Interior Lighting | Overhead (fluorescent/LED/CFL U-shape) | TRC | New | NN4440 | Interior Lighting Controls | Interior Lighting Controls | NonEquip | 8 | Overhead (fluorescent/LED/CFL U-shape) | 37.72% | Tech/Econ | 28% | 1313.2186 | 0 | 0
Tech | Schools K-12 | Interior Lighting | Overhead (fluorescent/LED/CFL U-shape) | TRC | New | NN4414 | Bi-Level Lighting Control (Interior) | Bi-Level Lighting Control (Interior) | NonEquip | 8 | Overhead (fluorescent/LED/CFL U-shape) | 22.45% | Tech/Econ | 31% | 930.3482 | 0.0025579 | 0
Tech | Schools K-12 | Interior Lighting | Overhead (fluorescent/LED/CFL U-shape) | TRC | New | NN3712 | Facility Energy Management System | Facility Energy Management System | NonEquip | 15 |  | 4.276% | Tech/Econ | 24% | 114.1329 | 0.023922 | 0.002057
Tech | Schools K-12 | Interior Lighting | Overhead (fluorescent/LED/CFL U-shape) | TRC | Existing | NE5259 | Retro-Commissioning | Retro-Commissioning | NonEquip | 5 |  | 21.99% | Tech/Econ | 16% | 43223.9443 | 7.2263 | 22.4042
Tech | Schools K-12 | Interior Lighting | Overhead (fluorescent/LED/CFL U-shape) | TRC | Existing | NE4999 | ENERGY STAR certified buildings program | ENERGY STAR certified buildings program | NonEquip | 20 |  | 0% | Tech/Econ | 35% | 0 | 0 | 0
Tech | Schools K-12 | Interior Lighting | Overhead (fluorescent/LED/CFL U-shape) | TRC | Existing | NE4427 | Interior Lighting Controls | Interior Lighting Controls | NonEquip | 8 | Overhead (fluorescent/LED/CFL U-shape) | 37.72% | Tech/Econ | 28% | 154801.5893 | 0 | 0
Tech | Schools K-12 | Interior Lighting | Overhead (fluorescent/LED/CFL U-shape) | TRC | Existing | NE4401 | Bi-Level Lighting Control (Interior) | Bi-Level Lighting Control (Interior) | NonEquip | 8 | Overhead (fluorescent/LED/CFL U-shape) | 22.45% | Tech/Econ | 31% | 109669.0031 | 0.30152 | 0
Tech | Schools K-12 | Interior Lighting | Overhead (fluorescent/LED/CFL U-shape) | TRC | Existing | NE3699 | Facility Energy Management System | Facility Energy Management System | NonEquip | 15 |  | 0.7167% | Tech/Econ | 24% | 2116.8116 | 0.44367 | 0.038152
Tech | Schools K-12 | Interior Lighting | Overhead (fluorescent/LED/CFL U-shape) | TRC | Turnover | ET1807 | Premium T8 - Lamp Replacement | Premium T8 - Lamp Replacement | Equip | 8 | Overhead (fluorescent/LED/CFL U-shape) | 0% | Tech/Econ | 12.5% | 0 | 0 | 0
Tech | Schools K-12 | Interior Lighting | Overhead (fluorescent/LED/CFL U-shape) | TRC | Turnover | ET1768 | Premium T8 - Fixture Replacement | Premium T8 - Fixture Replacement | Equip | 8 | Overhead (fluorescent/LED/CFL U-shape) | 0% | Tech/Econ | 12.5% | 0 | 0 | 0
Tech | Schools K-12 | Interior Lighting | Overhead (fluorescent/LED/CFL U-shape) | TRC | Turnover | ET1729 | LED Linear - Lamp Replacement | LED Linear - Lamp Replacement | Equip | 15 | Overhead (fluorescent/LED/CFL U-shape) | 24.1% | Tech/Econ | 25.43% | 80336.8476 | 19.406 | 4.4556
Tech | Schools K-12 | Interior Lighting | Overhead (fluorescent/LED/CFL U-shape) | TRC | Turnover | ET1690 | LED Linear - Fixture Replacement | LED Linear - Fixture Replacement | Equip | 15 | Overhead (fluorescent/LED/CFL U-shape) | 24.1% | Tech/Econ | 50.28% | 217258.3609 | 52.6643 | 12.0476
Tech | Schools K-12 | Interior Lighting | Overhead (fluorescent/LED/CFL U-shape) | TRC | New | EN1833 | Premium T8 - Lamp Replacement | Premium T8 - Lamp Replacement | Equip | 8 | Overhead (fluorescent/LED/CFL U-shape) | 0% | Tech/Econ | 12.5% | 0 | 0 | 0
Tech | Schools K-12 | Interior Lighting | Overhead (fluorescent/LED/CFL U-shape) | TRC | New | EN1794 | Premium T8 - Fixture Replacement | Premium T8 - Fixture Replacement | Equip | 8 | Overhead (fluorescent/LED/CFL U-shape) | 0% | Tech/Econ | 12.5% | 0 | 0 | 0
Tech | Schools K-12 | Interior Lighting | Overhead (fluorescent/LED/CFL U-shape) | TRC | New | EN1755 | LED Linear - Lamp Replacement | LED Linear - Lamp Replacement | Equip | 15 | Overhead (fluorescent/LED/CFL U-shape) | 0% | Tech/Econ | 25.43% | 0 | 0 | 0
Tech | Schools K-12 | Interior Lighting | Overhead (fluorescent/LED/CFL U-shape) | TRC | New | EN1716 | LED Linear - Fixture Replacement | LED Linear - Fixture Replacement | Equip | 15 | Overhead (fluorescent/LED/CFL U-shape) | 0% | Tech/Econ | 50.28% | 0 | 0 | 0
Tech | Schools K-12 | Cooking | Oven | TRC | New | NN5090 | ENERGY STAR certified buildings program | ENERGY STAR certified buildings program | NonEquip | 20 |  | 0% | Tech/Econ | 35% | 0 | 0 | 0
Tech | Schools K-12 | Cooking | Oven | TRC | Existing | NE5077 | ENERGY STAR certified buildings program | ENERGY STAR certified buildings program | NonEquip | 20 |  | 0% | Tech/Econ | 35% | 0 | 0 | 0
Tech | Schools K-12 | Cooking | Oven | TRC | Turnover | ET52 | Energy Star Commercial Oven | Energy Star Commercial Oven | Equip | 12 | Oven | 22.46% | Tech/Econ | 34.83% | 5350.1215 | 0.8688 | 0.45463
Tech | Schools K-12 | Cooking | Oven | TRC | New | EN78 | Energy Star Commercial Oven | Energy Star Commercial Oven | Equip | 12 | Oven | 22.46% | Tech/Econ | 34.83% | 39.8861 | 0.006477 | 0.0033894
Tech | Schools K-12 | Miscellaneous | Others | TRC | New | NN5454 | Retro-Commissioning | Retro-Commissioning | NonEquip | 5 |  | 0% | Tech/Econ | 16% | 0 | 0 | 0
Tech | Schools K-12 | Miscellaneous | Others | TRC | New | NN5246 | ENERGY STAR certified buildings program | ENERGY STAR certified buildings program | NonEquip | 20 |  | 0% | Tech/Econ | 35% | 0 | 0 | 0
Tech | Schools K-12 | Miscellaneous | Others | TRC | New | NN4544 | VSD Controlled Compressor | VSD Controlled Compressor | NonEquip | 15 | Others | 36.99% | Tech/Econ | 20.79% | 626.9804 | 0.081291 | 0.068092
Tech | Schools K-12 | Miscellaneous | Others | TRC | New | NN4518 | Regenerative Drive Elevator Motor | Regenerative Drive Elevator Motor | NonEquip | 13 | Elevators/Escalators | 0% | Tech/Econ | 6.211% | 0 | 0 | 0
Tech | Schools K-12 | Miscellaneous | Others | TRC | New | NN4492 | Engine Block Timer | Engine Block Timer | NonEquip | 5 | Others | 0% | Tech/Econ | 36% | 0 | 0 | 0
Tech | Schools K-12 | Miscellaneous | Others | TRC | New | NN4466 | Efficient Motor Belts | Efficient Motor Belts | NonEquip | 10 | Others | 4.977% | Tech/Econ | 1.105% | 4.1391 | 0.00053665 | 0.00044951
Tech | Schools K-12 | Miscellaneous | Others | TRC | Existing | NE5441 | Retro-Commissioning | Retro-Commissioning | NonEquip | 5 |  | 21.99% | Tech/Econ | 16% | 37885.8368 | 6.3338 | 19.6373
Tech | Schools K-12 | Miscellaneous | Others | TRC | Existing | NE5233 | ENERGY STAR certified buildings program | ENERGY STAR certified buildings program | NonEquip | 20 |  | 0% | Tech/Econ | 35% | 0 | 0 | 0
Tech | Schools K-12 | Miscellaneous | Others | TRC | Existing | NE4531 | VSD Controlled Compressor | VSD Controlled Compressor | NonEquip | 15 | Others | 7.399% | Tech/Econ | 20.79% | 16820.0202 | 2.1808 | 1.8267
Tech | Schools K-12 | Miscellaneous | Others | TRC | Existing | NE4505 | Regenerative Drive Elevator Motor | Regenerative Drive Elevator Motor | NonEquip | 13 | Elevators/Escalators | 0% | Tech/Econ | 6.211% | 0 | 0 | 0
Tech | Schools K-12 | Miscellaneous | Others | TRC | Existing | NE4479 | Engine Block Timer | Engine Block Timer | NonEquip | 5 | Others | 0% | Tech/Econ | 36% | 0 | 0 | 0
Tech | Schools K-12 | Miscellaneous | Others | TRC | Existing | NE4453 | Efficient Motor Belts | Efficient Motor Belts | NonEquip | 10 | Others | 1.244% | Tech/Econ | 1.105% | 142.84 | 0.01852 | 0.015513
Tech | Schools K-12 | Miscellaneous | Others | TRC | Turnover | ET1924 | ENERGY STAR Water Cooler | ENERGY STAR Water Cooler | Equip | 10 | Others | 0% | Tech/Econ | 68.49% | 0 | 0 | 0
Tech | Schools K-12 | Miscellaneous | Others | TRC | Turnover | ET1885 | ENERGY STAR Commercial Clothes Washer | ENERGY STAR Commercial Clothes Washer | Equip | 7 | Others | 22.05% | Tech/Econ | 27.27% | 69976.0479 | 7.1164 | 8.1911
Tech | Schools K-12 | Miscellaneous | Others | TRC | Turnover | ET1846 | Efficient Battery Charger | Efficient Battery Charger | Equip | 7 | Others | 0% | Tech/Econ | 13.68% | 0 | 0 | 0
Tech | Schools K-12 | Miscellaneous | Others | TRC | New | EN1950 | ENERGY STAR Water Cooler | ENERGY STAR Water Cooler | Equip | 10 | Others | 0% | Tech/Econ | 68.49% | 0 | 0 | 0
Tech | Schools K-12 | Miscellaneous | Others | TRC | New | EN1911 | ENERGY STAR Commercial Clothes Washer | ENERGY STAR Commercial Clothes Washer | Equip | 7 | Others | 22.05% | Tech/Econ | 27.27% | 521.6832 | 0.053054 | 0.061066
Tech | Schools K-12 | Miscellaneous | Others | TRC | New | EN1872 | Efficient Battery Charger | Efficient Battery Charger | Equip | 7 | Others | 0% | Tech/Econ | 13.68% | 0 | 0 | 0
Tech | Schools K-12 | Office Equipment | Other office | TRC | New | NN5064 | ENERGY STAR certified buildings program | ENERGY STAR certified buildings program | NonEquip | 20 |  | 0% | Tech/Econ | 35% | 0 | 0 | 0
Tech | Schools K-12 | Office Equipment | Other office | TRC | New | NN4596 | Smart Strip Plug Outlet | Smart Strip Plug Outlet | NonEquip | 4 |  | 43.9% | Tech/Econ | 1.187% | 40.1625 | 0.0059719 | 0.0041504
Tech | Schools K-12 | Office Equipment | Other office | TRC | New | NN4570 | Network PC Power Management | Network PC Power Management | NonEquip | 5 | Computers | 0% | Tech/Econ | 56.5% | 0 | 0 | 0
Tech | Schools K-12 | Office Equipment | Other office | TRC | Existing | NE5051 | ENERGY STAR certified buildings program | ENERGY STAR certified buildings program | NonEquip | 20 |  | 0% | Tech/Econ | 35% | 0 | 0 | 0
Tech | Schools K-12 | Office Equipment | Other office | TRC | Existing | NE4583 | Smart Strip Plug Outlet | Smart Strip Plug Outlet | NonEquip | 4 |  | 43.9% | Tech/Econ | 1.187% | 5387.1967 | 0.80104 | 0.55671
Tech | Schools K-12 | Office Equipment | Other office | TRC | Existing | NE4557 | Network PC Power Management | Network PC Power Management | NonEquip | 5 | Computers | 0% | Tech/Econ | 56.5% | 0 | 0 | 0
Tech | Schools K-12 | Office Equipment | Other office | TRC | Turnover | ET2269 | Energy Star Uninterruptable Power Supply | Energy Star Uninterruptable Power Supply | Equip | 10 | Other office | 22.4% | Tech/Econ | 1.878% | 4367.2307 | 0.49854 | 0.49854
Tech | Schools K-12 | Office Equipment | Other office | TRC | New | EN2295 | Energy Star Uninterruptable Power Supply | Energy Star Uninterruptable Power Supply | Equip | 10 | Other office | 22.4% | Tech/Econ | 1.878% | 32.5584 | 0.0037167 | 0.0037167
Tech | Schools K-12 | Ventilation and Circulation | Motor/Fan | TRC | New | NN5402 | Retro-Commissioning | Retro-Commissioning | NonEquip | 5 |  | 0% | Tech/Econ | 16% | 0 | 0 | 0
Tech | Schools K-12 | Ventilation and Circulation | Motor/Fan | TRC | New | NN5194 | ENERGY STAR certified buildings program | ENERGY STAR certified buildings program | NonEquip | 20 |  | 0% | Tech/Econ | 35% | 0 | 0 | 0
Tech | Schools K-12 | Ventilation and Circulation | Motor/Fan | TRC | New | NN4986 | VAV System | VAV System | NonEquip | 10 |  | 14.18% | Tech/Econ | 30% | 2.2327 | 0.00063546 | 0.00064489
Tech | Schools K-12 | Ventilation and Circulation | Motor/Fan | TRC | New | NN4960 | Demand Controlled Ventilation | Demand Controlled Ventilation | NonEquip | 10 |  | 23.39% | Tech/Econ | 50% | 6.9495 | 0.00072354 | 0.0040736
Tech | Schools K-12 | Ventilation and Circulation | Motor/Fan | TRC | New | NN4934 | CO Sensors for Parking Garage Exhaust | CO Sensors for Parking Garage Exhaust | NonEquip | 15 | Motor/Fan | 0% | Tech/Econ | 33% | 0 | 0 | 0
Tech | Schools K-12 | Ventilation and Circulation | Motor/Fan | TRC | Existing | NE5389 | Retro-Commissioning | Retro-Commissioning | NonEquip | 5 |  | 21.99% | Tech/Econ | 16% | 233.4787 | 0.039033 | 0.12102
Tech | Schools K-12 | Ventilation and Circulation | Motor/Fan | TRC | Existing | NE5181 | ENERGY STAR certified buildings program | ENERGY STAR certified buildings program | NonEquip | 20 |  | 0% | Tech/Econ | 35% | 0 | 0 | 0
Tech | Schools K-12 | Ventilation and Circulation | Motor/Fan | TRC | Existing | NE4973 | VAV System | VAV System | NonEquip | 10 |  | 14.18% | Tech/Econ | 30% | 299.4849 | 0.085238 | 0.086502
Tech | Schools K-12 | Ventilation and Circulation | Motor/Fan | TRC | Existing | NE4947 | Demand Controlled Ventilation | Demand Controlled Ventilation | NonEquip | 10 |  | 23.39% | Tech/Econ | 50% | 932.1721 | 0.097053 | 0.54641
Tech | Schools K-12 | Ventilation and Circulation | Motor/Fan | TRC | Existing | NE4921 | CO Sensors for Parking Garage Exhaust | CO Sensors for Parking Garage Exhaust | NonEquip | 15 | Motor/Fan | 0% | Tech/Econ | 33% | 0 | 0 | 0
Tech | Schools K-12 | Ventilation and Circulation | Motor/Fan | TRC | Turnover | ET2698 | High Speed Fans | High Speed Fans | Equip | 7 | Motor/Fan | 10.93% | Tech/Econ | 10.99% | 80.8861 | 0.010487 | 0.0087844
Tech | Schools K-12 | Ventilation and Circulation | Motor/Fan | TRC | Turnover | ET2659 | 10HP Open Drip-Proof(ODP) Motor | 10HP Open Drip-Proof(ODP) Motor | Equip | 15 | Motor/Fan | 29.73% | Tech/Econ | 1.079% | 21.3509 | 0.0027683 | 0.0023188
Tech | Schools K-12 | Ventilation and Circulation | Motor/Fan | TRC | New | EN2724 | High Speed Fans | High Speed Fans | Equip | 7 | Motor/Fan | 10.93% | Tech/Econ | 10.99% | 0.60302 | 7.8185e-05 | 6.5489e-05
Tech | Schools K-12 | Ventilation and Circulation | Motor/Fan | TRC | New | EN2685 | 10HP Open Drip-Proof(ODP) Motor | 10HP Open Drip-Proof(ODP) Motor | Equip | 15 | Motor/Fan | 37.16% | Tech/Econ | 1.079% | 0.19897 | 2.5797e-05 | 2.1608e-05
Tech | Schools K-12 | Miscellaneous | Medical equipment | TRC | New | NN5454 | Retro-Commissioning | Retro-Commissioning | NonEquip | 5 |  | 0% | Tech/Econ | 16% | 0 | 0 | 0
Tech | Schools K-12 | Miscellaneous | Medical equipment | TRC | New | NN5246 | ENERGY STAR certified buildings program | ENERGY STAR certified buildings program | NonEquip | 20 |  | 0% | Tech/Econ | 35% | 0 | 0 | 0
Tech | Schools K-12 | Miscellaneous | Medical equipment | TRC | New | NN4544 | VSD Controlled Compressor | VSD Controlled Compressor | NonEquip | 15 | Others | 0% | Tech/Econ | 20.79% | 0 | 0 | 0
Tech | Schools K-12 | Miscellaneous | Medical equipment | TRC | New | NN4518 | Regenerative Drive Elevator Motor | Regenerative Drive Elevator Motor | NonEquip | 13 | Elevators/Escalators | 0% | Tech/Econ | 6.211% | 0 | 0 | 0
Tech | Schools K-12 | Miscellaneous | Medical equipment | TRC | New | NN4492 | Engine Block Timer | Engine Block Timer | NonEquip | 5 | Others | 0% | Tech/Econ | 36% | 0 | 0 | 0
Tech | Schools K-12 | Miscellaneous | Medical equipment | TRC | New | NN4466 | Efficient Motor Belts | Efficient Motor Belts | NonEquip | 10 | Others | 0% | Tech/Econ | 1.105% | 0 | 0 | 0
Tech | Schools K-12 | Miscellaneous | Medical equipment | TRC | Existing | NE5441 | Retro-Commissioning | Retro-Commissioning | NonEquip | 5 |  | 21.99% | Tech/Econ | 16% | 0 | 0 | 0
Tech | Schools K-12 | Miscellaneous | Medical equipment | TRC | Existing | NE5233 | ENERGY STAR certified buildings program | ENERGY STAR certified buildings program | NonEquip | 20 |  | 0% | Tech/Econ | 35% | 0 | 0 | 0
Tech | Schools K-12 | Miscellaneous | Medical equipment | TRC | Existing | NE4531 | VSD Controlled Compressor | VSD Controlled Compressor | NonEquip | 15 | Others | 0% | Tech/Econ | 20.79% | 0 | 0 | 0
Tech | Schools K-12 | Miscellaneous | Medical equipment | TRC | Existing | NE4505 | Regenerative Drive Elevator Motor | Regenerative Drive Elevator Motor | NonEquip | 13 | Elevators/Escalators | 0% | Tech/Econ | 6.211% | 0 | 0 | 0
Tech | Schools K-12 | Miscellaneous | Medical equipment | TRC | Existing | NE4479 | Engine Block Timer | Engine Block Timer | NonEquip | 5 | Others | 0% | Tech/Econ | 36% | 0 | 0 | 0
Tech | Schools K-12 | Miscellaneous | Medical equipment | TRC | Existing | NE4453 | Efficient Motor Belts | Efficient Motor Belts | NonEquip | 10 | Others | 0% | Tech/Econ | 1.105% | 0 | 0 | 0
Tech | Schools K-12 | Refrigeration | Large cold storage | TRC | New | NN5324 | Retro-Commissioning | Retro-Commissioning | NonEquip | 5 |  | 0% | Tech/Econ | 16% | 0 | 0 | 0
Tech | Schools K-12 | Refrigeration | Large cold storage | TRC | New | NN5116 | ENERGY STAR certified buildings program | ENERGY STAR certified buildings program | NonEquip | 20 |  | 0% | Tech/Econ | 35% | 0 | 0 | 0
Tech | Schools K-12 | Refrigeration | Large cold storage | TRC | New | NN4908 | Strip Curtains for Walk-ins | Strip Curtains for Walk-ins | NonEquip | 4 | Walk-in cooler | 0% | Tech/Econ | 2.115% | 0 | 0 | 0
Tech | Schools K-12 | Refrigeration | Large cold storage | TRC | New | NN4882 | Refrigerated Display Case Lighting Controls | Refrigerated Display Case Lighting Controls | NonEquip | 8 | Display cases | 0% | Tech/Econ | 0.9365% | 0 | 0 | 0
Tech | Schools K-12 | Refrigeration | Large cold storage | TRC | New | NN4856 | PSC to ECM Evaporator Fan Motor (Walk-In, Refrigerator) | PSC to ECM Evaporator Fan Motor (Walk-In, Refrigerator) | NonEquip | 15 | Walk-in cooler | 0% | Tech/Econ | 37.5% | 0 | 0 | 0
Tech | Schools K-12 | Refrigeration | Large cold storage | TRC | New | NN4830 | PSC to ECM Evaporator Fan Motor (Reach-In) | PSC to ECM Evaporator Fan Motor (Reach-In) | NonEquip | 15 | Display cases | 0% | Tech/Econ | 37.5% | 0 | 0 | 0
Tech | Schools K-12 | Refrigeration | Large cold storage | TRC | New | NN4804 | Night Covers for Display Cases | Night Covers for Display Cases | NonEquip | 5 | Display cases | 0% | Tech/Econ | 1.877% | 0 | 0 | 0
Tech | Schools K-12 | Refrigeration | Large cold storage | TRC | New | NN4778 | High R-Value Glass Doors | High R-Value Glass Doors | NonEquip | 12 | Display cases | 0% | Tech/Econ | 0% | 0 | 0 | 0
Tech | Schools K-12 | Refrigeration | Large cold storage | TRC | New | NN4752 | High Efficiency Refrigeration Compressor | High Efficiency Refrigeration Compressor | NonEquip | 13 | Display cases | 0% | Tech/Econ | 6.922% | 0 | 0 | 0
Tech | Schools K-12 | Refrigeration | Large cold storage | TRC | New | NN4726 | Freezer-Cooler Replacement Gaskets | Freezer-Cooler Replacement Gaskets | NonEquip | 4 | Display cases | 0% | Tech/Econ | 0% | 0 | 0 | 0
Tech | Schools K-12 | Refrigeration | Large cold storage | TRC | New | NN4700 | Floating Head Pressure Controls | Floating Head Pressure Controls | NonEquip | 15 |  | 27.37% | Tech/Econ | 6.05% | 0.017656 | 2.2892e-06 | 1.9175e-06
Tech | Schools K-12 | Refrigeration | Large cold storage | TRC | New | NN4674 | Demand Defrost | Demand Defrost | NonEquip | 10 | Walk-in cooler | 0% | Tech/Econ | 30% | 0 | 0 | 0
Tech | Schools K-12 | Refrigeration | Large cold storage | TRC | New | NN4648 | Automatic Door Closer for Walk-in Coolers and Freezers | Automatic Door Closer for Walk-in Coolers and Freezers | NonEquip | 8 | Walk-in cooler | 0% | Tech/Econ | 3.131% | 0 | 0 | 0
Tech | Schools K-12 | Refrigeration | Large cold storage | TRC | New | NN4622 | Anti-Sweat Controls | Anti-Sweat Controls | NonEquip | 8 | Display cases | 0% | Tech/Econ | 85% | 0 | 0 | 0
Tech | Schools K-12 | Refrigeration | Large cold storage | TRC | Existing | NE5311 | Retro-Commissioning | Retro-Commissioning | NonEquip | 5 |  | 21.99% | Tech/Econ | 16% | 5.0312 | 0.00084112 | 0.0026078
Tech | Schools K-12 | Refrigeration | Large cold storage | TRC | Existing | NE5103 | ENERGY STAR certified buildings program | ENERGY STAR certified buildings program | NonEquip | 20 |  | 0% | Tech/Econ | 35% | 0 | 0 | 0
Tech | Schools K-12 | Refrigeration | Large cold storage | TRC | Existing | NE4895 | Strip Curtains for Walk-ins | Strip Curtains for Walk-ins | NonEquip | 4 | Walk-in cooler | 0% | Tech/Econ | 2.115% | 0 | 0 | 0
Tech | Schools K-12 | Refrigeration | Large cold storage | TRC | Existing | NE4869 | Refrigerated Display Case Lighting Controls | Refrigerated Display Case Lighting Controls | NonEquip | 8 | Display cases | 0% | Tech/Econ | 2.524% | 0 | 0 | 0
Tech | Schools K-12 | Refrigeration | Large cold storage | TRC | Existing | NE4843 | PSC to ECM Evaporator Fan Motor (Walk-In, Refrigerator) | PSC to ECM Evaporator Fan Motor (Walk-In, Refrigerator) | NonEquip | 15 | Walk-in cooler | 0% | Tech/Econ | 37.5% | 0 | 0 | 0
Tech | Schools K-12 | Refrigeration | Large cold storage | TRC | Existing | NE4817 | PSC to ECM Evaporator Fan Motor (Reach-In) | PSC to ECM Evaporator Fan Motor (Reach-In) | NonEquip | 15 | Display cases | 0% | Tech/Econ | 37.5% | 0 | 0 | 0
Tech | Schools K-12 | Refrigeration | Large cold storage | TRC | Existing | NE4791 | Night Covers for Display Cases | Night Covers for Display Cases | NonEquip | 5 | Display cases | 0% | Tech/Econ | 1.877% | 0 | 0 | 0
Tech | Schools K-12 | Refrigeration | Large cold storage | TRC | Existing | NE4765 | High R-Value Glass Doors | High R-Value Glass Doors | NonEquip | 12 | Display cases | 0% | Tech/Econ | 23.81% | 0 | 0 | 0
Tech | Schools K-12 | Refrigeration | Large cold storage | TRC | Existing | NE4739 | High Efficiency Refrigeration Compressor | High Efficiency Refrigeration Compressor | NonEquip | 13 | Display cases | 0% | Tech/Econ | 6.922% | 0 | 0 | 0
Tech | Schools K-12 | Refrigeration | Large cold storage | TRC | Existing | NE4713 | Freezer-Cooler Replacement Gaskets | Freezer-Cooler Replacement Gaskets | NonEquip | 4 | Display cases | 0% | Tech/Econ | 3.131% | 0 | 0 | 0
Tech | Schools K-12 | Refrigeration | Large cold storage | TRC | Existing | NE4687 | Floating Head Pressure Controls | Floating Head Pressure Controls | NonEquip | 15 |  | 27.37% | Tech/Econ | 6.05% | 2.285 | 0.00029626 | 0.00024815
Tech | Schools K-12 | Refrigeration | Large cold storage | TRC | Existing | NE4661 | Demand Defrost | Demand Defrost | NonEquip | 10 | Walk-in cooler | 0% | Tech/Econ | 30% | 0 | 0 | 0
Tech | Schools K-12 | Refrigeration | Large cold storage | TRC | Existing | NE4635 | Automatic Door Closer for Walk-in Coolers and Freezers | Automatic Door Closer for Walk-in Coolers and Freezers | NonEquip | 8 | Walk-in cooler | 0% | Tech/Econ | 3.131% | 0 | 0 | 0
Tech | Schools K-12 | Refrigeration | Large cold storage | TRC | Existing | NE4609 | Anti-Sweat Controls | Anti-Sweat Controls | NonEquip | 8 | Display cases | 0% | Tech/Econ | 85% | 0 | 0 | 0
Tech | Schools K-12 | Miscellaneous | Laboratory equipment | TRC | New | NN5454 | Retro-Commissioning | Retro-Commissioning | NonEquip | 5 |  | 0% | Tech/Econ | 16% | 0 | 0 | 0
Tech | Schools K-12 | Miscellaneous | Laboratory equipment | TRC | New | NN5246 | ENERGY STAR certified buildings program | ENERGY STAR certified buildings program | NonEquip | 20 |  | 0% | Tech/Econ | 35% | 0 | 0 | 0
Tech | Schools K-12 | Miscellaneous | Laboratory equipment | TRC | New | NN4544 | VSD Controlled Compressor | VSD Controlled Compressor | NonEquip | 15 | Others | 0% | Tech/Econ | 20.79% | 0 | 0 | 0
Tech | Schools K-12 | Miscellaneous | Laboratory equipment | TRC | New | NN4518 | Regenerative Drive Elevator Motor | Regenerative Drive Elevator Motor | NonEquip | 13 | Elevators/Escalators | 0% | Tech/Econ | 6.211% | 0 | 0 | 0
Tech | Schools K-12 | Miscellaneous | Laboratory equipment | TRC | New | NN4492 | Engine Block Timer | Engine Block Timer | NonEquip | 5 | Others | 0% | Tech/Econ | 36% | 0 | 0 | 0
Tech | Schools K-12 | Miscellaneous | Laboratory equipment | TRC | New | NN4466 | Efficient Motor Belts | Efficient Motor Belts | NonEquip | 10 | Others | 0% | Tech/Econ | 1.105% | 0 | 0 | 0
Tech | Schools K-12 | Miscellaneous | Laboratory equipment | TRC | Existing | NE5441 | Retro-Commissioning | Retro-Commissioning | NonEquip | 5 |  | 21.99% | Tech/Econ | 16% | 227.0535 | 0.037959 | 0.11769
Tech | Schools K-12 | Miscellaneous | Laboratory equipment | TRC | Existing | NE5233 | ENERGY STAR certified buildings program | ENERGY STAR certified buildings program | NonEquip | 20 |  | 0% | Tech/Econ | 35% | 0 | 0 | 0
Tech | Schools K-12 | Miscellaneous | Laboratory equipment | TRC | Existing | NE4531 | VSD Controlled Compressor | VSD Controlled Compressor | NonEquip | 15 | Others | 0% | Tech/Econ | 20.79% | 0 | 0 | 0
Tech | Schools K-12 | Miscellaneous | Laboratory equipment | TRC | Existing | NE4505 | Regenerative Drive Elevator Motor | Regenerative Drive Elevator Motor | NonEquip | 13 | Elevators/Escalators | 0% | Tech/Econ | 6.211% | 0 | 0 | 0
Tech | Schools K-12 | Miscellaneous | Laboratory equipment | TRC | Existing | NE4479 | Engine Block Timer | Engine Block Timer | NonEquip | 5 | Others | 0% | Tech/Econ | 36% | 0 | 0 | 0
Tech | Schools K-12 | Miscellaneous | Laboratory equipment | TRC | Existing | NE4453 | Efficient Motor Belts | Efficient Motor Belts | NonEquip | 10 | Others | 0% | Tech/Econ | 1.105% | 0 | 0 | 0
Tech | Schools K-12 | Ventilation and Circulation | Individual room ventilation | TRC | New | NN5402 | Retro-Commissioning | Retro-Commissioning | NonEquip | 5 |  | 0% | Tech/Econ | 16% | 0 | 0 | 0
Tech | Schools K-12 | Ventilation and Circulation | Individual room ventilation | TRC | New | NN5194 | ENERGY STAR certified buildings program | ENERGY STAR certified buildings program | NonEquip | 20 |  | 0% | Tech/Econ | 35% | 0 | 0 | 0
Tech | Schools K-12 | Ventilation and Circulation | Individual room ventilation | TRC | New | NN4986 | VAV System | VAV System | NonEquip | 10 |  | 14.18% | Tech/Econ | 30% | 1.9605 | 0.00055798 | 0.00056625
Tech | Schools K-12 | Ventilation and Circulation | Individual room ventilation | TRC | New | NN4960 | Demand Controlled Ventilation | Demand Controlled Ventilation | NonEquip | 10 |  | 23.39% | Tech/Econ | 50% | 6.1021 | 0.00063532 | 0.0035768
Tech | Schools K-12 | Ventilation and Circulation | Individual room ventilation | TRC | New | NN4934 | CO Sensors for Parking Garage Exhaust | CO Sensors for Parking Garage Exhaust | NonEquip | 15 | Motor/Fan | 0% | Tech/Econ | 33% | 0 | 0 | 0
Tech | Schools K-12 | Ventilation and Circulation | Individual room ventilation | TRC | Existing | NE5389 | Retro-Commissioning | Retro-Commissioning | NonEquip | 5 |  | 21.99% | Tech/Econ | 16% | 208.1676 | 0.034802 | 0.1079
Tech | Schools K-12 | Ventilation and Circulation | Individual room ventilation | TRC | Existing | NE5181 | ENERGY STAR certified buildings program | ENERGY STAR certified buildings program | NonEquip | 20 |  | 0% | Tech/Econ | 35% | 0 | 0 | 0
Tech | Schools K-12 | Ventilation and Circulation | Individual room ventilation | TRC | Existing | NE4973 | VAV System | VAV System | NonEquip | 10 |  | 14.18% | Tech/Econ | 30% | 262.9669 | 0.074844 | 0.075954
Tech | Schools K-12 | Ventilation and Circulation | Individual room ventilation | TRC | Existing | NE4947 | Demand Controlled Ventilation | Demand Controlled Ventilation | NonEquip | 10 |  | 23.39% | Tech/Econ | 50% | 818.5065 | 0.085219 | 0.47978
Tech | Schools K-12 | Ventilation and Circulation | Individual room ventilation | TRC | Existing | NE4921 | CO Sensors for Parking Garage Exhaust | CO Sensors for Parking Garage Exhaust | NonEquip | 15 | Motor/Fan | 0% | Tech/Econ | 33% | 0 | 0 | 0
Tech | Schools K-12 | Space Heating | Individual room heating | TRC | New | NN5350 | Retro-Commissioning | Retro-Commissioning | NonEquip | 5 |  | 0% | Tech/Econ | 16% | 0 | 0 | 0
Tech | Schools K-12 | Space Heating | Individual room heating | TRC | New | NN5142 | ENERGY STAR certified buildings program | ENERGY STAR certified buildings program | NonEquip | 20 |  | 0% | Tech/Econ | 35% | 0 | 0 | 0
Tech | Schools K-12 | Space Heating | Individual room heating | TRC | New | NN4336 | Water Cooled Refrigeration Heat Recovery | Water Cooled Refrigeration Heat Recovery | NonEquip | 20 |  | 0% | Tech/Econ | 10% | 0 | 0 | 0
Tech | Schools K-12 | Space Heating | Individual room heating | TRC | New | NN4284 | Warehouse Loading Dock Seals | Warehouse Loading Dock Seals | NonEquip | 18 |  | 0% | Tech/Econ | 1.133% | 0 | 0 | 0
Tech | Schools K-12 | Space Heating | Individual room heating | TRC | New | NN4258 | Wall Insulation | Wall Insulation | NonEquip | 20 |  | 0% | Tech/Econ | 0% | 0 | 0 | 0
Tech | Schools K-12 | Space Heating | Individual room heating | TRC | New | NN4180 | Smart Thermostat | Smart Thermostat | NonEquip | 11 |  | 45.33% | Tech/Econ | 10% | 0 | 0 | 0
Tech | Schools K-12 | Space Heating | Individual room heating | TRC | New | NN4102 | Roof Insulation | Roof Insulation | NonEquip | 20 |  | 37.5% | Tech/Econ | 6.741% | 0 | 0 | 0
Tech | Schools K-12 | Space Heating | Individual room heating | TRC | New | NN4076 | Programmable Thermostat | Programmable Thermostat | NonEquip | 11 |  | 0% | Tech/Econ | 3.6% | 0 | 0 | 0
Tech | Schools K-12 | Space Heating | Individual room heating | TRC | New | NN4024 | Low U-Value Windows | Low U-Value Windows | NonEquip | 20 |  | 26.88% | Tech/Econ | 10% | 0 | 0 | 0
Tech | Schools K-12 | Space Heating | Individual room heating | TRC | New | NN3946 | Infiltration Reduction - Air Sealing | Infiltration Reduction - Air Sealing | NonEquip | 11 |  | 0% | Tech/Econ | 0.5664% | 0 | 0 | 0
Tech | Schools K-12 | Space Heating | Individual room heating | TRC | New | NN3868 | Hotel Card Energy Control Systems | Hotel Card Energy Control Systems | NonEquip | 15 |  | 0% | Tech/Econ | 0% | 0 | 0 | 0
Tech | Schools K-12 | Space Heating | Individual room heating | TRC | New | NN3790 | Green Roof | Green Roof | NonEquip | 15 |  | 0.63% | Tech/Econ | 10.42% | 0 | 0 | 0
Tech | Schools K-12 | Space Heating | Individual room heating | TRC | New | NN3738 | Floor Insulation | Floor Insulation | NonEquip | 20 |  | 16.87% | Tech/Econ | 3.537% | 0 | 0 | 0
Tech | Schools K-12 | Space Heating | Individual room heating | TRC | New | NN3660 | Facility Energy Management System | Facility Energy Management System | NonEquip | 15 |  | 4.276% | Tech/Econ | 20% | 0 | 0 | 0
Tech | Schools K-12 | Space Heating | Individual room heating | TRC | New | NN3582 | ECM Motors on Furnaces | ECM Motors on Furnaces | NonEquip | 15 | Forced air furnace | 0% | Tech/Econ | 1.706% | 0 | 0 | 0
Tech | Schools K-12 | Space Heating | Individual room heating | TRC | New | NN3556 | Duct Sealing Repair | Duct Sealing Repair | NonEquip | 15 |  | 0% | Tech/Econ | 12% | 0 | 0 | 0
Tech | Schools K-12 | Space Heating | Individual room heating | TRC | New | NN3504 | Duct Insulation | Duct Insulation | NonEquip | 15 |  | 0% | Tech/Econ | 2.045% | 0 | 0 | 0
Tech | Schools K-12 | Space Heating | Individual room heating | TRC | New | NN3452 | Destratification Fans | Destratification Fans | NonEquip | 10 |  | 0% | Tech/Econ | 16.23% | 0 | 0 | 0
Tech | Schools K-12 | Space Heating | Individual room heating | TRC | New | NN3400 | Dedicated Outdoor Air System on VRF unit | Dedicated Outdoor Air System on VRF unit | NonEquip | 15 | Residential/split system heat pump | 0% | Tech/Econ | 10% | 0 | 0 | 0
Tech | Schools K-12 | Space Heating | Individual room heating | TRC | New | NN3348 | Cool Roof | Cool Roof | NonEquip | 15 |  | 72.18% | Tech/Econ | 0.5275% | 0 | 0 | 0
Tech | Schools K-12 | Space Heating | Individual room heating | TRC | New | NN3244 | Ceiling Insulation(R30 to R38) | Ceiling Insulation(R30 to R38) | NonEquip | 20 |  | 0% | Tech/Econ | 1.362% | 0 | 0 | 0
Tech | Schools K-12 | Space Heating | Individual room heating | TRC | New | NN3192 | Ceiling Insulation(R2 to R38) | Ceiling Insulation(R2 to R38) | NonEquip | 20 |  | 0% | Tech/Econ | 91.97% | 0 | 0 | 0
Tech | Schools K-12 | Space Heating | Individual room heating | TRC | New | NN3140 | Ceiling Insulation(R19 to R38) | Ceiling Insulation(R19 to R38) | NonEquip | 20 |  | 0% | Tech/Econ | 5.109% | 0 | 0 | 0
Tech | Schools K-12 | Space Heating | Individual room heating | TRC | New | NN3088 | Ceiling Insulation(R12 to R38) | Ceiling Insulation(R12 to R38) | NonEquip | 20 |  | 0% | Tech/Econ | 11.07% | 0 | 0 | 0
Tech | Schools K-12 | Space Heating | Individual room heating | TRC | New | NN3010 | Air Curtains | Air Curtains | NonEquip | 8 |  | 28.37% | Tech/Econ | 0.2533% | 0 | 0 | 0
Tech | Schools K-12 | Space Heating | Individual room heating | TRC | Existing | NE5337 | Retro-Commissioning | Retro-Commissioning | NonEquip | 5 |  | 21.99% | Tech/Econ | 16% | 0 | 0 | 0
Tech | Schools K-12 | Space Heating | Individual room heating | TRC | Existing | NE5129 | ENERGY STAR certified buildings program | ENERGY STAR certified buildings program | NonEquip | 20 |  | 0% | Tech/Econ | 35% | 0 | 0 | 0
Tech | Schools K-12 | Space Heating | Individual room heating | TRC | Existing | NE4323 | Water Cooled Refrigeration Heat Recovery | Water Cooled Refrigeration Heat Recovery | NonEquip | 20 |  | 0% | Tech/Econ | 10% | 0 | 0 | 0
Tech | Schools K-12 | Space Heating | Individual room heating | TRC | Existing | NE4271 | Warehouse Loading Dock Seals | Warehouse Loading Dock Seals | NonEquip | 18 |  | 0% | Tech/Econ | 1.25% | 0 | 0 | 0
Tech | Schools K-12 | Space Heating | Individual room heating | TRC | Existing | NE4245 | Wall Insulation | Wall Insulation | NonEquip | 20 |  | 0% | Tech/Econ | 4.307% | 0 | 0 | 0
Tech | Schools K-12 | Space Heating | Individual room heating | TRC | Existing | NE4167 | Smart Thermostat | Smart Thermostat | NonEquip | 11 |  | 45.33% | Tech/Econ | 10% | 0 | 0 | 0
Tech | Schools K-12 | Space Heating | Individual room heating | TRC | Existing | NE4089 | Roof Insulation | Roof Insulation | NonEquip | 20 |  | 37.5% | Tech/Econ | 14.88% | 0 | 0 | 0
Tech | Schools K-12 | Space Heating | Individual room heating | TRC | Existing | NE4063 | Programmable Thermostat | Programmable Thermostat | NonEquip | 11 |  | 0% | Tech/Econ | 3.6% | 0 | 0 | 0
Tech | Schools K-12 | Space Heating | Individual room heating | TRC | Existing | NE4011 | Low U-Value Windows | Low U-Value Windows | NonEquip | 20 |  | 10.75% | Tech/Econ | 46% | 0 | 0 | 0
Tech | Schools K-12 | Space Heating | Individual room heating | TRC | Existing | NE3933 | Infiltration Reduction - Air Sealing | Infiltration Reduction - Air Sealing | NonEquip | 11 |  | 0% | Tech/Econ | 0.625% | 0 | 0 | 0
Tech | Schools K-12 | Space Heating | Individual room heating | TRC | Existing | NE3855 | Hotel Card Energy Control Systems | Hotel Card Energy Control Systems | NonEquip | 15 |  | 0% | Tech/Econ | 0% | 0 | 0 | 0
Tech | Schools K-12 | Space Heating | Individual room heating | TRC | Existing | NE3777 | Green Roof | Green Roof | NonEquip | 15 |  | 0.126% | Tech/Econ | 11.5% | 0 | 0 | 0
Tech | Schools K-12 | Space Heating | Individual room heating | TRC | Existing | NE3725 | Floor Insulation | Floor Insulation | NonEquip | 20 |  | 6.749% | Tech/Econ | 3.903% | 0 | 0 | 0
Tech | Schools K-12 | Space Heating | Individual room heating | TRC | Existing | NE3647 | Facility Energy Management System | Facility Energy Management System | NonEquip | 15 |  | 0.7167% | Tech/Econ | 20% | 0 | 0 | 0
Tech | Schools K-12 | Space Heating | Individual room heating | TRC | Existing | NE3569 | ECM Motors on Furnaces | ECM Motors on Furnaces | NonEquip | 15 | Forced air furnace | 0% | Tech/Econ | 1.706% | 0 | 0 | 0
Tech | Schools K-12 | Space Heating | Individual room heating | TRC | Existing | NE3543 | Duct Sealing Repair | Duct Sealing Repair | NonEquip | 15 |  | 0% | Tech/Econ | 12% | 0 | 0 | 0
Tech | Schools K-12 | Space Heating | Individual room heating | TRC | Existing | NE3491 | Duct Insulation | Duct Insulation | NonEquip | 15 |  | 0% | Tech/Econ | 2.045% | 0 | 0 | 0
Tech | Schools K-12 | Space Heating | Individual room heating | TRC | Existing | NE3439 | Destratification Fans | Destratification Fans | NonEquip | 10 |  | 0% | Tech/Econ | 16.23% | 0 | 0 | 0
Tech | Schools K-12 | Space Heating | Individual room heating | TRC | Existing | NE3387 | Dedicated Outdoor Air System on VRF unit | Dedicated Outdoor Air System on VRF unit | NonEquip | 15 | Residential/split system heat pump | 0% | Tech/Econ | 10% | 0 | 0 | 0
Tech | Schools K-12 | Space Heating | Individual room heating | TRC | Existing | NE3335 | Cool Roof | Cool Roof | NonEquip | 15 |  | 72.68% | Tech/Econ | 0.5821% | 0 | 0 | 0
Tech | Schools K-12 | Space Heating | Individual room heating | TRC | Existing | NE3231 | Ceiling Insulation(R30 to R38) | Ceiling Insulation(R30 to R38) | NonEquip | 20 |  | 0% | Tech/Econ | 1.503% | 0 | 0 | 0
Tech | Schools K-12 | Space Heating | Individual room heating | TRC | Existing | NE3179 | Ceiling Insulation(R2 to R38) | Ceiling Insulation(R2 to R38) | NonEquip | 20 |  | 0% | Tech/Econ | 94.74% | 0 | 0 | 0
Tech | Schools K-12 | Space Heating | Individual room heating | TRC | Existing | NE3127 | Ceiling Insulation(R19 to R38) | Ceiling Insulation(R19 to R38) | NonEquip | 20 |  | 0% | Tech/Econ | 5.638% | 0 | 0 | 0
Tech | Schools K-12 | Space Heating | Individual room heating | TRC | Existing | NE3075 | Ceiling Insulation(R12 to R38) | Ceiling Insulation(R12 to R38) | NonEquip | 20 |  | 0% | Tech/Econ | 12.22% | 0 | 0 | 0
Tech | Schools K-12 | Space Heating | Individual room heating | TRC | Existing | NE2997 | Air Curtains | Air Curtains | NonEquip | 8 |  | 33.45% | Tech/Econ | 0.2533% | 0 | 0 | 0
Tech | Schools K-12 | Space Cooling | Individual room air conditioners | TRC | New | NN5376 | Retro-Commissioning | Retro-Commissioning | NonEquip | 5 |  | 0% | Tech/Econ | 16% | 0 | 0 | 0
Tech | Schools K-12 | Space Cooling | Individual room air conditioners | TRC | New | NN5168 | ENERGY STAR certified buildings program | ENERGY STAR certified buildings program | NonEquip | 20 |  | 0% | Tech/Econ | 35% | 0 | 0 | 0
Tech | Schools K-12 | Space Cooling | Individual room air conditioners | TRC | New | NN4388 | Window Sun Protection | Window Sun Protection | NonEquip | 10 |  | 15.35% | Tech/Econ | 16% | 14.9564 | 0.004657 | -0.00026238
Tech | Schools K-12 | Space Cooling | Individual room air conditioners | TRC | New | NN4362 | Waterside Economizer | Waterside Economizer | NonEquip | 20 |  | 0% | Tech/Econ | 5.556% | 0 | 0 | 0
Tech | Schools K-12 | Space Cooling | Individual room air conditioners | TRC | New | NN4154 | Smart Thermostat | Smart Thermostat | NonEquip | 11 |  | 45.33% | Tech/Econ | 10% | 5.1735 | 6.143e-05 | 0
Tech | Schools K-12 | Space Cooling | Individual room air conditioners | TRC | New | NN4128 | Roof Insulation | Roof Insulation | NonEquip | 20 |  | 37.5% | Tech/Econ | 1.879% | 0 | 0 | 0
Tech | Schools K-12 | Space Cooling | Individual room air conditioners | TRC | New | NN4050 | Programmable Thermostat | Programmable Thermostat | NonEquip | 11 |  | 0% | Tech/Econ | 3.6% | 0 | 0 | 0
Tech | Schools K-12 | Space Cooling | Individual room air conditioners | TRC | New | NN3998 | Low U-Value Windows | Low U-Value Windows | NonEquip | 20 |  | 26.88% | Tech/Econ | 10% | 0 | 0 | 0
Tech | Schools K-12 | Space Cooling | Individual room air conditioners | TRC | New | NN3920 | HVAC tune-up_RTU | HVAC tune-up_RTU | NonEquip | 5 | Packaged air conditioning units (RTUs) | 0% | Tech/Econ | 5% | 0 | 0 | 0
Tech | Schools K-12 | Space Cooling | Individual room air conditioners | TRC | New | NN3894 | HVAC tune-up | HVAC tune-up | NonEquip | 5 | Residential-type central air conditioners | 0% | Tech/Econ | 5% | 0 | 0 | 0
Tech | Schools K-12 | Space Cooling | Individual room air conditioners | TRC | New | NN3816 | Green Roof | Green Roof | NonEquip | 15 |  | 0.63% | Tech/Econ | 2.177% | 0 | 0 | 0
Tech | Schools K-12 | Space Cooling | Individual room air conditioners | TRC | New | NN3764 | Floor Insulation | Floor Insulation | NonEquip | 20 |  | 16.87% | Tech/Econ | 0.9857% | 0 | 0 | 0
Tech | Schools K-12 | Space Cooling | Individual room air conditioners | TRC | New | NN3686 | Facility Energy Management System | Facility Energy Management System | NonEquip | 15 |  | 4.276% | Tech/Econ | 20% | 5.9342 | 0.0012438 | 0
Tech | Schools K-12 | Space Cooling | Individual room air conditioners | TRC | New | NN3634 | Facility Commissioning | Facility Commissioning | NonEquip | 10 |  | 71.67% | Tech/Econ | 16% | 78.8892 | 0.013812 | 0.00031512
Tech | Schools K-12 | Space Cooling | Individual room air conditioners | TRC | New | NN3608 | Energy Recovery Ventilation System (ERV) | Energy Recovery Ventilation System (ERV) | NonEquip | 15 | Packaged air conditioning units (RTUs) | 0% | Tech/Econ | 10.24% | 0 | 0 | 0
Tech | Schools K-12 | Space Cooling | Individual room air conditioners | TRC | New | NN3530 | Duct Sealing Repair | Duct Sealing Repair | NonEquip | 15 |  | 0% | Tech/Econ | 12% | 0 | 0 | 0
Tech | Schools K-12 | Space Cooling | Individual room air conditioners | TRC | New | NN3478 | Duct Insulation | Duct Insulation | NonEquip | 15 |  | 0% | Tech/Econ | 2.045% | 0 | 0 | 0
Tech | Schools K-12 | Space Cooling | Individual room air conditioners | TRC | New | NN3426 | Dedicated Outdoor Air System on VRF unit | Dedicated Outdoor Air System on VRF unit | NonEquip | 15 | Residential-type central air conditioners | 0% | Tech/Econ | 17.5% | 0 | 0 | 0
Tech | Schools K-12 | Space Cooling | Individual room air conditioners | TRC | New | NN3374 | Cool Roof | Cool Roof | NonEquip | 15 |  | 72.18% | Tech/Econ | 4.029% | 0 | 0 | 0
Tech | Schools K-12 | Space Cooling | Individual room air conditioners | TRC | New | NN3322 | Chilled Water System - Variable Speed Drives | Chilled Water System - Variable Speed Drives | NonEquip | 13 | Central chillers inside | 0% | Tech/Econ | 24.74% | 0 | 0 | 0
Tech | Schools K-12 | Space Cooling | Individual room air conditioners | TRC | New | NN3296 | Chilled Water Controls Optimization | Chilled Water Controls Optimization | NonEquip | 10 | Central chillers inside | 0% | Tech/Econ | 12.5% | 0 | 0 | 0
Tech | Schools K-12 | Space Cooling | Individual room air conditioners | TRC | New | NN3218 | Ceiling Insulation(R2 to R38) | Ceiling Insulation(R2 to R38) | NonEquip | 20 |  | 0% | Tech/Econ | 25.63% | 0 | 0 | 0
Tech | Schools K-12 | Space Cooling | Individual room air conditioners | TRC | New | NN3166 | Ceiling Insulation(R19 to R38) | Ceiling Insulation(R19 to R38) | NonEquip | 20 |  | 0% | Tech/Econ | 1.424% | 0 | 0 | 0
Tech | Schools K-12 | Space Cooling | Individual room air conditioners | TRC | New | NN3114 | Ceiling Insulation(R12 to R38) | Ceiling Insulation(R12 to R38) | NonEquip | 20 |  | 0% | Tech/Econ | 3.085% | 0 | 0 | 0
Tech | Schools K-12 | Space Cooling | Individual room air conditioners | TRC | New | NN3062 | Airside Economizer | Airside Economizer | NonEquip | 10 | Packaged air conditioning units (RTUs) | 0% | Tech/Econ | 5.556% | 0 | 0 | 0
Tech | Schools K-12 | Space Cooling | Individual room air conditioners | TRC | Existing | NE5363 | Retro-Commissioning | Retro-Commissioning | NonEquip | 5 |  | 21.99% | Tech/Econ | 16% | 3030.3298 | 0.50662 | 0
Tech | Schools K-12 | Space Cooling | Individual room air conditioners | TRC | Existing | NE5155 | ENERGY STAR certified buildings program | ENERGY STAR certified buildings program | NonEquip | 20 |  | 0% | Tech/Econ | 35% | 0 | 0 | 0
Tech | Schools K-12 | Space Cooling | Individual room air conditioners | TRC | Existing | NE4375 | Window Sun Protection | Window Sun Protection | NonEquip | 10 |  | 15.68% | Tech/Econ | 16% | 2216.1018 | 0.69003 | -0.038876
Tech | Schools K-12 | Space Cooling | Individual room air conditioners | TRC | Existing | NE4349 | Waterside Economizer | Waterside Economizer | NonEquip | 20 |  | 0% | Tech/Econ | 5.556% | 0 | 0 | 0
Tech | Schools K-12 | Space Cooling | Individual room air conditioners | TRC | Existing | NE4219 | Wall Insulation | Wall Insulation | NonEquip | 20 |  | 0% | Tech/Econ | 7.45% | 0 | 0 | 0
Tech | Schools K-12 | Space Cooling | Individual room air conditioners | TRC | Existing | NE4141 | Smart Thermostat | Smart Thermostat | NonEquip | 11 |  | 45.33% | Tech/Econ | 10% | 3766.6911 | 0.044725 | 0
Tech | Schools K-12 | Space Cooling | Individual room air conditioners | TRC | Existing | NE4115 | Roof Insulation | Roof Insulation | NonEquip | 20 |  | 37.5% | Tech/Econ | 3.757% | 1085.028 | 0.021712 | 0
Tech | Schools K-12 | Space Cooling | Individual room air conditioners | TRC | Existing | NE4037 | Programmable Thermostat | Programmable Thermostat | NonEquip | 11 |  | 0% | Tech/Econ | 3.6% | 0 | 0 | 0
Tech | Schools K-12 | Space Cooling | Individual room air conditioners | TRC | Existing | NE3985 | Low U-Value Windows | Low U-Value Windows | NonEquip | 20 |  | 10.75% | Tech/Econ | 46% | 4602.7713 | 1.7109 | 0
Tech | Schools K-12 | Space Cooling | Individual room air conditioners | TRC | Existing | NE3907 | HVAC tune-up_RTU | HVAC tune-up_RTU | NonEquip | 5 | Packaged air conditioning units (RTUs) | 0% | Tech/Econ | 5% | 0 | 0 | 0
Tech | Schools K-12 | Space Cooling | Individual room air conditioners | TRC | Existing | NE3881 | HVAC tune-up | HVAC tune-up | NonEquip | 5 | Residential-type central air conditioners | 0% | Tech/Econ | 5% | 0 | 0 | 0
Tech | Schools K-12 | Space Cooling | Individual room air conditioners | TRC | Existing | NE3803 | Green Roof | Green Roof | NonEquip | 15 |  | 0.126% | Tech/Econ | 2.177% | 2.0831 | 0.00088495 | 0
Tech | Schools K-12 | Space Cooling | Individual room air conditioners | TRC | Existing | NE3751 | Floor Insulation | Floor Insulation | NonEquip | 20 |  | 6.749% | Tech/Econ | 0.9857% | 50.5112 | 0.0010107 | 0
Tech | Schools K-12 | Space Cooling | Individual room air conditioners | TRC | Existing | NE3673 | Facility Energy Management System | Facility Energy Management System | NonEquip | 15 |  | 0.7167% | Tech/Econ | 20% | 126.8162 | 0.02658 | 0
Tech | Schools K-12 | Space Cooling | Individual room air conditioners | TRC | Existing | NE3595 | Energy Recovery Ventilation System (ERV) | Energy Recovery Ventilation System (ERV) | NonEquip | 15 | Packaged air conditioning units (RTUs) | 0% | Tech/Econ | 10.24% | 0 | 0 | 0
Tech | Schools K-12 | Space Cooling | Individual room air conditioners | TRC | Existing | NE3517 | Duct Sealing Repair | Duct Sealing Repair | NonEquip | 15 |  | 0% | Tech/Econ | 12% | 0 | 0 | 0
Tech | Schools K-12 | Space Cooling | Individual room air conditioners | TRC | Existing | NE3465 | Duct Insulation | Duct Insulation | NonEquip | 15 |  | 0% | Tech/Econ | 2.045% | 0 | 0 | 0
Tech | Schools K-12 | Space Cooling | Individual room air conditioners | TRC | Existing | NE3413 | Dedicated Outdoor Air System on VRF unit | Dedicated Outdoor Air System on VRF unit | NonEquip | 15 | Residential-type central air conditioners | 0% | Tech/Econ | 17.5% | 0 | 0 | 0
Tech | Schools K-12 | Space Cooling | Individual room air conditioners | TRC | Existing | NE3361 | Cool Roof | Cool Roof | NonEquip | 15 |  | 72.68% | Tech/Econ | 4.029% | 2323.1574 | 0.98692 | 0
Tech | Schools K-12 | Space Cooling | Individual room air conditioners | TRC | Existing | NE3309 | Chilled Water System - Variable Speed Drives | Chilled Water System - Variable Speed Drives | NonEquip | 13 | Central chillers inside | 0% | Tech/Econ | 24.74% | 0 | 0 | 0
Tech | Schools K-12 | Space Cooling | Individual room air conditioners | TRC | Existing | NE3283 | Chilled Water Controls Optimization | Chilled Water Controls Optimization | NonEquip | 10 | Central chillers inside | 0% | Tech/Econ | 12.5% | 0 | 0 | 0
Tech | Schools K-12 | Space Cooling | Individual room air conditioners | TRC | Existing | NE3205 | Ceiling Insulation(R2 to R38) | Ceiling Insulation(R2 to R38) | NonEquip | 20 |  | 0% | Tech/Econ | 25.63% | 0 | 0 | 0
Tech | Schools K-12 | Space Cooling | Individual room air conditioners | TRC | Existing | NE3153 | Ceiling Insulation(R19 to R38) | Ceiling Insulation(R19 to R38) | NonEquip | 20 |  | 0% | Tech/Econ | 1.424% | 0 | 0 | 0
Tech | Schools K-12 | Space Cooling | Individual room air conditioners | TRC | Existing | NE3101 | Ceiling Insulation(R12 to R38) | Ceiling Insulation(R12 to R38) | NonEquip | 20 |  | 0% | Tech/Econ | 3.085% | 0 | 0 | 0
Tech | Schools K-12 | Space Cooling | Individual room air conditioners | TRC | Existing | NE3049 | Airside Economizer | Airside Economizer | NonEquip | 10 | Packaged air conditioning units (RTUs) | 0% | Tech/Econ | 5.556% | 0 | 0 | 0
Tech | Schools K-12 | Interior Lighting | High bay | TRC | New | NN5272 | Retro-Commissioning | Retro-Commissioning | NonEquip | 5 |  | 0% | Tech/Econ | 16% | 0 | 0 | 0
Tech | Schools K-12 | Interior Lighting | High bay | TRC | New | NN5012 | ENERGY STAR certified buildings program | ENERGY STAR certified buildings program | NonEquip | 20 |  | 0% | Tech/Econ | 35% | 0 | 0 | 0
Tech | Schools K-12 | Interior Lighting | High bay | TRC | New | NN4440 | Interior Lighting Controls | Interior Lighting Controls | NonEquip | 8 | Overhead (fluorescent/LED/CFL U-shape) | 0% | Tech/Econ | 28% | 0 | 0 | 0
Tech | Schools K-12 | Interior Lighting | High bay | TRC | New | NN4414 | Bi-Level Lighting Control (Interior) | Bi-Level Lighting Control (Interior) | NonEquip | 8 | Overhead (fluorescent/LED/CFL U-shape) | 0% | Tech/Econ | 31% | 0 | 0 | 0
Tech | Schools K-12 | Interior Lighting | High bay | TRC | New | NN3712 | Facility Energy Management System | Facility Energy Management System | NonEquip | 15 |  | 4.276% | Tech/Econ | 24% | 165.1678 | 0.034618 | 0.0029769
Tech | Schools K-12 | Interior Lighting | High bay | TRC | Existing | NE5259 | Retro-Commissioning | Retro-Commissioning | NonEquip | 5 |  | 21.99% | Tech/Econ | 16% | 66634.9593 | 11.1402 | 34.5389
Tech | Schools K-12 | Interior Lighting | High bay | TRC | Existing | NE4999 | ENERGY STAR certified buildings program | ENERGY STAR certified buildings program | NonEquip | 20 |  | 0% | Tech/Econ | 35% | 0 | 0 | 0
Tech | Schools K-12 | Interior Lighting | High bay | TRC | Existing | NE4427 | Interior Lighting Controls | Interior Lighting Controls | NonEquip | 8 | Overhead (fluorescent/LED/CFL U-shape) | 0% | Tech/Econ | 28% | 0 | 0 | 0
Tech | Schools K-12 | Interior Lighting | High bay | TRC | Existing | NE4401 | Bi-Level Lighting Control (Interior) | Bi-Level Lighting Control (Interior) | NonEquip | 8 | Overhead (fluorescent/LED/CFL U-shape) | 0% | Tech/Econ | 31% | 0 | 0 | 0
Tech | Schools K-12 | Interior Lighting | High bay | TRC | Existing | NE3699 | Facility Energy Management System | Facility Energy Management System | NonEquip | 15 |  | 0.7167% | Tech/Econ | 24% | 3263.3222 | 0.68397 | 0.058816
Tech | Schools K-12 | Interior Lighting | High bay | TRC | Turnover | ET1651 | LED Linear - Fixture Replacement | LED Linear - Fixture Replacement | Equip | 15 | High bay | 24.1% | Tech/Econ | 50.28% | 261627.5864 | 63.4196 | 14.508
Tech | Schools K-12 | Interior Lighting | High bay | TRC | Turnover | ET1534 | High Bay LED | High Bay LED | Equip | 15 | High bay | 0% | Tech/Econ | 64.78% | 0 | 0 | 0
Tech | Schools K-12 | Interior Lighting | High bay | TRC | Turnover | ET1495 | High Bay Fluorescent (T5) | High Bay Fluorescent (T5) | Equip | 15 | High bay | 0% | Tech/Econ | 64.14% | 0 | 0 | 0
Tech | Schools K-12 | Interior Lighting | High bay | TRC | New | EN1677 | LED Linear - Fixture Replacement | LED Linear - Fixture Replacement | Equip | 15 | High bay | 0% | Tech/Econ | 50.28% | 0 | 0 | 0
Tech | Schools K-12 | Interior Lighting | High bay | TRC | New | EN1560 | High Bay LED | High Bay LED | Equip | 15 | High bay | 0% | Tech/Econ | 64.78% | 0 | 0 | 0
Tech | Schools K-12 | Interior Lighting | High bay | TRC | New | EN1521 | High Bay Fluorescent (T5) | High Bay Fluorescent (T5) | Equip | 15 | High bay | 0% | Tech/Econ | 64.14% | 0 | 0 | 0
Tech | Schools K-12 | Cooking | Fryer | TRC | New | NN5090 | ENERGY STAR certified buildings program | ENERGY STAR certified buildings program | NonEquip | 20 |  | 0% | Tech/Econ | 35% | 0 | 0 | 0
Tech | Schools K-12 | Cooking | Fryer | TRC | Existing | NE5077 | ENERGY STAR certified buildings program | ENERGY STAR certified buildings program | NonEquip | 20 |  | 0% | Tech/Econ | 35% | 0 | 0 | 0
Tech | Schools K-12 | Cooking | Fryer | TRC | Turnover | ET91 | Energy Star Fryer | Energy Star Fryer | Equip | 12 | Fryer | 29.2% | Tech/Econ | 17.46% | 249.0105 | 0.040364 | 0.012482
Tech | Schools K-12 | Cooking | Fryer | TRC | New | EN117 | Energy Star Fryer | Energy Star Fryer | Equip | 12 | Fryer | 29.2% | Tech/Econ | 17.46% | 1.8564 | 0.00030092 | 9.3055e-05
Tech | Schools K-12 | Space Heating | Forced air furnace | TRC | New | NN5350 | Retro-Commissioning | Retro-Commissioning | NonEquip | 5 |  | 0% | Tech/Econ | 16% | 0 | 0 | 0
Tech | Schools K-12 | Space Heating | Forced air furnace | TRC | New | NN5142 | ENERGY STAR certified buildings program | ENERGY STAR certified buildings program | NonEquip | 20 |  | 0% | Tech/Econ | 35% | 0 | 0 | 0
Tech | Schools K-12 | Space Heating | Forced air furnace | TRC | New | NN4336 | Water Cooled Refrigeration Heat Recovery | Water Cooled Refrigeration Heat Recovery | NonEquip | 20 |  | 0% | Tech/Econ | 10% | 0 | 0 | 0
Tech | Schools K-12 | Space Heating | Forced air furnace | TRC | New | NN4284 | Warehouse Loading Dock Seals | Warehouse Loading Dock Seals | NonEquip | 18 |  | 0% | Tech/Econ | 1.133% | 0 | 0 | 0
Tech | Schools K-12 | Space Heating | Forced air furnace | TRC | New | NN4258 | Wall Insulation | Wall Insulation | NonEquip | 20 |  | 0% | Tech/Econ | 0% | 0 | 0 | 0
Tech | Schools K-12 | Space Heating | Forced air furnace | TRC | New | NN4180 | Smart Thermostat | Smart Thermostat | NonEquip | 11 |  | 45.33% | Tech/Econ | 10% | 0 | 0 | 0
Tech | Schools K-12 | Space Heating | Forced air furnace | TRC | New | NN4102 | Roof Insulation | Roof Insulation | NonEquip | 20 |  | 37.5% | Tech/Econ | 6.741% | 0 | 0 | 0
Tech | Schools K-12 | Space Heating | Forced air furnace | TRC | New | NN4076 | Programmable Thermostat | Programmable Thermostat | NonEquip | 11 |  | 0% | Tech/Econ | 3.6% | 0 | 0 | 0
Tech | Schools K-12 | Space Heating | Forced air furnace | TRC | New | NN4024 | Low U-Value Windows | Low U-Value Windows | NonEquip | 20 |  | 26.88% | Tech/Econ | 10% | 0 | 0 | 0
Tech | Schools K-12 | Space Heating | Forced air furnace | TRC | New | NN3946 | Infiltration Reduction - Air Sealing | Infiltration Reduction - Air Sealing | NonEquip | 11 |  | 0% | Tech/Econ | 0.5664% | 0 | 0 | 0
Tech | Schools K-12 | Space Heating | Forced air furnace | TRC | New | NN3868 | Hotel Card Energy Control Systems | Hotel Card Energy Control Systems | NonEquip | 15 |  | 0% | Tech/Econ | 0% | 0 | 0 | 0
Tech | Schools K-12 | Space Heating | Forced air furnace | TRC | New | NN3790 | Green Roof | Green Roof | NonEquip | 15 |  | 0.63% | Tech/Econ | 10.42% | 0 | 0 | 0
Tech | Schools K-12 | Space Heating | Forced air furnace | TRC | New | NN3738 | Floor Insulation | Floor Insulation | NonEquip | 20 |  | 16.87% | Tech/Econ | 3.537% | 0 | 0 | 0
Tech | Schools K-12 | Space Heating | Forced air furnace | TRC | New | NN3660 | Facility Energy Management System | Facility Energy Management System | NonEquip | 15 |  | 4.276% | Tech/Econ | 20% | 0 | 0 | 0
Tech | Schools K-12 | Space Heating | Forced air furnace | TRC | New | NN3582 | ECM Motors on Furnaces | ECM Motors on Furnaces | NonEquip | 15 | Forced air furnace | 47.78% | Tech/Econ | 1.706% | 0 | 0 | 0
Tech | Schools K-12 | Space Heating | Forced air furnace | TRC | New | NN3556 | Duct Sealing Repair | Duct Sealing Repair | NonEquip | 15 |  | 0% | Tech/Econ | 12% | 0 | 0 | 0
Tech | Schools K-12 | Space Heating | Forced air furnace | TRC | New | NN3504 | Duct Insulation | Duct Insulation | NonEquip | 15 |  | 0% | Tech/Econ | 2.045% | 0 | 0 | 0
Tech | Schools K-12 | Space Heating | Forced air furnace | TRC | New | NN3452 | Destratification Fans | Destratification Fans | NonEquip | 10 |  | 0% | Tech/Econ | 16.23% | 0 | 0 | 0
Tech | Schools K-12 | Space Heating | Forced air furnace | TRC | New | NN3400 | Dedicated Outdoor Air System on VRF unit | Dedicated Outdoor Air System on VRF unit | NonEquip | 15 | Residential/split system heat pump | 0% | Tech/Econ | 10% | 0 | 0 | 0
Tech | Schools K-12 | Space Heating | Forced air furnace | TRC | New | NN3348 | Cool Roof | Cool Roof | NonEquip | 15 |  | 72.18% | Tech/Econ | 0.5275% | 0 | 0 | 0
Tech | Schools K-12 | Space Heating | Forced air furnace | TRC | New | NN3244 | Ceiling Insulation(R30 to R38) | Ceiling Insulation(R30 to R38) | NonEquip | 20 |  | 0% | Tech/Econ | 1.362% | 0 | 0 | 0
Tech | Schools K-12 | Space Heating | Forced air furnace | TRC | New | NN3192 | Ceiling Insulation(R2 to R38) | Ceiling Insulation(R2 to R38) | NonEquip | 20 |  | 0% | Tech/Econ | 91.97% | 0 | 0 | 0
Tech | Schools K-12 | Space Heating | Forced air furnace | TRC | New | NN3140 | Ceiling Insulation(R19 to R38) | Ceiling Insulation(R19 to R38) | NonEquip | 20 |  | 0% | Tech/Econ | 5.109% | 0 | 0 | 0
Tech | Schools K-12 | Space Heating | Forced air furnace | TRC | New | NN3088 | Ceiling Insulation(R12 to R38) | Ceiling Insulation(R12 to R38) | NonEquip | 20 |  | 0% | Tech/Econ | 11.07% | 0 | 0 | 0
Tech | Schools K-12 | Space Heating | Forced air furnace | TRC | New | NN3010 | Air Curtains | Air Curtains | NonEquip | 8 |  | 28.37% | Tech/Econ | 0.2533% | 0 | 0 | 0
Tech | Schools K-12 | Space Heating | Forced air furnace | TRC | Existing | NE5337 | Retro-Commissioning | Retro-Commissioning | NonEquip | 5 |  | 21.99% | Tech/Econ | 16% | 0 | 0 | 0
Tech | Schools K-12 | Space Heating | Forced air furnace | TRC | Existing | NE5129 | ENERGY STAR certified buildings program | ENERGY STAR certified buildings program | NonEquip | 20 |  | 0% | Tech/Econ | 35% | 0 | 0 | 0
Tech | Schools K-12 | Space Heating | Forced air furnace | TRC | Existing | NE4323 | Water Cooled Refrigeration Heat Recovery | Water Cooled Refrigeration Heat Recovery | NonEquip | 20 |  | 0% | Tech/Econ | 10% | 0 | 0 | 0
Tech | Schools K-12 | Space Heating | Forced air furnace | TRC | Existing | NE4271 | Warehouse Loading Dock Seals | Warehouse Loading Dock Seals | NonEquip | 18 |  | 0% | Tech/Econ | 1.25% | 0 | 0 | 0
Tech | Schools K-12 | Space Heating | Forced air furnace | TRC | Existing | NE4245 | Wall Insulation | Wall Insulation | NonEquip | 20 |  | 0% | Tech/Econ | 4.307% | 0 | 0 | 0
Tech | Schools K-12 | Space Heating | Forced air furnace | TRC | Existing | NE4167 | Smart Thermostat | Smart Thermostat | NonEquip | 11 |  | 45.33% | Tech/Econ | 10% | 0 | 0 | 0
Tech | Schools K-12 | Space Heating | Forced air furnace | TRC | Existing | NE4089 | Roof Insulation | Roof Insulation | NonEquip | 20 |  | 37.5% | Tech/Econ | 14.88% | 0 | 0 | 0
Tech | Schools K-12 | Space Heating | Forced air furnace | TRC | Existing | NE4063 | Programmable Thermostat | Programmable Thermostat | NonEquip | 11 |  | 0% | Tech/Econ | 3.6% | 0 | 0 | 0
Tech | Schools K-12 | Space Heating | Forced air furnace | TRC | Existing | NE4011 | Low U-Value Windows | Low U-Value Windows | NonEquip | 20 |  | 10.75% | Tech/Econ | 46% | 0 | 0 | 0
Tech | Schools K-12 | Space Heating | Forced air furnace | TRC | Existing | NE3933 | Infiltration Reduction - Air Sealing | Infiltration Reduction - Air Sealing | NonEquip | 11 |  | 0% | Tech/Econ | 0.625% | 0 | 0 | 0
Tech | Schools K-12 | Space Heating | Forced air furnace | TRC | Existing | NE3855 | Hotel Card Energy Control Systems | Hotel Card Energy Control Systems | NonEquip | 15 |  | 0% | Tech/Econ | 0% | 0 | 0 | 0
Tech | Schools K-12 | Space Heating | Forced air furnace | TRC | Existing | NE3777 | Green Roof | Green Roof | NonEquip | 15 |  | 0.126% | Tech/Econ | 11.5% | 0 | 0 | 0
Tech | Schools K-12 | Space Heating | Forced air furnace | TRC | Existing | NE3725 | Floor Insulation | Floor Insulation | NonEquip | 20 |  | 6.749% | Tech/Econ | 3.903% | 0 | 0 | 0
Tech | Schools K-12 | Space Heating | Forced air furnace | TRC | Existing | NE3647 | Facility Energy Management System | Facility Energy Management System | NonEquip | 15 |  | 0.7167% | Tech/Econ | 20% | 0 | 0 | 0
Tech | Schools K-12 | Space Heating | Forced air furnace | TRC | Existing | NE3569 | ECM Motors on Furnaces | ECM Motors on Furnaces | NonEquip | 15 | Forced air furnace | 47.78% | Tech/Econ | 1.706% | 0 | 0 | 0
Tech | Schools K-12 | Space Heating | Forced air furnace | TRC | Existing | NE3543 | Duct Sealing Repair | Duct Sealing Repair | NonEquip | 15 |  | 0% | Tech/Econ | 12% | 0 | 0 | 0
Tech | Schools K-12 | Space Heating | Forced air furnace | TRC | Existing | NE3491 | Duct Insulation | Duct Insulation | NonEquip | 15 |  | 0% | Tech/Econ | 2.045% | 0 | 0 | 0
Tech | Schools K-12 | Space Heating | Forced air furnace | TRC | Existing | NE3439 | Destratification Fans | Destratification Fans | NonEquip | 10 |  | 0% | Tech/Econ | 16.23% | 0 | 0 | 0
Tech | Schools K-12 | Space Heating | Forced air furnace | TRC | Existing | NE3387 | Dedicated Outdoor Air System on VRF unit | Dedicated Outdoor Air System on VRF unit | NonEquip | 15 | Residential/split system heat pump | 0% | Tech/Econ | 10% | 0 | 0 | 0
Tech | Schools K-12 | Space Heating | Forced air furnace | TRC | Existing | NE3335 | Cool Roof | Cool Roof | NonEquip | 15 |  | 72.68% | Tech/Econ | 0.5821% | 0 | 0 | 0
Tech | Schools K-12 | Space Heating | Forced air furnace | TRC | Existing | NE3231 | Ceiling Insulation(R30 to R38) | Ceiling Insulation(R30 to R38) | NonEquip | 20 |  | 0% | Tech/Econ | 1.503% | 0 | 0 | 0
Tech | Schools K-12 | Space Heating | Forced air furnace | TRC | Existing | NE3179 | Ceiling Insulation(R2 to R38) | Ceiling Insulation(R2 to R38) | NonEquip | 20 |  | 0% | Tech/Econ | 94.74% | 0 | 0 | 0
Tech | Schools K-12 | Space Heating | Forced air furnace | TRC | Existing | NE3127 | Ceiling Insulation(R19 to R38) | Ceiling Insulation(R19 to R38) | NonEquip | 20 |  | 0% | Tech/Econ | 5.638% | 0 | 0 | 0
Tech | Schools K-12 | Space Heating | Forced air furnace | TRC | Existing | NE3075 | Ceiling Insulation(R12 to R38) | Ceiling Insulation(R12 to R38) | NonEquip | 20 |  | 0% | Tech/Econ | 12.22% | 0 | 0 | 0
Tech | Schools K-12 | Space Heating | Forced air furnace | TRC | Existing | NE2997 | Air Curtains | Air Curtains | NonEquip | 8 |  | 33.45% | Tech/Econ | 0.2533% | 0 | 0 | 0
Tech | Schools K-12 | Exterior Lighting | Exterior parking/lot lighting | TRC | New | NN5298 | Retro-Commissioning | Retro-Commissioning | NonEquip | 5 |  | 0% | Tech/Econ | 16% | 0 | 0 | 0
Tech | Schools K-12 | Exterior Lighting | Exterior parking/lot lighting | TRC | New | NN5038 | ENERGY STAR certified buildings program | ENERGY STAR certified buildings program | NonEquip | 20 |  | 0% | Tech/Econ | 35% | 0 | 0 | 0
Tech | Schools K-12 | Exterior Lighting | Exterior parking/lot lighting | TRC | New | NN2984 | Outdoor Lighting Controls | Outdoor Lighting Controls | NonEquip | 8 | Exterior parking/lot lighting | 30.95% | Tech/Econ | 28% | 288.5486 | 0 | 0
Tech | Schools K-12 | Exterior Lighting | Exterior parking/lot lighting | TRC | New | NN2958 | Bi-Level Lighting Control (Exterior) | Bi-Level Lighting Control (Exterior) | NonEquip | 9 | Exterior parking/lot lighting | 8.579% | Tech/Econ | 31% | 90.9823 | 0 | 0
Tech | Schools K-12 | Exterior Lighting | Exterior parking/lot lighting | TRC | Existing | NE5285 | Retro-Commissioning | Retro-Commissioning | NonEquip | 5 |  | 21.99% | Tech/Econ | 16% | 14353.8115 | 0 | 7.44
Tech | Schools K-12 | Exterior Lighting | Exterior parking/lot lighting | TRC | Existing | NE5025 | ENERGY STAR certified buildings program | ENERGY STAR certified buildings program | NonEquip | 20 |  | 0% | Tech/Econ | 35% | 0 | 0 | 0
Tech | Schools K-12 | Exterior Lighting | Exterior parking/lot lighting | TRC | Existing | NE2971 | Outdoor Lighting Controls | Outdoor Lighting Controls | NonEquip | 8 | Exterior parking/lot lighting | 30.95% | Tech/Econ | 28% | 38704.5059 | 0 | 0
Tech | Schools K-12 | Exterior Lighting | Exterior parking/lot lighting | TRC | Existing | NE2945 | Bi-Level Lighting Control (Exterior) | Bi-Level Lighting Control (Exterior) | NonEquip | 9 | Exterior parking/lot lighting | 8.579% | Tech/Econ | 31% | 12203.9246 | 0 | 0
Tech | Schools K-12 | Exterior Lighting | Exterior parking/lot lighting | TRC | Turnover | ET715 | LED Parking Lighting | LED Parking Lighting | Equip | 18 | Exterior parking/lot lighting | 7.084% | Tech/Econ | 84% | 29031.9687 | 0 | 0
Tech | Schools K-12 | Exterior Lighting | Exterior parking/lot lighting | TRC | Turnover | ET520 | High Efficiency HID Lighting | High Efficiency HID Lighting | Equip | 13 | Exterior parking/lot lighting | 0% | Tech/Econ | 34.18% | 0 | 0 | 0
Tech | Schools K-12 | Exterior Lighting | Exterior parking/lot lighting | TRC | New | EN741 | LED Parking Lighting | LED Parking Lighting | Equip | 18 | Exterior parking/lot lighting | 7.084% | Tech/Econ | 84% | 216.4382 | 0 | 0
Tech | Schools K-12 | Exterior Lighting | Exterior parking/lot lighting | TRC | New | EN546 | High Efficiency HID Lighting | High Efficiency HID Lighting | Equip | 13 | Exterior parking/lot lighting | 0% | Tech/Econ | 34.18% | 0 | 0 | 0
Tech | Schools K-12 | Exterior Lighting | Exterior marquis | TRC | New | NN5298 | Retro-Commissioning | Retro-Commissioning | NonEquip | 5 |  | 0% | Tech/Econ | 16% | 0 | 0 | 0
Tech | Schools K-12 | Exterior Lighting | Exterior marquis | TRC | New | NN5038 | ENERGY STAR certified buildings program | ENERGY STAR certified buildings program | NonEquip | 20 |  | 0% | Tech/Econ | 35% | 0 | 0 | 0
Tech | Schools K-12 | Exterior Lighting | Exterior marquis | TRC | New | NN2984 | Outdoor Lighting Controls | Outdoor Lighting Controls | NonEquip | 8 | Exterior parking/lot lighting | 0% | Tech/Econ | 28% | 0 | 0 | 0
Tech | Schools K-12 | Exterior Lighting | Exterior marquis | TRC | New | NN2958 | Bi-Level Lighting Control (Exterior) | Bi-Level Lighting Control (Exterior) | NonEquip | 9 | Exterior parking/lot lighting | 0% | Tech/Econ | 31% | 0 | 0 | 0
Tech | Schools K-12 | Exterior Lighting | Exterior marquis | TRC | Existing | NE5285 | Retro-Commissioning | Retro-Commissioning | NonEquip | 5 |  | 21.99% | Tech/Econ | 16% | 91.5116 | 0 | 0.047433
Tech | Schools K-12 | Exterior Lighting | Exterior marquis | TRC | Existing | NE5025 | ENERGY STAR certified buildings program | ENERGY STAR certified buildings program | NonEquip | 20 |  | 0% | Tech/Econ | 35% | 0 | 0 | 0
Tech | Schools K-12 | Exterior Lighting | Exterior marquis | TRC | Existing | NE2971 | Outdoor Lighting Controls | Outdoor Lighting Controls | NonEquip | 8 | Exterior parking/lot lighting | 0% | Tech/Econ | 28% | 0 | 0 | 0
Tech | Schools K-12 | Exterior Lighting | Exterior marquis | TRC | Existing | NE2945 | Bi-Level Lighting Control (Exterior) | Bi-Level Lighting Control (Exterior) | NonEquip | 9 | Exterior parking/lot lighting | 0% | Tech/Econ | 31% | 0 | 0 | 0
Tech | Schools K-12 | Exterior Lighting | Exterior marquis | TRC | Turnover | ET637 | LED Exterior Lighting | LED Exterior Lighting | Equip | 13 | Exterior marquis | 4.624% | Tech/Econ | 60.51% | 74.8682 | 0 | 0
Tech | Schools K-12 | Exterior Lighting | Exterior marquis | TRC | Turnover | ET598 | LED Display Lighting (Exterior) | LED Display Lighting (Exterior) | Equip | 15 | Exterior marquis | 4.624% | Tech/Econ | 87.04% | 112.2063 | 0 | 0
Tech | Schools K-12 | Exterior Lighting | Exterior marquis | TRC | New | EN663 | LED Exterior Lighting | LED Exterior Lighting | Equip | 13 | Exterior marquis | 4.624% | Tech/Econ | 60.51% | 0.55816 | 0 | 0
Tech | Schools K-12 | Exterior Lighting | Exterior marquis | TRC | New | EN624 | LED Display Lighting (Exterior) | LED Display Lighting (Exterior) | Equip | 15 | Exterior marquis | 4.624% | Tech/Econ | 87.04% | 0.83652 | 0 | 0
Tech | Schools K-12 | Miscellaneous | Elevators/Escalators | TRC | New | NN5454 | Retro-Commissioning | Retro-Commissioning | NonEquip | 5 |  | 0% | Tech/Econ | 16% | 0 | 0 | 0
Tech | Schools K-12 | Miscellaneous | Elevators/Escalators | TRC | New | NN5246 | ENERGY STAR certified buildings program | ENERGY STAR certified buildings program | NonEquip | 20 |  | 0% | Tech/Econ | 35% | 0 | 0 | 0
Tech | Schools K-12 | Miscellaneous | Elevators/Escalators | TRC | New | NN4544 | VSD Controlled Compressor | VSD Controlled Compressor | NonEquip | 15 | Others | 0% | Tech/Econ | 20.79% | 0 | 0 | 0
Tech | Schools K-12 | Miscellaneous | Elevators/Escalators | TRC | New | NN4518 | Regenerative Drive Elevator Motor | Regenerative Drive Elevator Motor | NonEquip | 13 | Elevators/Escalators | 11.17% | Tech/Econ | 6.211% | 2.3402 | 0.00030342 | 0.00025415
Tech | Schools K-12 | Miscellaneous | Elevators/Escalators | TRC | New | NN4492 | Engine Block Timer | Engine Block Timer | NonEquip | 5 | Others | 0% | Tech/Econ | 36% | 0 | 0 | 0
Tech | Schools K-12 | Miscellaneous | Elevators/Escalators | TRC | New | NN4466 | Efficient Motor Belts | Efficient Motor Belts | NonEquip | 10 | Others | 0% | Tech/Econ | 1.105% | 0 | 0 | 0
Tech | Schools K-12 | Miscellaneous | Elevators/Escalators | TRC | Existing | NE5441 | Retro-Commissioning | Retro-Commissioning | NonEquip | 5 |  | 21.99% | Tech/Econ | 16% | 1592.6953 | 0.26627 | 0.82554
Tech | Schools K-12 | Miscellaneous | Elevators/Escalators | TRC | Existing | NE5233 | ENERGY STAR certified buildings program | ENERGY STAR certified buildings program | NonEquip | 20 |  | 0% | Tech/Econ | 35% | 0 | 0 | 0
Tech | Schools K-12 | Miscellaneous | Elevators/Escalators | TRC | Existing | NE4531 | VSD Controlled Compressor | VSD Controlled Compressor | NonEquip | 15 | Others | 0% | Tech/Econ | 20.79% | 0 | 0 | 0
Tech | Schools K-12 | Miscellaneous | Elevators/Escalators | TRC | Existing | NE4505 | Regenerative Drive Elevator Motor | Regenerative Drive Elevator Motor | NonEquip | 13 | Elevators/Escalators | 10.45% | Tech/Econ | 6.211% | 283.5057 | 0.036758 | 0.030789
Tech | Schools K-12 | Miscellaneous | Elevators/Escalators | TRC | Existing | NE4479 | Engine Block Timer | Engine Block Timer | NonEquip | 5 | Others | 0% | Tech/Econ | 36% | 0 | 0 | 0
Tech | Schools K-12 | Miscellaneous | Elevators/Escalators | TRC | Existing | NE4453 | Efficient Motor Belts | Efficient Motor Belts | NonEquip | 10 | Others | 0% | Tech/Econ | 1.105% | 0 | 0 | 0
Tech | Schools K-12 | Office Equipment | Document production | TRC | New | NN5064 | ENERGY STAR certified buildings program | ENERGY STAR certified buildings program | NonEquip | 20 |  | 0% | Tech/Econ | 35% | 0 | 0 | 0
Tech | Schools K-12 | Office Equipment | Document production | TRC | New | NN4596 | Smart Strip Plug Outlet | Smart Strip Plug Outlet | NonEquip | 4 |  | 43.9% | Tech/Econ | 1.187% | 19.8297 | 0.0029486 | 0.0020492
Tech | Schools K-12 | Office Equipment | Document production | TRC | New | NN4570 | Network PC Power Management | Network PC Power Management | NonEquip | 5 | Computers | 0% | Tech/Econ | 56.5% | 0 | 0 | 0
Tech | Schools K-12 | Office Equipment | Document production | TRC | Existing | NE5051 | ENERGY STAR certified buildings program | ENERGY STAR certified buildings program | NonEquip | 20 |  | 0% | Tech/Econ | 35% | 0 | 0 | 0
Tech | Schools K-12 | Office Equipment | Document production | TRC | Existing | NE4583 | Smart Strip Plug Outlet | Smart Strip Plug Outlet | NonEquip | 4 |  | 43.9% | Tech/Econ | 1.187% | 2659.8593 | 0.39551 | 0.27487
Tech | Schools K-12 | Office Equipment | Document production | TRC | Existing | NE4557 | Network PC Power Management | Network PC Power Management | NonEquip | 5 | Computers | 0% | Tech/Econ | 56.5% | 0 | 0 | 0
Tech | Schools K-12 | Office Equipment | Document production | TRC | Turnover | ET2152 | ENERGY STAR Imaging Equipment | ENERGY STAR Imaging Equipment | Equip | 6 | Document production | 17.92% | Tech/Econ | 44.44% | 44169.4287 | 6.1253 | 4.1131
Tech | Schools K-12 | Office Equipment | Document production | TRC | New | EN2178 | ENERGY STAR Imaging Equipment | ENERGY STAR Imaging Equipment | Equip | 6 | Document production | 17.92% | Tech/Econ | 44.44% | 329.2905 | 0.045665 | 0.030664
Tech | Schools K-12 | Space Cooling | District chilled water piped | TRC | New | NN5376 | Retro-Commissioning | Retro-Commissioning | NonEquip | 5 |  | 0% | Tech/Econ | 16% | 0 | 0 | 0
Tech | Schools K-12 | Space Cooling | District chilled water piped | TRC | New | NN5168 | ENERGY STAR certified buildings program | ENERGY STAR certified buildings program | NonEquip | 20 |  | 0% | Tech/Econ | 35% | 0 | 0 | 0
Tech | Schools K-12 | Space Cooling | District chilled water piped | TRC | New | NN4388 | Window Sun Protection | Window Sun Protection | NonEquip | 10 |  | 15.35% | Tech/Econ | 16% | 411.8313 | 0.12823 | -0.0072246
Tech | Schools K-12 | Space Cooling | District chilled water piped | TRC | New | NN4362 | Waterside Economizer | Waterside Economizer | NonEquip | 20 |  | 0% | Tech/Econ | 5.556% | 0 | 0 | 0
Tech | Schools K-12 | Space Cooling | District chilled water piped | TRC | New | NN4154 | Smart Thermostat | Smart Thermostat | NonEquip | 11 |  | 45.33% | Tech/Econ | 10% | 142.4547 | 0.0016915 | 0
Tech | Schools K-12 | Space Cooling | District chilled water piped | TRC | New | NN4050 | Programmable Thermostat | Programmable Thermostat | NonEquip | 11 |  | 0% | Tech/Econ | 3.6% | 0 | 0 | 0
Tech | Schools K-12 | Space Cooling | District chilled water piped | TRC | New | NN3998 | Low U-Value Windows | Low U-Value Windows | NonEquip | 20 |  | 26.88% | Tech/Econ | 10% | 0 | 0 | 0
Tech | Schools K-12 | Space Cooling | District chilled water piped | TRC | New | NN3920 | HVAC tune-up_RTU | HVAC tune-up_RTU | NonEquip | 5 | Packaged air conditioning units (RTUs) | 0% | Tech/Econ | 5% | 0 | 0 | 0
Tech | Schools K-12 | Space Cooling | District chilled water piped | TRC | New | NN3894 | HVAC tune-up | HVAC tune-up | NonEquip | 5 | Residential-type central air conditioners | 0% | Tech/Econ | 5% | 0 | 0 | 0
Tech | Schools K-12 | Space Cooling | District chilled water piped | TRC | New | NN3816 | Green Roof | Green Roof | NonEquip | 15 |  | 0.63% | Tech/Econ | 2.177% | 0 | 0 | 0
Tech | Schools K-12 | Space Cooling | District chilled water piped | TRC | New | NN3686 | Facility Energy Management System | Facility Energy Management System | NonEquip | 15 |  | 4.276% | Tech/Econ | 20% | 163.4001 | 0.034248 | 0
Tech | Schools K-12 | Space Cooling | District chilled water piped | TRC | New | NN3634 | Facility Commissioning | Facility Commissioning | NonEquip | 10 |  | 71.67% | Tech/Econ | 16% | 2172.2439 | 0.38032 | 0.008677
Tech | Schools K-12 | Space Cooling | District chilled water piped | TRC | New | NN3608 | Energy Recovery Ventilation System (ERV) | Energy Recovery Ventilation System (ERV) | NonEquip | 15 | Packaged air conditioning units (RTUs) | 0% | Tech/Econ | 10.24% | 0 | 0 | 0
Tech | Schools K-12 | Space Cooling | District chilled water piped | TRC | New | NN3530 | Duct Sealing Repair | Duct Sealing Repair | NonEquip | 15 |  | 0% | Tech/Econ | 12% | 0 | 0 | 0
Tech | Schools K-12 | Space Cooling | District chilled water piped | TRC | New | NN3478 | Duct Insulation | Duct Insulation | NonEquip | 15 |  | 0% | Tech/Econ | 2.045% | 0 | 0 | 0
Tech | Schools K-12 | Space Cooling | District chilled water piped | TRC | New | NN3426 | Dedicated Outdoor Air System on VRF unit | Dedicated Outdoor Air System on VRF unit | NonEquip | 15 | Residential-type central air conditioners | 0% | Tech/Econ | 17.5% | 0 | 0 | 0
Tech | Schools K-12 | Space Cooling | District chilled water piped | TRC | New | NN3374 | Cool Roof | Cool Roof | NonEquip | 15 |  | 72.18% | Tech/Econ | 4.029% | 0 | 0 | 0
Tech | Schools K-12 | Space Cooling | District chilled water piped | TRC | New | NN3322 | Chilled Water System - Variable Speed Drives | Chilled Water System - Variable Speed Drives | NonEquip | 13 | Central chillers inside | 0% | Tech/Econ | 24.74% | 0 | 0 | 0
Tech | Schools K-12 | Space Cooling | District chilled water piped | TRC | New | NN3296 | Chilled Water Controls Optimization | Chilled Water Controls Optimization | NonEquip | 10 | Central chillers inside | 0% | Tech/Econ | 12.5% | 0 | 0 | 0
Tech | Schools K-12 | Space Cooling | District chilled water piped | TRC | New | NN3218 | Ceiling Insulation(R2 to R38) | Ceiling Insulation(R2 to R38) | NonEquip | 20 |  | 0% | Tech/Econ | 25.63% | 0 | 0 | 0
Tech | Schools K-12 | Space Cooling | District chilled water piped | TRC | New | NN3114 | Ceiling Insulation(R12 to R38) | Ceiling Insulation(R12 to R38) | NonEquip | 20 |  | 0% | Tech/Econ | 3.085% | 0 | 0 | 0
Tech | Schools K-12 | Space Cooling | District chilled water piped | TRC | New | NN3062 | Airside Economizer | Airside Economizer | NonEquip | 10 | Packaged air conditioning units (RTUs) | 0% | Tech/Econ | 5.556% | 0 | 0 | 0
Tech | Schools K-12 | Space Cooling | District chilled water piped | TRC | Existing | NE5363 | Retro-Commissioning | Retro-Commissioning | NonEquip | 5 |  | 21.99% | Tech/Econ | 16% | 72863.6947 | 12.1815 | 0
Tech | Schools K-12 | Space Cooling | District chilled water piped | TRC | Existing | NE5155 | ENERGY STAR certified buildings program | ENERGY STAR certified buildings program | NonEquip | 20 |  | 0% | Tech/Econ | 35% | 0 | 0 | 0
Tech | Schools K-12 | Space Cooling | District chilled water piped | TRC | Existing | NE4375 | Window Sun Protection | Window Sun Protection | NonEquip | 10 |  | 15.68% | Tech/Econ | 16% | 61021.1767 | 19.0001 | -1.0705
Tech | Schools K-12 | Space Cooling | District chilled water piped | TRC | Existing | NE4349 | Waterside Economizer | Waterside Economizer | NonEquip | 20 |  | 0% | Tech/Econ | 5.556% | 0 | 0 | 0
Tech | Schools K-12 | Space Cooling | District chilled water piped | TRC | Existing | NE4219 | Wall Insulation | Wall Insulation | NonEquip | 20 |  | 0% | Tech/Econ | 7.45% | 0 | 0 | 0
Tech | Schools K-12 | Space Cooling | District chilled water piped | TRC | Existing | NE4141 | Smart Thermostat | Smart Thermostat | NonEquip | 11 |  | 45.33% | Tech/Econ | 10% | 107499.3573 | 1.2764 | 0
Tech | Schools K-12 | Space Cooling | District chilled water piped | TRC | Existing | NE4115 | Roof Insulation | Roof Insulation | NonEquip | 20 |  | 37.5% | Tech/Econ | 3.757% | 29822.9516 | 0.59677 | 0
Tech | Schools K-12 | Space Cooling | District chilled water piped | TRC | Existing | NE4037 | Programmable Thermostat | Programmable Thermostat | NonEquip | 11 |  | 0% | Tech/Econ | 3.6% | 0 | 0 | 0
Tech | Schools K-12 | Space Cooling | District chilled water piped | TRC | Existing | NE3985 | Low U-Value Windows | Low U-Value Windows | NonEquip | 20 |  | 10.75% | Tech/Econ | 46% | 126738.9994 | 47.1093 | 0
Tech | Schools K-12 | Space Cooling | District chilled water piped | TRC | Existing | NE3907 | HVAC tune-up_RTU | HVAC tune-up_RTU | NonEquip | 5 | Packaged air conditioning units (RTUs) | 0% | Tech/Econ | 5% | 0 | 0 | 0
Tech | Schools K-12 | Space Cooling | District chilled water piped | TRC | Existing | NE3881 | HVAC tune-up | HVAC tune-up | NonEquip | 5 | Residential-type central air conditioners | 0% | Tech/Econ | 5% | 0 | 0 | 0
Tech | Schools K-12 | Space Cooling | District chilled water piped | TRC | Existing | NE3803 | Green Roof | Green Roof | NonEquip | 15 |  | 0.126% | Tech/Econ | 2.177% | 54.8213 | 0.023289 | 0
Tech | Schools K-12 | Space Cooling | District chilled water piped | TRC | Existing | NE3751 | Floor Insulation | Floor Insulation | NonEquip | 20 |  | 6.749% | Tech/Econ | 0.9857% | 1329.304 | 0.0266 | 0
Tech | Schools K-12 | Space Cooling | District chilled water piped | TRC | Existing | NE3673 | Facility Energy Management System | Facility Energy Management System | NonEquip | 15 |  | 0.7167% | Tech/Econ | 20% | 3491.9296 | 0.73189 | 0
Tech | Schools K-12 | Space Cooling | District chilled water piped | TRC | Existing | NE3595 | Energy Recovery Ventilation System (ERV) | Energy Recovery Ventilation System (ERV) | NonEquip | 15 | Packaged air conditioning units (RTUs) | 0% | Tech/Econ | 10.24% | 0 | 0 | 0
Tech | Schools K-12 | Space Cooling | District chilled water piped | TRC | Existing | NE3517 | Duct Sealing Repair | Duct Sealing Repair | NonEquip | 15 |  | 0% | Tech/Econ | 12% | 0 | 0 | 0
Tech | Schools K-12 | Space Cooling | District chilled water piped | TRC | Existing | NE3465 | Duct Insulation | Duct Insulation | NonEquip | 15 |  | 0% | Tech/Econ | 2.045% | 0 | 0 | 0
Tech | Schools K-12 | Space Cooling | District chilled water piped | TRC | Existing | NE3413 | Dedicated Outdoor Air System on VRF unit | Dedicated Outdoor Air System on VRF unit | NonEquip | 15 | Residential-type central air conditioners | 0% | Tech/Econ | 17.5% | 0 | 0 | 0
Tech | Schools K-12 | Space Cooling | District chilled water piped | TRC | Existing | NE3361 | Cool Roof | Cool Roof | NonEquip | 15 |  | 72.68% | Tech/Econ | 4.029% | 63854.0278 | 27.1265 | 0
Tech | Schools K-12 | Space Cooling | District chilled water piped | TRC | Existing | NE3309 | Chilled Water System - Variable Speed Drives | Chilled Water System - Variable Speed Drives | NonEquip | 13 | Central chillers inside | 0% | Tech/Econ | 24.74% | 0 | 0 | 0
Tech | Schools K-12 | Space Cooling | District chilled water piped | TRC | Existing | NE3283 | Chilled Water Controls Optimization | Chilled Water Controls Optimization | NonEquip | 10 | Central chillers inside | 0% | Tech/Econ | 12.5% | 0 | 0 | 0
Tech | Schools K-12 | Space Cooling | District chilled water piped | TRC | Existing | NE3205 | Ceiling Insulation(R2 to R38) | Ceiling Insulation(R2 to R38) | NonEquip | 20 |  | 0% | Tech/Econ | 25.63% | 0 | 0 | 0
Tech | Schools K-12 | Space Cooling | District chilled water piped | TRC | Existing | NE3153 | Ceiling Insulation(R19 to R38) | Ceiling Insulation(R19 to R38) | NonEquip | 20 |  | 0% | Tech/Econ | 1.424% | 0 | 0 | 0
Tech | Schools K-12 | Space Cooling | District chilled water piped | TRC | Existing | NE3101 | Ceiling Insulation(R12 to R38) | Ceiling Insulation(R12 to R38) | NonEquip | 20 |  | 0% | Tech/Econ | 3.085% | 0 | 0 | 0
Tech | Schools K-12 | Space Cooling | District chilled water piped | TRC | Existing | NE3049 | Airside Economizer | Airside Economizer | NonEquip | 10 | Packaged air conditioning units (RTUs) | 0% | Tech/Econ | 5.556% | 0 | 0 | 0
Tech | Schools K-12 | Space Cooling | District chilled water piped | TRC | Turnover | ET949 | High Efficiency Chiller (Air Cooled, 50 tons) | High Efficiency Chiller (Air Cooled, 50 tons) | Equip | 20 | District chilled water piped | 28.37% | Tech/Econ | 8.759% | 56260.9969 | 13.0471 | 3.0095
Tech | Schools K-12 | Space Cooling | District chilled water piped | TRC | Turnover | ET1105 | High Efficiency Chiller (Water cooled-positive displacement, 100 tons) | High Efficiency Chiller (Water cooled-positive displacement, 100 tons) | Equip | 20 | District chilled water piped | 28.37% | Tech/Econ | 2.683% | 15883.6185 | 5.0954 | 0.050164
Tech | Schools K-12 | Space Cooling | District chilled water piped | TRC | Turnover | ET1027 | High Efficiency Chiller (Water cooled-centrifugal, 200 tons) | High Efficiency Chiller (Water cooled-centrifugal, 200 tons) | Equip | 20 | District chilled water piped | 28.37% | Tech/Econ | 4.362% | 27324.0996 | 8.7654 | 0.086296
Tech | Schools K-12 | Space Cooling | District chilled water piped | TRC | New | EN975 | High Efficiency Chiller (Air Cooled, 50 tons) | High Efficiency Chiller (Air Cooled, 50 tons) | Equip | 20 | District chilled water piped | 28.37% | Tech/Econ | 8.759% | 402.9683 | 0.09345 | 0.021556
Tech | Schools K-12 | Space Cooling | District chilled water piped | TRC | New | EN1131 | High Efficiency Chiller (Water cooled-positive displacement, 100 tons) | High Efficiency Chiller (Water cooled-positive displacement, 100 tons) | Equip | 20 | District chilled water piped | 28.37% | Tech/Econ | 2.683% | 118.8729 | 0.038134 | 0.00037543
Tech | Schools K-12 | Space Cooling | District chilled water piped | TRC | New | EN1053 | High Efficiency Chiller (Water cooled-centrifugal, 200 tons) | High Efficiency Chiller (Water cooled-centrifugal, 200 tons) | Equip | 20 | District chilled water piped | 28.37% | Tech/Econ | 4.362% | 195.7083 | 0.062782 | 0.00061809
Tech | Schools K-12 | Refrigeration | Display cases | TRC | New | NN5324 | Retro-Commissioning | Retro-Commissioning | NonEquip | 5 |  | 0% | Tech/Econ | 16% | 0 | 0 | 0
Tech | Schools K-12 | Refrigeration | Display cases | TRC | New | NN5116 | ENERGY STAR certified buildings program | ENERGY STAR certified buildings program | NonEquip | 20 |  | 0% | Tech/Econ | 35% | 0 | 0 | 0
Tech | Schools K-12 | Refrigeration | Display cases | TRC | New | NN4908 | Strip Curtains for Walk-ins | Strip Curtains for Walk-ins | NonEquip | 4 | Walk-in cooler | 0% | Tech/Econ | 2.115% | 0 | 0 | 0
Tech | Schools K-12 | Refrigeration | Display cases | TRC | New | NN4882 | Refrigerated Display Case Lighting Controls | Refrigerated Display Case Lighting Controls | NonEquip | 8 | Display cases | 0% | Tech/Econ | 0.9365% | 0 | 0 | 0
Tech | Schools K-12 | Refrigeration | Display cases | TRC | New | NN4856 | PSC to ECM Evaporator Fan Motor (Walk-In, Refrigerator) | PSC to ECM Evaporator Fan Motor (Walk-In, Refrigerator) | NonEquip | 15 | Walk-in cooler | 0% | Tech/Econ | 37.5% | 0 | 0 | 0
Tech | Schools K-12 | Refrigeration | Display cases | TRC | New | NN4830 | PSC to ECM Evaporator Fan Motor (Reach-In) | PSC to ECM Evaporator Fan Motor (Reach-In) | NonEquip | 15 | Display cases | 68.68% | Tech/Econ | 37.5% | 54.8081 | 0.0071062 | 0.0059523
Tech | Schools K-12 | Refrigeration | Display cases | TRC | New | NN4804 | Night Covers for Display Cases | Night Covers for Display Cases | NonEquip | 5 | Display cases | 0% | Tech/Econ | 1.877% | 0 | 0 | 0
Tech | Schools K-12 | Refrigeration | Display cases | TRC | New | NN4778 | High R-Value Glass Doors | High R-Value Glass Doors | NonEquip | 12 | Display cases | 0% | Tech/Econ | 0% | 0 | 0 | 0
Tech | Schools K-12 | Refrigeration | Display cases | TRC | New | NN4752 | High Efficiency Refrigeration Compressor | High Efficiency Refrigeration Compressor | NonEquip | 13 | Display cases | 4.199% | Tech/Econ | 6.922% | 0.45925 | 5.9544e-05 | 4.9875e-05
Tech | Schools K-12 | Refrigeration | Display cases | TRC | New | NN4726 | Freezer-Cooler Replacement Gaskets | Freezer-Cooler Replacement Gaskets | NonEquip | 4 | Display cases | 0% | Tech/Econ | 0% | 0 | 0 | 0
Tech | Schools K-12 | Refrigeration | Display cases | TRC | New | NN4700 | Floating Head Pressure Controls | Floating Head Pressure Controls | NonEquip | 15 |  | 27.37% | Tech/Econ | 6.05% | 2.6089 | 0.00033826 | 0.00028333
Tech | Schools K-12 | Refrigeration | Display cases | TRC | New | NN4674 | Demand Defrost | Demand Defrost | NonEquip | 10 | Walk-in cooler | 0% | Tech/Econ | 30% | 0 | 0 | 0
Tech | Schools K-12 | Refrigeration | Display cases | TRC | New | NN4648 | Automatic Door Closer for Walk-in Coolers and Freezers | Automatic Door Closer for Walk-in Coolers and Freezers | NonEquip | 8 | Walk-in cooler | 0% | Tech/Econ | 3.131% | 0 | 0 | 0
Tech | Schools K-12 | Refrigeration | Display cases | TRC | New | NN4622 | Anti-Sweat Controls | Anti-Sweat Controls | NonEquip | 8 | Display cases | 0% | Tech/Econ | 85% | 0 | 0 | 0
Tech | Schools K-12 | Refrigeration | Display cases | TRC | Existing | NE5311 | Retro-Commissioning | Retro-Commissioning | NonEquip | 5 |  | 21.99% | Tech/Econ | 16% | 857.5426 | 0.14337 | 0.44449
Tech | Schools K-12 | Refrigeration | Display cases | TRC | Existing | NE5103 | ENERGY STAR certified buildings program | ENERGY STAR certified buildings program | NonEquip | 20 |  | 0% | Tech/Econ | 35% | 0 | 0 | 0
Tech | Schools K-12 | Refrigeration | Display cases | TRC | Existing | NE4895 | Strip Curtains for Walk-ins | Strip Curtains for Walk-ins | NonEquip | 4 | Walk-in cooler | 0% | Tech/Econ | 2.115% | 0 | 0 | 0
Tech | Schools K-12 | Refrigeration | Display cases | TRC | Existing | NE4869 | Refrigerated Display Case Lighting Controls | Refrigerated Display Case Lighting Controls | NonEquip | 8 | Display cases | 0% | Tech/Econ | 2.524% | 0 | 0 | 0
Tech | Schools K-12 | Refrigeration | Display cases | TRC | Existing | NE4843 | PSC to ECM Evaporator Fan Motor (Walk-In, Refrigerator) | PSC to ECM Evaporator Fan Motor (Walk-In, Refrigerator) | NonEquip | 15 | Walk-in cooler | 0% | Tech/Econ | 37.5% | 0 | 0 | 0
Tech | Schools K-12 | Refrigeration | Display cases | TRC | Existing | NE4817 | PSC to ECM Evaporator Fan Motor (Reach-In) | PSC to ECM Evaporator Fan Motor (Reach-In) | NonEquip | 15 | Display cases | 17.17% | Tech/Econ | 37.5% | 1694.0389 | 0.21964 | 0.18398
Tech | Schools K-12 | Refrigeration | Display cases | TRC | Existing | NE4791 | Night Covers for Display Cases | Night Covers for Display Cases | NonEquip | 5 | Display cases | 0% | Tech/Econ | 1.877% | 0 | 0 | 0
Tech | Schools K-12 | Refrigeration | Display cases | TRC | Existing | NE4765 | High R-Value Glass Doors | High R-Value Glass Doors | NonEquip | 12 | Display cases | 0% | Tech/Econ | 23.81% | 0 | 0 | 0
Tech | Schools K-12 | Refrigeration | Display cases | TRC | Existing | NE4739 | High Efficiency Refrigeration Compressor | High Efficiency Refrigeration Compressor | NonEquip | 13 | Display cases | 14.15% | Tech/Econ | 6.922% | 241.1553 | 0.031267 | 0.02619
Tech | Schools K-12 | Refrigeration | Display cases | TRC | Existing | NE4713 | Freezer-Cooler Replacement Gaskets | Freezer-Cooler Replacement Gaskets | NonEquip | 4 | Display cases | 63.61% | Tech/Econ | 3.131% | 460.565 | 0.059715 | 0.050018
Tech | Schools K-12 | Refrigeration | Display cases | TRC | Existing | NE4687 | Floating Head Pressure Controls | Floating Head Pressure Controls | NonEquip | 15 |  | 27.37% | Tech/Econ | 6.05% | 389.4625 | 0.050496 | 0.042297
Tech | Schools K-12 | Refrigeration | Display cases | TRC | Existing | NE4661 | Demand Defrost | Demand Defrost | NonEquip | 10 | Walk-in cooler | 0% | Tech/Econ | 30% | 0 | 0 | 0
Tech | Schools K-12 | Refrigeration | Display cases | TRC | Existing | NE4635 | Automatic Door Closer for Walk-in Coolers and Freezers | Automatic Door Closer for Walk-in Coolers and Freezers | NonEquip | 8 | Walk-in cooler | 0% | Tech/Econ | 3.131% | 0 | 0 | 0
Tech | Schools K-12 | Refrigeration | Display cases | TRC | Existing | NE4609 | Anti-Sweat Controls | Anti-Sweat Controls | NonEquip | 8 | Display cases | 9.21% | Tech/Econ | 85% | 2234.5807 | 0.28972 | 0.24268
Tech | Schools K-12 | Refrigeration | Display cases | TRC | Turnover | ET2620 | Refrigerated Display Case LED Lighting | Refrigerated Display Case LED Lighting | Equip | 8 | Display cases | 0% | Tech/Econ | 6.613% | 0 | 0 | 0
Tech | Schools K-12 | Refrigeration | Display cases | TRC | Turnover | ET2464 | Energy Star Commercial Solid Door Refrigerator | Energy Star Commercial Solid Door Refrigerator | Equip | 12 | Display cases | 0% | Tech/Econ | 50.28% | 0 | 0 | 0
Tech | Schools K-12 | Refrigeration | Display cases | TRC | Turnover | ET2425 | Energy Star Commercial Solid Door Freezer | Energy Star Commercial Solid Door Freezer | Equip | 12 | Display cases | 0% | Tech/Econ | 42.11% | 0 | 0 | 0
Tech | Schools K-12 | Refrigeration | Display cases | TRC | Turnover | ET2386 | Energy Star Commercial Glass Door Refrigerator | Energy Star Commercial Glass Door Refrigerator | Equip | 12 | Display cases | 0% | Tech/Econ | 37.88% | 0 | 0 | 0
Tech | Schools K-12 | Refrigeration | Display cases | TRC | Turnover | ET2347 | Energy Star Commercial Glass Door Freezer | Energy Star Commercial Glass Door Freezer | Equip | 12 | Display cases | 0% | Tech/Econ | 40.57% | 0 | 0 | 0
Tech | Schools K-12 | Refrigeration | Display cases | TRC | New | EN2646 | Refrigerated Display Case LED Lighting | Refrigerated Display Case LED Lighting | Equip | 8 | Display cases | 0% | Tech/Econ | 0% | 0 | 0 | 0
Tech | Schools K-12 | Refrigeration | Display cases | TRC | New | EN2490 | Energy Star Commercial Solid Door Refrigerator | Energy Star Commercial Solid Door Refrigerator | Equip | 12 | Display cases | 0% | Tech/Econ | 50.28% | 0 | 0 | 0
Tech | Schools K-12 | Refrigeration | Display cases | TRC | New | EN2451 | Energy Star Commercial Solid Door Freezer | Energy Star Commercial Solid Door Freezer | Equip | 12 | Display cases | 0% | Tech/Econ | 42.11% | 0 | 0 | 0
Tech | Schools K-12 | Refrigeration | Display cases | TRC | New | EN2412 | Energy Star Commercial Glass Door Refrigerator | Energy Star Commercial Glass Door Refrigerator | Equip | 12 | Display cases | 0% | Tech/Econ | 37.88% | 0 | 0 | 0
Tech | Schools K-12 | Refrigeration | Display cases | TRC | New | EN2373 | Energy Star Commercial Glass Door Freezer | Energy Star Commercial Glass Door Freezer | Equip | 12 | Display cases | 0% | Tech/Econ | 40.57% | 0 | 0 | 0
Tech | Schools K-12 | Cooking | Cooking Other | TRC | New | NN5090 | ENERGY STAR certified buildings program | ENERGY STAR certified buildings program | NonEquip | 20 |  | 0% | Tech/Econ | 35% | 0 | 0 | 0
Tech | Schools K-12 | Cooking | Cooking Other | TRC | Existing | NE5077 | ENERGY STAR certified buildings program | ENERGY STAR certified buildings program | NonEquip | 20 |  | 0% | Tech/Econ | 35% | 0 | 0 | 0
Tech | Schools K-12 | Cooking | Cooking Other | TRC | Turnover | ET247 | Induction Cooktops | Induction Cooktops | Equip | 10 | Cooking Other | 4.728% | Tech/Econ | 18.82% | 1462.9673 | 0.31545 | 0.12989
Tech | Schools K-12 | Cooking | Cooking Other | TRC | Turnover | ET169 | Energy Star Hot Food Holding Cabinet | Energy Star Hot Food Holding Cabinet | Equip | 12 | Cooking Other | 26.95% | Tech/Econ | 52.67% | 28514.6799 | 5.2513 | 2.541
Tech | Schools K-12 | Cooking | Cooking Other | TRC | Turnover | ET130 | Energy Star Griddle | Energy Star Griddle | Equip | 12 | Cooking Other | 41% | Tech/Econ | 12.08% | 8066.9246 | 1.333 | 0.34114
Tech | Schools K-12 | Cooking | Cooking Other | TRC | Turnover | ET13 | Efficient Exhaust Hood | Efficient Exhaust Hood | Equip | 15 | Cooking Other | 10.93% | Tech/Econ | 42.5% | 8004.9755 | 1.75 | 0.68689
Tech | Schools K-12 | Cooking | Cooking Other | TRC | New | EN39 | Efficient Exhaust Hood | Efficient Exhaust Hood | Equip | 15 | Cooking Other | 10.93% | Tech/Econ | 42.5% | 59.6784 | 0.013047 | 0.0051209
Tech | Schools K-12 | Cooking | Cooking Other | TRC | New | EN273 | Induction Cooktops | Induction Cooktops | Equip | 10 | Cooking Other | 4.728% | Tech/Econ | 18.82% | 10.9067 | 0.0023518 | 0.00096837
Tech | Schools K-12 | Cooking | Cooking Other | TRC | New | EN195 | Energy Star Hot Food Holding Cabinet | Energy Star Hot Food Holding Cabinet | Equip | 12 | Cooking Other | 26.95% | Tech/Econ | 52.67% | 212.5817 | 0.039149 | 0.018943
Tech | Schools K-12 | Cooking | Cooking Other | TRC | New | EN156 | Energy Star Griddle | Energy Star Griddle | Equip | 12 | Cooking Other | 41% | Tech/Econ | 12.08% | 60.1403 | 0.0099374 | 0.0025432
Tech | Schools K-12 | Office Equipment | Computers | TRC | New | NN5064 | ENERGY STAR certified buildings program | ENERGY STAR certified buildings program | NonEquip | 20 |  | 0% | Tech/Econ | 35% | 0 | 0 | 0
Tech | Schools K-12 | Office Equipment | Computers | TRC | New | NN4596 | Smart Strip Plug Outlet | Smart Strip Plug Outlet | NonEquip | 4 |  | 43.9% | Tech/Econ | 1.187% | 6.2241 | 0.00092549 | 0.0006432
Tech | Schools K-12 | Office Equipment | Computers | TRC | New | NN4570 | Network PC Power Management | Network PC Power Management | NonEquip | 5 | Computers | 22.4% | Tech/Econ | 56.5% | 203.9949 | 0.030344 | 0.021133
Tech | Schools K-12 | Office Equipment | Computers | TRC | Existing | NE5051 | ENERGY STAR certified buildings program | ENERGY STAR certified buildings program | NonEquip | 20 |  | 0% | Tech/Econ | 35% | 0 | 0 | 0
Tech | Schools K-12 | Office Equipment | Computers | TRC | Existing | NE4583 | Smart Strip Plug Outlet | Smart Strip Plug Outlet | NonEquip | 4 |  | 43.9% | Tech/Econ | 1.187% | 834.8697 | 0.12414 | 0.086276
Tech | Schools K-12 | Office Equipment | Computers | TRC | Existing | NE4557 | Network PC Power Management | Network PC Power Management | NonEquip | 5 | Computers | 22.4% | Tech/Econ | 56.5% | 27362.8897 | 4.0702 | 2.8347
Tech | Schools K-12 | Office Equipment | Computers | TRC | Turnover | ET2191 | Energy Star PCs | Energy Star PCs | Equip | 4 | Computers | 35% | Tech/Econ | 43.34% | 28652.4069 | 4.0806 | 1.5828
Tech | Schools K-12 | Office Equipment | Computers | TRC | New | EN2217 | Energy Star PCs | Energy Star PCs | Equip | 4 | Computers | 35% | Tech/Econ | 43.34% | 213.6085 | 0.030422 | 0.0118
Tech | Schools K-12 | Domestic Hot Water | Centralized water heaters | TRC | New | NN5428 | Retro-Commissioning | Retro-Commissioning | NonEquip | 5 |  | 0% | Tech/Econ | 16% | 0 | 0 | 0
Tech | Schools K-12 | Domestic Hot Water | Centralized water heaters | TRC | New | NN5220 | ENERGY STAR certified buildings program | ENERGY STAR certified buildings program | NonEquip | 20 |  | 0% | Tech/Econ | 35% | 0 | 0 | 0
Tech | Schools K-12 | Domestic Hot Water | Centralized water heaters | TRC | New | NN2932 | Thermostatic Shower Restriction Valve | Thermostatic Shower Restriction Valve | NonEquip | 10 | Centralized water heaters | 0% | Tech/Econ | 28.62% | 0 | 0 | 0
Tech | Schools K-12 | Domestic Hot Water | Centralized water heaters | TRC | New | NN2906 | Tank Wrap on Water Heater | Tank Wrap on Water Heater | NonEquip | 7 | Centralized water heaters | 0% | Tech/Econ | 8.425% | 0 | 0 | 0
Tech | Schools K-12 | Domestic Hot Water | Centralized water heaters | TRC | New | NN2880 | Low-Flow Pre-Rinse Sprayers | Low-Flow Pre-Rinse Sprayers | NonEquip | 5 | Centralized water heaters | 0% | Tech/Econ | 37.86% | 0 | 0 | 0
Tech | Schools K-12 | Domestic Hot Water | Centralized water heaters | TRC | New | NN2854 | Low Flow Shower Head | Low Flow Shower Head | NonEquip | 10 | Centralized water heaters | 0% | Tech/Econ | 5.798% | 0 | 0 | 0
Tech | Schools K-12 | Domestic Hot Water | Centralized water heaters | TRC | New | NN2828 | Hot Water Pipe Insulation | Hot Water Pipe Insulation | NonEquip | 13 | Centralized water heaters | 22.45% | Tech/Econ | 45.23% | 307.1024 | 0.034308 | 0.038558
Tech | Schools K-12 | Domestic Hot Water | Centralized water heaters | TRC | New | NN2802 | Hot Water Circulation Pump Control | Hot Water Circulation Pump Control | NonEquip | 15 | Centralized water heaters | 0% | Tech/Econ | 21.72% | 0 | 0 | 0
Tech | Schools K-12 | Domestic Hot Water | Centralized water heaters | TRC | New | NN2776 | Faucet Aerator | Faucet Aerator | NonEquip | 10 | Centralized water heaters | 23.64% | Tech/Econ | 2.731% | 0 | 0 | 0
Tech | Schools K-12 | Domestic Hot Water | Centralized water heaters | TRC | New | NN2750 | Drain Water Heat Recovery | Drain Water Heat Recovery | NonEquip | 15 | Centralized water heaters | 22.45% | Tech/Econ | 12.27% | 2.6329 | 0.00063732 | 0.00030306
Tech | Schools K-12 | Domestic Hot Water | Centralized water heaters | TRC | Existing | NE5415 | Retro-Commissioning | Retro-Commissioning | NonEquip | 5 |  | 21.99% | Tech/Econ | 16% | 10910.9324 | 1.8241 | 5.6555
Tech | Schools K-12 | Domestic Hot Water | Centralized water heaters | TRC | Existing | NE5207 | ENERGY STAR certified buildings program | ENERGY STAR certified buildings program | NonEquip | 20 |  | 0% | Tech/Econ | 35% | 0 | 0 | 0
Tech | Schools K-12 | Domestic Hot Water | Centralized water heaters | TRC | Existing | NE2919 | Thermostatic Shower Restriction Valve | Thermostatic Shower Restriction Valve | NonEquip | 10 | Centralized water heaters | 0% | Tech/Econ | 27.38% | 0 | 0 | 0
Tech | Schools K-12 | Domestic Hot Water | Centralized water heaters | TRC | Existing | NE2893 | Tank Wrap on Water Heater | Tank Wrap on Water Heater | NonEquip | 7 | Centralized water heaters | 0% | Tech/Econ | 8.425% | 0 | 0 | 0
Tech | Schools K-12 | Domestic Hot Water | Centralized water heaters | TRC | Existing | NE2867 | Low-Flow Pre-Rinse Sprayers | Low-Flow Pre-Rinse Sprayers | NonEquip | 5 | Centralized water heaters | 0% | Tech/Econ | 36.1% | 0 | 0 | 0
Tech | Schools K-12 | Domestic Hot Water | Centralized water heaters | TRC | Existing | NE2841 | Low Flow Shower Head | Low Flow Shower Head | NonEquip | 10 | Centralized water heaters | 0% | Tech/Econ | 5.547% | 0 | 0 | 0
Tech | Schools K-12 | Domestic Hot Water | Centralized water heaters | TRC | Existing | NE2815 | Hot Water Pipe Insulation | Hot Water Pipe Insulation | NonEquip | 13 | Centralized water heaters | 4.299% | Tech/Econ | 43.27% | 7544.3974 | 0.84283 | 0.94722
Tech | Schools K-12 | Domestic Hot Water | Centralized water heaters | TRC | Existing | NE2789 | Hot Water Circulation Pump Control | Hot Water Circulation Pump Control | NonEquip | 15 | Centralized water heaters | 70.18% | Tech/Econ | 20.78% | 52943.1438 | 2.518 | 2.6452
Tech | Schools K-12 | Domestic Hot Water | Centralized water heaters | TRC | Existing | NE2763 | Faucet Aerator | Faucet Aerator | NonEquip | 10 | Centralized water heaters | 23.64% | Tech/Econ | 2.613% | 1842.1076 | 0.38393 | 0.23122
Tech | Schools K-12 | Domestic Hot Water | Centralized water heaters | TRC | Existing | NE2737 | Drain Water Heat Recovery | Drain Water Heat Recovery | NonEquip | 15 | Centralized water heaters | 2.67% | Tech/Econ | 12.27% | 980.4562 | 0.23732 | 0.11286
Tech | Schools K-12 | Domestic Hot Water | Centralized water heaters | TRC | Turnover | ET442 | Solar Water Heater | Solar Water Heater | Equip | 15 | Centralized water heaters | 18.91% | Tech/Econ | 76.67% | 84221.8265 | 6.2949 | 0.88377
Tech | Schools K-12 | Domestic Hot Water | Centralized water heaters | TRC | Turnover | ET364 | Heat Pump Water Heater | Heat Pump Water Heater | Equip | 10 | Centralized water heaters | 28.07% | Tech/Econ | 65.32% | 91052.2137 | 15.3872 | 10.2344
Tech | Schools K-12 | Domestic Hot Water | Centralized water heaters | TRC | Turnover | ET286 | Energy Star Commercial Dishwasher | Energy Star Commercial Dishwasher | Equip | 15 | Centralized water heaters | 29.7% | Tech/Econ | 29.58% | 34971.7048 | 2.5376 | -0.00026998
Tech | Schools K-12 | Domestic Hot Water | Centralized water heaters | TRC | New | EN468 | Solar Water Heater | Solar Water Heater | Equip | 15 | Centralized water heaters | 18.91% | Tech/Econ | 76.67% | 627.8879 | 0.04693 | 0.0065886
Tech | Schools K-12 | Domestic Hot Water | Centralized water heaters | TRC | New | EN390 | Heat Pump Water Heater | Heat Pump Water Heater | Equip | 10 | Centralized water heaters | 28.07% | Tech/Econ | 65.32% | 678.8096 | 0.11471 | 0.076299
Tech | Schools K-12 | Domestic Hot Water | Centralized water heaters | TRC | New | EN312 | Energy Star Commercial Dishwasher | Energy Star Commercial Dishwasher | Equip | 15 | Centralized water heaters | 29.7% | Tech/Econ | 29.58% | 238.6794 | 0.017319 | -1.8426e-06
Tech | Schools K-12 | Space Cooling | Central chillers inside | TRC | New | NN5376 | Retro-Commissioning | Retro-Commissioning | NonEquip | 5 |  | 0% | Tech/Econ | 16% | 0 | 0 | 0
Tech | Schools K-12 | Space Cooling | Central chillers inside | TRC | New | NN5168 | ENERGY STAR certified buildings program | ENERGY STAR certified buildings program | NonEquip | 20 |  | 0% | Tech/Econ | 35% | 0 | 0 | 0
Tech | Schools K-12 | Space Cooling | Central chillers inside | TRC | New | NN4388 | Window Sun Protection | Window Sun Protection | NonEquip | 10 |  | 15.35% | Tech/Econ | 16% | 422.9081 | 0.13168 | -0.0074189
Tech | Schools K-12 | Space Cooling | Central chillers inside | TRC | New | NN4362 | Waterside Economizer | Waterside Economizer | NonEquip | 20 |  | 0% | Tech/Econ | 5.556% | 0 | 0 | 0
Tech | Schools K-12 | Space Cooling | Central chillers inside | TRC | New | NN4154 | Smart Thermostat | Smart Thermostat | NonEquip | 11 |  | 45.33% | Tech/Econ | 10% | 141.53 | 0.0016805 | 0
Tech | Schools K-12 | Space Cooling | Central chillers inside | TRC | New | NN4050 | Programmable Thermostat | Programmable Thermostat | NonEquip | 11 |  | 0% | Tech/Econ | 3.6% | 0 | 0 | 0
Tech | Schools K-12 | Space Cooling | Central chillers inside | TRC | New | NN3998 | Low U-Value Windows | Low U-Value Windows | NonEquip | 20 |  | 26.88% | Tech/Econ | 10% | 0 | 0 | 0
Tech | Schools K-12 | Space Cooling | Central chillers inside | TRC | New | NN3920 | HVAC tune-up_RTU | HVAC tune-up_RTU | NonEquip | 5 | Packaged air conditioning units (RTUs) | 0% | Tech/Econ | 5% | 0 | 0 | 0
Tech | Schools K-12 | Space Cooling | Central chillers inside | TRC | New | NN3894 | HVAC tune-up | HVAC tune-up | NonEquip | 5 | Residential-type central air conditioners | 0% | Tech/Econ | 5% | 0 | 0 | 0
Tech | Schools K-12 | Space Cooling | Central chillers inside | TRC | New | NN3816 | Green Roof | Green Roof | NonEquip | 15 |  | 0.63% | Tech/Econ | 2.177% | 0 | 0 | 0
Tech | Schools K-12 | Space Cooling | Central chillers inside | TRC | New | NN3686 | Facility Energy Management System | Facility Energy Management System | NonEquip | 15 |  | 4.276% | Tech/Econ | 20% | 167.795 | 0.035169 | 0
Tech | Schools K-12 | Space Cooling | Central chillers inside | TRC | New | NN3634 | Facility Commissioning | Facility Commissioning | NonEquip | 10 |  | 71.67% | Tech/Econ | 16% | 2230.6695 | 0.39055 | 0.0089104
Tech | Schools K-12 | Space Cooling | Central chillers inside | TRC | New | NN3608 | Energy Recovery Ventilation System (ERV) | Energy Recovery Ventilation System (ERV) | NonEquip | 15 | Packaged air conditioning units (RTUs) | 0% | Tech/Econ | 10.24% | 0 | 0 | 0
Tech | Schools K-12 | Space Cooling | Central chillers inside | TRC | New | NN3530 | Duct Sealing Repair | Duct Sealing Repair | NonEquip | 15 |  | 0% | Tech/Econ | 12% | 0 | 0 | 0
Tech | Schools K-12 | Space Cooling | Central chillers inside | TRC | New | NN3478 | Duct Insulation | Duct Insulation | NonEquip | 15 |  | 0% | Tech/Econ | 2.045% | 0 | 0 | 0
Tech | Schools K-12 | Space Cooling | Central chillers inside | TRC | New | NN3426 | Dedicated Outdoor Air System on VRF unit | Dedicated Outdoor Air System on VRF unit | NonEquip | 15 | Residential-type central air conditioners | 0% | Tech/Econ | 17.5% | 0 | 0 | 0
Tech | Schools K-12 | Space Cooling | Central chillers inside | TRC | New | NN3374 | Cool Roof | Cool Roof | NonEquip | 15 |  | 72.18% | Tech/Econ | 4.029% | 0 | 0 | 0
Tech | Schools K-12 | Space Cooling | Central chillers inside | TRC | New | NN3322 | Chilled Water System - Variable Speed Drives | Chilled Water System - Variable Speed Drives | NonEquip | 13 | Central chillers inside | 73.99% | Tech/Econ | 24.74% | 4396.2938 | 0.40892 | 0.092944
Tech | Schools K-12 | Space Cooling | Central chillers inside | TRC | New | NN3296 | Chilled Water Controls Optimization | Chilled Water Controls Optimization | NonEquip | 10 | Central chillers inside | 34.04% | Tech/Econ | 12.5% | 546.2084 | 0.18055 | 4.0901e-05
Tech | Schools K-12 | Space Cooling | Central chillers inside | TRC | New | NN3218 | Ceiling Insulation(R2 to R38) | Ceiling Insulation(R2 to R38) | NonEquip | 20 |  | 0% | Tech/Econ | 25.63% | 0 | 0 | 0
Tech | Schools K-12 | Space Cooling | Central chillers inside | TRC | New | NN3114 | Ceiling Insulation(R12 to R38) | Ceiling Insulation(R12 to R38) | NonEquip | 20 |  | 0% | Tech/Econ | 3.085% | 0 | 0 | 0
Tech | Schools K-12 | Space Cooling | Central chillers inside | TRC | New | NN3062 | Airside Economizer | Airside Economizer | NonEquip | 10 | Packaged air conditioning units (RTUs) | 0% | Tech/Econ | 5.556% | 0 | 0 | 0
Tech | Schools K-12 | Space Cooling | Central chillers inside | TRC | Existing | NE5363 | Retro-Commissioning | Retro-Commissioning | NonEquip | 5 |  | 21.99% | Tech/Econ | 16% | 71639.4798 | 11.9768 | 0
Tech | Schools K-12 | Space Cooling | Central chillers inside | TRC | Existing | NE5155 | ENERGY STAR certified buildings program | ENERGY STAR certified buildings program | NonEquip | 20 |  | 0% | Tech/Econ | 35% | 0 | 0 | 0
Tech | Schools K-12 | Space Cooling | Central chillers inside | TRC | Existing | NE4375 | Window Sun Protection | Window Sun Protection | NonEquip | 10 |  | 15.68% | Tech/Econ | 16% | 62662.4283 | 19.5111 | -1.0993
Tech | Schools K-12 | Space Cooling | Central chillers inside | TRC | Existing | NE4349 | Waterside Economizer | Waterside Economizer | NonEquip | 20 |  | 0% | Tech/Econ | 5.556% | 0 | 0 | 0
Tech | Schools K-12 | Space Cooling | Central chillers inside | TRC | Existing | NE4219 | Wall Insulation | Wall Insulation | NonEquip | 20 |  | 0% | Tech/Econ | 7.45% | 0 | 0 | 0
Tech | Schools K-12 | Space Cooling | Central chillers inside | TRC | Existing | NE4141 | Smart Thermostat | Smart Thermostat | NonEquip | 11 |  | 45.33% | Tech/Econ | 10% | 105693.2134 | 1.255 | 0
Tech | Schools K-12 | Space Cooling | Central chillers inside | TRC | Existing | NE4115 | Roof Insulation | Roof Insulation | NonEquip | 20 |  | 37.5% | Tech/Econ | 3.757% | 29321.8831 | 0.58674 | 0
Tech | Schools K-12 | Space Cooling | Central chillers inside | TRC | Existing | NE4037 | Programmable Thermostat | Programmable Thermostat | NonEquip | 11 |  | 0% | Tech/Econ | 3.6% | 0 | 0 | 0
Tech | Schools K-12 | Space Cooling | Central chillers inside | TRC | Existing | NE3985 | Low U-Value Windows | Low U-Value Windows | NonEquip | 20 |  | 10.75% | Tech/Econ | 46% | 159309.2213 | 59.2157 | 0
Tech | Schools K-12 | Space Cooling | Central chillers inside | TRC | Existing | NE3907 | HVAC tune-up_RTU | HVAC tune-up_RTU | NonEquip | 5 | Packaged air conditioning units (RTUs) | 0% | Tech/Econ | 5% | 0 | 0 | 0
Tech | Schools K-12 | Space Cooling | Central chillers inside | TRC | Existing | NE3881 | HVAC tune-up | HVAC tune-up | NonEquip | 5 | Residential-type central air conditioners | 0% | Tech/Econ | 5% | 0 | 0 | 0
Tech | Schools K-12 | Space Cooling | Central chillers inside | TRC | Existing | NE3803 | Green Roof | Green Roof | NonEquip | 15 |  | 0.126% | Tech/Econ | 2.177% | 53.9002 | 0.022898 | 0
Tech | Schools K-12 | Space Cooling | Central chillers inside | TRC | Existing | NE3751 | Floor Insulation | Floor Insulation | NonEquip | 20 |  | 6.749% | Tech/Econ | 0.9857% | 1306.9698 | 0.026153 | 0
Tech | Schools K-12 | Space Cooling | Central chillers inside | TRC | Existing | NE3673 | Facility Energy Management System | Facility Energy Management System | NonEquip | 15 |  | 0.7167% | Tech/Econ | 20% | 3585.8501 | 0.75157 | 0
Tech | Schools K-12 | Space Cooling | Central chillers inside | TRC | Existing | NE3595 | Energy Recovery Ventilation System (ERV) | Energy Recovery Ventilation System (ERV) | NonEquip | 15 | Packaged air conditioning units (RTUs) | 0% | Tech/Econ | 10.24% | 0 | 0 | 0
Tech | Schools K-12 | Space Cooling | Central chillers inside | TRC | Existing | NE3517 | Duct Sealing Repair | Duct Sealing Repair | NonEquip | 15 |  | 0% | Tech/Econ | 12% | 0 | 0 | 0
Tech | Schools K-12 | Space Cooling | Central chillers inside | TRC | Existing | NE3465 | Duct Insulation | Duct Insulation | NonEquip | 15 |  | 0% | Tech/Econ | 2.045% | 0 | 0 | 0
Tech | Schools K-12 | Space Cooling | Central chillers inside | TRC | Existing | NE3413 | Dedicated Outdoor Air System on VRF unit | Dedicated Outdoor Air System on VRF unit | NonEquip | 15 | Residential-type central air conditioners | 0% | Tech/Econ | 17.5% | 0 | 0 | 0
Tech | Schools K-12 | Space Cooling | Central chillers inside | TRC | Existing | NE3361 | Cool Roof | Cool Roof | NonEquip | 15 |  | 72.68% | Tech/Econ | 4.029% | 62781.1883 | 26.6707 | 0
Tech | Schools K-12 | Space Cooling | Central chillers inside | TRC | Existing | NE3309 | Chilled Water System - Variable Speed Drives | Chilled Water System - Variable Speed Drives | NonEquip | 13 | Central chillers inside | 73.99% | Tech/Econ | 24.74% | 560536.0688 | 52.1376 | 11.8505
Tech | Schools K-12 | Space Cooling | Central chillers inside | TRC | Existing | NE3283 | Chilled Water Controls Optimization | Chilled Water Controls Optimization | NonEquip | 10 | Central chillers inside | 34.04% | Tech/Econ | 12.5% | 103635.8385 | 34.2577 | 0.0077604
Tech | Schools K-12 | Space Cooling | Central chillers inside | TRC | Existing | NE3205 | Ceiling Insulation(R2 to R38) | Ceiling Insulation(R2 to R38) | NonEquip | 20 |  | 0% | Tech/Econ | 25.63% | 0 | 0 | 0
Tech | Schools K-12 | Space Cooling | Central chillers inside | TRC | Existing | NE3153 | Ceiling Insulation(R19 to R38) | Ceiling Insulation(R19 to R38) | NonEquip | 20 |  | 0% | Tech/Econ | 1.424% | 0 | 0 | 0
Tech | Schools K-12 | Space Cooling | Central chillers inside | TRC | Existing | NE3101 | Ceiling Insulation(R12 to R38) | Ceiling Insulation(R12 to R38) | NonEquip | 20 |  | 0% | Tech/Econ | 3.085% | 0 | 0 | 0
Tech | Schools K-12 | Space Cooling | Central chillers inside | TRC | Existing | NE3049 | Airside Economizer | Airside Economizer | NonEquip | 10 | Packaged air conditioning units (RTUs) | 0% | Tech/Econ | 5.556% | 0 | 0 | 0
Tech | Schools K-12 | Space Cooling | Central chillers inside | TRC | Turnover | ET988 | High Efficiency Chiller (Water cooled-centrifugal, 200 tons) | High Efficiency Chiller (Water cooled-centrifugal, 200 tons) | Equip | 20 | Central chillers inside | 28.37% | Tech/Econ | 4.362% | 26865.0151 | 8.6181 | 0.084846
Tech | Schools K-12 | Space Cooling | Central chillers inside | TRC | Turnover | ET910 | High Efficiency Chiller (Air Cooled, 50 tons) | High Efficiency Chiller (Air Cooled, 50 tons) | Equip | 20 | Central chillers inside | 28.37% | Tech/Econ | 8.759% | 55315.7316 | 12.8279 | 2.959
Tech | Schools K-12 | Space Cooling | Central chillers inside | TRC | Turnover | ET1066 | High Efficiency Chiller (Water cooled-positive displacement, 100 tons) | High Efficiency Chiller (Water cooled-positive displacement, 100 tons) | Equip | 20 | Central chillers inside | 28.37% | Tech/Econ | 2.683% | 15616.7509 | 5.0098 | 0.049321
Tech | Schools K-12 | Space Cooling | Central chillers inside | TRC | New | EN936 | High Efficiency Chiller (Air Cooled, 50 tons) | High Efficiency Chiller (Air Cooled, 50 tons) | Equip | 20 | Central chillers inside | 28.37% | Tech/Econ | 8.759% | 0 | 0 | 0
Tech | Schools K-12 | Space Cooling | Central chillers inside | TRC | New | EN1092 | High Efficiency Chiller (Water cooled-positive displacement, 100 tons) | High Efficiency Chiller (Water cooled-positive displacement, 100 tons) | Equip | 20 | Central chillers inside | 28.37% | Tech/Econ | 2.683% | 0 | 0 | 0
Tech | Schools K-12 | Space Cooling | Central chillers inside | TRC | New | EN1014 | High Efficiency Chiller (Water cooled-centrifugal, 200 tons) | High Efficiency Chiller (Water cooled-centrifugal, 200 tons) | Equip | 20 | Central chillers inside | 28.37% | Tech/Econ | 4.362% | 0 | 0 | 0
Tech | Schools K-12 | Ventilation and Circulation | Central air-handling unit | TRC | New | NN5402 | Retro-Commissioning | Retro-Commissioning | NonEquip | 5 |  | 0% | Tech/Econ | 16% | 0 | 0 | 0
Tech | Schools K-12 | Ventilation and Circulation | Central air-handling unit | TRC | New | NN5194 | ENERGY STAR certified buildings program | ENERGY STAR certified buildings program | NonEquip | 20 |  | 0% | Tech/Econ | 35% | 0 | 0 | 0
Tech | Schools K-12 | Ventilation and Circulation | Central air-handling unit | TRC | New | NN4986 | VAV System | VAV System | NonEquip | 10 |  | 14.18% | Tech/Econ | 30% | 232.9249 | 0.066294 | 0.067277
Tech | Schools K-12 | Ventilation and Circulation | Central air-handling unit | TRC | New | NN4960 | Demand Controlled Ventilation | Demand Controlled Ventilation | NonEquip | 10 |  | 23.39% | Tech/Econ | 50% | 724.9984 | 0.075483 | 0.42497
Tech | Schools K-12 | Ventilation and Circulation | Central air-handling unit | TRC | New | NN4934 | CO Sensors for Parking Garage Exhaust | CO Sensors for Parking Garage Exhaust | NonEquip | 15 | Motor/Fan | 0% | Tech/Econ | 33% | 0 | 0 | 0
Tech | Schools K-12 | Ventilation and Circulation | Central air-handling unit | TRC | Existing | NE5389 | Retro-Commissioning | Retro-Commissioning | NonEquip | 5 |  | 21.99% | Tech/Econ | 16% | 24732.6446 | 4.1348 | 12.8197
Tech | Schools K-12 | Ventilation and Circulation | Central air-handling unit | TRC | Existing | NE5181 | ENERGY STAR certified buildings program | ENERGY STAR certified buildings program | NonEquip | 20 |  | 0% | Tech/Econ | 35% | 0 | 0 | 0
Tech | Schools K-12 | Ventilation and Circulation | Central air-handling unit | TRC | Existing | NE4973 | VAV System | VAV System | NonEquip | 10 |  | 14.18% | Tech/Econ | 30% | 31243.416 | 8.8923 | 9.0242
Tech | Schools K-12 | Ventilation and Circulation | Central air-handling unit | TRC | Existing | NE4947 | Demand Controlled Ventilation | Demand Controlled Ventilation | NonEquip | 10 |  | 23.39% | Tech/Econ | 50% | 97247.7613 | 10.1249 | 57.0033
Tech | Schools K-12 | Ventilation and Circulation | Central air-handling unit | TRC | Existing | NE4921 | CO Sensors for Parking Garage Exhaust | CO Sensors for Parking Garage Exhaust | NonEquip | 15 | Motor/Fan | 0% | Tech/Econ | 33% | 0 | 0 | 0
Tech | Schools K-12 | Interior Lighting | case lighting | TRC | New | NN5272 | Retro-Commissioning | Retro-Commissioning | NonEquip | 5 |  | 0% | Tech/Econ | 16% | 0 | 0 | 0
Tech | Schools K-12 | Interior Lighting | case lighting | TRC | New | NN5012 | ENERGY STAR certified buildings program | ENERGY STAR certified buildings program | NonEquip | 20 |  | 0% | Tech/Econ | 35% | 0 | 0 | 0
Tech | Schools K-12 | Interior Lighting | case lighting | TRC | New | NN4440 | Interior Lighting Controls | Interior Lighting Controls | NonEquip | 8 | Overhead (fluorescent/LED/CFL U-shape) | 0% | Tech/Econ | 28% | 0 | 0 | 0
Tech | Schools K-12 | Interior Lighting | case lighting | TRC | New | NN4414 | Bi-Level Lighting Control (Interior) | Bi-Level Lighting Control (Interior) | NonEquip | 8 | Overhead (fluorescent/LED/CFL U-shape) | 0% | Tech/Econ | 31% | 0 | 0 | 0
Tech | Schools K-12 | Interior Lighting | case lighting | TRC | New | NN3712 | Facility Energy Management System | Facility Energy Management System | NonEquip | 15 |  | 4.276% | Tech/Econ | 24% | 0.39405 | 8.2591e-05 | 7.1021e-06
Tech | Schools K-12 | Interior Lighting | case lighting | TRC | Existing | NE5259 | Retro-Commissioning | Retro-Commissioning | NonEquip | 5 |  | 21.99% | Tech/Econ | 16% | 180.8993 | 0.030243 | 0.093765
Tech | Schools K-12 | Interior Lighting | case lighting | TRC | Existing | NE4999 | ENERGY STAR certified buildings program | ENERGY STAR certified buildings program | NonEquip | 20 |  | 0% | Tech/Econ | 35% | 0 | 0 | 0
Tech | Schools K-12 | Interior Lighting | case lighting | TRC | Existing | NE4427 | Interior Lighting Controls | Interior Lighting Controls | NonEquip | 8 | Overhead (fluorescent/LED/CFL U-shape) | 0% | Tech/Econ | 28% | 0 | 0 | 0
Tech | Schools K-12 | Interior Lighting | case lighting | TRC | Existing | NE4401 | Bi-Level Lighting Control (Interior) | Bi-Level Lighting Control (Interior) | NonEquip | 8 | Overhead (fluorescent/LED/CFL U-shape) | 0% | Tech/Econ | 31% | 0 | 0 | 0
Tech | Schools K-12 | Interior Lighting | case lighting | TRC | Existing | NE3699 | Facility Energy Management System | Facility Energy Management System | NonEquip | 15 |  | 0.7167% | Tech/Econ | 24% | 8.8592 | 0.0018568 | 0.00015967
Tech | Schools K-12 | Space Heating | Boilers | TRC | New | NN5350 | Retro-Commissioning | Retro-Commissioning | NonEquip | 5 |  | 0% | Tech/Econ | 16% | 0 | 0 | 0
Tech | Schools K-12 | Space Heating | Boilers | TRC | New | NN5142 | ENERGY STAR certified buildings program | ENERGY STAR certified buildings program | NonEquip | 20 |  | 0% | Tech/Econ | 35% | 0 | 0 | 0
Tech | Schools K-12 | Space Heating | Boilers | TRC | New | NN4336 | Water Cooled Refrigeration Heat Recovery | Water Cooled Refrigeration Heat Recovery | NonEquip | 20 |  | 0% | Tech/Econ | 10% | 0 | 0 | 0
Tech | Schools K-12 | Space Heating | Boilers | TRC | New | NN4284 | Warehouse Loading Dock Seals | Warehouse Loading Dock Seals | NonEquip | 18 |  | 0% | Tech/Econ | 1.133% | 0 | 0 | 0
Tech | Schools K-12 | Space Heating | Boilers | TRC | New | NN4258 | Wall Insulation | Wall Insulation | NonEquip | 20 |  | 0% | Tech/Econ | 0% | 0 | 0 | 0
Tech | Schools K-12 | Space Heating | Boilers | TRC | New | NN4180 | Smart Thermostat | Smart Thermostat | NonEquip | 11 |  | 45.33% | Tech/Econ | 10% | 9.8369 | 0 | -0.0016163
Tech | Schools K-12 | Space Heating | Boilers | TRC | New | NN4102 | Roof Insulation | Roof Insulation | NonEquip | 20 |  | 37.5% | Tech/Econ | 6.741% | 3.1973 | 0 | 0.0014422
Tech | Schools K-12 | Space Heating | Boilers | TRC | New | NN4076 | Programmable Thermostat | Programmable Thermostat | NonEquip | 11 |  | 0% | Tech/Econ | 3.6% | 0 | 0 | 0
Tech | Schools K-12 | Space Heating | Boilers | TRC | New | NN4024 | Low U-Value Windows | Low U-Value Windows | NonEquip | 20 |  | 26.88% | Tech/Econ | 10% | 5.9937 | 0 | 2.491e-05
Tech | Schools K-12 | Space Heating | Boilers | TRC | New | NN3946 | Infiltration Reduction - Air Sealing | Infiltration Reduction - Air Sealing | NonEquip | 11 |  | 0% | Tech/Econ | 0.5664% | 0 | 0 | 0
Tech | Schools K-12 | Space Heating | Boilers | TRC | New | NN3868 | Hotel Card Energy Control Systems | Hotel Card Energy Control Systems | NonEquip | 15 |  | 0% | Tech/Econ | 0% | 0 | 0 | 0
Tech | Schools K-12 | Space Heating | Boilers | TRC | New | NN3790 | Green Roof | Green Roof | NonEquip | 15 |  | 0.63% | Tech/Econ | 10.42% | 0.14647 | 0 | 0
Tech | Schools K-12 | Space Heating | Boilers | TRC | New | NN3738 | Floor Insulation | Floor Insulation | NonEquip | 20 |  | 16.87% | Tech/Econ | 3.537% | 0 | 0 | 0
Tech | Schools K-12 | Space Heating | Boilers | TRC | New | NN3660 | Facility Energy Management System | Facility Energy Management System | NonEquip | 15 |  | 4.276% | Tech/Econ | 20% | 1.9249 | 0 | 3.4693e-05
Tech | Schools K-12 | Space Heating | Boilers | TRC | New | NN3582 | ECM Motors on Furnaces | ECM Motors on Furnaces | NonEquip | 15 | Forced air furnace | 0% | Tech/Econ | 1.706% | 0 | 0 | 0
Tech | Schools K-12 | Space Heating | Boilers | TRC | New | NN3556 | Duct Sealing Repair | Duct Sealing Repair | NonEquip | 15 |  | 0% | Tech/Econ | 12% | 0 | 0 | 0
Tech | Schools K-12 | Space Heating | Boilers | TRC | New | NN3504 | Duct Insulation | Duct Insulation | NonEquip | 15 |  | 0% | Tech/Econ | 2.045% | 0 | 0 | 0
Tech | Schools K-12 | Space Heating | Boilers | TRC | New | NN3452 | Destratification Fans | Destratification Fans | NonEquip | 10 |  | 0% | Tech/Econ | 16.23% | 0 | 0 | 0
Tech | Schools K-12 | Space Heating | Boilers | TRC | New | NN3400 | Dedicated Outdoor Air System on VRF unit | Dedicated Outdoor Air System on VRF unit | NonEquip | 15 | Residential/split system heat pump | 0% | Tech/Econ | 10% | 0 | 0 | 0
Tech | Schools K-12 | Space Heating | Boilers | TRC | New | NN3348 | Cool Roof | Cool Roof | NonEquip | 15 |  | 72.18% | Tech/Econ | 0.5275% | 0 | 0 | 0
Tech | Schools K-12 | Space Heating | Boilers | TRC | New | NN3244 | Ceiling Insulation(R30 to R38) | Ceiling Insulation(R30 to R38) | NonEquip | 20 |  | 0% | Tech/Econ | 1.362% | 0 | 0 | 0
Tech | Schools K-12 | Space Heating | Boilers | TRC | New | NN3192 | Ceiling Insulation(R2 to R38) | Ceiling Insulation(R2 to R38) | NonEquip | 20 |  | 0% | Tech/Econ | 91.97% | 0 | 0 | 0
Tech | Schools K-12 | Space Heating | Boilers | TRC | New | NN3140 | Ceiling Insulation(R19 to R38) | Ceiling Insulation(R19 to R38) | NonEquip | 20 |  | 0% | Tech/Econ | 5.109% | 0 | 0 | 0
Tech | Schools K-12 | Space Heating | Boilers | TRC | New | NN3088 | Ceiling Insulation(R12 to R38) | Ceiling Insulation(R12 to R38) | NonEquip | 20 |  | 0% | Tech/Econ | 11.07% | 0 | 0 | 0
Tech | Schools K-12 | Space Heating | Boilers | TRC | New | NN3010 | Air Curtains | Air Curtains | NonEquip | 8 |  | 28.37% | Tech/Econ | 0.2533% | 0 | 0 | 0
Tech | Schools K-12 | Space Heating | Boilers | TRC | Existing | NE5337 | Retro-Commissioning | Retro-Commissioning | NonEquip | 5 |  | 21.99% | Tech/Econ | 16% | 1008.2644 | 0 | 0.52261
Tech | Schools K-12 | Space Heating | Boilers | TRC | Existing | NE5129 | ENERGY STAR certified buildings program | ENERGY STAR certified buildings program | NonEquip | 20 |  | 0% | Tech/Econ | 35% | 0 | 0 | 0
Tech | Schools K-12 | Space Heating | Boilers | TRC | Existing | NE4323 | Water Cooled Refrigeration Heat Recovery | Water Cooled Refrigeration Heat Recovery | NonEquip | 20 |  | 0% | Tech/Econ | 10% | 0 | 0 | 0
Tech | Schools K-12 | Space Heating | Boilers | TRC | Existing | NE4271 | Warehouse Loading Dock Seals | Warehouse Loading Dock Seals | NonEquip | 18 |  | 0% | Tech/Econ | 1.25% | 0 | 0 | 0
Tech | Schools K-12 | Space Heating | Boilers | TRC | Existing | NE4245 | Wall Insulation | Wall Insulation | NonEquip | 20 |  | 0% | Tech/Econ | 4.307% | 0 | 0 | 0
Tech | Schools K-12 | Space Heating | Boilers | TRC | Existing | NE4167 | Smart Thermostat | Smart Thermostat | NonEquip | 11 |  | 45.33% | Tech/Econ | 10% | 1183.1787 | 0 | -0.19441
Tech | Schools K-12 | Space Heating | Boilers | TRC | Existing | NE4089 | Roof Insulation | Roof Insulation | NonEquip | 20 |  | 37.5% | Tech/Econ | 14.88% | 1542.5627 | 0 | 0.69582
Tech | Schools K-12 | Space Heating | Boilers | TRC | Existing | NE4063 | Programmable Thermostat | Programmable Thermostat | NonEquip | 11 |  | 0% | Tech/Econ | 3.6% | 0 | 0 | 0
Tech | Schools K-12 | Space Heating | Boilers | TRC | Existing | NE4011 | Low U-Value Windows | Low U-Value Windows | NonEquip | 20 |  | 10.75% | Tech/Econ | 46% | 1493.0388 | 0 | 0.0062052
Tech | Schools K-12 | Space Heating | Boilers | TRC | Existing | NE3933 | Infiltration Reduction - Air Sealing | Infiltration Reduction - Air Sealing | NonEquip | 11 |  | 0% | Tech/Econ | 0.625% | 0 | 0 | 0
Tech | Schools K-12 | Space Heating | Boilers | TRC | Existing | NE3855 | Hotel Card Energy Control Systems | Hotel Card Energy Control Systems | NonEquip | 15 |  | 0% | Tech/Econ | 0% | 0 | 0 | 0
Tech | Schools K-12 | Space Heating | Boilers | TRC | Existing | NE3777 | Green Roof | Green Roof | NonEquip | 15 |  | 0.126% | Tech/Econ | 11.5% | 3.7815 | 0 | 0
Tech | Schools K-12 | Space Heating | Boilers | TRC | Existing | NE3725 | Floor Insulation | Floor Insulation | NonEquip | 20 |  | 6.749% | Tech/Econ | 3.903% | 65.6484 | 0 | 0.029613
Tech | Schools K-12 | Space Heating | Boilers | TRC | Existing | NE3647 | Facility Energy Management System | Facility Energy Management System | NonEquip | 15 |  | 0.7167% | Tech/Econ | 20% | 41.1364 | 0 | 0.00074141
Tech | Schools K-12 | Space Heating | Boilers | TRC | Existing | NE3569 | ECM Motors on Furnaces | ECM Motors on Furnaces | NonEquip | 15 | Forced air furnace | 0% | Tech/Econ | 1.706% | 0 | 0 | 0
Tech | Schools K-12 | Space Heating | Boilers | TRC | Existing | NE3543 | Duct Sealing Repair | Duct Sealing Repair | NonEquip | 15 |  | 0% | Tech/Econ | 12% | 0 | 0 | 0
Tech | Schools K-12 | Space Heating | Boilers | TRC | Existing | NE3491 | Duct Insulation | Duct Insulation | NonEquip | 15 |  | 0% | Tech/Econ | 2.045% | 0 | 0 | 0
Tech | Schools K-12 | Space Heating | Boilers | TRC | Existing | NE3439 | Destratification Fans | Destratification Fans | NonEquip | 10 |  | 0% | Tech/Econ | 16.23% | 0 | 0 | 0
Tech | Schools K-12 | Space Heating | Boilers | TRC | Existing | NE3387 | Dedicated Outdoor Air System on VRF unit | Dedicated Outdoor Air System on VRF unit | NonEquip | 15 | Residential/split system heat pump | 0% | Tech/Econ | 10% | 0 | 0 | 0
Tech | Schools K-12 | Space Heating | Boilers | TRC | Existing | NE3335 | Cool Roof | Cool Roof | NonEquip | 15 |  | 72.68% | Tech/Econ | 0.5821% | 105.1514 | 0 | 0
Tech | Schools K-12 | Space Heating | Boilers | TRC | Existing | NE3231 | Ceiling Insulation(R30 to R38) | Ceiling Insulation(R30 to R38) | NonEquip | 20 |  | 0% | Tech/Econ | 1.503% | 0 | 0 | 0
Tech | Schools K-12 | Space Heating | Boilers | TRC | Existing | NE3179 | Ceiling Insulation(R2 to R38) | Ceiling Insulation(R2 to R38) | NonEquip | 20 |  | 0% | Tech/Econ | 94.74% | 0 | 0 | 0
Tech | Schools K-12 | Space Heating | Boilers | TRC | Existing | NE3127 | Ceiling Insulation(R19 to R38) | Ceiling Insulation(R19 to R38) | NonEquip | 20 |  | 0% | Tech/Econ | 5.638% | 0 | 0 | 0
Tech | Schools K-12 | Space Heating | Boilers | TRC | Existing | NE3075 | Ceiling Insulation(R12 to R38) | Ceiling Insulation(R12 to R38) | NonEquip | 20 |  | 0% | Tech/Econ | 12.22% | 0 | 0 | 0
Tech | Schools K-12 | Space Heating | Boilers | TRC | Existing | NE2997 | Air Curtains | Air Curtains | NonEquip | 8 |  | 33.45% | Tech/Econ | 0.2533% | 20.9684 | 0 | 0.0022772
Tech | Schools K-12 | Domestic Hot Water | "Point-of-Use" water heaters | TRC | New | NN5428 | Retro-Commissioning | Retro-Commissioning | NonEquip | 5 |  | 0% | Tech/Econ | 16% | 0 | 0 | 0
Tech | Schools K-12 | Domestic Hot Water | "Point-of-Use" water heaters | TRC | New | NN5220 | ENERGY STAR certified buildings program | ENERGY STAR certified buildings program | NonEquip | 20 |  | 0% | Tech/Econ | 35% | 0 | 0 | 0
Tech | Schools K-12 | Domestic Hot Water | "Point-of-Use" water heaters | TRC | New | NN2932 | Thermostatic Shower Restriction Valve | Thermostatic Shower Restriction Valve | NonEquip | 10 | Centralized water heaters | 0% | Tech/Econ | 28.62% | 0 | 0 | 0
Tech | Schools K-12 | Domestic Hot Water | "Point-of-Use" water heaters | TRC | New | NN2906 | Tank Wrap on Water Heater | Tank Wrap on Water Heater | NonEquip | 7 | Centralized water heaters | 0% | Tech/Econ | 8.425% | 0 | 0 | 0
Tech | Schools K-12 | Domestic Hot Water | "Point-of-Use" water heaters | TRC | New | NN2880 | Low-Flow Pre-Rinse Sprayers | Low-Flow Pre-Rinse Sprayers | NonEquip | 5 | Centralized water heaters | 0% | Tech/Econ | 37.86% | 0 | 0 | 0
Tech | Schools K-12 | Domestic Hot Water | "Point-of-Use" water heaters | TRC | New | NN2854 | Low Flow Shower Head | Low Flow Shower Head | NonEquip | 10 | Centralized water heaters | 0% | Tech/Econ | 5.798% | 0 | 0 | 0
Tech | Schools K-12 | Domestic Hot Water | "Point-of-Use" water heaters | TRC | New | NN2828 | Hot Water Pipe Insulation | Hot Water Pipe Insulation | NonEquip | 13 | Centralized water heaters | 0% | Tech/Econ | 45.23% | 0 | 0 | 0
Tech | Schools K-12 | Domestic Hot Water | "Point-of-Use" water heaters | TRC | New | NN2802 | Hot Water Circulation Pump Control | Hot Water Circulation Pump Control | NonEquip | 15 | Centralized water heaters | 0% | Tech/Econ | 21.72% | 0 | 0 | 0
Tech | Schools K-12 | Domestic Hot Water | "Point-of-Use" water heaters | TRC | New | NN2776 | Faucet Aerator | Faucet Aerator | NonEquip | 10 | Centralized water heaters | 0% | Tech/Econ | 2.731% | 0 | 0 | 0
Tech | Schools K-12 | Domestic Hot Water | "Point-of-Use" water heaters | TRC | New | NN2750 | Drain Water Heat Recovery | Drain Water Heat Recovery | NonEquip | 15 | Centralized water heaters | 0% | Tech/Econ | 12.27% | 0 | 0 | 0
Tech | Schools K-12 | Domestic Hot Water | "Point-of-Use" water heaters | TRC | Existing | NE5415 | Retro-Commissioning | Retro-Commissioning | NonEquip | 5 |  | 21.99% | Tech/Econ | 16% | 996.0756 | 0.16653 | 0.5163
Tech | Schools K-12 | Domestic Hot Water | "Point-of-Use" water heaters | TRC | Existing | NE5207 | ENERGY STAR certified buildings program | ENERGY STAR certified buildings program | NonEquip | 20 |  | 0% | Tech/Econ | 35% | 0 | 0 | 0
Tech | Schools K-12 | Domestic Hot Water | "Point-of-Use" water heaters | TRC | Existing | NE2919 | Thermostatic Shower Restriction Valve | Thermostatic Shower Restriction Valve | NonEquip | 10 | Centralized water heaters | 0% | Tech/Econ | 27.38% | 0 | 0 | 0
Tech | Schools K-12 | Domestic Hot Water | "Point-of-Use" water heaters | TRC | Existing | NE2893 | Tank Wrap on Water Heater | Tank Wrap on Water Heater | NonEquip | 7 | Centralized water heaters | 0% | Tech/Econ | 8.425% | 0 | 0 | 0
Tech | Schools K-12 | Domestic Hot Water | "Point-of-Use" water heaters | TRC | Existing | NE2867 | Low-Flow Pre-Rinse Sprayers | Low-Flow Pre-Rinse Sprayers | NonEquip | 5 | Centralized water heaters | 0% | Tech/Econ | 36.1% | 0 | 0 | 0
Tech | Schools K-12 | Domestic Hot Water | "Point-of-Use" water heaters | TRC | Existing | NE2841 | Low Flow Shower Head | Low Flow Shower Head | NonEquip | 10 | Centralized water heaters | 0% | Tech/Econ | 5.547% | 0 | 0 | 0
Tech | Schools K-12 | Domestic Hot Water | "Point-of-Use" water heaters | TRC | Existing | NE2815 | Hot Water Pipe Insulation | Hot Water Pipe Insulation | NonEquip | 13 | Centralized water heaters | 0% | Tech/Econ | 43.27% | 0 | 0 | 0
Tech | Schools K-12 | Domestic Hot Water | "Point-of-Use" water heaters | TRC | Existing | NE2789 | Hot Water Circulation Pump Control | Hot Water Circulation Pump Control | NonEquip | 15 | Centralized water heaters | 0% | Tech/Econ | 20.78% | 0 | 0 | 0
Tech | Schools K-12 | Domestic Hot Water | "Point-of-Use" water heaters | TRC | Existing | NE2763 | Faucet Aerator | Faucet Aerator | NonEquip | 10 | Centralized water heaters | 0% | Tech/Econ | 2.613% | 0 | 0 | 0
Tech | Schools K-12 | Domestic Hot Water | "Point-of-Use" water heaters | TRC | Existing | NE2737 | Drain Water Heat Recovery | Drain Water Heat Recovery | NonEquip | 15 | Centralized water heaters | 0% | Tech/Econ | 12.27% | 0 | 0 | 0
Tech | Schools K-12 | Domestic Hot Water | "Point-of-Use" water heaters | TRC | Turnover | ET403 | Instantaneous Hot Water System | Instantaneous Hot Water System | Equip | 20 | "Point-of-Use" water heaters | 94.56% | Tech/Econ | 5.847% | 1656.9619 | 0.18356 | 0.21151
Tech | Schools K-12 | Domestic Hot Water | "Point-of-Use" water heaters | TRC | Turnover | ET325 | Energy Star Commercial Dishwasher | Energy Star Commercial Dishwasher | Equip | 15 | "Point-of-Use" water heaters | 29.7% | Tech/Econ | 29.42% | 2868.8703 | 0.20817 | -2.2147e-05
Tech | Schools K-12 | Domestic Hot Water | "Point-of-Use" water heaters | TRC | New | EN429 | Instantaneous Hot Water System | Instantaneous Hot Water System | Equip | 20 | "Point-of-Use" water heaters | 94.56% | Tech/Econ | 5.847% | 9.1834 | 0.0010174 | 0.0011723
Tech | Schools K-12 | Domestic Hot Water | "Point-of-Use" water heaters | TRC | New | EN351 | Energy Star Commercial Dishwasher | Energy Star Commercial Dishwasher | Equip | 15 | "Point-of-Use" water heaters | 29.7% | Tech/Econ | 29.42% | 21.3879 | 0.0015519 | -1.6511e-07
Tech | Warehouse | Refrigeration | Walk-in cooler | TRC | New | NN5325 | Retro-Commissioning | Retro-Commissioning | NonEquip | 5 |  | 0% | Tech/Econ | 16% | 0 | 0 | 0
Tech | Warehouse | Refrigeration | Walk-in cooler | TRC | New | NN5117 | ENERGY STAR certified buildings program | ENERGY STAR certified buildings program | NonEquip | 20 |  | 0% | Tech/Econ | 35% | 0 | 0 | 0
Tech | Warehouse | Refrigeration | Walk-in cooler | TRC | New | NN4909 | Strip Curtains for Walk-ins | Strip Curtains for Walk-ins | NonEquip | 4 | Walk-in cooler | 0% | Tech/Econ | 2.115% | 0 | 0 | 0
Tech | Warehouse | Refrigeration | Walk-in cooler | TRC | New | NN4883 | Refrigerated Display Case Lighting Controls | Refrigerated Display Case Lighting Controls | NonEquip | 8 | Display cases | 0% | Tech/Econ | 0.9365% | 0 | 0 | 0
Tech | Warehouse | Refrigeration | Walk-in cooler | TRC | New | NN4857 | PSC to ECM Evaporator Fan Motor (Walk-In, Refrigerator) | PSC to ECM Evaporator Fan Motor (Walk-In, Refrigerator) | NonEquip | 15 | Walk-in cooler | 0% | Tech/Econ | 37.5% | 0 | 0 | 0
Tech | Warehouse | Refrigeration | Walk-in cooler | TRC | New | NN4831 | PSC to ECM Evaporator Fan Motor (Reach-In) | PSC to ECM Evaporator Fan Motor (Reach-In) | NonEquip | 15 | Display cases | 0% | Tech/Econ | 37.5% | 0 | 0 | 0
Tech | Warehouse | Refrigeration | Walk-in cooler | TRC | New | NN4805 | Night Covers for Display Cases | Night Covers for Display Cases | NonEquip | 5 | Display cases | 0% | Tech/Econ | 1.877% | 0 | 0 | 0
Tech | Warehouse | Refrigeration | Walk-in cooler | TRC | New | NN4779 | High R-Value Glass Doors | High R-Value Glass Doors | NonEquip | 12 | Display cases | 0% | Tech/Econ | 0% | 0 | 0 | 0
Tech | Warehouse | Refrigeration | Walk-in cooler | TRC | New | NN4753 | High Efficiency Refrigeration Compressor | High Efficiency Refrigeration Compressor | NonEquip | 13 | Display cases | 0% | Tech/Econ | 6.922% | 0 | 0 | 0
Tech | Warehouse | Refrigeration | Walk-in cooler | TRC | New | NN4727 | Freezer-Cooler Replacement Gaskets | Freezer-Cooler Replacement Gaskets | NonEquip | 4 | Display cases | 0% | Tech/Econ | 0% | 0 | 0 | 0
Tech | Warehouse | Refrigeration | Walk-in cooler | TRC | New | NN4701 | Floating Head Pressure Controls | Floating Head Pressure Controls | NonEquip | 15 |  | 0% | Tech/Econ | 6.05% | 0 | 0 | 0
Tech | Warehouse | Refrigeration | Walk-in cooler | TRC | New | NN4675 | Demand Defrost | Demand Defrost | NonEquip | 10 | Walk-in cooler | 0% | Tech/Econ | 30% | 0 | 0 | 0
Tech | Warehouse | Refrigeration | Walk-in cooler | TRC | New | NN4649 | Automatic Door Closer for Walk-in Coolers and Freezers | Automatic Door Closer for Walk-in Coolers and Freezers | NonEquip | 8 | Walk-in cooler | 0% | Tech/Econ | 3.131% | 0 | 0 | 0
Tech | Warehouse | Refrigeration | Walk-in cooler | TRC | New | NN4623 | Anti-Sweat Controls | Anti-Sweat Controls | NonEquip | 8 | Display cases | 0% | Tech/Econ | 85% | 0 | 0 | 0
Tech | Warehouse | Refrigeration | Walk-in cooler | TRC | Existing | NE5312 | Retro-Commissioning | Retro-Commissioning | NonEquip | 5 |  | 21.99% | Tech/Econ | 16% | 96.0122 | 0.016051 | 0.049766
Tech | Warehouse | Refrigeration | Walk-in cooler | TRC | Existing | NE5104 | ENERGY STAR certified buildings program | ENERGY STAR certified buildings program | NonEquip | 20 |  | 0% | Tech/Econ | 35% | 0 | 0 | 0
Tech | Warehouse | Refrigeration | Walk-in cooler | TRC | Existing | NE4896 | Strip Curtains for Walk-ins | Strip Curtains for Walk-ins | NonEquip | 4 | Walk-in cooler | 0% | Tech/Econ | 2.115% | 0 | 0 | 0
Tech | Warehouse | Refrigeration | Walk-in cooler | TRC | Existing | NE4870 | Refrigerated Display Case Lighting Controls | Refrigerated Display Case Lighting Controls | NonEquip | 8 | Display cases | 0% | Tech/Econ | 2.524% | 0 | 0 | 0
Tech | Warehouse | Refrigeration | Walk-in cooler | TRC | Existing | NE4844 | PSC to ECM Evaporator Fan Motor (Walk-In, Refrigerator) | PSC to ECM Evaporator Fan Motor (Walk-In, Refrigerator) | NonEquip | 15 | Walk-in cooler | 0% | Tech/Econ | 37.5% | 0 | 0 | 0
Tech | Warehouse | Refrigeration | Walk-in cooler | TRC | Existing | NE4818 | PSC to ECM Evaporator Fan Motor (Reach-In) | PSC to ECM Evaporator Fan Motor (Reach-In) | NonEquip | 15 | Display cases | 0% | Tech/Econ | 37.5% | 0 | 0 | 0
Tech | Warehouse | Refrigeration | Walk-in cooler | TRC | Existing | NE4792 | Night Covers for Display Cases | Night Covers for Display Cases | NonEquip | 5 | Display cases | 0% | Tech/Econ | 1.877% | 0 | 0 | 0
Tech | Warehouse | Refrigeration | Walk-in cooler | TRC | Existing | NE4766 | High R-Value Glass Doors | High R-Value Glass Doors | NonEquip | 12 | Display cases | 0% | Tech/Econ | 23.81% | 0 | 0 | 0
Tech | Warehouse | Refrigeration | Walk-in cooler | TRC | Existing | NE4740 | High Efficiency Refrigeration Compressor | High Efficiency Refrigeration Compressor | NonEquip | 13 | Display cases | 0% | Tech/Econ | 6.922% | 0 | 0 | 0
Tech | Warehouse | Refrigeration | Walk-in cooler | TRC | Existing | NE4714 | Freezer-Cooler Replacement Gaskets | Freezer-Cooler Replacement Gaskets | NonEquip | 4 | Display cases | 0% | Tech/Econ | 3.131% | 0 | 0 | 0
Tech | Warehouse | Refrigeration | Walk-in cooler | TRC | Existing | NE4688 | Floating Head Pressure Controls | Floating Head Pressure Controls | NonEquip | 15 |  | 0% | Tech/Econ | 6.05% | 0 | 0 | 0
Tech | Warehouse | Refrigeration | Walk-in cooler | TRC | Existing | NE4662 | Demand Defrost | Demand Defrost | NonEquip | 10 | Walk-in cooler | 0% | Tech/Econ | 30% | 0 | 0 | 0
Tech | Warehouse | Refrigeration | Walk-in cooler | TRC | Existing | NE4636 | Automatic Door Closer for Walk-in Coolers and Freezers | Automatic Door Closer for Walk-in Coolers and Freezers | NonEquip | 8 | Walk-in cooler | 0% | Tech/Econ | 3.131% | 0 | 0 | 0
Tech | Warehouse | Refrigeration | Walk-in cooler | TRC | Existing | NE4610 | Anti-Sweat Controls | Anti-Sweat Controls | NonEquip | 8 | Display cases | 0% | Tech/Econ | 85% | 0 | 0 | 0
Tech | Warehouse | Refrigeration | Vending and ice makers | TRC | New | NN5325 | Retro-Commissioning | Retro-Commissioning | NonEquip | 5 |  | 0% | Tech/Econ | 16% | 0 | 0 | 0
Tech | Warehouse | Refrigeration | Vending and ice makers | TRC | New | NN5117 | ENERGY STAR certified buildings program | ENERGY STAR certified buildings program | NonEquip | 20 |  | 0% | Tech/Econ | 35% | 0 | 0 | 0
Tech | Warehouse | Refrigeration | Vending and ice makers | TRC | New | NN4909 | Strip Curtains for Walk-ins | Strip Curtains for Walk-ins | NonEquip | 4 | Walk-in cooler | 0% | Tech/Econ | 2.115% | 0 | 0 | 0
Tech | Warehouse | Refrigeration | Vending and ice makers | TRC | New | NN4883 | Refrigerated Display Case Lighting Controls | Refrigerated Display Case Lighting Controls | NonEquip | 8 | Display cases | 0% | Tech/Econ | 0.9365% | 0 | 0 | 0
Tech | Warehouse | Refrigeration | Vending and ice makers | TRC | New | NN4857 | PSC to ECM Evaporator Fan Motor (Walk-In, Refrigerator) | PSC to ECM Evaporator Fan Motor (Walk-In, Refrigerator) | NonEquip | 15 | Walk-in cooler | 0% | Tech/Econ | 37.5% | 0 | 0 | 0
Tech | Warehouse | Refrigeration | Vending and ice makers | TRC | New | NN4831 | PSC to ECM Evaporator Fan Motor (Reach-In) | PSC to ECM Evaporator Fan Motor (Reach-In) | NonEquip | 15 | Display cases | 0% | Tech/Econ | 37.5% | 0 | 0 | 0
Tech | Warehouse | Refrigeration | Vending and ice makers | TRC | New | NN4805 | Night Covers for Display Cases | Night Covers for Display Cases | NonEquip | 5 | Display cases | 0% | Tech/Econ | 1.877% | 0 | 0 | 0
Tech | Warehouse | Refrigeration | Vending and ice makers | TRC | New | NN4779 | High R-Value Glass Doors | High R-Value Glass Doors | NonEquip | 12 | Display cases | 0% | Tech/Econ | 0% | 0 | 0 | 0
Tech | Warehouse | Refrigeration | Vending and ice makers | TRC | New | NN4753 | High Efficiency Refrigeration Compressor | High Efficiency Refrigeration Compressor | NonEquip | 13 | Display cases | 0% | Tech/Econ | 6.922% | 0 | 0 | 0
Tech | Warehouse | Refrigeration | Vending and ice makers | TRC | New | NN4727 | Freezer-Cooler Replacement Gaskets | Freezer-Cooler Replacement Gaskets | NonEquip | 4 | Display cases | 0% | Tech/Econ | 0% | 0 | 0 | 0
Tech | Warehouse | Refrigeration | Vending and ice makers | TRC | New | NN4701 | Floating Head Pressure Controls | Floating Head Pressure Controls | NonEquip | 15 |  | 0% | Tech/Econ | 6.05% | 0 | 0 | 0
Tech | Warehouse | Refrigeration | Vending and ice makers | TRC | New | NN4675 | Demand Defrost | Demand Defrost | NonEquip | 10 | Walk-in cooler | 0% | Tech/Econ | 30% | 0 | 0 | 0
Tech | Warehouse | Refrigeration | Vending and ice makers | TRC | New | NN4649 | Automatic Door Closer for Walk-in Coolers and Freezers | Automatic Door Closer for Walk-in Coolers and Freezers | NonEquip | 8 | Walk-in cooler | 0% | Tech/Econ | 3.131% | 0 | 0 | 0
Tech | Warehouse | Refrigeration | Vending and ice makers | TRC | New | NN4623 | Anti-Sweat Controls | Anti-Sweat Controls | NonEquip | 8 | Display cases | 0% | Tech/Econ | 85% | 0 | 0 | 0
Tech | Warehouse | Refrigeration | Vending and ice makers | TRC | Existing | NE5312 | Retro-Commissioning | Retro-Commissioning | NonEquip | 5 |  | 21.99% | Tech/Econ | 16% | 3353.3047 | 0.56061 | 1.7381
Tech | Warehouse | Refrigeration | Vending and ice makers | TRC | Existing | NE5104 | ENERGY STAR certified buildings program | ENERGY STAR certified buildings program | NonEquip | 20 |  | 0% | Tech/Econ | 35% | 0 | 0 | 0
Tech | Warehouse | Refrigeration | Vending and ice makers | TRC | Existing | NE4896 | Strip Curtains for Walk-ins | Strip Curtains for Walk-ins | NonEquip | 4 | Walk-in cooler | 0% | Tech/Econ | 2.115% | 0 | 0 | 0
Tech | Warehouse | Refrigeration | Vending and ice makers | TRC | Existing | NE4870 | Refrigerated Display Case Lighting Controls | Refrigerated Display Case Lighting Controls | NonEquip | 8 | Display cases | 0% | Tech/Econ | 2.524% | 0 | 0 | 0
Tech | Warehouse | Refrigeration | Vending and ice makers | TRC | Existing | NE4844 | PSC to ECM Evaporator Fan Motor (Walk-In, Refrigerator) | PSC to ECM Evaporator Fan Motor (Walk-In, Refrigerator) | NonEquip | 15 | Walk-in cooler | 0% | Tech/Econ | 37.5% | 0 | 0 | 0
Tech | Warehouse | Refrigeration | Vending and ice makers | TRC | Existing | NE4818 | PSC to ECM Evaporator Fan Motor (Reach-In) | PSC to ECM Evaporator Fan Motor (Reach-In) | NonEquip | 15 | Display cases | 0% | Tech/Econ | 37.5% | 0 | 0 | 0
Tech | Warehouse | Refrigeration | Vending and ice makers | TRC | Existing | NE4792 | Night Covers for Display Cases | Night Covers for Display Cases | NonEquip | 5 | Display cases | 0% | Tech/Econ | 1.877% | 0 | 0 | 0
Tech | Warehouse | Refrigeration | Vending and ice makers | TRC | Existing | NE4766 | High R-Value Glass Doors | High R-Value Glass Doors | NonEquip | 12 | Display cases | 0% | Tech/Econ | 23.81% | 0 | 0 | 0
Tech | Warehouse | Refrigeration | Vending and ice makers | TRC | Existing | NE4740 | High Efficiency Refrigeration Compressor | High Efficiency Refrigeration Compressor | NonEquip | 13 | Display cases | 0% | Tech/Econ | 6.922% | 0 | 0 | 0
Tech | Warehouse | Refrigeration | Vending and ice makers | TRC | Existing | NE4714 | Freezer-Cooler Replacement Gaskets | Freezer-Cooler Replacement Gaskets | NonEquip | 4 | Display cases | 0% | Tech/Econ | 3.131% | 0 | 0 | 0
Tech | Warehouse | Refrigeration | Vending and ice makers | TRC | Existing | NE4688 | Floating Head Pressure Controls | Floating Head Pressure Controls | NonEquip | 15 |  | 0% | Tech/Econ | 6.05% | 0 | 0 | 0
Tech | Warehouse | Refrigeration | Vending and ice makers | TRC | Existing | NE4662 | Demand Defrost | Demand Defrost | NonEquip | 10 | Walk-in cooler | 0% | Tech/Econ | 30% | 0 | 0 | 0
Tech | Warehouse | Refrigeration | Vending and ice makers | TRC | Existing | NE4636 | Automatic Door Closer for Walk-in Coolers and Freezers | Automatic Door Closer for Walk-in Coolers and Freezers | NonEquip | 8 | Walk-in cooler | 0% | Tech/Econ | 3.131% | 0 | 0 | 0
Tech | Warehouse | Refrigeration | Vending and ice makers | TRC | Existing | NE4610 | Anti-Sweat Controls | Anti-Sweat Controls | NonEquip | 8 | Display cases | 0% | Tech/Econ | 85% | 0 | 0 | 0
Tech | Warehouse | Refrigeration | Vending and ice makers | TRC | Turnover | ET2582 | Energy Star Vending Machine | Energy Star Vending Machine | Equip | 14 | Vending and ice makers | 0% | Tech/Econ | 36% | 0 | 0 | 0
Tech | Warehouse | Refrigeration | Vending and ice makers | TRC | Turnover | ET2504 | Energy Star Ice Maker | Energy Star Ice Maker | Equip | 8 | Vending and ice makers | 0% | Tech/Econ | 11.39% | 0 | 0 | 0
Tech | Warehouse | Refrigeration | Vending and ice makers | TRC | New | EN2608 | Energy Star Vending Machine | Energy Star Vending Machine | Equip | 14 | Vending and ice makers | 0% | Tech/Econ | 36% | 0 | 0 | 0
Tech | Warehouse | Refrigeration | Vending and ice makers | TRC | New | EN2530 | Energy Star Ice Maker | Energy Star Ice Maker | Equip | 8 | Vending and ice makers | 0% | Tech/Econ | 11.39% | 0 | 0 | 0
Tech | Warehouse | Exterior Lighting | Street lighting | TRC | New | NN5299 | Retro-Commissioning | Retro-Commissioning | NonEquip | 5 |  | 0% | Tech/Econ | 16% | 0 | 0 | 0
Tech | Warehouse | Exterior Lighting | Street lighting | TRC | New | NN5039 | ENERGY STAR certified buildings program | ENERGY STAR certified buildings program | NonEquip | 20 |  | 0% | Tech/Econ | 35% | 0 | 0 | 0
Tech | Warehouse | Exterior Lighting | Street lighting | TRC | New | NN2985 | Outdoor Lighting Controls | Outdoor Lighting Controls | NonEquip | 8 | Exterior parking/lot lighting | 0% | Tech/Econ | 28% | 0 | 0 | 0
Tech | Warehouse | Exterior Lighting | Street lighting | TRC | New | NN2959 | Bi-Level Lighting Control (Exterior) | Bi-Level Lighting Control (Exterior) | NonEquip | 9 | Exterior parking/lot lighting | 0% | Tech/Econ | 31% | 0 | 0 | 0
Tech | Warehouse | Exterior Lighting | Street lighting | TRC | Existing | NE5286 | Retro-Commissioning | Retro-Commissioning | NonEquip | 5 |  | 21.99% | Tech/Econ | 16% | 45.1389 | 0 | 0.023397
Tech | Warehouse | Exterior Lighting | Street lighting | TRC | Existing | NE5026 | ENERGY STAR certified buildings program | ENERGY STAR certified buildings program | NonEquip | 20 |  | 0% | Tech/Econ | 35% | 0 | 0 | 0
Tech | Warehouse | Exterior Lighting | Street lighting | TRC | Existing | NE2972 | Outdoor Lighting Controls | Outdoor Lighting Controls | NonEquip | 8 | Exterior parking/lot lighting | 0% | Tech/Econ | 28% | 0 | 0 | 0
Tech | Warehouse | Exterior Lighting | Street lighting | TRC | Existing | NE2946 | Bi-Level Lighting Control (Exterior) | Bi-Level Lighting Control (Exterior) | NonEquip | 9 | Exterior parking/lot lighting | 0% | Tech/Econ | 31% | 0 | 0 | 0
Tech | Warehouse | Exterior Lighting | Street lighting | TRC | Turnover | ET794 | LED Traffic and Crosswalk Lighting | LED Traffic and Crosswalk Lighting | Equip | 10 | Street lighting | 0% | Tech/Econ | 37.14% | 0 | 0 | 0
Tech | Warehouse | Exterior Lighting | Street lighting | TRC | Turnover | ET755 | LED Street Lights | LED Street Lights | Equip | 18 | Street lighting | 0% | Tech/Econ | 66.53% | 0 | 0 | 0
Tech | Warehouse | Exterior Lighting | Street lighting | TRC | New | EN820 | LED Traffic and Crosswalk Lighting | LED Traffic and Crosswalk Lighting | Equip | 10 | Street lighting | 0% | Tech/Econ | 37.14% | 0 | 0 | 0
Tech | Warehouse | Exterior Lighting | Street lighting | TRC | New | EN781 | LED Street Lights | LED Street Lights | Equip | 18 | Street lighting | 0% | Tech/Econ | 66.53% | 0 | 0 | 0
Tech | Warehouse | Cooking | Steamer | TRC | New | NN5091 | ENERGY STAR certified buildings program | ENERGY STAR certified buildings program | NonEquip | 20 |  | 0% | Tech/Econ | 35% | 0 | 0 | 0
Tech | Warehouse | Cooking | Steamer | TRC | Existing | NE5078 | ENERGY STAR certified buildings program | ENERGY STAR certified buildings program | NonEquip | 20 |  | 0% | Tech/Econ | 35% | 0 | 0 | 0
Tech | Warehouse | Cooking | Steamer | TRC | Turnover | ET209 | Energy Star Steamer | Energy Star Steamer | Equip | 12 | Steamer | 0% | Tech/Econ | 56.63% | 0 | 0 | 0
Tech | Warehouse | Cooking | Steamer | TRC | New | EN235 | Energy Star Steamer | Energy Star Steamer | Equip | 12 | Steamer | 0% | Tech/Econ | 56.63% | 0 | 0 | 0
Tech | Warehouse | Exterior Lighting | Spot lighting/Security/Flood | TRC | New | NN5299 | Retro-Commissioning | Retro-Commissioning | NonEquip | 5 |  | 0% | Tech/Econ | 16% | 0 | 0 | 0
Tech | Warehouse | Exterior Lighting | Spot lighting/Security/Flood | TRC | New | NN5039 | ENERGY STAR certified buildings program | ENERGY STAR certified buildings program | NonEquip | 20 |  | 0% | Tech/Econ | 35% | 0 | 0 | 0
Tech | Warehouse | Exterior Lighting | Spot lighting/Security/Flood | TRC | New | NN2985 | Outdoor Lighting Controls | Outdoor Lighting Controls | NonEquip | 8 | Exterior parking/lot lighting | 0% | Tech/Econ | 28% | 0 | 0 | 0
Tech | Warehouse | Exterior Lighting | Spot lighting/Security/Flood | TRC | New | NN2959 | Bi-Level Lighting Control (Exterior) | Bi-Level Lighting Control (Exterior) | NonEquip | 9 | Exterior parking/lot lighting | 0% | Tech/Econ | 31% | 0 | 0 | 0
Tech | Warehouse | Exterior Lighting | Spot lighting/Security/Flood | TRC | Existing | NE5286 | Retro-Commissioning | Retro-Commissioning | NonEquip | 5 |  | 21.99% | Tech/Econ | 16% | 38.8455 | 0 | 0.020135
Tech | Warehouse | Exterior Lighting | Spot lighting/Security/Flood | TRC | Existing | NE5026 | ENERGY STAR certified buildings program | ENERGY STAR certified buildings program | NonEquip | 20 |  | 0% | Tech/Econ | 35% | 0 | 0 | 0
Tech | Warehouse | Exterior Lighting | Spot lighting/Security/Flood | TRC | Existing | NE2972 | Outdoor Lighting Controls | Outdoor Lighting Controls | NonEquip | 8 | Exterior parking/lot lighting | 0% | Tech/Econ | 28% | 0 | 0 | 0
Tech | Warehouse | Exterior Lighting | Spot lighting/Security/Flood | TRC | Existing | NE2946 | Bi-Level Lighting Control (Exterior) | Bi-Level Lighting Control (Exterior) | NonEquip | 9 | Exterior parking/lot lighting | 0% | Tech/Econ | 31% | 0 | 0 | 0
Tech | Warehouse | Exterior Lighting | Spot lighting/Security/Flood | TRC | Turnover | ET677 | LED Exterior Lighting | LED Exterior Lighting | Equip | 13 | Spot lighting/Security/Flood | 4.624% | Tech/Econ | 60.51% | 31.7806 | 0 | 0
Tech | Warehouse | Exterior Lighting | Spot lighting/Security/Flood | TRC | Turnover | ET560 | LED - 9W Flood | LED - 9W Flood | Equip | 15 | Spot lighting/Security/Flood | 13.31% | Tech/Econ | 86.15% | 147.0971 | 0 | 0
Tech | Warehouse | Exterior Lighting | Spot lighting/Security/Flood | TRC | Turnover | ET482 | CFL - 15W Flood | CFL - 15W Flood | Equip | 7.8 | Spot lighting/Security/Flood | 0% | Tech/Econ | 76.92% | 0 | 0 | 0
Tech | Warehouse | Exterior Lighting | Spot lighting/Security/Flood | TRC | New | EN703 | LED Exterior Lighting | LED Exterior Lighting | Equip | 13 | Spot lighting/Security/Flood | 4.624% | Tech/Econ | 60.51% | 0.053503 | 0 | 0
Tech | Warehouse | Exterior Lighting | Spot lighting/Security/Flood | TRC | New | EN586 | LED - 9W Flood | LED - 9W Flood | Equip | 15 | Spot lighting/Security/Flood | 86.42% | Tech/Econ | 86.15% | 5.5724 | 0 | 0
Tech | Warehouse | Exterior Lighting | Spot lighting/Security/Flood | TRC | New | EN508 | CFL - 15W Flood | CFL - 15W Flood | Equip | 7.8 | Spot lighting/Security/Flood | 0% | Tech/Econ | 76.92% | 0 | 0 | 0
Tech | Warehouse | Interior Lighting | Spot lighting | TRC | New | NN5273 | Retro-Commissioning | Retro-Commissioning | NonEquip | 5 |  | 0% | Tech/Econ | 16% | 0 | 0 | 0
Tech | Warehouse | Interior Lighting | Spot lighting | TRC | New | NN5013 | ENERGY STAR certified buildings program | ENERGY STAR certified buildings program | NonEquip | 20 |  | 0% | Tech/Econ | 35% | 0 | 0 | 0
Tech | Warehouse | Interior Lighting | Spot lighting | TRC | New | NN4441 | Interior Lighting Controls | Interior Lighting Controls | NonEquip | 8 | Overhead (fluorescent/LED/CFL U-shape) | 0% | Tech/Econ | 28% | 0 | 0 | 0
Tech | Warehouse | Interior Lighting | Spot lighting | TRC | New | NN4415 | Bi-Level Lighting Control (Interior) | Bi-Level Lighting Control (Interior) | NonEquip | 8 | Overhead (fluorescent/LED/CFL U-shape) | 0% | Tech/Econ | 31% | 0 | 0 | 0
Tech | Warehouse | Interior Lighting | Spot lighting | TRC | New | NN3713 | Facility Energy Management System | Facility Energy Management System | NonEquip | 15 |  | 4.276% | Tech/Econ | 24% | 0.038944 | 8.1624e-06 | 7.019e-07
Tech | Warehouse | Interior Lighting | Spot lighting | TRC | Existing | NE5260 | Retro-Commissioning | Retro-Commissioning | NonEquip | 5 |  | 21.99% | Tech/Econ | 16% | 11.9847 | 0.0020036 | 0.006212
Tech | Warehouse | Interior Lighting | Spot lighting | TRC | Existing | NE5000 | ENERGY STAR certified buildings program | ENERGY STAR certified buildings program | NonEquip | 20 |  | 0% | Tech/Econ | 35% | 0 | 0 | 0
Tech | Warehouse | Interior Lighting | Spot lighting | TRC | Existing | NE4428 | Interior Lighting Controls | Interior Lighting Controls | NonEquip | 8 | Overhead (fluorescent/LED/CFL U-shape) | 0% | Tech/Econ | 28% | 0 | 0 | 0
Tech | Warehouse | Interior Lighting | Spot lighting | TRC | Existing | NE4402 | Bi-Level Lighting Control (Interior) | Bi-Level Lighting Control (Interior) | NonEquip | 8 | Overhead (fluorescent/LED/CFL U-shape) | 0% | Tech/Econ | 31% | 0 | 0 | 0
Tech | Warehouse | Interior Lighting | Spot lighting | TRC | Existing | NE3700 | Facility Energy Management System | Facility Energy Management System | NonEquip | 15 |  | 4.3% | Tech/Econ | 24% | 3.5522 | 0.00074451 | 6.4022e-05
Tech | Warehouse | Interior Lighting | Spot lighting | TRC | Turnover | ET1613 | LED Display Lighting (Interior) | LED Display Lighting (Interior) | Equip | 15 | Spot lighting | 2.129% | Tech/Econ | 87.04% | 12.0524 | 0.0029597 | 0.00066859
Tech | Warehouse | Interior Lighting | Spot lighting | TRC | Turnover | ET1574 | LED - 14W | LED - 14W | Equip | 15 | Spot lighting | 86.42% | Tech/Econ | 53.33% | 294.2481 | 0.070601 | 0.016323
Tech | Warehouse | Interior Lighting | Spot lighting | TRC | Turnover | ET1457 | CFL-23W | CFL-23W | Equip | 7.8 | Spot lighting | 0% | Tech/Econ | 23.33% | 0 | 0 | 0
Tech | Warehouse | Interior Lighting | Spot lighting | TRC | New | EN1639 | LED Display Lighting (Interior) | LED Display Lighting (Interior) | Equip | 15 | Spot lighting | 0% | Tech/Econ | 87.04% | 0 | 0 | 0
Tech | Warehouse | Interior Lighting | Spot lighting | TRC | New | EN1600 | LED - 14W | LED - 14W | Equip | 15 | Spot lighting | 0% | Tech/Econ | 53.33% | 0 | 0 | 0
Tech | Warehouse | Interior Lighting | Spot lighting | TRC | New | EN1483 | CFL-23W | CFL-23W | Equip | 7.8 | Spot lighting | 0% | Tech/Econ | 23.33% | 0 | 0 | 0
Tech | Warehouse | Office Equipment | Servers | TRC | New | NN5065 | ENERGY STAR certified buildings program | ENERGY STAR certified buildings program | NonEquip | 20 |  | 0% | Tech/Econ | 35% | 0 | 0 | 0
Tech | Warehouse | Office Equipment | Servers | TRC | New | NN4597 | Smart Strip Plug Outlet | Smart Strip Plug Outlet | NonEquip | 4 |  | 43.9% | Tech/Econ | 1.187% | 0.057479 | 8.5468e-06 | 0
Tech | Warehouse | Office Equipment | Servers | TRC | New | NN4571 | Network PC Power Management | Network PC Power Management | NonEquip | 5 | Computers | 0% | Tech/Econ | 56.5% | 0 | 0 | 0
Tech | Warehouse | Office Equipment | Servers | TRC | Existing | NE5052 | ENERGY STAR certified buildings program | ENERGY STAR certified buildings program | NonEquip | 20 |  | 0% | Tech/Econ | 35% | 0 | 0 | 0
Tech | Warehouse | Office Equipment | Servers | TRC | Existing | NE4584 | Smart Strip Plug Outlet | Smart Strip Plug Outlet | NonEquip | 4 |  | 43.9% | Tech/Econ | 1.187% | 9.8527 | 0.001465 | 0
Tech | Warehouse | Office Equipment | Servers | TRC | Existing | NE4558 | Network PC Power Management | Network PC Power Management | NonEquip | 5 | Computers | 0% | Tech/Econ | 56.5% | 0 | 0 | 0
Tech | Warehouse | Office Equipment | Servers | TRC | Turnover | ET2309 | Server Virtualization | Server Virtualization | Equip | 3 | Servers | 0% | Tech/Econ | 85.71% | 0 | 0 | 0
Tech | Warehouse | Office Equipment | Servers | TRC | Turnover | ET2231 | Energy Star Servers | Energy Star Servers | Equip | 4 | Servers | 0% | Tech/Econ | 23.08% | 0 | 0 | 0
Tech | Warehouse | Office Equipment | Servers | TRC | Turnover | ET1145 | High Efficiency Data Center Cooling | High Efficiency Data Center Cooling | Equip | 20 | Servers | 0% | Tech/Econ | 28% | 0 | 0 | 0
Tech | Warehouse | Office Equipment | Servers | TRC | New | EN2335 | Server Virtualization | Server Virtualization | Equip | 3 | Servers | 0% | Tech/Econ | 85.71% | 0 | 0 | 0
Tech | Warehouse | Office Equipment | Servers | TRC | New | EN2257 | Energy Star Servers | Energy Star Servers | Equip | 4 | Servers | 0% | Tech/Econ | 23.08% | 0 | 0 | 0
Tech | Warehouse | Office Equipment | Servers | TRC | New | EN1171 | High Efficiency Data Center Cooling | High Efficiency Data Center Cooling | Equip | 20 | Servers | 0% | Tech/Econ | 28% | 0 | 0 | 0
Tech | Warehouse | Space Cooling | Residential-type central air conditioners | TRC | New | NN5377 | Retro-Commissioning | Retro-Commissioning | NonEquip | 5 |  | 0% | Tech/Econ | 16% | 0 | 0 | 0
Tech | Warehouse | Space Cooling | Residential-type central air conditioners | TRC | New | NN5169 | ENERGY STAR certified buildings program | ENERGY STAR certified buildings program | NonEquip | 20 |  | 0% | Tech/Econ | 35% | 0 | 0 | 0
Tech | Warehouse | Space Cooling | Residential-type central air conditioners | TRC | New | NN4389 | Window Sun Protection | Window Sun Protection | NonEquip | 10 |  | 15.35% | Tech/Econ | 16% | 0 | 0 | 0
Tech | Warehouse | Space Cooling | Residential-type central air conditioners | TRC | New | NN4363 | Waterside Economizer | Waterside Economizer | NonEquip | 20 |  | 0% | Tech/Econ | 5.556% | 0 | 0 | 0
Tech | Warehouse | Space Cooling | Residential-type central air conditioners | TRC | New | NN4155 | Smart Thermostat | Smart Thermostat | NonEquip | 11 |  | 31.48% | Tech/Econ | 10% | 0 | 0 | 0
Tech | Warehouse | Space Cooling | Residential-type central air conditioners | TRC | New | NN4129 | Roof Insulation | Roof Insulation | NonEquip | 20 |  | 58.5% | Tech/Econ | 6.839% | 0 | 0 | 0
Tech | Warehouse | Space Cooling | Residential-type central air conditioners | TRC | New | NN3999 | Low U-Value Windows | Low U-Value Windows | NonEquip | 20 |  | 12.54% | Tech/Econ | 10% | 0 | 0 | 0
Tech | Warehouse | Space Cooling | Residential-type central air conditioners | TRC | New | NN3921 | HVAC tune-up_RTU | HVAC tune-up_RTU | NonEquip | 5 | Packaged air conditioning units (RTUs) | 0% | Tech/Econ | 5% | 0 | 0 | 0
Tech | Warehouse | Space Cooling | Residential-type central air conditioners | TRC | New | NN3817 | Green Roof | Green Roof | NonEquip | 15 |  | 0.294% | Tech/Econ | 7.927% | 0 | 0 | 0
Tech | Warehouse | Space Cooling | Residential-type central air conditioners | TRC | New | NN3687 | Facility Energy Management System | Facility Energy Management System | NonEquip | 15 |  | 4.276% | Tech/Econ | 20% | 0 | 0 | 0
Tech | Warehouse | Space Cooling | Residential-type central air conditioners | TRC | New | NN3635 | Facility Commissioning | Facility Commissioning | NonEquip | 10 |  | 53.41% | Tech/Econ | 16% | 0 | 0 | 0
Tech | Warehouse | Space Cooling | Residential-type central air conditioners | TRC | New | NN3609 | Energy Recovery Ventilation System (ERV) | Energy Recovery Ventilation System (ERV) | NonEquip | 15 | Packaged air conditioning units (RTUs) | 0% | Tech/Econ | 9.935% | 0 | 0 | 0
Tech | Warehouse | Space Cooling | Residential-type central air conditioners | TRC | New | NN3531 | Duct Sealing Repair | Duct Sealing Repair | NonEquip | 15 |  | 0% | Tech/Econ | 12% | 0 | 0 | 0
Tech | Warehouse | Space Cooling | Residential-type central air conditioners | TRC | New | NN3427 | Dedicated Outdoor Air System on VRF unit | Dedicated Outdoor Air System on VRF unit | NonEquip | 15 | Residential-type central air conditioners | 58.91% | Tech/Econ | 17.5% | 0 | 0 | 0
Tech | Warehouse | Space Cooling | Residential-type central air conditioners | TRC | New | NN3375 | Cool Roof | Cool Roof | NonEquip | 15 |  | 72.51% | Tech/Econ | 14.67% | 0 | 0 | 0
Tech | Warehouse | Space Cooling | Residential-type central air conditioners | TRC | New | NN3323 | Chilled Water System - Variable Speed Drives | Chilled Water System - Variable Speed Drives | NonEquip | 13 | Central chillers inside | 0% | Tech/Econ | 24.74% | 0 | 0 | 0
Tech | Warehouse | Space Cooling | Residential-type central air conditioners | TRC | New | NN3297 | Chilled Water Controls Optimization | Chilled Water Controls Optimization | NonEquip | 10 | Central chillers inside | 0% | Tech/Econ | 12.5% | 0 | 0 | 0
Tech | Warehouse | Space Cooling | Residential-type central air conditioners | TRC | New | NN3219 | Ceiling Insulation(R2 to R38) | Ceiling Insulation(R2 to R38) | NonEquip | 20 |  | 0% | Tech/Econ | 93.29% | 0 | 0 | 0
Tech | Warehouse | Space Cooling | Residential-type central air conditioners | TRC | New | NN3167 | Ceiling Insulation(R19 to R38) | Ceiling Insulation(R19 to R38) | NonEquip | 20 |  | 0% | Tech/Econ | 5.183% | 0 | 0 | 0
Tech | Warehouse | Space Cooling | Residential-type central air conditioners | TRC | New | NN3115 | Ceiling Insulation(R12 to R38) | Ceiling Insulation(R12 to R38) | NonEquip | 20 |  | 0% | Tech/Econ | 11.23% | 0 | 0 | 0
Tech | Warehouse | Space Cooling | Residential-type central air conditioners | TRC | New | NN3063 | Airside Economizer | Airside Economizer | NonEquip | 10 | Packaged air conditioning units (RTUs) | 0% | Tech/Econ | 5.556% | 0 | 0 | 0
Tech | Warehouse | Space Cooling | Residential-type central air conditioners | TRC | Existing | NE5364 | Retro-Commissioning | Retro-Commissioning | NonEquip | 5 |  | 21.99% | Tech/Econ | 16% | 0 | 0 | 0
Tech | Warehouse | Space Cooling | Residential-type central air conditioners | TRC | Existing | NE5156 | ENERGY STAR certified buildings program | ENERGY STAR certified buildings program | NonEquip | 20 |  | 0% | Tech/Econ | 35% | 0 | 0 | 0
Tech | Warehouse | Space Cooling | Residential-type central air conditioners | TRC | Existing | NE4376 | Window Sun Protection | Window Sun Protection | NonEquip | 10 |  | 7.316% | Tech/Econ | 16% | 0 | 0 | 0
Tech | Warehouse | Space Cooling | Residential-type central air conditioners | TRC | Existing | NE4350 | Waterside Economizer | Waterside Economizer | NonEquip | 20 |  | 0% | Tech/Econ | 5.556% | 0 | 0 | 0
Tech | Warehouse | Space Cooling | Residential-type central air conditioners | TRC | Existing | NE4298 | Warehouse Loading Dock Seals | Warehouse Loading Dock Seals | NonEquip | 18 |  | 24.61% | Tech/Econ | 3.178% | 0 | 0 | 0
Tech | Warehouse | Space Cooling | Residential-type central air conditioners | TRC | Existing | NE4220 | Wall Insulation | Wall Insulation | NonEquip | 20 |  | 0% | Tech/Econ | 35.02% | 0 | 0 | 0
Tech | Warehouse | Space Cooling | Residential-type central air conditioners | TRC | Existing | NE4142 | Smart Thermostat | Smart Thermostat | NonEquip | 11 |  | 31.48% | Tech/Econ | 10% | 0 | 0 | 0
Tech | Warehouse | Space Cooling | Residential-type central air conditioners | TRC | Existing | NE4116 | Roof Insulation | Roof Insulation | NonEquip | 20 |  | 58.5% | Tech/Econ | 13.68% | 0 | 0 | 0
Tech | Warehouse | Space Cooling | Residential-type central air conditioners | TRC | Existing | NE4038 | Programmable Thermostat | Programmable Thermostat | NonEquip | 11 |  | 0% | Tech/Econ | 3.6% | 0 | 0 | 0
Tech | Warehouse | Space Cooling | Residential-type central air conditioners | TRC | Existing | NE3986 | Low U-Value Windows | Low U-Value Windows | NonEquip | 20 |  | 5.017% | Tech/Econ | 46% | 0 | 0 | 0
Tech | Warehouse | Space Cooling | Residential-type central air conditioners | TRC | Existing | NE3908 | HVAC tune-up_RTU | HVAC tune-up_RTU | NonEquip | 5 | Packaged air conditioning units (RTUs) | 0% | Tech/Econ | 5% | 0 | 0 | 0
Tech | Warehouse | Space Cooling | Residential-type central air conditioners | TRC | Existing | NE3882 | HVAC tune-up | HVAC tune-up | NonEquip | 5 | Residential-type central air conditioners | 0% | Tech/Econ | 5% | 0 | 0 | 0
Tech | Warehouse | Space Cooling | Residential-type central air conditioners | TRC | Existing | NE3804 | Green Roof | Green Roof | NonEquip | 15 |  | 0.0588% | Tech/Econ | 7.927% | 0 | 0 | 0
Tech | Warehouse | Space Cooling | Residential-type central air conditioners | TRC | Existing | NE3752 | Floor Insulation | Floor Insulation | NonEquip | 20 |  | 19.95% | Tech/Econ | 3.588% | 0 | 0 | 0
Tech | Warehouse | Space Cooling | Residential-type central air conditioners | TRC | Existing | NE3674 | Facility Energy Management System | Facility Energy Management System | NonEquip | 15 |  | 4.3% | Tech/Econ | 20% | 0 | 0 | 0
Tech | Warehouse | Space Cooling | Residential-type central air conditioners | TRC | Existing | NE3596 | Energy Recovery Ventilation System (ERV) | Energy Recovery Ventilation System (ERV) | NonEquip | 15 | Packaged air conditioning units (RTUs) | 0% | Tech/Econ | 9.935% | 0 | 0 | 0
Tech | Warehouse | Space Cooling | Residential-type central air conditioners | TRC | Existing | NE3518 | Duct Sealing Repair | Duct Sealing Repair | NonEquip | 15 |  | 0% | Tech/Econ | 12% | 0 | 0 | 0
Tech | Warehouse | Space Cooling | Residential-type central air conditioners | TRC | Existing | NE3414 | Dedicated Outdoor Air System on VRF unit | Dedicated Outdoor Air System on VRF unit | NonEquip | 15 | Residential-type central air conditioners | 58.91% | Tech/Econ | 17.5% | 0 | 0 | 0
Tech | Warehouse | Space Cooling | Residential-type central air conditioners | TRC | Existing | NE3362 | Cool Roof | Cool Roof | NonEquip | 15 |  | 72.75% | Tech/Econ | 14.67% | 0 | 0 | 0
Tech | Warehouse | Space Cooling | Residential-type central air conditioners | TRC | Existing | NE3310 | Chilled Water System - Variable Speed Drives | Chilled Water System - Variable Speed Drives | NonEquip | 13 | Central chillers inside | 0% | Tech/Econ | 24.74% | 0 | 0 | 0
Tech | Warehouse | Space Cooling | Residential-type central air conditioners | TRC | Existing | NE3284 | Chilled Water Controls Optimization | Chilled Water Controls Optimization | NonEquip | 10 | Central chillers inside | 0% | Tech/Econ | 12.5% | 0 | 0 | 0
Tech | Warehouse | Space Cooling | Residential-type central air conditioners | TRC | Existing | NE3206 | Ceiling Insulation(R2 to R38) | Ceiling Insulation(R2 to R38) | NonEquip | 20 |  | 0% | Tech/Econ | 93.29% | 0 | 0 | 0
Tech | Warehouse | Space Cooling | Residential-type central air conditioners | TRC | Existing | NE3154 | Ceiling Insulation(R19 to R38) | Ceiling Insulation(R19 to R38) | NonEquip | 20 |  | 0% | Tech/Econ | 5.183% | 0 | 0 | 0
Tech | Warehouse | Space Cooling | Residential-type central air conditioners | TRC | Existing | NE3102 | Ceiling Insulation(R12 to R38) | Ceiling Insulation(R12 to R38) | NonEquip | 20 |  | 0% | Tech/Econ | 11.23% | 0 | 0 | 0
Tech | Warehouse | Space Cooling | Residential-type central air conditioners | TRC | Existing | NE3050 | Airside Economizer | Airside Economizer | NonEquip | 10 | Packaged air conditioning units (RTUs) | 0% | Tech/Econ | 5.556% | 0 | 0 | 0
Tech | Warehouse | Space Cooling | Residential-type central air conditioners | TRC | Turnover | ET833 | Geothermal Heat Pump | Geothermal Heat Pump | Equip | 15 | Residential-type central air conditioners | 30.5% | Tech/Econ | 21.18% | 0 | 0 | 0
Tech | Warehouse | Space Cooling | Residential-type central air conditioners | TRC | Turnover | ET1379 | Variable Refrigerant Flow (VRF) HVAC Systems | Variable Refrigerant Flow (VRF) HVAC Systems | Equip | 15 | Residential-type central air conditioners | 49.09% | Tech/Econ | 36.88% | 0 | 0 | 0
Tech | Warehouse | Space Cooling | Residential-type central air conditioners | TRC | Turnover | ET1301 | High Efficiency PTHP | High Efficiency PTHP | Equip | 15 | Residential-type central air conditioners | 0% | Tech/Econ | 23.64% | 0 | 0 | 0
Tech | Warehouse | Space Cooling | Residential-type central air conditioners | TRC | Turnover | ET1262 | High Efficiency PTAC | High Efficiency PTAC | Equip | 15 | Residential-type central air conditioners | 0% | Tech/Econ | 23.64% | 0 | 0 | 0
Tech | Warehouse | Space Cooling | Residential-type central air conditioners | TRC | New | EN859 | Geothermal Heat Pump | Geothermal Heat Pump | Equip | 15 | Residential-type central air conditioners | 30.5% | Tech/Econ | 21.18% | 0 | 0 | 0
Tech | Warehouse | Space Cooling | Residential-type central air conditioners | TRC | New | EN1405 | Variable Refrigerant Flow (VRF) HVAC Systems | Variable Refrigerant Flow (VRF) HVAC Systems | Equip | 15 | Residential-type central air conditioners | 49.09% | Tech/Econ | 36.88% | 0 | 0 | 0
Tech | Warehouse | Space Cooling | Residential-type central air conditioners | TRC | New | EN1327 | High Efficiency PTHP | High Efficiency PTHP | Equip | 15 | Residential-type central air conditioners | 0% | Tech/Econ | 23.64% | 0 | 0 | 0
Tech | Warehouse | Space Cooling | Residential-type central air conditioners | TRC | New | EN1288 | High Efficiency PTAC | High Efficiency PTAC | Equip | 15 | Residential-type central air conditioners | 0% | Tech/Econ | 23.64% | 0 | 0 | 0
Tech | Warehouse | Space Heating | Residential/split system heat pump | TRC | New | NN5351 | Retro-Commissioning | Retro-Commissioning | NonEquip | 5 |  | 0% | Tech/Econ | 16% | 0 | 0 | 0
Tech | Warehouse | Space Heating | Residential/split system heat pump | TRC | New | NN5143 | ENERGY STAR certified buildings program | ENERGY STAR certified buildings program | NonEquip | 20 |  | 0% | Tech/Econ | 35% | 0 | 0 | 0
Tech | Warehouse | Space Heating | Residential/split system heat pump | TRC | New | NN4337 | Water Cooled Refrigeration Heat Recovery | Water Cooled Refrigeration Heat Recovery | NonEquip | 20 |  | 0% | Tech/Econ | 10% | 0 | 0 | 0
Tech | Warehouse | Space Heating | Residential/split system heat pump | TRC | New | NN4285 | Warehouse Loading Dock Seals | Warehouse Loading Dock Seals | NonEquip | 18 |  | 16.55% | Tech/Econ | 11.4% | 0 | 0 | 0
Tech | Warehouse | Space Heating | Residential/split system heat pump | TRC | New | NN4181 | Smart Thermostat | Smart Thermostat | NonEquip | 11 |  | 31.48% | Tech/Econ | 10% | 0 | 0 | 0
Tech | Warehouse | Space Heating | Residential/split system heat pump | TRC | New | NN4103 | Roof Insulation | Roof Insulation | NonEquip | 20 |  | 58.5% | Tech/Econ | 24.54% | 45.3718 | 0 | 0.0091864
Tech | Warehouse | Space Heating | Residential/split system heat pump | TRC | New | NN4077 | Programmable Thermostat | Programmable Thermostat | NonEquip | 11 |  | 0% | Tech/Econ | 3.6% | 0 | 0 | 0
Tech | Warehouse | Space Heating | Residential/split system heat pump | TRC | New | NN4025 | Low U-Value Windows | Low U-Value Windows | NonEquip | 20 |  | 12.54% | Tech/Econ | 10% | 0 | 0 | 0
Tech | Warehouse | Space Heating | Residential/split system heat pump | TRC | New | NN3947 | Infiltration Reduction - Air Sealing | Infiltration Reduction - Air Sealing | NonEquip | 11 |  | 0% | Tech/Econ | 5.702% | 0 | 0 | 0
Tech | Warehouse | Space Heating | Residential/split system heat pump | TRC | New | NN3791 | Green Roof | Green Roof | NonEquip | 15 |  | 0.294% | Tech/Econ | 37.93% | 0.41673 | 0 | 0
Tech | Warehouse | Space Heating | Residential/split system heat pump | TRC | New | NN3739 | Floor Insulation | Floor Insulation | NonEquip | 20 |  | 49.87% | Tech/Econ | 12.88% | 0 | 0 | 0
Tech | Warehouse | Space Heating | Residential/split system heat pump | TRC | New | NN3661 | Facility Energy Management System | Facility Energy Management System | NonEquip | 15 |  | 4.276% | Tech/Econ | 20% | 2.3148 | 0 | 4.1721e-05
Tech | Warehouse | Space Heating | Residential/split system heat pump | TRC | New | NN3557 | Duct Sealing Repair | Duct Sealing Repair | NonEquip | 15 |  | 0% | Tech/Econ | 12% | 0 | 0 | 0
Tech | Warehouse | Space Heating | Residential/split system heat pump | TRC | New | NN3505 | Duct Insulation | Duct Insulation | NonEquip | 15 |  | 0% | Tech/Econ | 2.045% | 0 | 0 | 0
Tech | Warehouse | Space Heating | Residential/split system heat pump | TRC | New | NN3453 | Destratification Fans | Destratification Fans | NonEquip | 10 |  | 74.65% | Tech/Econ | 14.62% | 14.4902 | 0 | 0.0029338
Tech | Warehouse | Space Heating | Residential/split system heat pump | TRC | New | NN3401 | Dedicated Outdoor Air System on VRF unit | Dedicated Outdoor Air System on VRF unit | NonEquip | 15 | Residential/split system heat pump | 58.91% | Tech/Econ | 10% | 12.9236 | 0 | 0.0039748
Tech | Warehouse | Space Heating | Residential/split system heat pump | TRC | New | NN3349 | Cool Roof | Cool Roof | NonEquip | 15 |  | 72.51% | Tech/Econ | 1.92% | 0 | 0 | 0
Tech | Warehouse | Space Heating | Residential/split system heat pump | TRC | New | NN3245 | Ceiling Insulation(R30 to R38) | Ceiling Insulation(R30 to R38) | NonEquip | 20 |  | 0% | Tech/Econ | 4.96% | 0 | 0 | 0
Tech | Warehouse | Space Heating | Residential/split system heat pump | TRC | New | NN3193 | Ceiling Insulation(R2 to R38) | Ceiling Insulation(R2 to R38) | NonEquip | 20 |  | 0% | Tech/Econ | 94.74% | 0 | 0 | 0
Tech | Warehouse | Space Heating | Residential/split system heat pump | TRC | New | NN3141 | Ceiling Insulation(R19 to R38) | Ceiling Insulation(R19 to R38) | NonEquip | 20 |  | 0% | Tech/Econ | 18.6% | 0 | 0 | 0
Tech | Warehouse | Space Heating | Residential/split system heat pump | TRC | New | NN3089 | Ceiling Insulation(R12 to R38) | Ceiling Insulation(R12 to R38) | NonEquip | 20 |  | 0% | Tech/Econ | 40.3% | 0 | 0 | 0
Tech | Warehouse | Space Heating | Residential/split system heat pump | TRC | New | NN3011 | Air Curtains | Air Curtains | NonEquip | 8 |  | 0% | Tech/Econ | 2.55% | 0 | 0 | 0
Tech | Warehouse | Space Heating | Residential/split system heat pump | TRC | Existing | NE5338 | Retro-Commissioning | Retro-Commissioning | NonEquip | 5 |  | 21.99% | Tech/Econ | 16% | 956.4144 | 0 | 0.49574
Tech | Warehouse | Space Heating | Residential/split system heat pump | TRC | Existing | NE5130 | ENERGY STAR certified buildings program | ENERGY STAR certified buildings program | NonEquip | 20 |  | 0% | Tech/Econ | 35% | 0 | 0 | 0
Tech | Warehouse | Space Heating | Residential/split system heat pump | TRC | Existing | NE4324 | Water Cooled Refrigeration Heat Recovery | Water Cooled Refrigeration Heat Recovery | NonEquip | 20 |  | 0% | Tech/Econ | 10% | 0 | 0 | 0
Tech | Warehouse | Space Heating | Residential/split system heat pump | TRC | Existing | NE4272 | Warehouse Loading Dock Seals | Warehouse Loading Dock Seals | NonEquip | 18 |  | 24.61% | Tech/Econ | 12.58% | 961.7769 | 0 | 0.19473
Tech | Warehouse | Space Heating | Residential/split system heat pump | TRC | Existing | NE4246 | Wall Insulation | Wall Insulation | NonEquip | 20 |  | 0% | Tech/Econ | 20.25% | 0 | 0 | 0
Tech | Warehouse | Space Heating | Residential/split system heat pump | TRC | Existing | NE4168 | Smart Thermostat | Smart Thermostat | NonEquip | 11 |  | 31.48% | Tech/Econ | 10% | 891.4558 | 0 | -0.14648
Tech | Warehouse | Space Heating | Residential/split system heat pump | TRC | Existing | NE4090 | Roof Insulation | Roof Insulation | NonEquip | 20 |  | 58.5% | Tech/Econ | 54.16% | 20296.962 | 0 | 4.1095
Tech | Warehouse | Space Heating | Residential/split system heat pump | TRC | Existing | NE4064 | Programmable Thermostat | Programmable Thermostat | NonEquip | 11 |  | 0% | Tech/Econ | 3.6% | 0 | 0 | 0
Tech | Warehouse | Space Heating | Residential/split system heat pump | TRC | Existing | NE4012 | Low U-Value Windows | Low U-Value Windows | NonEquip | 20 |  | 5.017% | Tech/Econ | 46% | 1010.0588 | 0 | -0.058718
Tech | Warehouse | Space Heating | Residential/split system heat pump | TRC | Existing | NE3934 | Infiltration Reduction - Air Sealing | Infiltration Reduction - Air Sealing | NonEquip | 11 |  | 0% | Tech/Econ | 6.292% | 0 | 0 | 0
Tech | Warehouse | Space Heating | Residential/split system heat pump | TRC | Existing | NE3856 | Hotel Card Energy Control Systems | Hotel Card Energy Control Systems | NonEquip | 15 |  | 0% | Tech/Econ | 0% | 0 | 0 | 0
Tech | Warehouse | Space Heating | Residential/split system heat pump | TRC | Existing | NE3778 | Green Roof | Green Roof | NonEquip | 15 |  | 0.0588% | Tech/Econ | 41.85% | 10.5215 | 0 | 0
Tech | Warehouse | Space Heating | Residential/split system heat pump | TRC | Existing | NE3726 | Floor Insulation | Floor Insulation | NonEquip | 20 |  | 19.95% | Tech/Econ | 14.21% | 905.9244 | 0 | 0.18342
Tech | Warehouse | Space Heating | Residential/split system heat pump | TRC | Existing | NE3648 | Facility Energy Management System | Facility Energy Management System | NonEquip | 15 |  | 4.3% | Tech/Econ | 20% | 311.2379 | 0 | 0.0056095
Tech | Warehouse | Space Heating | Residential/split system heat pump | TRC | Existing | NE3570 | ECM Motors on Furnaces | ECM Motors on Furnaces | NonEquip | 15 | Forced air furnace | 0% | Tech/Econ | 1.706% | 0 | 0 | 0
Tech | Warehouse | Space Heating | Residential/split system heat pump | TRC | Existing | NE3544 | Duct Sealing Repair | Duct Sealing Repair | NonEquip | 15 |  | 0% | Tech/Econ | 12% | 0 | 0 | 0
Tech | Warehouse | Space Heating | Residential/split system heat pump | TRC | Existing | NE3492 | Duct Insulation | Duct Insulation | NonEquip | 15 |  | 0% | Tech/Econ | 2.045% | 0 | 0 | 0
Tech | Warehouse | Space Heating | Residential/split system heat pump | TRC | Existing | NE3440 | Destratification Fans | Destratification Fans | NonEquip | 10 |  | 74.65% | Tech/Econ | 14.62% | 3915.8552 | 0 | 0.79284
Tech | Warehouse | Space Heating | Residential/split system heat pump | TRC | Existing | NE3388 | Dedicated Outdoor Air System on VRF unit | Dedicated Outdoor Air System on VRF unit | NonEquip | 15 | Residential/split system heat pump | 58.91% | Tech/Econ | 10% | 1772.9894 | 0 | 0.5453
Tech | Warehouse | Space Heating | Residential/split system heat pump | TRC | Existing | NE3336 | Cool Roof | Cool Roof | NonEquip | 15 |  | 72.75% | Tech/Econ | 2.119% | 404.3082 | 0 | 0
Tech | Warehouse | Space Heating | Residential/split system heat pump | TRC | Existing | NE3232 | Ceiling Insulation(R30 to R38) | Ceiling Insulation(R30 to R38) | NonEquip | 20 |  | 0% | Tech/Econ | 5.473% | 0 | 0 | 0
Tech | Warehouse | Space Heating | Residential/split system heat pump | TRC | Existing | NE3180 | Ceiling Insulation(R2 to R38) | Ceiling Insulation(R2 to R38) | NonEquip | 20 |  | 0% | Tech/Econ | 94.74% | 0 | 0 | 0
Tech | Warehouse | Space Heating | Residential/split system heat pump | TRC | Existing | NE3128 | Ceiling Insulation(R19 to R38) | Ceiling Insulation(R19 to R38) | NonEquip | 20 |  | 0% | Tech/Econ | 20.52% | 0 | 0 | 0
Tech | Warehouse | Space Heating | Residential/split system heat pump | TRC | Existing | NE3076 | Ceiling Insulation(R12 to R38) | Ceiling Insulation(R12 to R38) | NonEquip | 20 |  | 0% | Tech/Econ | 44.47% | 0 | 0 | 0
Tech | Warehouse | Space Heating | Residential/split system heat pump | TRC | Existing | NE2998 | Air Curtains | Air Curtains | NonEquip | 8 |  | 0% | Tech/Econ | 2.55% | 0 | 0 | 0
Tech | Warehouse | Space Heating | Residential/split system heat pump | TRC | Turnover | ET872 | Geothermal Heat Pump | Geothermal Heat Pump | Equip | 15 | Residential/split system heat pump | 30.5% | Tech/Econ | 2.941% | 246.0475 | 0 | 0.081272
Tech | Warehouse | Space Heating | Residential/split system heat pump | TRC | Turnover | ET1418 | Variable Refrigerant Flow (VRF) HVAC Systems | Variable Refrigerant Flow (VRF) HVAC Systems | Equip | 15 | Residential/split system heat pump | 49.09% | Tech/Econ | 31.25% | 6558.4384 | 0 | 2.0171
Tech | Warehouse | Space Heating | Residential/split system heat pump | TRC | Turnover | ET1340 | High Efficiency PTHP | High Efficiency PTHP | Equip | 15 | Residential/split system heat pump | 0% | Tech/Econ | 9.375% | 0 | 0 | 0
Tech | Warehouse | Space Heating | Residential/split system heat pump | TRC | New | EN898 | Geothermal Heat Pump | Geothermal Heat Pump | Equip | 15 | Residential/split system heat pump | 30.5% | Tech/Econ | 2.941% | 0 | 0 | 0
Tech | Warehouse | Space Heating | Residential/split system heat pump | TRC | New | EN1444 | Variable Refrigerant Flow (VRF) HVAC Systems | Variable Refrigerant Flow (VRF) HVAC Systems | Equip | 15 | Residential/split system heat pump | 49.09% | Tech/Econ | 31.25% | 57.2769 | 0 | 0.017616
Tech | Warehouse | Space Heating | Residential/split system heat pump | TRC | New | EN1366 | High Efficiency PTHP | High Efficiency PTHP | Equip | 15 | Residential/split system heat pump | 0% | Tech/Econ | 9.375% | 0 | 0 | 0
Tech | Warehouse | Refrigeration | Residential style | TRC | New | NN5325 | Retro-Commissioning | Retro-Commissioning | NonEquip | 5 |  | 0% | Tech/Econ | 16% | 0 | 0 | 0
Tech | Warehouse | Refrigeration | Residential style | TRC | New | NN5117 | ENERGY STAR certified buildings program | ENERGY STAR certified buildings program | NonEquip | 20 |  | 0% | Tech/Econ | 35% | 0 | 0 | 0
Tech | Warehouse | Refrigeration | Residential style | TRC | New | NN4909 | Strip Curtains for Walk-ins | Strip Curtains for Walk-ins | NonEquip | 4 | Walk-in cooler | 0% | Tech/Econ | 2.115% | 0 | 0 | 0
Tech | Warehouse | Refrigeration | Residential style | TRC | New | NN4883 | Refrigerated Display Case Lighting Controls | Refrigerated Display Case Lighting Controls | NonEquip | 8 | Display cases | 0% | Tech/Econ | 0.9365% | 0 | 0 | 0
Tech | Warehouse | Refrigeration | Residential style | TRC | New | NN4857 | PSC to ECM Evaporator Fan Motor (Walk-In, Refrigerator) | PSC to ECM Evaporator Fan Motor (Walk-In, Refrigerator) | NonEquip | 15 | Walk-in cooler | 0% | Tech/Econ | 37.5% | 0 | 0 | 0
Tech | Warehouse | Refrigeration | Residential style | TRC | New | NN4831 | PSC to ECM Evaporator Fan Motor (Reach-In) | PSC to ECM Evaporator Fan Motor (Reach-In) | NonEquip | 15 | Display cases | 0% | Tech/Econ | 37.5% | 0 | 0 | 0
Tech | Warehouse | Refrigeration | Residential style | TRC | New | NN4805 | Night Covers for Display Cases | Night Covers for Display Cases | NonEquip | 5 | Display cases | 0% | Tech/Econ | 1.877% | 0 | 0 | 0
Tech | Warehouse | Refrigeration | Residential style | TRC | New | NN4779 | High R-Value Glass Doors | High R-Value Glass Doors | NonEquip | 12 | Display cases | 0% | Tech/Econ | 0% | 0 | 0 | 0
Tech | Warehouse | Refrigeration | Residential style | TRC | New | NN4753 | High Efficiency Refrigeration Compressor | High Efficiency Refrigeration Compressor | NonEquip | 13 | Display cases | 0% | Tech/Econ | 6.922% | 0 | 0 | 0
Tech | Warehouse | Refrigeration | Residential style | TRC | New | NN4727 | Freezer-Cooler Replacement Gaskets | Freezer-Cooler Replacement Gaskets | NonEquip | 4 | Display cases | 0% | Tech/Econ | 0% | 0 | 0 | 0
Tech | Warehouse | Refrigeration | Residential style | TRC | New | NN4701 | Floating Head Pressure Controls | Floating Head Pressure Controls | NonEquip | 15 |  | 0% | Tech/Econ | 6.05% | 0 | 0 | 0
Tech | Warehouse | Refrigeration | Residential style | TRC | New | NN4675 | Demand Defrost | Demand Defrost | NonEquip | 10 | Walk-in cooler | 0% | Tech/Econ | 30% | 0 | 0 | 0
Tech | Warehouse | Refrigeration | Residential style | TRC | New | NN4649 | Automatic Door Closer for Walk-in Coolers and Freezers | Automatic Door Closer for Walk-in Coolers and Freezers | NonEquip | 8 | Walk-in cooler | 0% | Tech/Econ | 3.131% | 0 | 0 | 0
Tech | Warehouse | Refrigeration | Residential style | TRC | New | NN4623 | Anti-Sweat Controls | Anti-Sweat Controls | NonEquip | 8 | Display cases | 0% | Tech/Econ | 85% | 0 | 0 | 0
Tech | Warehouse | Refrigeration | Residential style | TRC | Existing | NE5312 | Retro-Commissioning | Retro-Commissioning | NonEquip | 5 |  | 21.99% | Tech/Econ | 16% | 5072.1499 | 0.84797 | 2.629
Tech | Warehouse | Refrigeration | Residential style | TRC | Existing | NE5104 | ENERGY STAR certified buildings program | ENERGY STAR certified buildings program | NonEquip | 20 |  | 0% | Tech/Econ | 35% | 0 | 0 | 0
Tech | Warehouse | Refrigeration | Residential style | TRC | Existing | NE4896 | Strip Curtains for Walk-ins | Strip Curtains for Walk-ins | NonEquip | 4 | Walk-in cooler | 0% | Tech/Econ | 2.115% | 0 | 0 | 0
Tech | Warehouse | Refrigeration | Residential style | TRC | Existing | NE4870 | Refrigerated Display Case Lighting Controls | Refrigerated Display Case Lighting Controls | NonEquip | 8 | Display cases | 0% | Tech/Econ | 2.524% | 0 | 0 | 0
Tech | Warehouse | Refrigeration | Residential style | TRC | Existing | NE4844 | PSC to ECM Evaporator Fan Motor (Walk-In, Refrigerator) | PSC to ECM Evaporator Fan Motor (Walk-In, Refrigerator) | NonEquip | 15 | Walk-in cooler | 0% | Tech/Econ | 37.5% | 0 | 0 | 0
Tech | Warehouse | Refrigeration | Residential style | TRC | Existing | NE4818 | PSC to ECM Evaporator Fan Motor (Reach-In) | PSC to ECM Evaporator Fan Motor (Reach-In) | NonEquip | 15 | Display cases | 0% | Tech/Econ | 37.5% | 0 | 0 | 0
Tech | Warehouse | Refrigeration | Residential style | TRC | Existing | NE4792 | Night Covers for Display Cases | Night Covers for Display Cases | NonEquip | 5 | Display cases | 0% | Tech/Econ | 1.877% | 0 | 0 | 0
Tech | Warehouse | Refrigeration | Residential style | TRC | Existing | NE4766 | High R-Value Glass Doors | High R-Value Glass Doors | NonEquip | 12 | Display cases | 0% | Tech/Econ | 23.81% | 0 | 0 | 0
Tech | Warehouse | Refrigeration | Residential style | TRC | Existing | NE4740 | High Efficiency Refrigeration Compressor | High Efficiency Refrigeration Compressor | NonEquip | 13 | Display cases | 0% | Tech/Econ | 6.922% | 0 | 0 | 0
Tech | Warehouse | Refrigeration | Residential style | TRC | Existing | NE4714 | Freezer-Cooler Replacement Gaskets | Freezer-Cooler Replacement Gaskets | NonEquip | 4 | Display cases | 0% | Tech/Econ | 3.131% | 0 | 0 | 0
Tech | Warehouse | Refrigeration | Residential style | TRC | Existing | NE4688 | Floating Head Pressure Controls | Floating Head Pressure Controls | NonEquip | 15 |  | 0% | Tech/Econ | 6.05% | 0 | 0 | 0
Tech | Warehouse | Refrigeration | Residential style | TRC | Existing | NE4662 | Demand Defrost | Demand Defrost | NonEquip | 10 | Walk-in cooler | 0% | Tech/Econ | 30% | 0 | 0 | 0
Tech | Warehouse | Refrigeration | Residential style | TRC | Existing | NE4636 | Automatic Door Closer for Walk-in Coolers and Freezers | Automatic Door Closer for Walk-in Coolers and Freezers | NonEquip | 8 | Walk-in cooler | 0% | Tech/Econ | 3.131% | 0 | 0 | 0
Tech | Warehouse | Refrigeration | Residential style | TRC | Existing | NE4610 | Anti-Sweat Controls | Anti-Sweat Controls | NonEquip | 8 | Display cases | 0% | Tech/Econ | 85% | 0 | 0 | 0
Tech | Warehouse | Refrigeration | Residential style | TRC | Turnover | ET2543 | Energy Star Refrigerator | Energy Star Refrigerator | Equip | 12 | Residential style | 45.6% | Tech/Econ | 21.99% | 16066.1763 | 2.1153 | 1.6644
Tech | Warehouse | Refrigeration | Residential style | TRC | New | EN2569 | Energy Star Refrigerator | Energy Star Refrigerator | Equip | 12 | Residential style | 53.2% | Tech/Econ | 21.99% | 109.3487 | 0.014397 | 0.011328
Tech | Warehouse | Cooking | Range | TRC | New | NN5091 | ENERGY STAR certified buildings program | ENERGY STAR certified buildings program | NonEquip | 20 |  | 0% | Tech/Econ | 35% | 0 | 0 | 0
Tech | Warehouse | Cooking | Range | TRC | Existing | NE5078 | ENERGY STAR certified buildings program | ENERGY STAR certified buildings program | NonEquip | 20 |  | 0% | Tech/Econ | 35% | 0 | 0 | 0
Tech | Warehouse | Miscellaneous | Pool pump | TRC | New | NN5455 | Retro-Commissioning | Retro-Commissioning | NonEquip | 5 |  | 0% | Tech/Econ | 16% | 0 | 0 | 0
Tech | Warehouse | Miscellaneous | Pool pump | TRC | New | NN5247 | ENERGY STAR certified buildings program | ENERGY STAR certified buildings program | NonEquip | 20 |  | 0% | Tech/Econ | 35% | 0 | 0 | 0
Tech | Warehouse | Miscellaneous | Pool pump | TRC | New | NN4545 | VSD Controlled Compressor | VSD Controlled Compressor | NonEquip | 15 | Others | 0% | Tech/Econ | 20.79% | 0 | 0 | 0
Tech | Warehouse | Miscellaneous | Pool pump | TRC | New | NN4519 | Regenerative Drive Elevator Motor | Regenerative Drive Elevator Motor | NonEquip | 13 | Elevators/Escalators | 0% | Tech/Econ | 6.211% | 0 | 0 | 0
Tech | Warehouse | Miscellaneous | Pool pump | TRC | New | NN4493 | Engine Block Timer | Engine Block Timer | NonEquip | 5 | Others | 0% | Tech/Econ | 36% | 0 | 0 | 0
Tech | Warehouse | Miscellaneous | Pool pump | TRC | New | NN4467 | Efficient Motor Belts | Efficient Motor Belts | NonEquip | 10 | Others | 0% | Tech/Econ | 1.105% | 0 | 0 | 0
Tech | Warehouse | Miscellaneous | Pool pump | TRC | Existing | NE5442 | Retro-Commissioning | Retro-Commissioning | NonEquip | 5 |  | 21.99% | Tech/Econ | 16% | 0 | 0 | 0
Tech | Warehouse | Miscellaneous | Pool pump | TRC | Existing | NE5234 | ENERGY STAR certified buildings program | ENERGY STAR certified buildings program | NonEquip | 20 |  | 0% | Tech/Econ | 35% | 0 | 0 | 0
Tech | Warehouse | Miscellaneous | Pool pump | TRC | Existing | NE4532 | VSD Controlled Compressor | VSD Controlled Compressor | NonEquip | 15 | Others | 0% | Tech/Econ | 20.79% | 0 | 0 | 0
Tech | Warehouse | Miscellaneous | Pool pump | TRC | Existing | NE4506 | Regenerative Drive Elevator Motor | Regenerative Drive Elevator Motor | NonEquip | 13 | Elevators/Escalators | 0% | Tech/Econ | 6.211% | 0 | 0 | 0
Tech | Warehouse | Miscellaneous | Pool pump | TRC | Existing | NE4480 | Engine Block Timer | Engine Block Timer | NonEquip | 5 | Others | 0% | Tech/Econ | 36% | 0 | 0 | 0
Tech | Warehouse | Miscellaneous | Pool pump | TRC | Existing | NE4454 | Efficient Motor Belts | Efficient Motor Belts | NonEquip | 10 | Others | 0% | Tech/Econ | 1.105% | 0 | 0 | 0
Tech | Warehouse | Miscellaneous | Pool pump | TRC | Turnover | ET2078 | Two Speed Pool Pump | Two Speed Pool Pump | Equip | 10 | Pool pump | 0% | Tech/Econ | 61.79% | 0 | 0 | 0
Tech | Warehouse | Miscellaneous | Pool pump | TRC | Turnover | ET2003 | Solar Pool Heater | Solar Pool Heater | Equip | 15 | Pool pump | 0% | Tech/Econ | 86.11% | 0 | 0 | 0
Tech | Warehouse | Miscellaneous | Pool pump | TRC | Turnover | ET1964 | Heat Pump Pool Heater | Heat Pump Pool Heater | Equip | 15 | Pool pump | 0% | Tech/Econ | 80% | 0 | 0 | 0
Tech | Warehouse | Miscellaneous | Pool pump | TRC | New | EN2104 | Two Speed Pool Pump | Two Speed Pool Pump | Equip | 10 | Pool pump | 0% | Tech/Econ | 61.79% | 0 | 0 | 0
Tech | Warehouse | Miscellaneous | Pool pump | TRC | New | EN2029 | Solar Pool Heater | Solar Pool Heater | Equip | 15 | Pool pump | 0% | Tech/Econ | 86.11% | 0 | 0 | 0
Tech | Warehouse | Miscellaneous | Pool pump | TRC | New | EN1990 | Heat Pump Pool Heater | Heat Pump Pool Heater | Equip | 15 | Pool pump | 0% | Tech/Econ | 80% | 0 | 0 | 0
Tech | Warehouse | Space Heating | Packaged central unit | TRC | New | NN5351 | Retro-Commissioning | Retro-Commissioning | NonEquip | 5 |  | 0% | Tech/Econ | 16% | 0 | 0 | 0
Tech | Warehouse | Space Heating | Packaged central unit | TRC | New | NN5143 | ENERGY STAR certified buildings program | ENERGY STAR certified buildings program | NonEquip | 20 |  | 0% | Tech/Econ | 35% | 0 | 0 | 0
Tech | Warehouse | Space Heating | Packaged central unit | TRC | New | NN4337 | Water Cooled Refrigeration Heat Recovery | Water Cooled Refrigeration Heat Recovery | NonEquip | 20 |  | 0% | Tech/Econ | 10% | 0 | 0 | 0
Tech | Warehouse | Space Heating | Packaged central unit | TRC | New | NN4285 | Warehouse Loading Dock Seals | Warehouse Loading Dock Seals | NonEquip | 18 |  | 16.55% | Tech/Econ | 11.4% | 0 | 0 | 0
Tech | Warehouse | Space Heating | Packaged central unit | TRC | New | NN4259 | Wall Insulation | Wall Insulation | NonEquip | 20 |  | 0% | Tech/Econ | 0% | 0 | 0 | 0
Tech | Warehouse | Space Heating | Packaged central unit | TRC | New | NN4181 | Smart Thermostat | Smart Thermostat | NonEquip | 11 |  | 31.48% | Tech/Econ | 10% | 0 | 0 | 0
Tech | Warehouse | Space Heating | Packaged central unit | TRC | New | NN4103 | Roof Insulation | Roof Insulation | NonEquip | 20 |  | 58.5% | Tech/Econ | 24.54% | 78.0123 | 0 | 0.015795
Tech | Warehouse | Space Heating | Packaged central unit | TRC | New | NN4077 | Programmable Thermostat | Programmable Thermostat | NonEquip | 11 |  | 0% | Tech/Econ | 3.6% | 0 | 0 | 0
Tech | Warehouse | Space Heating | Packaged central unit | TRC | New | NN4025 | Low U-Value Windows | Low U-Value Windows | NonEquip | 20 |  | 12.54% | Tech/Econ | 10% | 0 | 0 | 0
Tech | Warehouse | Space Heating | Packaged central unit | TRC | New | NN3947 | Infiltration Reduction - Air Sealing | Infiltration Reduction - Air Sealing | NonEquip | 11 |  | 0% | Tech/Econ | 5.702% | 0 | 0 | 0
Tech | Warehouse | Space Heating | Packaged central unit | TRC | New | NN3791 | Green Roof | Green Roof | NonEquip | 15 |  | 0.294% | Tech/Econ | 37.93% | 0.60659 | 0 | 0
Tech | Warehouse | Space Heating | Packaged central unit | TRC | New | NN3739 | Floor Insulation | Floor Insulation | NonEquip | 20 |  | 49.87% | Tech/Econ | 12.88% | 0 | 0 | 0
Tech | Warehouse | Space Heating | Packaged central unit | TRC | New | NN3661 | Facility Energy Management System | Facility Energy Management System | NonEquip | 15 |  | 4.276% | Tech/Econ | 20% | 3.9801 | 0 | 7.1735e-05
Tech | Warehouse | Space Heating | Packaged central unit | TRC | New | NN3583 | ECM Motors on Furnaces | ECM Motors on Furnaces | NonEquip | 15 | Forced air furnace | 0% | Tech/Econ | 1.706% | 0 | 0 | 0
Tech | Warehouse | Space Heating | Packaged central unit | TRC | New | NN3557 | Duct Sealing Repair | Duct Sealing Repair | NonEquip | 15 |  | 0% | Tech/Econ | 12% | 0 | 0 | 0
Tech | Warehouse | Space Heating | Packaged central unit | TRC | New | NN3505 | Duct Insulation | Duct Insulation | NonEquip | 15 |  | 0% | Tech/Econ | 2.045% | 0 | 0 | 0
Tech | Warehouse | Space Heating | Packaged central unit | TRC | New | NN3453 | Destratification Fans | Destratification Fans | NonEquip | 10 |  | 74.65% | Tech/Econ | 14.62% | 24.9145 | 0 | 0.0050444
Tech | Warehouse | Space Heating | Packaged central unit | TRC | New | NN3401 | Dedicated Outdoor Air System on VRF unit | Dedicated Outdoor Air System on VRF unit | NonEquip | 15 | Residential/split system heat pump | 0% | Tech/Econ | 10% | 0 | 0 | 0
Tech | Warehouse | Space Heating | Packaged central unit | TRC | New | NN3349 | Cool Roof | Cool Roof | NonEquip | 15 |  | 72.51% | Tech/Econ | 1.92% | 0 | 0 | 0
Tech | Warehouse | Space Heating | Packaged central unit | TRC | New | NN3245 | Ceiling Insulation(R30 to R38) | Ceiling Insulation(R30 to R38) | NonEquip | 20 |  | 0% | Tech/Econ | 4.96% | 0 | 0 | 0
Tech | Warehouse | Space Heating | Packaged central unit | TRC | New | NN3193 | Ceiling Insulation(R2 to R38) | Ceiling Insulation(R2 to R38) | NonEquip | 20 |  | 0% | Tech/Econ | 94.74% | 0 | 0 | 0
Tech | Warehouse | Space Heating | Packaged central unit | TRC | New | NN3141 | Ceiling Insulation(R19 to R38) | Ceiling Insulation(R19 to R38) | NonEquip | 20 |  | 0% | Tech/Econ | 18.6% | 0 | 0 | 0
Tech | Warehouse | Space Heating | Packaged central unit | TRC | New | NN3089 | Ceiling Insulation(R12 to R38) | Ceiling Insulation(R12 to R38) | NonEquip | 20 |  | 0% | Tech/Econ | 40.3% | 0 | 0 | 0
Tech | Warehouse | Space Heating | Packaged central unit | TRC | New | NN3011 | Air Curtains | Air Curtains | NonEquip | 8 |  | 0% | Tech/Econ | 2.55% | 0 | 0 | 0
Tech | Warehouse | Space Heating | Packaged central unit | TRC | Existing | NE5338 | Retro-Commissioning | Retro-Commissioning | NonEquip | 5 |  | 21.99% | Tech/Econ | 16% | 1712.6956 | 0 | 0.88774
Tech | Warehouse | Space Heating | Packaged central unit | TRC | Existing | NE5130 | ENERGY STAR certified buildings program | ENERGY STAR certified buildings program | NonEquip | 20 |  | 0% | Tech/Econ | 35% | 0 | 0 | 0
Tech | Warehouse | Space Heating | Packaged central unit | TRC | Existing | NE4324 | Water Cooled Refrigeration Heat Recovery | Water Cooled Refrigeration Heat Recovery | NonEquip | 20 |  | 0% | Tech/Econ | 10% | 0 | 0 | 0
Tech | Warehouse | Space Heating | Packaged central unit | TRC | Existing | NE4272 | Warehouse Loading Dock Seals | Warehouse Loading Dock Seals | NonEquip | 18 |  | 24.61% | Tech/Econ | 12.58% | 1653.6792 | 0 | 0.33482
Tech | Warehouse | Space Heating | Packaged central unit | TRC | Existing | NE4246 | Wall Insulation | Wall Insulation | NonEquip | 20 |  | 0% | Tech/Econ | 20.25% | 0 | 0 | 0
Tech | Warehouse | Space Heating | Packaged central unit | TRC | Existing | NE4168 | Smart Thermostat | Smart Thermostat | NonEquip | 11 |  | 31.48% | Tech/Econ | 10% | 1628.7236 | 0 | -0.26762
Tech | Warehouse | Space Heating | Packaged central unit | TRC | Existing | NE4090 | Roof Insulation | Roof Insulation | NonEquip | 20 |  | 58.5% | Tech/Econ | 54.16% | 29544.401 | 0 | 5.9818
Tech | Warehouse | Space Heating | Packaged central unit | TRC | Existing | NE4064 | Programmable Thermostat | Programmable Thermostat | NonEquip | 11 |  | 0% | Tech/Econ | 3.6% | 0 | 0 | 0
Tech | Warehouse | Space Heating | Packaged central unit | TRC | Existing | NE4012 | Low U-Value Windows | Low U-Value Windows | NonEquip | 20 |  | 5.017% | Tech/Econ | 46% | 1470.2486 | 0 | -0.085471
Tech | Warehouse | Space Heating | Packaged central unit | TRC | Existing | NE3934 | Infiltration Reduction - Air Sealing | Infiltration Reduction - Air Sealing | NonEquip | 11 |  | 0% | Tech/Econ | 6.292% | 0 | 0 | 0
Tech | Warehouse | Space Heating | Packaged central unit | TRC | Existing | NE3856 | Hotel Card Energy Control Systems | Hotel Card Energy Control Systems | NonEquip | 15 |  | 0% | Tech/Econ | 0% | 0 | 0 | 0
Tech | Warehouse | Space Heating | Packaged central unit | TRC | Existing | NE3778 | Green Roof | Green Roof | NonEquip | 15 |  | 0.0588% | Tech/Econ | 41.85% | 15.3151 | 0 | 0
Tech | Warehouse | Space Heating | Packaged central unit | TRC | Existing | NE3726 | Floor Insulation | Floor Insulation | NonEquip | 20 |  | 19.95% | Tech/Econ | 14.21% | 1557.6464 | 0 | 0.31538
Tech | Warehouse | Space Heating | Packaged central unit | TRC | Existing | NE3648 | Facility Energy Management System | Facility Energy Management System | NonEquip | 15 |  | 4.3% | Tech/Econ | 20% | 535.1425 | 0 | 0.009645
Tech | Warehouse | Space Heating | Packaged central unit | TRC | Existing | NE3570 | ECM Motors on Furnaces | ECM Motors on Furnaces | NonEquip | 15 | Forced air furnace | 0% | Tech/Econ | 1.706% | 0 | 0 | 0
Tech | Warehouse | Space Heating | Packaged central unit | TRC | Existing | NE3544 | Duct Sealing Repair | Duct Sealing Repair | NonEquip | 15 |  | 0% | Tech/Econ | 12% | 0 | 0 | 0
Tech | Warehouse | Space Heating | Packaged central unit | TRC | Existing | NE3492 | Duct Insulation | Duct Insulation | NonEquip | 15 |  | 0% | Tech/Econ | 2.045% | 0 | 0 | 0
Tech | Warehouse | Space Heating | Packaged central unit | TRC | Existing | NE3440 | Destratification Fans | Destratification Fans | NonEquip | 10 |  | 74.65% | Tech/Econ | 14.62% | 6732.9217 | 0 | 1.3632
Tech | Warehouse | Space Heating | Packaged central unit | TRC | Existing | NE3388 | Dedicated Outdoor Air System on VRF unit | Dedicated Outdoor Air System on VRF unit | NonEquip | 15 | Residential/split system heat pump | 0% | Tech/Econ | 10% | 0 | 0 | 0
Tech | Warehouse | Space Heating | Packaged central unit | TRC | Existing | NE3336 | Cool Roof | Cool Roof | NonEquip | 15 |  | 72.75% | Tech/Econ | 2.119% | 724.0133 | 0 | 0
Tech | Warehouse | Space Heating | Packaged central unit | TRC | Existing | NE3232 | Ceiling Insulation(R30 to R38) | Ceiling Insulation(R30 to R38) | NonEquip | 20 |  | 0% | Tech/Econ | 5.473% | 0 | 0 | 0
Tech | Warehouse | Space Heating | Packaged central unit | TRC | Existing | NE3180 | Ceiling Insulation(R2 to R38) | Ceiling Insulation(R2 to R38) | NonEquip | 20 |  | 0% | Tech/Econ | 94.74% | 0 | 0 | 0
Tech | Warehouse | Space Heating | Packaged central unit | TRC | Existing | NE3128 | Ceiling Insulation(R19 to R38) | Ceiling Insulation(R19 to R38) | NonEquip | 20 |  | 0% | Tech/Econ | 20.52% | 0 | 0 | 0
Tech | Warehouse | Space Heating | Packaged central unit | TRC | Existing | NE3076 | Ceiling Insulation(R12 to R38) | Ceiling Insulation(R12 to R38) | NonEquip | 20 |  | 0% | Tech/Econ | 44.47% | 0 | 0 | 0
Tech | Warehouse | Space Heating | Packaged central unit | TRC | Existing | NE2998 | Air Curtains | Air Curtains | NonEquip | 8 |  | 0% | Tech/Econ | 2.55% | 0 | 0 | 0
Tech | Warehouse | Space Heating | Packaged central unit | TRC | Turnover | ET1223 | High Efficiency DX 135k- less than 240k BTU | High Efficiency DX 135k- less than 240k BTU | Equip | 15 | Packaged central unit | 94.56% | Tech/Econ | 3.03% | 1436.0943 | 0 | 0
Tech | Warehouse | Space Heating | Packaged central unit | TRC | New | EN1249 | High Efficiency DX 135k- less than 240k BTU | High Efficiency DX 135k- less than 240k BTU | Equip | 15 | Packaged central unit | 94.56% | Tech/Econ | 3.03% | 12.5085 | 0 | 0
Tech | Warehouse | Space Cooling | Packaged air conditioning units (RTUs) | TRC | New | NN5377 | Retro-Commissioning | Retro-Commissioning | NonEquip | 5 |  | 0% | Tech/Econ | 16% | 0 | 0 | 0
Tech | Warehouse | Space Cooling | Packaged air conditioning units (RTUs) | TRC | New | NN5169 | ENERGY STAR certified buildings program | ENERGY STAR certified buildings program | NonEquip | 20 |  | 0% | Tech/Econ | 35% | 0 | 0 | 0
Tech | Warehouse | Space Cooling | Packaged air conditioning units (RTUs) | TRC | New | NN4389 | Window Sun Protection | Window Sun Protection | NonEquip | 10 |  | 15.35% | Tech/Econ | 16% | 50.7107 | 0.021711 | -0.0036185
Tech | Warehouse | Space Cooling | Packaged air conditioning units (RTUs) | TRC | New | NN4363 | Waterside Economizer | Waterside Economizer | NonEquip | 20 |  | 0% | Tech/Econ | 5.556% | 0 | 0 | 0
Tech | Warehouse | Space Cooling | Packaged air conditioning units (RTUs) | TRC | New | NN4155 | Smart Thermostat | Smart Thermostat | NonEquip | 11 |  | 31.48% | Tech/Econ | 10% | 0 | 0 | 0
Tech | Warehouse | Space Cooling | Packaged air conditioning units (RTUs) | TRC | New | NN4129 | Roof Insulation | Roof Insulation | NonEquip | 20 |  | 58.5% | Tech/Econ | 6.839% | 0 | 0 | 0
Tech | Warehouse | Space Cooling | Packaged air conditioning units (RTUs) | TRC | New | NN4051 | Programmable Thermostat | Programmable Thermostat | NonEquip | 11 |  | 0% | Tech/Econ | 3.6% | 0 | 0 | 0
Tech | Warehouse | Space Cooling | Packaged air conditioning units (RTUs) | TRC | New | NN3999 | Low U-Value Windows | Low U-Value Windows | NonEquip | 20 |  | 12.54% | Tech/Econ | 10% | 0 | 0 | 0
Tech | Warehouse | Space Cooling | Packaged air conditioning units (RTUs) | TRC | New | NN3921 | HVAC tune-up_RTU | HVAC tune-up_RTU | NonEquip | 5 | Packaged air conditioning units (RTUs) | 0% | Tech/Econ | 5% | 0 | 0 | 0
Tech | Warehouse | Space Cooling | Packaged air conditioning units (RTUs) | TRC | New | NN3895 | HVAC tune-up | HVAC tune-up | NonEquip | 5 | Residential-type central air conditioners | 0% | Tech/Econ | 5% | 0 | 0 | 0
Tech | Warehouse | Space Cooling | Packaged air conditioning units (RTUs) | TRC | New | NN3817 | Green Roof | Green Roof | NonEquip | 15 |  | 0.294% | Tech/Econ | 7.927% | 0 | 0 | 0
Tech | Warehouse | Space Cooling | Packaged air conditioning units (RTUs) | TRC | New | NN3765 | Floor Insulation | Floor Insulation | NonEquip | 20 |  | 49.87% | Tech/Econ | 3.588% | 0 | 0 | 0
Tech | Warehouse | Space Cooling | Packaged air conditioning units (RTUs) | TRC | New | NN3687 | Facility Energy Management System | Facility Energy Management System | NonEquip | 15 |  | 4.276% | Tech/Econ | 20% | 19.4774 | 0.0040823 | 0
Tech | Warehouse | Space Cooling | Packaged air conditioning units (RTUs) | TRC | New | NN3635 | Facility Commissioning | Facility Commissioning | NonEquip | 10 |  | 53.41% | Tech/Econ | 16% | 192.9521 | 0.033783 | 0.00077074
Tech | Warehouse | Space Cooling | Packaged air conditioning units (RTUs) | TRC | New | NN3609 | Energy Recovery Ventilation System (ERV) | Energy Recovery Ventilation System (ERV) | NonEquip | 15 | Packaged air conditioning units (RTUs) | 48.99% | Tech/Econ | 9.935% | 94.1677 | 0.13808 | 0.026759
Tech | Warehouse | Space Cooling | Packaged air conditioning units (RTUs) | TRC | New | NN3531 | Duct Sealing Repair | Duct Sealing Repair | NonEquip | 15 |  | 0% | Tech/Econ | 12% | 0 | 0 | 0
Tech | Warehouse | Space Cooling | Packaged air conditioning units (RTUs) | TRC | New | NN3427 | Dedicated Outdoor Air System on VRF unit | Dedicated Outdoor Air System on VRF unit | NonEquip | 15 | Residential-type central air conditioners | 0% | Tech/Econ | 17.5% | 0 | 0 | 0
Tech | Warehouse | Space Cooling | Packaged air conditioning units (RTUs) | TRC | New | NN3375 | Cool Roof | Cool Roof | NonEquip | 15 |  | 72.51% | Tech/Econ | 14.67% | 79.6849 | 0.010282 | 0
Tech | Warehouse | Space Cooling | Packaged air conditioning units (RTUs) | TRC | New | NN3323 | Chilled Water System - Variable Speed Drives | Chilled Water System - Variable Speed Drives | NonEquip | 13 | Central chillers inside | 0% | Tech/Econ | 24.74% | 0 | 0 | 0
Tech | Warehouse | Space Cooling | Packaged air conditioning units (RTUs) | TRC | New | NN3297 | Chilled Water Controls Optimization | Chilled Water Controls Optimization | NonEquip | 10 | Central chillers inside | 0% | Tech/Econ | 12.5% | 0 | 0 | 0
Tech | Warehouse | Space Cooling | Packaged air conditioning units (RTUs) | TRC | New | NN3219 | Ceiling Insulation(R2 to R38) | Ceiling Insulation(R2 to R38) | NonEquip | 20 |  | 0% | Tech/Econ | 93.29% | 0 | 0 | 0
Tech | Warehouse | Space Cooling | Packaged air conditioning units (RTUs) | TRC | New | NN3167 | Ceiling Insulation(R19 to R38) | Ceiling Insulation(R19 to R38) | NonEquip | 20 |  | 0% | Tech/Econ | 5.183% | 0 | 0 | 0
Tech | Warehouse | Space Cooling | Packaged air conditioning units (RTUs) | TRC | New | NN3115 | Ceiling Insulation(R12 to R38) | Ceiling Insulation(R12 to R38) | NonEquip | 20 |  | 0% | Tech/Econ | 11.23% | 0 | 0 | 0
Tech | Warehouse | Space Cooling | Packaged air conditioning units (RTUs) | TRC | New | NN3063 | Airside Economizer | Airside Economizer | NonEquip | 10 | Packaged air conditioning units (RTUs) | 4.552% | Tech/Econ | 5.556% | 4.6551 | -0.00077979 | 7.8201e-09
Tech | Warehouse | Space Cooling | Packaged air conditioning units (RTUs) | TRC | Existing | NE5364 | Retro-Commissioning | Retro-Commissioning | NonEquip | 5 |  | 21.99% | Tech/Econ | 16% | 9521.5292 | 1.5918 | 0
Tech | Warehouse | Space Cooling | Packaged air conditioning units (RTUs) | TRC | Existing | NE5156 | ENERGY STAR certified buildings program | ENERGY STAR certified buildings program | NonEquip | 20 |  | 0% | Tech/Econ | 35% | 0 | 0 | 0
Tech | Warehouse | Space Cooling | Packaged air conditioning units (RTUs) | TRC | Existing | NE4376 | Window Sun Protection | Window Sun Protection | NonEquip | 10 |  | 7.316% | Tech/Econ | 16% | 4426.1502 | 1.895 | -0.31583
Tech | Warehouse | Space Cooling | Packaged air conditioning units (RTUs) | TRC | Existing | NE4350 | Waterside Economizer | Waterside Economizer | NonEquip | 20 |  | 0% | Tech/Econ | 5.556% | 0 | 0 | 0
Tech | Warehouse | Space Cooling | Packaged air conditioning units (RTUs) | TRC | Existing | NE4298 | Warehouse Loading Dock Seals | Warehouse Loading Dock Seals | NonEquip | 18 |  | 24.61% | Tech/Econ | 3.178% | 2027.58 | 0.23008 | 0
Tech | Warehouse | Space Cooling | Packaged air conditioning units (RTUs) | TRC | Existing | NE4220 | Wall Insulation | Wall Insulation | NonEquip | 20 |  | 0% | Tech/Econ | 35.02% | 0 | 0 | 0
Tech | Warehouse | Space Cooling | Packaged air conditioning units (RTUs) | TRC | Existing | NE4142 | Smart Thermostat | Smart Thermostat | NonEquip | 11 |  | 31.48% | Tech/Econ | 10% | 9666.5259 | 0.11478 | 0
Tech | Warehouse | Space Cooling | Packaged air conditioning units (RTUs) | TRC | Existing | NE4116 | Roof Insulation | Roof Insulation | NonEquip | 20 |  | 58.5% | Tech/Econ | 13.68% | 26708.4391 | 3.0308 | 0
Tech | Warehouse | Space Cooling | Packaged air conditioning units (RTUs) | TRC | Existing | NE4038 | Programmable Thermostat | Programmable Thermostat | NonEquip | 11 |  | 0% | Tech/Econ | 3.6% | 0 | 0 | 0
Tech | Warehouse | Space Cooling | Packaged air conditioning units (RTUs) | TRC | Existing | NE3986 | Low U-Value Windows | Low U-Value Windows | NonEquip | 20 |  | 5.017% | Tech/Econ | 46% | 9009.4485 | 3.1016 | 0
Tech | Warehouse | Space Cooling | Packaged air conditioning units (RTUs) | TRC | Existing | NE3908 | HVAC tune-up_RTU | HVAC tune-up_RTU | NonEquip | 5 | Packaged air conditioning units (RTUs) | 0% | Tech/Econ | 5% | 0 | 0 | 0
Tech | Warehouse | Space Cooling | Packaged air conditioning units (RTUs) | TRC | Existing | NE3882 | HVAC tune-up | HVAC tune-up | NonEquip | 5 | Residential-type central air conditioners | 0% | Tech/Econ | 5% | 0 | 0 | 0
Tech | Warehouse | Space Cooling | Packaged air conditioning units (RTUs) | TRC | Existing | NE3804 | Green Roof | Green Roof | NonEquip | 15 |  | 0.0588% | Tech/Econ | 7.927% | 13.1886 | 0.0017017 | 0
Tech | Warehouse | Space Cooling | Packaged air conditioning units (RTUs) | TRC | Existing | NE3752 | Floor Insulation | Floor Insulation | NonEquip | 20 |  | 19.95% | Tech/Econ | 3.588% | 1869.0034 | 0.21209 | 0
Tech | Warehouse | Space Cooling | Packaged air conditioning units (RTUs) | TRC | Existing | NE3674 | Facility Energy Management System | Facility Energy Management System | NonEquip | 15 |  | 4.3% | Tech/Econ | 20% | 3280.0749 | 0.68748 | 0
Tech | Warehouse | Space Cooling | Packaged air conditioning units (RTUs) | TRC | Existing | NE3596 | Energy Recovery Ventilation System (ERV) | Energy Recovery Ventilation System (ERV) | NonEquip | 15 | Packaged air conditioning units (RTUs) | 48.99% | Tech/Econ | 9.935% | 14477.1554 | 21.2274 | 4.1138
Tech | Warehouse | Space Cooling | Packaged air conditioning units (RTUs) | TRC | Existing | NE3518 | Duct Sealing Repair | Duct Sealing Repair | NonEquip | 15 |  | 0% | Tech/Econ | 12% | 0 | 0 | 0
Tech | Warehouse | Space Cooling | Packaged air conditioning units (RTUs) | TRC | Existing | NE3414 | Dedicated Outdoor Air System on VRF unit | Dedicated Outdoor Air System on VRF unit | NonEquip | 15 | Residential-type central air conditioners | 0% | Tech/Econ | 17.5% | 0 | 0 | 0
Tech | Warehouse | Space Cooling | Packaged air conditioning units (RTUs) | TRC | Existing | NE3362 | Cool Roof | Cool Roof | NonEquip | 15 |  | 72.75% | Tech/Econ | 14.67% | 39872.0183 | 5.1446 | 0
Tech | Warehouse | Space Cooling | Packaged air conditioning units (RTUs) | TRC | Existing | NE3310 | Chilled Water System - Variable Speed Drives | Chilled Water System - Variable Speed Drives | NonEquip | 13 | Central chillers inside | 0% | Tech/Econ | 24.74% | 0 | 0 | 0
Tech | Warehouse | Space Cooling | Packaged air conditioning units (RTUs) | TRC | Existing | NE3284 | Chilled Water Controls Optimization | Chilled Water Controls Optimization | NonEquip | 10 | Central chillers inside | 0% | Tech/Econ | 12.5% | 0 | 0 | 0
Tech | Warehouse | Space Cooling | Packaged air conditioning units (RTUs) | TRC | Existing | NE3206 | Ceiling Insulation(R2 to R38) | Ceiling Insulation(R2 to R38) | NonEquip | 20 |  | 0% | Tech/Econ | 93.29% | 0 | 0 | 0
Tech | Warehouse | Space Cooling | Packaged air conditioning units (RTUs) | TRC | Existing | NE3154 | Ceiling Insulation(R19 to R38) | Ceiling Insulation(R19 to R38) | NonEquip | 20 |  | 0% | Tech/Econ | 5.183% | 0 | 0 | 0
Tech | Warehouse | Space Cooling | Packaged air conditioning units (RTUs) | TRC | Existing | NE3102 | Ceiling Insulation(R12 to R38) | Ceiling Insulation(R12 to R38) | NonEquip | 20 |  | 0% | Tech/Econ | 11.23% | 0 | 0 | 0
Tech | Warehouse | Space Cooling | Packaged air conditioning units (RTUs) | TRC | Existing | NE3050 | Airside Economizer | Airside Economizer | NonEquip | 10 | Packaged air conditioning units (RTUs) | 4.552% | Tech/Econ | 5.556% | 715.6252 | -0.11988 | 1.2022e-06
Tech | Warehouse | Space Cooling | Packaged air conditioning units (RTUs) | TRC | Turnover | ET1184 | High Efficiency DX 135k- less than 240k BTU | High Efficiency DX 135k- less than 240k BTU | Equip | 15 | Packaged air conditioning units (RTUs) | 94.56% | Tech/Econ | 4.348% | 11603.8494 | 4.7984 | 0
Tech | Warehouse | Space Cooling | Packaged air conditioning units (RTUs) | TRC | New | EN1210 | High Efficiency DX 135k- less than 240k BTU | High Efficiency DX 135k- less than 240k BTU | Equip | 15 | Packaged air conditioning units (RTUs) | 94.56% | Tech/Econ | 4.348% | 37.0823 | 0.015334 | 0
Tech | Warehouse | Interior Lighting | Overhead (fluorescent/LED/CFL U-shape) | TRC | New | NN5273 | Retro-Commissioning | Retro-Commissioning | NonEquip | 5 |  | 0% | Tech/Econ | 16% | 0 | 0 | 0
Tech | Warehouse | Interior Lighting | Overhead (fluorescent/LED/CFL U-shape) | TRC | New | NN5013 | ENERGY STAR certified buildings program | ENERGY STAR certified buildings program | NonEquip | 20 |  | 0% | Tech/Econ | 35% | 0 | 0 | 0
Tech | Warehouse | Interior Lighting | Overhead (fluorescent/LED/CFL U-shape) | TRC | New | NN4441 | Interior Lighting Controls | Interior Lighting Controls | NonEquip | 8 | Overhead (fluorescent/LED/CFL U-shape) | 37.72% | Tech/Econ | 28% | 243.5344 | 0 | 0
Tech | Warehouse | Interior Lighting | Overhead (fluorescent/LED/CFL U-shape) | TRC | New | NN4415 | Bi-Level Lighting Control (Interior) | Bi-Level Lighting Control (Interior) | NonEquip | 8 | Overhead (fluorescent/LED/CFL U-shape) | 36% | Tech/Econ | 31% | 289.6772 | 0.00079644 | 0
Tech | Warehouse | Interior Lighting | Overhead (fluorescent/LED/CFL U-shape) | TRC | New | NN3713 | Facility Energy Management System | Facility Energy Management System | NonEquip | 15 |  | 4.276% | Tech/Econ | 24% | 21.1658 | 0.0044362 | 0.00038148
Tech | Warehouse | Interior Lighting | Overhead (fluorescent/LED/CFL U-shape) | TRC | Existing | NE5260 | Retro-Commissioning | Retro-Commissioning | NonEquip | 5 |  | 21.99% | Tech/Econ | 16% | 10155.3099 | 1.6978 | 5.2638
Tech | Warehouse | Interior Lighting | Overhead (fluorescent/LED/CFL U-shape) | TRC | Existing | NE5000 | ENERGY STAR certified buildings program | ENERGY STAR certified buildings program | NonEquip | 20 |  | 0% | Tech/Econ | 35% | 0 | 0 | 0
Tech | Warehouse | Interior Lighting | Overhead (fluorescent/LED/CFL U-shape) | TRC | Existing | NE4428 | Interior Lighting Controls | Interior Lighting Controls | NonEquip | 8 | Overhead (fluorescent/LED/CFL U-shape) | 37.72% | Tech/Econ | 28% | 36686.129 | 0 | 0
Tech | Warehouse | Interior Lighting | Overhead (fluorescent/LED/CFL U-shape) | TRC | Existing | NE4402 | Bi-Level Lighting Control (Interior) | Bi-Level Lighting Control (Interior) | NonEquip | 8 | Overhead (fluorescent/LED/CFL U-shape) | 36% | Tech/Econ | 31% | 43637.105 | 0.11998 | 0
Tech | Warehouse | Interior Lighting | Overhead (fluorescent/LED/CFL U-shape) | TRC | Existing | NE3700 | Facility Energy Management System | Facility Energy Management System | NonEquip | 15 |  | 4.3% | Tech/Econ | 24% | 3009.9545 | 0.63087 | 0.054249
Tech | Warehouse | Interior Lighting | Overhead (fluorescent/LED/CFL U-shape) | TRC | Turnover | ET1808 | Premium T8 - Lamp Replacement | Premium T8 - Lamp Replacement | Equip | 8 | Overhead (fluorescent/LED/CFL U-shape) | 0% | Tech/Econ | 12.5% | 0 | 0 | 0
Tech | Warehouse | Interior Lighting | Overhead (fluorescent/LED/CFL U-shape) | TRC | Turnover | ET1769 | Premium T8 - Fixture Replacement | Premium T8 - Fixture Replacement | Equip | 8 | Overhead (fluorescent/LED/CFL U-shape) | 0% | Tech/Econ | 12.5% | 0 | 0 | 0
Tech | Warehouse | Interior Lighting | Overhead (fluorescent/LED/CFL U-shape) | TRC | Turnover | ET1730 | LED Linear - Lamp Replacement | LED Linear - Lamp Replacement | Equip | 15 | Overhead (fluorescent/LED/CFL U-shape) | 24.1% | Tech/Econ | 25.43% | 19038.874 | 4.599 | 1.0559
Tech | Warehouse | Interior Lighting | Overhead (fluorescent/LED/CFL U-shape) | TRC | Turnover | ET1691 | LED Linear - Fixture Replacement | LED Linear - Fixture Replacement | Equip | 15 | Overhead (fluorescent/LED/CFL U-shape) | 24.1% | Tech/Econ | 50.28% | 53921.1432 | 13.0707 | 2.9901
Tech | Warehouse | Interior Lighting | Overhead (fluorescent/LED/CFL U-shape) | TRC | New | EN1834 | Premium T8 - Lamp Replacement | Premium T8 - Lamp Replacement | Equip | 8 | Overhead (fluorescent/LED/CFL U-shape) | 0% | Tech/Econ | 12.5% | 0 | 0 | 0
Tech | Warehouse | Interior Lighting | Overhead (fluorescent/LED/CFL U-shape) | TRC | New | EN1795 | Premium T8 - Fixture Replacement | Premium T8 - Fixture Replacement | Equip | 8 | Overhead (fluorescent/LED/CFL U-shape) | 0% | Tech/Econ | 12.5% | 0 | 0 | 0
Tech | Warehouse | Interior Lighting | Overhead (fluorescent/LED/CFL U-shape) | TRC | New | EN1756 | LED Linear - Lamp Replacement | LED Linear - Lamp Replacement | Equip | 15 | Overhead (fluorescent/LED/CFL U-shape) | 0% | Tech/Econ | 25.43% | 0 | 0 | 0
Tech | Warehouse | Interior Lighting | Overhead (fluorescent/LED/CFL U-shape) | TRC | New | EN1717 | LED Linear - Fixture Replacement | LED Linear - Fixture Replacement | Equip | 15 | Overhead (fluorescent/LED/CFL U-shape) | 0% | Tech/Econ | 50.28% | 0 | 0 | 0
Tech | Warehouse | Cooking | Oven | TRC | New | NN5091 | ENERGY STAR certified buildings program | ENERGY STAR certified buildings program | NonEquip | 20 |  | 0% | Tech/Econ | 35% | 0 | 0 | 0
Tech | Warehouse | Cooking | Oven | TRC | Existing | NE5078 | ENERGY STAR certified buildings program | ENERGY STAR certified buildings program | NonEquip | 20 |  | 0% | Tech/Econ | 35% | 0 | 0 | 0
Tech | Warehouse | Cooking | Oven | TRC | Turnover | ET53 | Energy Star Commercial Oven | Energy Star Commercial Oven | Equip | 12 | Oven | 0% | Tech/Econ | 34.83% | 0 | 0 | 0
Tech | Warehouse | Cooking | Oven | TRC | New | EN79 | Energy Star Commercial Oven | Energy Star Commercial Oven | Equip | 12 | Oven | 0% | Tech/Econ | 34.83% | 0 | 0 | 0
Tech | Warehouse | Miscellaneous | Others | TRC | New | NN5455 | Retro-Commissioning | Retro-Commissioning | NonEquip | 5 |  | 0% | Tech/Econ | 16% | 0 | 0 | 0
Tech | Warehouse | Miscellaneous | Others | TRC | New | NN5247 | ENERGY STAR certified buildings program | ENERGY STAR certified buildings program | NonEquip | 20 |  | 0% | Tech/Econ | 35% | 0 | 0 | 0
Tech | Warehouse | Miscellaneous | Others | TRC | New | NN4545 | VSD Controlled Compressor | VSD Controlled Compressor | NonEquip | 15 | Others | 36.99% | Tech/Econ | 20.79% | 156.6288 | 0.023617 | 0.011054
Tech | Warehouse | Miscellaneous | Others | TRC | New | NN4519 | Regenerative Drive Elevator Motor | Regenerative Drive Elevator Motor | NonEquip | 13 | Elevators/Escalators | 0% | Tech/Econ | 6.211% | 0 | 0 | 0
Tech | Warehouse | Miscellaneous | Others | TRC | New | NN4493 | Engine Block Timer | Engine Block Timer | NonEquip | 5 | Others | 0% | Tech/Econ | 36% | 0 | 0 | 0
Tech | Warehouse | Miscellaneous | Others | TRC | New | NN4467 | Efficient Motor Belts | Efficient Motor Belts | NonEquip | 10 | Others | 4.793% | Tech/Econ | 1.105% | 0.9713 | 0.00013315 | 3.2879e-05
Tech | Warehouse | Miscellaneous | Others | TRC | Existing | NE5442 | Retro-Commissioning | Retro-Commissioning | NonEquip | 5 |  | 21.99% | Tech/Econ | 16% | 11798.3964 | 1.9725 | 6.1155
Tech | Warehouse | Miscellaneous | Others | TRC | Existing | NE5234 | ENERGY STAR certified buildings program | ENERGY STAR certified buildings program | NonEquip | 20 |  | 0% | Tech/Econ | 35% | 0 | 0 | 0
Tech | Warehouse | Miscellaneous | Others | TRC | Existing | NE4532 | VSD Controlled Compressor | VSD Controlled Compressor | NonEquip | 15 | Others | 7.399% | Tech/Econ | 20.79% | 5369.667 | 0.80966 | 0.37895
Tech | Warehouse | Miscellaneous | Others | TRC | Existing | NE4506 | Regenerative Drive Elevator Motor | Regenerative Drive Elevator Motor | NonEquip | 13 | Elevators/Escalators | 0% | Tech/Econ | 6.211% | 0 | 0 | 0
Tech | Warehouse | Miscellaneous | Others | TRC | Existing | NE4480 | Engine Block Timer | Engine Block Timer | NonEquip | 5 | Others | 0% | Tech/Econ | 36% | 0 | 0 | 0
Tech | Warehouse | Miscellaneous | Others | TRC | Existing | NE4454 | Efficient Motor Belts | Efficient Motor Belts | NonEquip | 10 | Others | 4.793% | Tech/Econ | 1.105% | 171.3426 | 0.023489 | 0.0058
Tech | Warehouse | Miscellaneous | Others | TRC | Turnover | ET1925 | ENERGY STAR Water Cooler | ENERGY STAR Water Cooler | Equip | 10 | Others | 0% | Tech/Econ | 68.49% | 0 | 0 | 0
Tech | Warehouse | Miscellaneous | Others | TRC | Turnover | ET1886 | ENERGY STAR Commercial Clothes Washer | ENERGY STAR Commercial Clothes Washer | Equip | 7 | Others | 0% | Tech/Econ | 27.27% | 0 | 0 | 0
Tech | Warehouse | Miscellaneous | Others | TRC | Turnover | ET1847 | Efficient Battery Charger | Efficient Battery Charger | Equip | 7 | Others | 17.92% | Tech/Econ | 13.68% | 8423.9003 | 4.6158 | 0
Tech | Warehouse | Miscellaneous | Others | TRC | New | EN1951 | ENERGY STAR Water Cooler | ENERGY STAR Water Cooler | Equip | 10 | Others | 0% | Tech/Econ | 68.49% | 0 | 0 | 0
Tech | Warehouse | Miscellaneous | Others | TRC | New | EN1912 | ENERGY STAR Commercial Clothes Washer | ENERGY STAR Commercial Clothes Washer | Equip | 7 | Others | 0% | Tech/Econ | 27.27% | 0 | 0 | 0
Tech | Warehouse | Miscellaneous | Others | TRC | New | EN1873 | Efficient Battery Charger | Efficient Battery Charger | Equip | 7 | Others | 17.92% | Tech/Econ | 13.68% | 46.0732 | 0.025246 | 0
Tech | Warehouse | Office Equipment | Other office | TRC | New | NN5065 | ENERGY STAR certified buildings program | ENERGY STAR certified buildings program | NonEquip | 20 |  | 0% | Tech/Econ | 35% | 0 | 0 | 0
Tech | Warehouse | Office Equipment | Other office | TRC | New | NN4597 | Smart Strip Plug Outlet | Smart Strip Plug Outlet | NonEquip | 4 |  | 43.9% | Tech/Econ | 1.187% | 2.2121 | 0.00032893 | 0
Tech | Warehouse | Office Equipment | Other office | TRC | New | NN4571 | Network PC Power Management | Network PC Power Management | NonEquip | 5 | Computers | 0% | Tech/Econ | 56.5% | 0 | 0 | 0
Tech | Warehouse | Office Equipment | Other office | TRC | Existing | NE5052 | ENERGY STAR certified buildings program | ENERGY STAR certified buildings program | NonEquip | 20 |  | 0% | Tech/Econ | 35% | 0 | 0 | 0
Tech | Warehouse | Office Equipment | Other office | TRC | Existing | NE4584 | Smart Strip Plug Outlet | Smart Strip Plug Outlet | NonEquip | 4 |  | 43.9% | Tech/Econ | 1.187% | 379.1862 | 0.056383 | 0
Tech | Warehouse | Office Equipment | Other office | TRC | Existing | NE4558 | Network PC Power Management | Network PC Power Management | NonEquip | 5 | Computers | 0% | Tech/Econ | 56.5% | 0 | 0 | 0
Tech | Warehouse | Office Equipment | Other office | TRC | Turnover | ET2270 | Energy Star Uninterruptable Power Supply | Energy Star Uninterruptable Power Supply | Equip | 10 | Other office | 0% | Tech/Econ | 1.878% | 0 | 0 | 0
Tech | Warehouse | Office Equipment | Other office | TRC | New | EN2296 | Energy Star Uninterruptable Power Supply | Energy Star Uninterruptable Power Supply | Equip | 10 | Other office | 0% | Tech/Econ | 1.878% | 0 | 0 | 0
Tech | Warehouse | Ventilation and Circulation | Motor/Fan | TRC | New | NN5403 | Retro-Commissioning | Retro-Commissioning | NonEquip | 5 |  | 0% | Tech/Econ | 16% | 0 | 0 | 0
Tech | Warehouse | Ventilation and Circulation | Motor/Fan | TRC | New | NN5195 | ENERGY STAR certified buildings program | ENERGY STAR certified buildings program | NonEquip | 20 |  | 0% | Tech/Econ | 35% | 0 | 0 | 0
Tech | Warehouse | Ventilation and Circulation | Motor/Fan | TRC | New | NN4987 | VAV System | VAV System | NonEquip | 10 |  | 0% | Tech/Econ | 30% | 0 | 0 | 0
Tech | Warehouse | Ventilation and Circulation | Motor/Fan | TRC | New | NN4961 | Demand Controlled Ventilation | Demand Controlled Ventilation | NonEquip | 10 |  | 23.39% | Tech/Econ | 50% | 0.005533 | 5.7606e-07 | 3.2432e-06
Tech | Warehouse | Ventilation and Circulation | Motor/Fan | TRC | New | NN4935 | CO Sensors for Parking Garage Exhaust | CO Sensors for Parking Garage Exhaust | NonEquip | 15 | Motor/Fan | 0% | Tech/Econ | 33% | 0 | 0 | 0
Tech | Warehouse | Ventilation and Circulation | Motor/Fan | TRC | Existing | NE5390 | Retro-Commissioning | Retro-Commissioning | NonEquip | 5 |  | 21.99% | Tech/Econ | 16% | 0.24805 | 4.1469e-05 | 0.00012857
Tech | Warehouse | Ventilation and Circulation | Motor/Fan | TRC | Existing | NE5182 | ENERGY STAR certified buildings program | ENERGY STAR certified buildings program | NonEquip | 20 |  | 0% | Tech/Econ | 35% | 0 | 0 | 0
Tech | Warehouse | Ventilation and Circulation | Motor/Fan | TRC | Existing | NE4974 | VAV System | VAV System | NonEquip | 10 |  | 0% | Tech/Econ | 30% | 0 | 0 | 0
Tech | Warehouse | Ventilation and Circulation | Motor/Fan | TRC | Existing | NE4948 | Demand Controlled Ventilation | Demand Controlled Ventilation | NonEquip | 10 |  | 23.39% | Tech/Econ | 50% | 0.94843 | 9.8745e-05 | 0.00055594
Tech | Warehouse | Ventilation and Circulation | Motor/Fan | TRC | Existing | NE4922 | CO Sensors for Parking Garage Exhaust | CO Sensors for Parking Garage Exhaust | NonEquip | 15 | Motor/Fan | 0% | Tech/Econ | 33% | 0 | 0 | 0
Tech | Warehouse | Ventilation and Circulation | Motor/Fan | TRC | Turnover | ET2699 | High Speed Fans | High Speed Fans | Equip | 7 | Motor/Fan | 14.03% | Tech/Econ | 10.99% | 0.11033 | 1.5356e-05 | 1.4068e-06
Tech | Warehouse | Ventilation and Circulation | Motor/Fan | TRC | Turnover | ET2660 | 10HP Open Drip-Proof(ODP) Motor | 10HP Open Drip-Proof(ODP) Motor | Equip | 15 | Motor/Fan | 0% | Tech/Econ | 1.079% | 0 | 0 | 0
Tech | Warehouse | Ventilation and Circulation | Motor/Fan | TRC | New | EN2725 | High Speed Fans | High Speed Fans | Equip | 7 | Motor/Fan | 14.03% | Tech/Econ | 10.99% | 0.00064365 | 8.9586e-08 | 8.2068e-09
Tech | Warehouse | Ventilation and Circulation | Motor/Fan | TRC | New | EN2686 | 10HP Open Drip-Proof(ODP) Motor | 10HP Open Drip-Proof(ODP) Motor | Equip | 15 | Motor/Fan | 0% | Tech/Econ | 1.079% | 0 | 0 | 0
Tech | Warehouse | Miscellaneous | Medical equipment | TRC | New | NN5455 | Retro-Commissioning | Retro-Commissioning | NonEquip | 5 |  | 0% | Tech/Econ | 16% | 0 | 0 | 0
Tech | Warehouse | Miscellaneous | Medical equipment | TRC | New | NN5247 | ENERGY STAR certified buildings program | ENERGY STAR certified buildings program | NonEquip | 20 |  | 0% | Tech/Econ | 35% | 0 | 0 | 0
Tech | Warehouse | Miscellaneous | Medical equipment | TRC | New | NN4545 | VSD Controlled Compressor | VSD Controlled Compressor | NonEquip | 15 | Others | 0% | Tech/Econ | 20.79% | 0 | 0 | 0
Tech | Warehouse | Miscellaneous | Medical equipment | TRC | New | NN4519 | Regenerative Drive Elevator Motor | Regenerative Drive Elevator Motor | NonEquip | 13 | Elevators/Escalators | 0% | Tech/Econ | 6.211% | 0 | 0 | 0
Tech | Warehouse | Miscellaneous | Medical equipment | TRC | New | NN4493 | Engine Block Timer | Engine Block Timer | NonEquip | 5 | Others | 0% | Tech/Econ | 36% | 0 | 0 | 0
Tech | Warehouse | Miscellaneous | Medical equipment | TRC | New | NN4467 | Efficient Motor Belts | Efficient Motor Belts | NonEquip | 10 | Others | 0% | Tech/Econ | 1.105% | 0 | 0 | 0
Tech | Warehouse | Miscellaneous | Medical equipment | TRC | Existing | NE5442 | Retro-Commissioning | Retro-Commissioning | NonEquip | 5 |  | 21.99% | Tech/Econ | 16% | 0 | 0 | 0
Tech | Warehouse | Miscellaneous | Medical equipment | TRC | Existing | NE5234 | ENERGY STAR certified buildings program | ENERGY STAR certified buildings program | NonEquip | 20 |  | 0% | Tech/Econ | 35% | 0 | 0 | 0
Tech | Warehouse | Miscellaneous | Medical equipment | TRC | Existing | NE4532 | VSD Controlled Compressor | VSD Controlled Compressor | NonEquip | 15 | Others | 0% | Tech/Econ | 20.79% | 0 | 0 | 0
Tech | Warehouse | Miscellaneous | Medical equipment | TRC | Existing | NE4506 | Regenerative Drive Elevator Motor | Regenerative Drive Elevator Motor | NonEquip | 13 | Elevators/Escalators | 0% | Tech/Econ | 6.211% | 0 | 0 | 0
Tech | Warehouse | Miscellaneous | Medical equipment | TRC | Existing | NE4480 | Engine Block Timer | Engine Block Timer | NonEquip | 5 | Others | 0% | Tech/Econ | 36% | 0 | 0 | 0
Tech | Warehouse | Miscellaneous | Medical equipment | TRC | Existing | NE4454 | Efficient Motor Belts | Efficient Motor Belts | NonEquip | 10 | Others | 0% | Tech/Econ | 1.105% | 0 | 0 | 0
Tech | Warehouse | Refrigeration | Large cold storage | TRC | New | NN5325 | Retro-Commissioning | Retro-Commissioning | NonEquip | 5 |  | 0% | Tech/Econ | 16% | 0 | 0 | 0
Tech | Warehouse | Refrigeration | Large cold storage | TRC | New | NN5117 | ENERGY STAR certified buildings program | ENERGY STAR certified buildings program | NonEquip | 20 |  | 0% | Tech/Econ | 35% | 0 | 0 | 0
Tech | Warehouse | Refrigeration | Large cold storage | TRC | New | NN4909 | Strip Curtains for Walk-ins | Strip Curtains for Walk-ins | NonEquip | 4 | Walk-in cooler | 0% | Tech/Econ | 2.115% | 0 | 0 | 0
Tech | Warehouse | Refrigeration | Large cold storage | TRC | New | NN4883 | Refrigerated Display Case Lighting Controls | Refrigerated Display Case Lighting Controls | NonEquip | 8 | Display cases | 0% | Tech/Econ | 0.9365% | 0 | 0 | 0
Tech | Warehouse | Refrigeration | Large cold storage | TRC | New | NN4857 | PSC to ECM Evaporator Fan Motor (Walk-In, Refrigerator) | PSC to ECM Evaporator Fan Motor (Walk-In, Refrigerator) | NonEquip | 15 | Walk-in cooler | 0% | Tech/Econ | 37.5% | 0 | 0 | 0
Tech | Warehouse | Refrigeration | Large cold storage | TRC | New | NN4831 | PSC to ECM Evaporator Fan Motor (Reach-In) | PSC to ECM Evaporator Fan Motor (Reach-In) | NonEquip | 15 | Display cases | 0% | Tech/Econ | 37.5% | 0 | 0 | 0
Tech | Warehouse | Refrigeration | Large cold storage | TRC | New | NN4805 | Night Covers for Display Cases | Night Covers for Display Cases | NonEquip | 5 | Display cases | 0% | Tech/Econ | 1.877% | 0 | 0 | 0
Tech | Warehouse | Refrigeration | Large cold storage | TRC | New | NN4779 | High R-Value Glass Doors | High R-Value Glass Doors | NonEquip | 12 | Display cases | 0% | Tech/Econ | 0% | 0 | 0 | 0
Tech | Warehouse | Refrigeration | Large cold storage | TRC | New | NN4753 | High Efficiency Refrigeration Compressor | High Efficiency Refrigeration Compressor | NonEquip | 13 | Display cases | 0% | Tech/Econ | 6.922% | 0 | 0 | 0
Tech | Warehouse | Refrigeration | Large cold storage | TRC | New | NN4727 | Freezer-Cooler Replacement Gaskets | Freezer-Cooler Replacement Gaskets | NonEquip | 4 | Display cases | 0% | Tech/Econ | 0% | 0 | 0 | 0
Tech | Warehouse | Refrigeration | Large cold storage | TRC | New | NN4701 | Floating Head Pressure Controls | Floating Head Pressure Controls | NonEquip | 15 |  | 0% | Tech/Econ | 6.05% | 0 | 0 | 0
Tech | Warehouse | Refrigeration | Large cold storage | TRC | New | NN4675 | Demand Defrost | Demand Defrost | NonEquip | 10 | Walk-in cooler | 0% | Tech/Econ | 30% | 0 | 0 | 0
Tech | Warehouse | Refrigeration | Large cold storage | TRC | New | NN4649 | Automatic Door Closer for Walk-in Coolers and Freezers | Automatic Door Closer for Walk-in Coolers and Freezers | NonEquip | 8 | Walk-in cooler | 0% | Tech/Econ | 3.131% | 0 | 0 | 0
Tech | Warehouse | Refrigeration | Large cold storage | TRC | New | NN4623 | Anti-Sweat Controls | Anti-Sweat Controls | NonEquip | 8 | Display cases | 0% | Tech/Econ | 85% | 0 | 0 | 0
Tech | Warehouse | Refrigeration | Large cold storage | TRC | Existing | NE5312 | Retro-Commissioning | Retro-Commissioning | NonEquip | 5 |  | 21.99% | Tech/Econ | 16% | 67.2285 | 0.011239 | 0.034847
Tech | Warehouse | Refrigeration | Large cold storage | TRC | Existing | NE5104 | ENERGY STAR certified buildings program | ENERGY STAR certified buildings program | NonEquip | 20 |  | 0% | Tech/Econ | 35% | 0 | 0 | 0
Tech | Warehouse | Refrigeration | Large cold storage | TRC | Existing | NE4896 | Strip Curtains for Walk-ins | Strip Curtains for Walk-ins | NonEquip | 4 | Walk-in cooler | 0% | Tech/Econ | 2.115% | 0 | 0 | 0
Tech | Warehouse | Refrigeration | Large cold storage | TRC | Existing | NE4870 | Refrigerated Display Case Lighting Controls | Refrigerated Display Case Lighting Controls | NonEquip | 8 | Display cases | 0% | Tech/Econ | 2.524% | 0 | 0 | 0
Tech | Warehouse | Refrigeration | Large cold storage | TRC | Existing | NE4844 | PSC to ECM Evaporator Fan Motor (Walk-In, Refrigerator) | PSC to ECM Evaporator Fan Motor (Walk-In, Refrigerator) | NonEquip | 15 | Walk-in cooler | 0% | Tech/Econ | 37.5% | 0 | 0 | 0
Tech | Warehouse | Refrigeration | Large cold storage | TRC | Existing | NE4818 | PSC to ECM Evaporator Fan Motor (Reach-In) | PSC to ECM Evaporator Fan Motor (Reach-In) | NonEquip | 15 | Display cases | 0% | Tech/Econ | 37.5% | 0 | 0 | 0
Tech | Warehouse | Refrigeration | Large cold storage | TRC | Existing | NE4792 | Night Covers for Display Cases | Night Covers for Display Cases | NonEquip | 5 | Display cases | 0% | Tech/Econ | 1.877% | 0 | 0 | 0
Tech | Warehouse | Refrigeration | Large cold storage | TRC | Existing | NE4766 | High R-Value Glass Doors | High R-Value Glass Doors | NonEquip | 12 | Display cases | 0% | Tech/Econ | 23.81% | 0 | 0 | 0
Tech | Warehouse | Refrigeration | Large cold storage | TRC | Existing | NE4740 | High Efficiency Refrigeration Compressor | High Efficiency Refrigeration Compressor | NonEquip | 13 | Display cases | 0% | Tech/Econ | 6.922% | 0 | 0 | 0
Tech | Warehouse | Refrigeration | Large cold storage | TRC | Existing | NE4714 | Freezer-Cooler Replacement Gaskets | Freezer-Cooler Replacement Gaskets | NonEquip | 4 | Display cases | 0% | Tech/Econ | 3.131% | 0 | 0 | 0
Tech | Warehouse | Refrigeration | Large cold storage | TRC | Existing | NE4688 | Floating Head Pressure Controls | Floating Head Pressure Controls | NonEquip | 15 |  | 0% | Tech/Econ | 6.05% | 0 | 0 | 0
Tech | Warehouse | Refrigeration | Large cold storage | TRC | Existing | NE4662 | Demand Defrost | Demand Defrost | NonEquip | 10 | Walk-in cooler | 0% | Tech/Econ | 30% | 0 | 0 | 0
Tech | Warehouse | Refrigeration | Large cold storage | TRC | Existing | NE4636 | Automatic Door Closer for Walk-in Coolers and Freezers | Automatic Door Closer for Walk-in Coolers and Freezers | NonEquip | 8 | Walk-in cooler | 0% | Tech/Econ | 3.131% | 0 | 0 | 0
Tech | Warehouse | Refrigeration | Large cold storage | TRC | Existing | NE4610 | Anti-Sweat Controls | Anti-Sweat Controls | NonEquip | 8 | Display cases | 0% | Tech/Econ | 85% | 0 | 0 | 0
Tech | Warehouse | Miscellaneous | Laboratory equipment | TRC | New | NN5455 | Retro-Commissioning | Retro-Commissioning | NonEquip | 5 |  | 0% | Tech/Econ | 16% | 0 | 0 | 0
Tech | Warehouse | Miscellaneous | Laboratory equipment | TRC | New | NN5247 | ENERGY STAR certified buildings program | ENERGY STAR certified buildings program | NonEquip | 20 |  | 0% | Tech/Econ | 35% | 0 | 0 | 0
Tech | Warehouse | Miscellaneous | Laboratory equipment | TRC | New | NN4545 | VSD Controlled Compressor | VSD Controlled Compressor | NonEquip | 15 | Others | 0% | Tech/Econ | 20.79% | 0 | 0 | 0
Tech | Warehouse | Miscellaneous | Laboratory equipment | TRC | New | NN4519 | Regenerative Drive Elevator Motor | Regenerative Drive Elevator Motor | NonEquip | 13 | Elevators/Escalators | 0% | Tech/Econ | 6.211% | 0 | 0 | 0
Tech | Warehouse | Miscellaneous | Laboratory equipment | TRC | New | NN4493 | Engine Block Timer | Engine Block Timer | NonEquip | 5 | Others | 0% | Tech/Econ | 36% | 0 | 0 | 0
Tech | Warehouse | Miscellaneous | Laboratory equipment | TRC | New | NN4467 | Efficient Motor Belts | Efficient Motor Belts | NonEquip | 10 | Others | 0% | Tech/Econ | 1.105% | 0 | 0 | 0
Tech | Warehouse | Miscellaneous | Laboratory equipment | TRC | Existing | NE5442 | Retro-Commissioning | Retro-Commissioning | NonEquip | 5 |  | 21.99% | Tech/Econ | 16% | 0 | 0 | 0
Tech | Warehouse | Miscellaneous | Laboratory equipment | TRC | Existing | NE5234 | ENERGY STAR certified buildings program | ENERGY STAR certified buildings program | NonEquip | 20 |  | 0% | Tech/Econ | 35% | 0 | 0 | 0
Tech | Warehouse | Miscellaneous | Laboratory equipment | TRC | Existing | NE4532 | VSD Controlled Compressor | VSD Controlled Compressor | NonEquip | 15 | Others | 0% | Tech/Econ | 20.79% | 0 | 0 | 0
Tech | Warehouse | Miscellaneous | Laboratory equipment | TRC | Existing | NE4506 | Regenerative Drive Elevator Motor | Regenerative Drive Elevator Motor | NonEquip | 13 | Elevators/Escalators | 0% | Tech/Econ | 6.211% | 0 | 0 | 0
Tech | Warehouse | Miscellaneous | Laboratory equipment | TRC | Existing | NE4480 | Engine Block Timer | Engine Block Timer | NonEquip | 5 | Others | 0% | Tech/Econ | 36% | 0 | 0 | 0
Tech | Warehouse | Miscellaneous | Laboratory equipment | TRC | Existing | NE4454 | Efficient Motor Belts | Efficient Motor Belts | NonEquip | 10 | Others | 0% | Tech/Econ | 1.105% | 0 | 0 | 0
Tech | Warehouse | Ventilation and Circulation | Individual room ventilation | TRC | New | NN5403 | Retro-Commissioning | Retro-Commissioning | NonEquip | 5 |  | 0% | Tech/Econ | 16% | 0 | 0 | 0
Tech | Warehouse | Ventilation and Circulation | Individual room ventilation | TRC | New | NN5195 | ENERGY STAR certified buildings program | ENERGY STAR certified buildings program | NonEquip | 20 |  | 0% | Tech/Econ | 35% | 0 | 0 | 0
Tech | Warehouse | Ventilation and Circulation | Individual room ventilation | TRC | New | NN4987 | VAV System | VAV System | NonEquip | 10 |  | 0% | Tech/Econ | 30% | 0 | 0 | 0
Tech | Warehouse | Ventilation and Circulation | Individual room ventilation | TRC | New | NN4961 | Demand Controlled Ventilation | Demand Controlled Ventilation | NonEquip | 10 |  | 23.39% | Tech/Econ | 50% | 0.29404 | 3.0614e-05 | 0.00017235
Tech | Warehouse | Ventilation and Circulation | Individual room ventilation | TRC | New | NN4935 | CO Sensors for Parking Garage Exhaust | CO Sensors for Parking Garage Exhaust | NonEquip | 15 | Motor/Fan | 0% | Tech/Econ | 33% | 0 | 0 | 0
Tech | Warehouse | Ventilation and Circulation | Individual room ventilation | TRC | Existing | NE5390 | Retro-Commissioning | Retro-Commissioning | NonEquip | 5 |  | 21.99% | Tech/Econ | 16% | 13.3883 | 0.0022383 | 0.0069395
Tech | Warehouse | Ventilation and Circulation | Individual room ventilation | TRC | Existing | NE5182 | ENERGY STAR certified buildings program | ENERGY STAR certified buildings program | NonEquip | 20 |  | 0% | Tech/Econ | 35% | 0 | 0 | 0
Tech | Warehouse | Ventilation and Circulation | Individual room ventilation | TRC | Existing | NE4974 | VAV System | VAV System | NonEquip | 10 |  | 0% | Tech/Econ | 30% | 0 | 0 | 0
Tech | Warehouse | Ventilation and Circulation | Individual room ventilation | TRC | Existing | NE4948 | Demand Controlled Ventilation | Demand Controlled Ventilation | NonEquip | 10 |  | 23.39% | Tech/Econ | 50% | 50.4021 | 0.0052476 | 0.029544
Tech | Warehouse | Ventilation and Circulation | Individual room ventilation | TRC | Existing | NE4922 | CO Sensors for Parking Garage Exhaust | CO Sensors for Parking Garage Exhaust | NonEquip | 15 | Motor/Fan | 0% | Tech/Econ | 33% | 0 | 0 | 0
Tech | Warehouse | Space Heating | Individual room heating | TRC | New | NN5351 | Retro-Commissioning | Retro-Commissioning | NonEquip | 5 |  | 0% | Tech/Econ | 16% | 0 | 0 | 0
Tech | Warehouse | Space Heating | Individual room heating | TRC | New | NN5143 | ENERGY STAR certified buildings program | ENERGY STAR certified buildings program | NonEquip | 20 |  | 0% | Tech/Econ | 35% | 0 | 0 | 0
Tech | Warehouse | Space Heating | Individual room heating | TRC | New | NN4337 | Water Cooled Refrigeration Heat Recovery | Water Cooled Refrigeration Heat Recovery | NonEquip | 20 |  | 0% | Tech/Econ | 10% | 0 | 0 | 0
Tech | Warehouse | Space Heating | Individual room heating | TRC | New | NN4285 | Warehouse Loading Dock Seals | Warehouse Loading Dock Seals | NonEquip | 18 |  | 16.55% | Tech/Econ | 11.4% | 0 | 0 | 0
Tech | Warehouse | Space Heating | Individual room heating | TRC | New | NN4259 | Wall Insulation | Wall Insulation | NonEquip | 20 |  | 0% | Tech/Econ | 0% | 0 | 0 | 0
Tech | Warehouse | Space Heating | Individual room heating | TRC | New | NN4181 | Smart Thermostat | Smart Thermostat | NonEquip | 11 |  | 31.48% | Tech/Econ | 10% | 0 | 0 | 0
Tech | Warehouse | Space Heating | Individual room heating | TRC | New | NN4103 | Roof Insulation | Roof Insulation | NonEquip | 20 |  | 58.5% | Tech/Econ | 24.54% | 0 | 0 | 0
Tech | Warehouse | Space Heating | Individual room heating | TRC | New | NN4077 | Programmable Thermostat | Programmable Thermostat | NonEquip | 11 |  | 0% | Tech/Econ | 3.6% | 0 | 0 | 0
Tech | Warehouse | Space Heating | Individual room heating | TRC | New | NN4025 | Low U-Value Windows | Low U-Value Windows | NonEquip | 20 |  | 12.54% | Tech/Econ | 10% | 0 | 0 | 0
Tech | Warehouse | Space Heating | Individual room heating | TRC | New | NN3947 | Infiltration Reduction - Air Sealing | Infiltration Reduction - Air Sealing | NonEquip | 11 |  | 0% | Tech/Econ | 5.702% | 0 | 0 | 0
Tech | Warehouse | Space Heating | Individual room heating | TRC | New | NN3869 | Hotel Card Energy Control Systems | Hotel Card Energy Control Systems | NonEquip | 15 |  | 0% | Tech/Econ | 0% | 0 | 0 | 0
Tech | Warehouse | Space Heating | Individual room heating | TRC | New | NN3791 | Green Roof | Green Roof | NonEquip | 15 |  | 0.294% | Tech/Econ | 37.93% | 0 | 0 | 0
Tech | Warehouse | Space Heating | Individual room heating | TRC | New | NN3739 | Floor Insulation | Floor Insulation | NonEquip | 20 |  | 49.87% | Tech/Econ | 12.88% | 0 | 0 | 0
Tech | Warehouse | Space Heating | Individual room heating | TRC | New | NN3661 | Facility Energy Management System | Facility Energy Management System | NonEquip | 15 |  | 4.276% | Tech/Econ | 20% | 0 | 0 | 0
Tech | Warehouse | Space Heating | Individual room heating | TRC | New | NN3583 | ECM Motors on Furnaces | ECM Motors on Furnaces | NonEquip | 15 | Forced air furnace | 0% | Tech/Econ | 1.706% | 0 | 0 | 0
Tech | Warehouse | Space Heating | Individual room heating | TRC | New | NN3557 | Duct Sealing Repair | Duct Sealing Repair | NonEquip | 15 |  | 0% | Tech/Econ | 12% | 0 | 0 | 0
Tech | Warehouse | Space Heating | Individual room heating | TRC | New | NN3505 | Duct Insulation | Duct Insulation | NonEquip | 15 |  | 0% | Tech/Econ | 2.045% | 0 | 0 | 0
Tech | Warehouse | Space Heating | Individual room heating | TRC | New | NN3453 | Destratification Fans | Destratification Fans | NonEquip | 10 |  | 74.65% | Tech/Econ | 14.62% | 0 | 0 | 0
Tech | Warehouse | Space Heating | Individual room heating | TRC | New | NN3401 | Dedicated Outdoor Air System on VRF unit | Dedicated Outdoor Air System on VRF unit | NonEquip | 15 | Residential/split system heat pump | 0% | Tech/Econ | 10% | 0 | 0 | 0
Tech | Warehouse | Space Heating | Individual room heating | TRC | New | NN3349 | Cool Roof | Cool Roof | NonEquip | 15 |  | 72.51% | Tech/Econ | 1.92% | 0 | 0 | 0
Tech | Warehouse | Space Heating | Individual room heating | TRC | New | NN3245 | Ceiling Insulation(R30 to R38) | Ceiling Insulation(R30 to R38) | NonEquip | 20 |  | 0% | Tech/Econ | 4.96% | 0 | 0 | 0
Tech | Warehouse | Space Heating | Individual room heating | TRC | New | NN3193 | Ceiling Insulation(R2 to R38) | Ceiling Insulation(R2 to R38) | NonEquip | 20 |  | 0% | Tech/Econ | 94.74% | 0 | 0 | 0
Tech | Warehouse | Space Heating | Individual room heating | TRC | New | NN3141 | Ceiling Insulation(R19 to R38) | Ceiling Insulation(R19 to R38) | NonEquip | 20 |  | 0% | Tech/Econ | 18.6% | 0 | 0 | 0
Tech | Warehouse | Space Heating | Individual room heating | TRC | New | NN3089 | Ceiling Insulation(R12 to R38) | Ceiling Insulation(R12 to R38) | NonEquip | 20 |  | 0% | Tech/Econ | 40.3% | 0 | 0 | 0
Tech | Warehouse | Space Heating | Individual room heating | TRC | New | NN3011 | Air Curtains | Air Curtains | NonEquip | 8 |  | 0% | Tech/Econ | 2.55% | 0 | 0 | 0
Tech | Warehouse | Space Heating | Individual room heating | TRC | Existing | NE5338 | Retro-Commissioning | Retro-Commissioning | NonEquip | 5 |  | 21.99% | Tech/Econ | 16% | 0 | 0 | 0
Tech | Warehouse | Space Heating | Individual room heating | TRC | Existing | NE5130 | ENERGY STAR certified buildings program | ENERGY STAR certified buildings program | NonEquip | 20 |  | 0% | Tech/Econ | 35% | 0 | 0 | 0
Tech | Warehouse | Space Heating | Individual room heating | TRC | Existing | NE4324 | Water Cooled Refrigeration Heat Recovery | Water Cooled Refrigeration Heat Recovery | NonEquip | 20 |  | 0% | Tech/Econ | 10% | 0 | 0 | 0
Tech | Warehouse | Space Heating | Individual room heating | TRC | Existing | NE4272 | Warehouse Loading Dock Seals | Warehouse Loading Dock Seals | NonEquip | 18 |  | 24.61% | Tech/Econ | 12.58% | 0 | 0 | 0
Tech | Warehouse | Space Heating | Individual room heating | TRC | Existing | NE4246 | Wall Insulation | Wall Insulation | NonEquip | 20 |  | 0% | Tech/Econ | 20.25% | 0 | 0 | 0
Tech | Warehouse | Space Heating | Individual room heating | TRC | Existing | NE4168 | Smart Thermostat | Smart Thermostat | NonEquip | 11 |  | 31.48% | Tech/Econ | 10% | 0 | 0 | 0
Tech | Warehouse | Space Heating | Individual room heating | TRC | Existing | NE4090 | Roof Insulation | Roof Insulation | NonEquip | 20 |  | 58.5% | Tech/Econ | 54.16% | 0 | 0 | 0
Tech | Warehouse | Space Heating | Individual room heating | TRC | Existing | NE4064 | Programmable Thermostat | Programmable Thermostat | NonEquip | 11 |  | 0% | Tech/Econ | 3.6% | 0 | 0 | 0
Tech | Warehouse | Space Heating | Individual room heating | TRC | Existing | NE4012 | Low U-Value Windows | Low U-Value Windows | NonEquip | 20 |  | 5.017% | Tech/Econ | 46% | 0 | 0 | 0
Tech | Warehouse | Space Heating | Individual room heating | TRC | Existing | NE3934 | Infiltration Reduction - Air Sealing | Infiltration Reduction - Air Sealing | NonEquip | 11 |  | 0% | Tech/Econ | 6.292% | 0 | 0 | 0
Tech | Warehouse | Space Heating | Individual room heating | TRC | Existing | NE3856 | Hotel Card Energy Control Systems | Hotel Card Energy Control Systems | NonEquip | 15 |  | 0% | Tech/Econ | 0% | 0 | 0 | 0
Tech | Warehouse | Space Heating | Individual room heating | TRC | Existing | NE3778 | Green Roof | Green Roof | NonEquip | 15 |  | 0.0588% | Tech/Econ | 41.85% | 0 | 0 | 0
Tech | Warehouse | Space Heating | Individual room heating | TRC | Existing | NE3726 | Floor Insulation | Floor Insulation | NonEquip | 20 |  | 19.95% | Tech/Econ | 14.21% | 0 | 0 | 0
Tech | Warehouse | Space Heating | Individual room heating | TRC | Existing | NE3648 | Facility Energy Management System | Facility Energy Management System | NonEquip | 15 |  | 4.3% | Tech/Econ | 20% | 0 | 0 | 0
Tech | Warehouse | Space Heating | Individual room heating | TRC | Existing | NE3570 | ECM Motors on Furnaces | ECM Motors on Furnaces | NonEquip | 15 | Forced air furnace | 0% | Tech/Econ | 1.706% | 0 | 0 | 0
Tech | Warehouse | Space Heating | Individual room heating | TRC | Existing | NE3544 | Duct Sealing Repair | Duct Sealing Repair | NonEquip | 15 |  | 0% | Tech/Econ | 12% | 0 | 0 | 0
Tech | Warehouse | Space Heating | Individual room heating | TRC | Existing | NE3492 | Duct Insulation | Duct Insulation | NonEquip | 15 |  | 0% | Tech/Econ | 2.045% | 0 | 0 | 0
Tech | Warehouse | Space Heating | Individual room heating | TRC | Existing | NE3440 | Destratification Fans | Destratification Fans | NonEquip | 10 |  | 74.65% | Tech/Econ | 14.62% | 0 | 0 | 0
Tech | Warehouse | Space Heating | Individual room heating | TRC | Existing | NE3388 | Dedicated Outdoor Air System on VRF unit | Dedicated Outdoor Air System on VRF unit | NonEquip | 15 | Residential/split system heat pump | 0% | Tech/Econ | 10% | 0 | 0 | 0
Tech | Warehouse | Space Heating | Individual room heating | TRC | Existing | NE3336 | Cool Roof | Cool Roof | NonEquip | 15 |  | 72.75% | Tech/Econ | 2.119% | 0 | 0 | 0
Tech | Warehouse | Space Heating | Individual room heating | TRC | Existing | NE3232 | Ceiling Insulation(R30 to R38) | Ceiling Insulation(R30 to R38) | NonEquip | 20 |  | 0% | Tech/Econ | 5.473% | 0 | 0 | 0
Tech | Warehouse | Space Heating | Individual room heating | TRC | Existing | NE3180 | Ceiling Insulation(R2 to R38) | Ceiling Insulation(R2 to R38) | NonEquip | 20 |  | 0% | Tech/Econ | 94.74% | 0 | 0 | 0
Tech | Warehouse | Space Heating | Individual room heating | TRC | Existing | NE3128 | Ceiling Insulation(R19 to R38) | Ceiling Insulation(R19 to R38) | NonEquip | 20 |  | 0% | Tech/Econ | 20.52% | 0 | 0 | 0
Tech | Warehouse | Space Heating | Individual room heating | TRC | Existing | NE3076 | Ceiling Insulation(R12 to R38) | Ceiling Insulation(R12 to R38) | NonEquip | 20 |  | 0% | Tech/Econ | 44.47% | 0 | 0 | 0
Tech | Warehouse | Space Heating | Individual room heating | TRC | Existing | NE2998 | Air Curtains | Air Curtains | NonEquip | 8 |  | 0% | Tech/Econ | 2.55% | 0 | 0 | 0
Tech | Warehouse | Space Cooling | Individual room air conditioners | TRC | New | NN5377 | Retro-Commissioning | Retro-Commissioning | NonEquip | 5 |  | 0% | Tech/Econ | 16% | 0 | 0 | 0
Tech | Warehouse | Space Cooling | Individual room air conditioners | TRC | New | NN5169 | ENERGY STAR certified buildings program | ENERGY STAR certified buildings program | NonEquip | 20 |  | 0% | Tech/Econ | 35% | 0 | 0 | 0
Tech | Warehouse | Space Cooling | Individual room air conditioners | TRC | New | NN4389 | Window Sun Protection | Window Sun Protection | NonEquip | 10 |  | 15.35% | Tech/Econ | 16% | 34.1252 | 0.01461 | -0.0024351
Tech | Warehouse | Space Cooling | Individual room air conditioners | TRC | New | NN4363 | Waterside Economizer | Waterside Economizer | NonEquip | 20 |  | 0% | Tech/Econ | 5.556% | 0 | 0 | 0
Tech | Warehouse | Space Cooling | Individual room air conditioners | TRC | New | NN4311 | Warehouse Loading Dock Seals | Warehouse Loading Dock Seals | NonEquip | 18 |  | 16.55% | Tech/Econ | 3.178% | 0 | 0 | 0
Tech | Warehouse | Space Cooling | Individual room air conditioners | TRC | New | NN4155 | Smart Thermostat | Smart Thermostat | NonEquip | 11 |  | 31.48% | Tech/Econ | 10% | 0 | 0 | 0
Tech | Warehouse | Space Cooling | Individual room air conditioners | TRC | New | NN4129 | Roof Insulation | Roof Insulation | NonEquip | 20 |  | 58.5% | Tech/Econ | 6.839% | 0 | 0 | 0
Tech | Warehouse | Space Cooling | Individual room air conditioners | TRC | New | NN4051 | Programmable Thermostat | Programmable Thermostat | NonEquip | 11 |  | 0% | Tech/Econ | 3.6% | 0 | 0 | 0
Tech | Warehouse | Space Cooling | Individual room air conditioners | TRC | New | NN3999 | Low U-Value Windows | Low U-Value Windows | NonEquip | 20 |  | 12.54% | Tech/Econ | 10% | 0 | 0 | 0
Tech | Warehouse | Space Cooling | Individual room air conditioners | TRC | New | NN3921 | HVAC tune-up_RTU | HVAC tune-up_RTU | NonEquip | 5 | Packaged air conditioning units (RTUs) | 0% | Tech/Econ | 5% | 0 | 0 | 0
Tech | Warehouse | Space Cooling | Individual room air conditioners | TRC | New | NN3895 | HVAC tune-up | HVAC tune-up | NonEquip | 5 | Residential-type central air conditioners | 0% | Tech/Econ | 5% | 0 | 0 | 0
Tech | Warehouse | Space Cooling | Individual room air conditioners | TRC | New | NN3817 | Green Roof | Green Roof | NonEquip | 15 |  | 0.294% | Tech/Econ | 7.927% | 0 | 0 | 0
Tech | Warehouse | Space Cooling | Individual room air conditioners | TRC | New | NN3765 | Floor Insulation | Floor Insulation | NonEquip | 20 |  | 49.87% | Tech/Econ | 3.588% | 0 | 0 | 0
Tech | Warehouse | Space Cooling | Individual room air conditioners | TRC | New | NN3687 | Facility Energy Management System | Facility Energy Management System | NonEquip | 15 |  | 4.276% | Tech/Econ | 20% | 13.1071 | 0.0027472 | 0
Tech | Warehouse | Space Cooling | Individual room air conditioners | TRC | New | NN3635 | Facility Commissioning | Facility Commissioning | NonEquip | 10 |  | 53.41% | Tech/Econ | 16% | 129.8451 | 0.022734 | 0.00051866
Tech | Warehouse | Space Cooling | Individual room air conditioners | TRC | New | NN3609 | Energy Recovery Ventilation System (ERV) | Energy Recovery Ventilation System (ERV) | NonEquip | 15 | Packaged air conditioning units (RTUs) | 0% | Tech/Econ | 9.935% | 0 | 0 | 0
Tech | Warehouse | Space Cooling | Individual room air conditioners | TRC | New | NN3531 | Duct Sealing Repair | Duct Sealing Repair | NonEquip | 15 |  | 0% | Tech/Econ | 12% | 0 | 0 | 0
Tech | Warehouse | Space Cooling | Individual room air conditioners | TRC | New | NN3427 | Dedicated Outdoor Air System on VRF unit | Dedicated Outdoor Air System on VRF unit | NonEquip | 15 | Residential-type central air conditioners | 0% | Tech/Econ | 17.5% | 0 | 0 | 0
Tech | Warehouse | Space Cooling | Individual room air conditioners | TRC | New | NN3375 | Cool Roof | Cool Roof | NonEquip | 15 |  | 72.51% | Tech/Econ | 14.67% | 53.6231 | 0.0069189 | 0
Tech | Warehouse | Space Cooling | Individual room air conditioners | TRC | New | NN3323 | Chilled Water System - Variable Speed Drives | Chilled Water System - Variable Speed Drives | NonEquip | 13 | Central chillers inside | 0% | Tech/Econ | 24.74% | 0 | 0 | 0
Tech | Warehouse | Space Cooling | Individual room air conditioners | TRC | New | NN3297 | Chilled Water Controls Optimization | Chilled Water Controls Optimization | NonEquip | 10 | Central chillers inside | 0% | Tech/Econ | 12.5% | 0 | 0 | 0
Tech | Warehouse | Space Cooling | Individual room air conditioners | TRC | New | NN3219 | Ceiling Insulation(R2 to R38) | Ceiling Insulation(R2 to R38) | NonEquip | 20 |  | 0% | Tech/Econ | 93.29% | 0 | 0 | 0
Tech | Warehouse | Space Cooling | Individual room air conditioners | TRC | New | NN3167 | Ceiling Insulation(R19 to R38) | Ceiling Insulation(R19 to R38) | NonEquip | 20 |  | 0% | Tech/Econ | 5.183% | 0 | 0 | 0
Tech | Warehouse | Space Cooling | Individual room air conditioners | TRC | New | NN3115 | Ceiling Insulation(R12 to R38) | Ceiling Insulation(R12 to R38) | NonEquip | 20 |  | 0% | Tech/Econ | 11.23% | 0 | 0 | 0
Tech | Warehouse | Space Cooling | Individual room air conditioners | TRC | New | NN3063 | Airside Economizer | Airside Economizer | NonEquip | 10 | Packaged air conditioning units (RTUs) | 0% | Tech/Econ | 5.556% | 0 | 0 | 0
Tech | Warehouse | Space Cooling | Individual room air conditioners | TRC | Existing | NE5364 | Retro-Commissioning | Retro-Commissioning | NonEquip | 5 |  | 21.99% | Tech/Econ | 16% | 8847.38 | 1.4791 | 0
Tech | Warehouse | Space Cooling | Individual room air conditioners | TRC | Existing | NE5156 | ENERGY STAR certified buildings program | ENERGY STAR certified buildings program | NonEquip | 20 |  | 0% | Tech/Econ | 35% | 0 | 0 | 0
Tech | Warehouse | Space Cooling | Individual room air conditioners | TRC | Existing | NE4376 | Window Sun Protection | Window Sun Protection | NonEquip | 10 |  | 7.316% | Tech/Econ | 16% | 2978.5317 | 1.2752 | -0.21254
Tech | Warehouse | Space Cooling | Individual room air conditioners | TRC | Existing | NE4350 | Waterside Economizer | Waterside Economizer | NonEquip | 20 |  | 0% | Tech/Econ | 5.556% | 0 | 0 | 0
Tech | Warehouse | Space Cooling | Individual room air conditioners | TRC | Existing | NE4298 | Warehouse Loading Dock Seals | Warehouse Loading Dock Seals | NonEquip | 18 |  | 24.61% | Tech/Econ | 3.178% | 1499.5365 | 0.17016 | 0
Tech | Warehouse | Space Cooling | Individual room air conditioners | TRC | Existing | NE4220 | Wall Insulation | Wall Insulation | NonEquip | 20 |  | 0% | Tech/Econ | 35.02% | 0 | 0 | 0
Tech | Warehouse | Space Cooling | Individual room air conditioners | TRC | Existing | NE4142 | Smart Thermostat | Smart Thermostat | NonEquip | 11 |  | 31.48% | Tech/Econ | 10% | 6276.124 | 0.074522 | 0
Tech | Warehouse | Space Cooling | Individual room air conditioners | TRC | Existing | NE4116 | Roof Insulation | Roof Insulation | NonEquip | 20 |  | 58.5% | Tech/Econ | 13.68% | 17340.819 | 1.9678 | 0
Tech | Warehouse | Space Cooling | Individual room air conditioners | TRC | Existing | NE4038 | Programmable Thermostat | Programmable Thermostat | NonEquip | 11 |  | 0% | Tech/Econ | 3.6% | 0 | 0 | 0
Tech | Warehouse | Space Cooling | Individual room air conditioners | TRC | Existing | NE3986 | Low U-Value Windows | Low U-Value Windows | NonEquip | 20 |  | 5.017% | Tech/Econ | 46% | 6062.8147 | 2.0872 | 0
Tech | Warehouse | Space Cooling | Individual room air conditioners | TRC | Existing | NE3908 | HVAC tune-up_RTU | HVAC tune-up_RTU | NonEquip | 5 | Packaged air conditioning units (RTUs) | 0% | Tech/Econ | 5% | 0 | 0 | 0
Tech | Warehouse | Space Cooling | Individual room air conditioners | TRC | Existing | NE3882 | HVAC tune-up | HVAC tune-up | NonEquip | 5 | Residential-type central air conditioners | 0% | Tech/Econ | 5% | 0 | 0 | 0
Tech | Warehouse | Space Cooling | Individual room air conditioners | TRC | Existing | NE3804 | Green Roof | Green Roof | NonEquip | 15 |  | 0.0588% | Tech/Econ | 7.927% | 9.001 | 0.0011614 | 0
Tech | Warehouse | Space Cooling | Individual room air conditioners | TRC | Existing | NE3752 | Floor Insulation | Floor Insulation | NonEquip | 20 |  | 19.95% | Tech/Econ | 3.588% | 1382.258 | 0.15685 | 0
Tech | Warehouse | Space Cooling | Individual room air conditioners | TRC | Existing | NE3674 | Facility Energy Management System | Facility Energy Management System | NonEquip | 15 |  | 4.3% | Tech/Econ | 20% | 2207.2923 | 0.46263 | 0
Tech | Warehouse | Space Cooling | Individual room air conditioners | TRC | Existing | NE3596 | Energy Recovery Ventilation System (ERV) | Energy Recovery Ventilation System (ERV) | NonEquip | 15 | Packaged air conditioning units (RTUs) | 0% | Tech/Econ | 9.935% | 0 | 0 | 0
Tech | Warehouse | Space Cooling | Individual room air conditioners | TRC | Existing | NE3518 | Duct Sealing Repair | Duct Sealing Repair | NonEquip | 15 |  | 0% | Tech/Econ | 12% | 0 | 0 | 0
Tech | Warehouse | Space Cooling | Individual room air conditioners | TRC | Existing | NE3414 | Dedicated Outdoor Air System on VRF unit | Dedicated Outdoor Air System on VRF unit | NonEquip | 15 | Residential-type central air conditioners | 0% | Tech/Econ | 17.5% | 0 | 0 | 0
Tech | Warehouse | Space Cooling | Individual room air conditioners | TRC | Existing | NE3362 | Cool Roof | Cool Roof | NonEquip | 15 |  | 72.75% | Tech/Econ | 14.67% | 25887.4527 | 3.3402 | 0
Tech | Warehouse | Space Cooling | Individual room air conditioners | TRC | Existing | NE3310 | Chilled Water System - Variable Speed Drives | Chilled Water System - Variable Speed Drives | NonEquip | 13 | Central chillers inside | 0% | Tech/Econ | 24.74% | 0 | 0 | 0
Tech | Warehouse | Space Cooling | Individual room air conditioners | TRC | Existing | NE3284 | Chilled Water Controls Optimization | Chilled Water Controls Optimization | NonEquip | 10 | Central chillers inside | 0% | Tech/Econ | 12.5% | 0 | 0 | 0
Tech | Warehouse | Space Cooling | Individual room air conditioners | TRC | Existing | NE3206 | Ceiling Insulation(R2 to R38) | Ceiling Insulation(R2 to R38) | NonEquip | 20 |  | 0% | Tech/Econ | 93.29% | 0 | 0 | 0
Tech | Warehouse | Space Cooling | Individual room air conditioners | TRC | Existing | NE3154 | Ceiling Insulation(R19 to R38) | Ceiling Insulation(R19 to R38) | NonEquip | 20 |  | 0% | Tech/Econ | 5.183% | 0 | 0 | 0
Tech | Warehouse | Space Cooling | Individual room air conditioners | TRC | Existing | NE3102 | Ceiling Insulation(R12 to R38) | Ceiling Insulation(R12 to R38) | NonEquip | 20 |  | 0% | Tech/Econ | 11.23% | 0 | 0 | 0
Tech | Warehouse | Space Cooling | Individual room air conditioners | TRC | Existing | NE3050 | Airside Economizer | Airside Economizer | NonEquip | 10 | Packaged air conditioning units (RTUs) | 0% | Tech/Econ | 5.556% | 0 | 0 | 0
Tech | Warehouse | Interior Lighting | High bay | TRC | New | NN5273 | Retro-Commissioning | Retro-Commissioning | NonEquip | 5 |  | 0% | Tech/Econ | 16% | 0 | 0 | 0
Tech | Warehouse | Interior Lighting | High bay | TRC | New | NN5013 | ENERGY STAR certified buildings program | ENERGY STAR certified buildings program | NonEquip | 20 |  | 0% | Tech/Econ | 35% | 0 | 0 | 0
Tech | Warehouse | Interior Lighting | High bay | TRC | New | NN4441 | Interior Lighting Controls | Interior Lighting Controls | NonEquip | 8 | Overhead (fluorescent/LED/CFL U-shape) | 0% | Tech/Econ | 28% | 0 | 0 | 0
Tech | Warehouse | Interior Lighting | High bay | TRC | New | NN4415 | Bi-Level Lighting Control (Interior) | Bi-Level Lighting Control (Interior) | NonEquip | 8 | Overhead (fluorescent/LED/CFL U-shape) | 0% | Tech/Econ | 31% | 0 | 0 | 0
Tech | Warehouse | Interior Lighting | High bay | TRC | New | NN3713 | Facility Energy Management System | Facility Energy Management System | NonEquip | 15 |  | 4.276% | Tech/Econ | 24% | 82.4317 | 0.017277 | 0.0014857
Tech | Warehouse | Interior Lighting | High bay | TRC | Existing | NE5260 | Retro-Commissioning | Retro-Commissioning | NonEquip | 5 |  | 21.99% | Tech/Econ | 16% | 24144.2574 | 4.0365 | 12.5147
Tech | Warehouse | Interior Lighting | High bay | TRC | Existing | NE5000 | ENERGY STAR certified buildings program | ENERGY STAR certified buildings program | NonEquip | 20 |  | 0% | Tech/Econ | 35% | 0 | 0 | 0
Tech | Warehouse | Interior Lighting | High bay | TRC | Existing | NE4428 | Interior Lighting Controls | Interior Lighting Controls | NonEquip | 8 | Overhead (fluorescent/LED/CFL U-shape) | 0% | Tech/Econ | 28% | 0 | 0 | 0
Tech | Warehouse | Interior Lighting | High bay | TRC | Existing | NE4402 | Bi-Level Lighting Control (Interior) | Bi-Level Lighting Control (Interior) | NonEquip | 8 | Overhead (fluorescent/LED/CFL U-shape) | 0% | Tech/Econ | 31% | 0 | 0 | 0
Tech | Warehouse | Interior Lighting | High bay | TRC | Existing | NE3700 | Facility Energy Management System | Facility Energy Management System | NonEquip | 15 |  | 4.3% | Tech/Econ | 24% | 7156.1693 | 1.4999 | 0.12898
Tech | Warehouse | Interior Lighting | High bay | TRC | Turnover | ET1652 | LED Linear - Fixture Replacement | LED Linear - Fixture Replacement | Equip | 15 | High bay | 24.1% | Tech/Econ | 50.28% | 95620.9245 | 23.1789 | 5.3025
Tech | Warehouse | Interior Lighting | High bay | TRC | Turnover | ET1535 | High Bay LED | High Bay LED | Equip | 15 | High bay | 65.91% | Tech/Econ | 64.78% | 587848.2123 | 108.7108 | 106.6577
Tech | Warehouse | Interior Lighting | High bay | TRC | Turnover | ET1496 | High Bay Fluorescent (T5) | High Bay Fluorescent (T5) | Equip | 15 | High bay | 0% | Tech/Econ | 64.14% | 0 | 0 | 0
Tech | Warehouse | Interior Lighting | High bay | TRC | New | EN1678 | LED Linear - Fixture Replacement | LED Linear - Fixture Replacement | Equip | 15 | High bay | 0% | Tech/Econ | 50.28% | 0 | 0 | 0
Tech | Warehouse | Interior Lighting | High bay | TRC | New | EN1561 | High Bay LED | High Bay LED | Equip | 15 | High bay | 0% | Tech/Econ | 64.78% | 0 | 0 | 0
Tech | Warehouse | Interior Lighting | High bay | TRC | New | EN1522 | High Bay Fluorescent (T5) | High Bay Fluorescent (T5) | Equip | 15 | High bay | 0% | Tech/Econ | 64.14% | 0 | 0 | 0
Tech | Warehouse | Cooking | Fryer | TRC | New | NN5091 | ENERGY STAR certified buildings program | ENERGY STAR certified buildings program | NonEquip | 20 |  | 0% | Tech/Econ | 35% | 0 | 0 | 0
Tech | Warehouse | Cooking | Fryer | TRC | Existing | NE5078 | ENERGY STAR certified buildings program | ENERGY STAR certified buildings program | NonEquip | 20 |  | 0% | Tech/Econ | 35% | 0 | 0 | 0
Tech | Warehouse | Cooking | Fryer | TRC | Turnover | ET92 | Energy Star Fryer | Energy Star Fryer | Equip | 12 | Fryer | 0% | Tech/Econ | 17.46% | 0 | 0 | 0
Tech | Warehouse | Cooking | Fryer | TRC | New | EN118 | Energy Star Fryer | Energy Star Fryer | Equip | 12 | Fryer | 0% | Tech/Econ | 17.46% | 0 | 0 | 0
Tech | Warehouse | Space Heating | Forced air furnace | TRC | New | NN5351 | Retro-Commissioning | Retro-Commissioning | NonEquip | 5 |  | 0% | Tech/Econ | 16% | 0 | 0 | 0
Tech | Warehouse | Space Heating | Forced air furnace | TRC | New | NN5143 | ENERGY STAR certified buildings program | ENERGY STAR certified buildings program | NonEquip | 20 |  | 0% | Tech/Econ | 35% | 0 | 0 | 0
Tech | Warehouse | Space Heating | Forced air furnace | TRC | New | NN4337 | Water Cooled Refrigeration Heat Recovery | Water Cooled Refrigeration Heat Recovery | NonEquip | 20 |  | 0% | Tech/Econ | 10% | 0 | 0 | 0
Tech | Warehouse | Space Heating | Forced air furnace | TRC | New | NN4285 | Warehouse Loading Dock Seals | Warehouse Loading Dock Seals | NonEquip | 18 |  | 16.55% | Tech/Econ | 11.4% | 0 | 0 | 0
Tech | Warehouse | Space Heating | Forced air furnace | TRC | New | NN4259 | Wall Insulation | Wall Insulation | NonEquip | 20 |  | 0% | Tech/Econ | 0% | 0 | 0 | 0
Tech | Warehouse | Space Heating | Forced air furnace | TRC | New | NN4181 | Smart Thermostat | Smart Thermostat | NonEquip | 11 |  | 31.48% | Tech/Econ | 10% | 0 | 0 | 0
Tech | Warehouse | Space Heating | Forced air furnace | TRC | New | NN4103 | Roof Insulation | Roof Insulation | NonEquip | 20 |  | 58.5% | Tech/Econ | 24.54% | 7.2204 | 0 | 0.0014619
Tech | Warehouse | Space Heating | Forced air furnace | TRC | New | NN4077 | Programmable Thermostat | Programmable Thermostat | NonEquip | 11 |  | 0% | Tech/Econ | 3.6% | 0 | 0 | 0
Tech | Warehouse | Space Heating | Forced air furnace | TRC | New | NN4025 | Low U-Value Windows | Low U-Value Windows | NonEquip | 20 |  | 12.54% | Tech/Econ | 10% | 0 | 0 | 0
Tech | Warehouse | Space Heating | Forced air furnace | TRC | New | NN3947 | Infiltration Reduction - Air Sealing | Infiltration Reduction - Air Sealing | NonEquip | 11 |  | 0% | Tech/Econ | 5.702% | 0 | 0 | 0
Tech | Warehouse | Space Heating | Forced air furnace | TRC | New | NN3869 | Hotel Card Energy Control Systems | Hotel Card Energy Control Systems | NonEquip | 15 |  | 0% | Tech/Econ | 0% | 0 | 0 | 0
Tech | Warehouse | Space Heating | Forced air furnace | TRC | New | NN3791 | Green Roof | Green Roof | NonEquip | 15 |  | 0.294% | Tech/Econ | 37.93% | 0.056143 | 0 | 0
Tech | Warehouse | Space Heating | Forced air furnace | TRC | New | NN3739 | Floor Insulation | Floor Insulation | NonEquip | 20 |  | 49.87% | Tech/Econ | 12.88% | 0 | 0 | 0
Tech | Warehouse | Space Heating | Forced air furnace | TRC | New | NN3661 | Facility Energy Management System | Facility Energy Management System | NonEquip | 15 |  | 4.276% | Tech/Econ | 20% | 0.36838 | 0 | 6.6395e-06
Tech | Warehouse | Space Heating | Forced air furnace | TRC | New | NN3583 | ECM Motors on Furnaces | ECM Motors on Furnaces | NonEquip | 15 | Forced air furnace | 47.78% | Tech/Econ | 1.706% | 0.32939 | 0 | 0
Tech | Warehouse | Space Heating | Forced air furnace | TRC | New | NN3557 | Duct Sealing Repair | Duct Sealing Repair | NonEquip | 15 |  | 0% | Tech/Econ | 12% | 0 | 0 | 0
Tech | Warehouse | Space Heating | Forced air furnace | TRC | New | NN3505 | Duct Insulation | Duct Insulation | NonEquip | 15 |  | 0% | Tech/Econ | 2.045% | 0 | 0 | 0
Tech | Warehouse | Space Heating | Forced air furnace | TRC | New | NN3453 | Destratification Fans | Destratification Fans | NonEquip | 10 |  | 74.65% | Tech/Econ | 14.62% | 2.306 | 0 | 0.00046689
Tech | Warehouse | Space Heating | Forced air furnace | TRC | New | NN3401 | Dedicated Outdoor Air System on VRF unit | Dedicated Outdoor Air System on VRF unit | NonEquip | 15 | Residential/split system heat pump | 0% | Tech/Econ | 10% | 0 | 0 | 0
Tech | Warehouse | Space Heating | Forced air furnace | TRC | New | NN3349 | Cool Roof | Cool Roof | NonEquip | 15 |  | 72.51% | Tech/Econ | 1.92% | 0 | 0 | 0
Tech | Warehouse | Space Heating | Forced air furnace | TRC | New | NN3245 | Ceiling Insulation(R30 to R38) | Ceiling Insulation(R30 to R38) | NonEquip | 20 |  | 0% | Tech/Econ | 4.96% | 0 | 0 | 0
Tech | Warehouse | Space Heating | Forced air furnace | TRC | New | NN3193 | Ceiling Insulation(R2 to R38) | Ceiling Insulation(R2 to R38) | NonEquip | 20 |  | 0% | Tech/Econ | 94.74% | 0 | 0 | 0
Tech | Warehouse | Space Heating | Forced air furnace | TRC | New | NN3141 | Ceiling Insulation(R19 to R38) | Ceiling Insulation(R19 to R38) | NonEquip | 20 |  | 0% | Tech/Econ | 18.6% | 0 | 0 | 0
Tech | Warehouse | Space Heating | Forced air furnace | TRC | New | NN3089 | Ceiling Insulation(R12 to R38) | Ceiling Insulation(R12 to R38) | NonEquip | 20 |  | 0% | Tech/Econ | 40.3% | 0 | 0 | 0
Tech | Warehouse | Space Heating | Forced air furnace | TRC | New | NN3011 | Air Curtains | Air Curtains | NonEquip | 8 |  | 0% | Tech/Econ | 2.55% | 0 | 0 | 0
Tech | Warehouse | Space Heating | Forced air furnace | TRC | Existing | NE5338 | Retro-Commissioning | Retro-Commissioning | NonEquip | 5 |  | 21.99% | Tech/Econ | 16% | 200.8806 | 0 | 0.10412
Tech | Warehouse | Space Heating | Forced air furnace | TRC | Existing | NE5130 | ENERGY STAR certified buildings program | ENERGY STAR certified buildings program | NonEquip | 20 |  | 0% | Tech/Econ | 35% | 0 | 0 | 0
Tech | Warehouse | Space Heating | Forced air furnace | TRC | Existing | NE4324 | Water Cooled Refrigeration Heat Recovery | Water Cooled Refrigeration Heat Recovery | NonEquip | 20 |  | 0% | Tech/Econ | 10% | 0 | 0 | 0
Tech | Warehouse | Space Heating | Forced air furnace | TRC | Existing | NE4272 | Warehouse Loading Dock Seals | Warehouse Loading Dock Seals | NonEquip | 18 |  | 24.61% | Tech/Econ | 12.58% | 147.6714 | 0 | 0.029899
Tech | Warehouse | Space Heating | Forced air furnace | TRC | Existing | NE4246 | Wall Insulation | Wall Insulation | NonEquip | 20 |  | 0% | Tech/Econ | 20.25% | 0 | 0 | 0
Tech | Warehouse | Space Heating | Forced air furnace | TRC | Existing | NE4168 | Smart Thermostat | Smart Thermostat | NonEquip | 11 |  | 31.48% | Tech/Econ | 10% | 145.4428 | 0 | -0.023898
Tech | Warehouse | Space Heating | Forced air furnace | TRC | Existing | NE4090 | Roof Insulation | Roof Insulation | NonEquip | 20 |  | 58.5% | Tech/Econ | 54.16% | 2734.4826 | 0 | 0.55365
Tech | Warehouse | Space Heating | Forced air furnace | TRC | Existing | NE4064 | Programmable Thermostat | Programmable Thermostat | NonEquip | 11 |  | 0% | Tech/Econ | 3.6% | 0 | 0 | 0
Tech | Warehouse | Space Heating | Forced air furnace | TRC | Existing | NE4012 | Low U-Value Windows | Low U-Value Windows | NonEquip | 20 |  | 5.017% | Tech/Econ | 46% | 136.0789 | 0 | -0.0079108
Tech | Warehouse | Space Heating | Forced air furnace | TRC | Existing | NE3934 | Infiltration Reduction - Air Sealing | Infiltration Reduction - Air Sealing | NonEquip | 11 |  | 0% | Tech/Econ | 6.292% | 0 | 0 | 0
Tech | Warehouse | Space Heating | Forced air furnace | TRC | Existing | NE3856 | Hotel Card Energy Control Systems | Hotel Card Energy Control Systems | NonEquip | 15 |  | 0% | Tech/Econ | 0% | 0 | 0 | 0
Tech | Warehouse | Space Heating | Forced air furnace | TRC | Existing | NE3778 | Green Roof | Green Roof | NonEquip | 15 |  | 0.0588% | Tech/Econ | 41.85% | 1.4175 | 0 | 0
Tech | Warehouse | Space Heating | Forced air furnace | TRC | Existing | NE3726 | Floor Insulation | Floor Insulation | NonEquip | 20 |  | 19.95% | Tech/Econ | 14.21% | 139.0958 | 0 | 0.028163
Tech | Warehouse | Space Heating | Forced air furnace | TRC | Existing | NE3648 | Facility Energy Management System | Facility Energy Management System | NonEquip | 15 |  | 4.3% | Tech/Econ | 20% | 49.5301 | 0 | 0.00089269
Tech | Warehouse | Space Heating | Forced air furnace | TRC | Existing | NE3570 | ECM Motors on Furnaces | ECM Motors on Furnaces | NonEquip | 15 | Forced air furnace | 47.78% | Tech/Econ | 1.706% | 35.9244 | 0 | 0
Tech | Warehouse | Space Heating | Forced air furnace | TRC | Existing | NE3544 | Duct Sealing Repair | Duct Sealing Repair | NonEquip | 15 |  | 0% | Tech/Econ | 12% | 0 | 0 | 0
Tech | Warehouse | Space Heating | Forced air furnace | TRC | Existing | NE3492 | Duct Insulation | Duct Insulation | NonEquip | 15 |  | 0% | Tech/Econ | 2.045% | 0 | 0 | 0
Tech | Warehouse | Space Heating | Forced air furnace | TRC | Existing | NE3440 | Destratification Fans | Destratification Fans | NonEquip | 10 |  | 74.65% | Tech/Econ | 14.62% | 601.2409 | 0 | 0.12173
Tech | Warehouse | Space Heating | Forced air furnace | TRC | Existing | NE3388 | Dedicated Outdoor Air System on VRF unit | Dedicated Outdoor Air System on VRF unit | NonEquip | 15 | Residential/split system heat pump | 0% | Tech/Econ | 10% | 0 | 0 | 0
Tech | Warehouse | Space Heating | Forced air furnace | TRC | Existing | NE3336 | Cool Roof | Cool Roof | NonEquip | 15 |  | 72.75% | Tech/Econ | 2.119% | 68.9879 | 0 | 0
Tech | Warehouse | Space Heating | Forced air furnace | TRC | Existing | NE3232 | Ceiling Insulation(R30 to R38) | Ceiling Insulation(R30 to R38) | NonEquip | 20 |  | 0% | Tech/Econ | 5.473% | 0 | 0 | 0
Tech | Warehouse | Space Heating | Forced air furnace | TRC | Existing | NE3180 | Ceiling Insulation(R2 to R38) | Ceiling Insulation(R2 to R38) | NonEquip | 20 |  | 0% | Tech/Econ | 94.74% | 0 | 0 | 0
Tech | Warehouse | Space Heating | Forced air furnace | TRC | Existing | NE3128 | Ceiling Insulation(R19 to R38) | Ceiling Insulation(R19 to R38) | NonEquip | 20 |  | 0% | Tech/Econ | 20.52% | 0 | 0 | 0
Tech | Warehouse | Space Heating | Forced air furnace | TRC | Existing | NE3076 | Ceiling Insulation(R12 to R38) | Ceiling Insulation(R12 to R38) | NonEquip | 20 |  | 0% | Tech/Econ | 44.47% | 0 | 0 | 0
Tech | Warehouse | Space Heating | Forced air furnace | TRC | Existing | NE2998 | Air Curtains | Air Curtains | NonEquip | 8 |  | 0% | Tech/Econ | 2.55% | 0 | 0 | 0
Tech | Warehouse | Exterior Lighting | Exterior parking/lot lighting | TRC | New | NN5299 | Retro-Commissioning | Retro-Commissioning | NonEquip | 5 |  | 0% | Tech/Econ | 16% | 0 | 0 | 0
Tech | Warehouse | Exterior Lighting | Exterior parking/lot lighting | TRC | New | NN5039 | ENERGY STAR certified buildings program | ENERGY STAR certified buildings program | NonEquip | 20 |  | 0% | Tech/Econ | 35% | 0 | 0 | 0
Tech | Warehouse | Exterior Lighting | Exterior parking/lot lighting | TRC | New | NN2985 | Outdoor Lighting Controls | Outdoor Lighting Controls | NonEquip | 8 | Exterior parking/lot lighting | 30.95% | Tech/Econ | 28% | 101.3741 | 0 | 0
Tech | Warehouse | Exterior Lighting | Exterior parking/lot lighting | TRC | New | NN2959 | Bi-Level Lighting Control (Exterior) | Bi-Level Lighting Control (Exterior) | NonEquip | 9 | Exterior parking/lot lighting | 13.75% | Tech/Econ | 31% | 52.1041 | 0 | 0
Tech | Warehouse | Exterior Lighting | Exterior parking/lot lighting | TRC | Existing | NE5286 | Retro-Commissioning | Retro-Commissioning | NonEquip | 5 |  | 21.99% | Tech/Econ | 16% | 6444.3429 | 0 | 3.3403
Tech | Warehouse | Exterior Lighting | Exterior parking/lot lighting | TRC | Existing | NE5026 | ENERGY STAR certified buildings program | ENERGY STAR certified buildings program | NonEquip | 20 |  | 0% | Tech/Econ | 35% | 0 | 0 | 0
Tech | Warehouse | Exterior Lighting | Exterior parking/lot lighting | TRC | Existing | NE2972 | Outdoor Lighting Controls | Outdoor Lighting Controls | NonEquip | 8 | Exterior parking/lot lighting | 30.95% | Tech/Econ | 28% | 17376.9252 | 0 | 0
Tech | Warehouse | Exterior Lighting | Exterior parking/lot lighting | TRC | Existing | NE2946 | Bi-Level Lighting Control (Exterior) | Bi-Level Lighting Control (Exterior) | NonEquip | 9 | Exterior parking/lot lighting | 13.75% | Tech/Econ | 31% | 8931.3545 | 0 | 0
Tech | Warehouse | Exterior Lighting | Exterior parking/lot lighting | TRC | Turnover | ET716 | LED Parking Lighting | LED Parking Lighting | Equip | 18 | Exterior parking/lot lighting | 7.978% | Tech/Econ | 84% | 15046.319 | 0 | 0
Tech | Warehouse | Exterior Lighting | Exterior parking/lot lighting | TRC | Turnover | ET521 | High Efficiency HID Lighting | High Efficiency HID Lighting | Equip | 13 | Exterior parking/lot lighting | 0% | Tech/Econ | 34.18% | 0 | 0 | 0
Tech | Warehouse | Exterior Lighting | Exterior parking/lot lighting | TRC | New | EN742 | LED Parking Lighting | LED Parking Lighting | Equip | 18 | Exterior parking/lot lighting | 7.978% | Tech/Econ | 84% | 87.7778 | 0 | 0
Tech | Warehouse | Exterior Lighting | Exterior parking/lot lighting | TRC | New | EN547 | High Efficiency HID Lighting | High Efficiency HID Lighting | Equip | 13 | Exterior parking/lot lighting | 0% | Tech/Econ | 34.18% | 0 | 0 | 0
Tech | Warehouse | Exterior Lighting | Exterior marquis | TRC | New | NN5299 | Retro-Commissioning | Retro-Commissioning | NonEquip | 5 |  | 0% | Tech/Econ | 16% | 0 | 0 | 0
Tech | Warehouse | Exterior Lighting | Exterior marquis | TRC | New | NN5039 | ENERGY STAR certified buildings program | ENERGY STAR certified buildings program | NonEquip | 20 |  | 0% | Tech/Econ | 35% | 0 | 0 | 0
Tech | Warehouse | Exterior Lighting | Exterior marquis | TRC | New | NN2985 | Outdoor Lighting Controls | Outdoor Lighting Controls | NonEquip | 8 | Exterior parking/lot lighting | 0% | Tech/Econ | 28% | 0 | 0 | 0
Tech | Warehouse | Exterior Lighting | Exterior marquis | TRC | New | NN2959 | Bi-Level Lighting Control (Exterior) | Bi-Level Lighting Control (Exterior) | NonEquip | 9 | Exterior parking/lot lighting | 0% | Tech/Econ | 31% | 0 | 0 | 0
Tech | Warehouse | Exterior Lighting | Exterior marquis | TRC | Existing | NE5286 | Retro-Commissioning | Retro-Commissioning | NonEquip | 5 |  | 21.99% | Tech/Econ | 16% | 42.1102 | 0 | 0.021827
Tech | Warehouse | Exterior Lighting | Exterior marquis | TRC | Existing | NE5026 | ENERGY STAR certified buildings program | ENERGY STAR certified buildings program | NonEquip | 20 |  | 0% | Tech/Econ | 35% | 0 | 0 | 0
Tech | Warehouse | Exterior Lighting | Exterior marquis | TRC | Existing | NE2972 | Outdoor Lighting Controls | Outdoor Lighting Controls | NonEquip | 8 | Exterior parking/lot lighting | 0% | Tech/Econ | 28% | 0 | 0 | 0
Tech | Warehouse | Exterior Lighting | Exterior marquis | TRC | Existing | NE2946 | Bi-Level Lighting Control (Exterior) | Bi-Level Lighting Control (Exterior) | NonEquip | 9 | Exterior parking/lot lighting | 0% | Tech/Econ | 31% | 0 | 0 | 0
Tech | Warehouse | Exterior Lighting | Exterior marquis | TRC | Turnover | ET638 | LED Exterior Lighting | LED Exterior Lighting | Equip | 13 | Exterior marquis | 4.624% | Tech/Econ | 60.51% | 34.4516 | 0 | 0
Tech | Warehouse | Exterior Lighting | Exterior marquis | TRC | Turnover | ET599 | LED Display Lighting (Exterior) | LED Display Lighting (Exterior) | Equip | 15 | Exterior marquis | 4.624% | Tech/Econ | 87.04% | 51.6332 | 0 | 0
Tech | Warehouse | Exterior Lighting | Exterior marquis | TRC | New | EN664 | LED Exterior Lighting | LED Exterior Lighting | Equip | 13 | Exterior marquis | 4.624% | Tech/Econ | 60.51% | 0.20098 | 0 | 0
Tech | Warehouse | Exterior Lighting | Exterior marquis | TRC | New | EN625 | LED Display Lighting (Exterior) | LED Display Lighting (Exterior) | Equip | 15 | Exterior marquis | 4.624% | Tech/Econ | 87.04% | 0.30122 | 0 | 0
Tech | Warehouse | Miscellaneous | Elevators/Escalators | TRC | New | NN5455 | Retro-Commissioning | Retro-Commissioning | NonEquip | 5 |  | 0% | Tech/Econ | 16% | 0 | 0 | 0
Tech | Warehouse | Miscellaneous | Elevators/Escalators | TRC | New | NN5247 | ENERGY STAR certified buildings program | ENERGY STAR certified buildings program | NonEquip | 20 |  | 0% | Tech/Econ | 35% | 0 | 0 | 0
Tech | Warehouse | Miscellaneous | Elevators/Escalators | TRC | New | NN4545 | VSD Controlled Compressor | VSD Controlled Compressor | NonEquip | 15 | Others | 0% | Tech/Econ | 20.79% | 0 | 0 | 0
Tech | Warehouse | Miscellaneous | Elevators/Escalators | TRC | New | NN4519 | Regenerative Drive Elevator Motor | Regenerative Drive Elevator Motor | NonEquip | 13 | Elevators/Escalators | 11.17% | Tech/Econ | 6.211% | 0.019043 | 2.6505e-06 | 2.4281e-07
Tech | Warehouse | Miscellaneous | Elevators/Escalators | TRC | New | NN4493 | Engine Block Timer | Engine Block Timer | NonEquip | 5 | Others | 0% | Tech/Econ | 36% | 0 | 0 | 0
Tech | Warehouse | Miscellaneous | Elevators/Escalators | TRC | New | NN4467 | Efficient Motor Belts | Efficient Motor Belts | NonEquip | 10 | Others | 0% | Tech/Econ | 1.105% | 0 | 0 | 0
Tech | Warehouse | Miscellaneous | Elevators/Escalators | TRC | Existing | NE5442 | Retro-Commissioning | Retro-Commissioning | NonEquip | 5 |  | 21.99% | Tech/Econ | 16% | 16.5628 | 0.002769 | 0.008585
Tech | Warehouse | Miscellaneous | Elevators/Escalators | TRC | Existing | NE5234 | ENERGY STAR certified buildings program | ENERGY STAR certified buildings program | NonEquip | 20 |  | 0% | Tech/Econ | 35% | 0 | 0 | 0
Tech | Warehouse | Miscellaneous | Elevators/Escalators | TRC | Existing | NE4532 | VSD Controlled Compressor | VSD Controlled Compressor | NonEquip | 15 | Others | 0% | Tech/Econ | 20.79% | 0 | 0 | 0
Tech | Warehouse | Miscellaneous | Elevators/Escalators | TRC | Existing | NE4506 | Regenerative Drive Elevator Motor | Regenerative Drive Elevator Motor | NonEquip | 13 | Elevators/Escalators | 2.24% | Tech/Econ | 6.211% | 0.63177 | 8.7931e-05 | 8.0552e-06
Tech | Warehouse | Miscellaneous | Elevators/Escalators | TRC | Existing | NE4480 | Engine Block Timer | Engine Block Timer | NonEquip | 5 | Others | 0% | Tech/Econ | 36% | 0 | 0 | 0
Tech | Warehouse | Miscellaneous | Elevators/Escalators | TRC | Existing | NE4454 | Efficient Motor Belts | Efficient Motor Belts | NonEquip | 10 | Others | 0% | Tech/Econ | 1.105% | 0 | 0 | 0
Tech | Warehouse | Office Equipment | Document production | TRC | New | NN5065 | ENERGY STAR certified buildings program | ENERGY STAR certified buildings program | NonEquip | 20 |  | 0% | Tech/Econ | 35% | 0 | 0 | 0
Tech | Warehouse | Office Equipment | Document production | TRC | New | NN4597 | Smart Strip Plug Outlet | Smart Strip Plug Outlet | NonEquip | 4 |  | 43.9% | Tech/Econ | 1.187% | 2.3406 | 0.00034803 | 0
Tech | Warehouse | Office Equipment | Document production | TRC | New | NN4571 | Network PC Power Management | Network PC Power Management | NonEquip | 5 | Computers | 0% | Tech/Econ | 56.5% | 0 | 0 | 0
Tech | Warehouse | Office Equipment | Document production | TRC | Existing | NE5052 | ENERGY STAR certified buildings program | ENERGY STAR certified buildings program | NonEquip | 20 |  | 0% | Tech/Econ | 35% | 0 | 0 | 0
Tech | Warehouse | Office Equipment | Document production | TRC | Existing | NE4584 | Smart Strip Plug Outlet | Smart Strip Plug Outlet | NonEquip | 4 |  | 43.9% | Tech/Econ | 1.187% | 401.2041 | 0.059657 | 0
Tech | Warehouse | Office Equipment | Document production | TRC | Existing | NE4558 | Network PC Power Management | Network PC Power Management | NonEquip | 5 | Computers | 0% | Tech/Econ | 56.5% | 0 | 0 | 0
Tech | Warehouse | Office Equipment | Document production | TRC | Turnover | ET2153 | ENERGY STAR Imaging Equipment | ENERGY STAR Imaging Equipment | Equip | 6 | Document production | 0% | Tech/Econ | 44.44% | 0 | 0 | 0
Tech | Warehouse | Office Equipment | Document production | TRC | New | EN2179 | ENERGY STAR Imaging Equipment | ENERGY STAR Imaging Equipment | Equip | 6 | Document production | 0% | Tech/Econ | 44.44% | 0 | 0 | 0
Tech | Warehouse | Space Cooling | District chilled water piped | TRC | New | NN5377 | Retro-Commissioning | Retro-Commissioning | NonEquip | 5 |  | 0% | Tech/Econ | 16% | 0 | 0 | 0
Tech | Warehouse | Space Cooling | District chilled water piped | TRC | New | NN5169 | ENERGY STAR certified buildings program | ENERGY STAR certified buildings program | NonEquip | 20 |  | 0% | Tech/Econ | 35% | 0 | 0 | 0
Tech | Warehouse | Space Cooling | District chilled water piped | TRC | New | NN4389 | Window Sun Protection | Window Sun Protection | NonEquip | 10 |  | 15.35% | Tech/Econ | 16% | 0 | 0 | 0
Tech | Warehouse | Space Cooling | District chilled water piped | TRC | New | NN4363 | Waterside Economizer | Waterside Economizer | NonEquip | 20 |  | 0% | Tech/Econ | 5.556% | 0 | 0 | 0
Tech | Warehouse | Space Cooling | District chilled water piped | TRC | New | NN4155 | Smart Thermostat | Smart Thermostat | NonEquip | 11 |  | 31.48% | Tech/Econ | 10% | 0 | 0 | 0
Tech | Warehouse | Space Cooling | District chilled water piped | TRC | New | NN4129 | Roof Insulation | Roof Insulation | NonEquip | 20 |  | 58.5% | Tech/Econ | 6.839% | 0 | 0 | 0
Tech | Warehouse | Space Cooling | District chilled water piped | TRC | New | NN4051 | Programmable Thermostat | Programmable Thermostat | NonEquip | 11 |  | 0% | Tech/Econ | 3.6% | 0 | 0 | 0
Tech | Warehouse | Space Cooling | District chilled water piped | TRC | New | NN3999 | Low U-Value Windows | Low U-Value Windows | NonEquip | 20 |  | 12.54% | Tech/Econ | 10% | 0 | 0 | 0
Tech | Warehouse | Space Cooling | District chilled water piped | TRC | New | NN3921 | HVAC tune-up_RTU | HVAC tune-up_RTU | NonEquip | 5 | Packaged air conditioning units (RTUs) | 0% | Tech/Econ | 5% | 0 | 0 | 0
Tech | Warehouse | Space Cooling | District chilled water piped | TRC | New | NN3895 | HVAC tune-up | HVAC tune-up | NonEquip | 5 | Residential-type central air conditioners | 0% | Tech/Econ | 5% | 0 | 0 | 0
Tech | Warehouse | Space Cooling | District chilled water piped | TRC | New | NN3817 | Green Roof | Green Roof | NonEquip | 15 |  | 0.294% | Tech/Econ | 7.927% | 0 | 0 | 0
Tech | Warehouse | Space Cooling | District chilled water piped | TRC | New | NN3687 | Facility Energy Management System | Facility Energy Management System | NonEquip | 15 |  | 4.276% | Tech/Econ | 20% | 0 | 0 | 0
Tech | Warehouse | Space Cooling | District chilled water piped | TRC | New | NN3635 | Facility Commissioning | Facility Commissioning | NonEquip | 10 |  | 53.41% | Tech/Econ | 16% | 0 | 0 | 0
Tech | Warehouse | Space Cooling | District chilled water piped | TRC | New | NN3609 | Energy Recovery Ventilation System (ERV) | Energy Recovery Ventilation System (ERV) | NonEquip | 15 | Packaged air conditioning units (RTUs) | 0% | Tech/Econ | 9.935% | 0 | 0 | 0
Tech | Warehouse | Space Cooling | District chilled water piped | TRC | New | NN3531 | Duct Sealing Repair | Duct Sealing Repair | NonEquip | 15 |  | 0% | Tech/Econ | 12% | 0 | 0 | 0
Tech | Warehouse | Space Cooling | District chilled water piped | TRC | New | NN3427 | Dedicated Outdoor Air System on VRF unit | Dedicated Outdoor Air System on VRF unit | NonEquip | 15 | Residential-type central air conditioners | 0% | Tech/Econ | 17.5% | 0 | 0 | 0
Tech | Warehouse | Space Cooling | District chilled water piped | TRC | New | NN3375 | Cool Roof | Cool Roof | NonEquip | 15 |  | 72.51% | Tech/Econ | 14.67% | 0 | 0 | 0
Tech | Warehouse | Space Cooling | District chilled water piped | TRC | New | NN3323 | Chilled Water System - Variable Speed Drives | Chilled Water System - Variable Speed Drives | NonEquip | 13 | Central chillers inside | 0% | Tech/Econ | 24.74% | 0 | 0 | 0
Tech | Warehouse | Space Cooling | District chilled water piped | TRC | New | NN3297 | Chilled Water Controls Optimization | Chilled Water Controls Optimization | NonEquip | 10 | Central chillers inside | 0% | Tech/Econ | 12.5% | 0 | 0 | 0
Tech | Warehouse | Space Cooling | District chilled water piped | TRC | New | NN3219 | Ceiling Insulation(R2 to R38) | Ceiling Insulation(R2 to R38) | NonEquip | 20 |  | 0% | Tech/Econ | 93.29% | 0 | 0 | 0
Tech | Warehouse | Space Cooling | District chilled water piped | TRC | New | NN3167 | Ceiling Insulation(R19 to R38) | Ceiling Insulation(R19 to R38) | NonEquip | 20 |  | 0% | Tech/Econ | 5.183% | 0 | 0 | 0
Tech | Warehouse | Space Cooling | District chilled water piped | TRC | New | NN3115 | Ceiling Insulation(R12 to R38) | Ceiling Insulation(R12 to R38) | NonEquip | 20 |  | 0% | Tech/Econ | 11.23% | 0 | 0 | 0
Tech | Warehouse | Space Cooling | District chilled water piped | TRC | New | NN3063 | Airside Economizer | Airside Economizer | NonEquip | 10 | Packaged air conditioning units (RTUs) | 0% | Tech/Econ | 5.556% | 0 | 0 | 0
Tech | Warehouse | Space Cooling | District chilled water piped | TRC | Existing | NE5364 | Retro-Commissioning | Retro-Commissioning | NonEquip | 5 |  | 21.99% | Tech/Econ | 16% | 0 | 0 | 0
Tech | Warehouse | Space Cooling | District chilled water piped | TRC | Existing | NE5156 | ENERGY STAR certified buildings program | ENERGY STAR certified buildings program | NonEquip | 20 |  | 0% | Tech/Econ | 35% | 0 | 0 | 0
Tech | Warehouse | Space Cooling | District chilled water piped | TRC | Existing | NE4376 | Window Sun Protection | Window Sun Protection | NonEquip | 10 |  | 7.316% | Tech/Econ | 16% | 0 | 0 | 0
Tech | Warehouse | Space Cooling | District chilled water piped | TRC | Existing | NE4350 | Waterside Economizer | Waterside Economizer | NonEquip | 20 |  | 0% | Tech/Econ | 5.556% | 0 | 0 | 0
Tech | Warehouse | Space Cooling | District chilled water piped | TRC | Existing | NE4298 | Warehouse Loading Dock Seals | Warehouse Loading Dock Seals | NonEquip | 18 |  | 24.61% | Tech/Econ | 3.178% | 0 | 0 | 0
Tech | Warehouse | Space Cooling | District chilled water piped | TRC | Existing | NE4220 | Wall Insulation | Wall Insulation | NonEquip | 20 |  | 0% | Tech/Econ | 35.02% | 0 | 0 | 0
Tech | Warehouse | Space Cooling | District chilled water piped | TRC | Existing | NE4142 | Smart Thermostat | Smart Thermostat | NonEquip | 11 |  | 31.48% | Tech/Econ | 10% | 0 | 0 | 0
Tech | Warehouse | Space Cooling | District chilled water piped | TRC | Existing | NE4116 | Roof Insulation | Roof Insulation | NonEquip | 20 |  | 58.5% | Tech/Econ | 13.68% | 0 | 0 | 0
Tech | Warehouse | Space Cooling | District chilled water piped | TRC | Existing | NE4038 | Programmable Thermostat | Programmable Thermostat | NonEquip | 11 |  | 0% | Tech/Econ | 3.6% | 0 | 0 | 0
Tech | Warehouse | Space Cooling | District chilled water piped | TRC | Existing | NE3986 | Low U-Value Windows | Low U-Value Windows | NonEquip | 20 |  | 5.017% | Tech/Econ | 46% | 0 | 0 | 0
Tech | Warehouse | Space Cooling | District chilled water piped | TRC | Existing | NE3908 | HVAC tune-up_RTU | HVAC tune-up_RTU | NonEquip | 5 | Packaged air conditioning units (RTUs) | 0% | Tech/Econ | 5% | 0 | 0 | 0
Tech | Warehouse | Space Cooling | District chilled water piped | TRC | Existing | NE3882 | HVAC tune-up | HVAC tune-up | NonEquip | 5 | Residential-type central air conditioners | 0% | Tech/Econ | 5% | 0 | 0 | 0
Tech | Warehouse | Space Cooling | District chilled water piped | TRC | Existing | NE3804 | Green Roof | Green Roof | NonEquip | 15 |  | 0.0588% | Tech/Econ | 7.927% | 0 | 0 | 0
Tech | Warehouse | Space Cooling | District chilled water piped | TRC | Existing | NE3752 | Floor Insulation | Floor Insulation | NonEquip | 20 |  | 19.95% | Tech/Econ | 3.588% | 0 | 0 | 0
Tech | Warehouse | Space Cooling | District chilled water piped | TRC | Existing | NE3674 | Facility Energy Management System | Facility Energy Management System | NonEquip | 15 |  | 4.3% | Tech/Econ | 20% | 0 | 0 | 0
Tech | Warehouse | Space Cooling | District chilled water piped | TRC | Existing | NE3596 | Energy Recovery Ventilation System (ERV) | Energy Recovery Ventilation System (ERV) | NonEquip | 15 | Packaged air conditioning units (RTUs) | 0% | Tech/Econ | 9.935% | 0 | 0 | 0
Tech | Warehouse | Space Cooling | District chilled water piped | TRC | Existing | NE3518 | Duct Sealing Repair | Duct Sealing Repair | NonEquip | 15 |  | 0% | Tech/Econ | 12% | 0 | 0 | 0
Tech | Warehouse | Space Cooling | District chilled water piped | TRC | Existing | NE3414 | Dedicated Outdoor Air System on VRF unit | Dedicated Outdoor Air System on VRF unit | NonEquip | 15 | Residential-type central air conditioners | 0% | Tech/Econ | 17.5% | 0 | 0 | 0
Tech | Warehouse | Space Cooling | District chilled water piped | TRC | Existing | NE3362 | Cool Roof | Cool Roof | NonEquip | 15 |  | 72.75% | Tech/Econ | 14.67% | 0 | 0 | 0
Tech | Warehouse | Space Cooling | District chilled water piped | TRC | Existing | NE3310 | Chilled Water System - Variable Speed Drives | Chilled Water System - Variable Speed Drives | NonEquip | 13 | Central chillers inside | 0% | Tech/Econ | 24.74% | 0 | 0 | 0
Tech | Warehouse | Space Cooling | District chilled water piped | TRC | Existing | NE3284 | Chilled Water Controls Optimization | Chilled Water Controls Optimization | NonEquip | 10 | Central chillers inside | 0% | Tech/Econ | 12.5% | 0 | 0 | 0
Tech | Warehouse | Space Cooling | District chilled water piped | TRC | Existing | NE3206 | Ceiling Insulation(R2 to R38) | Ceiling Insulation(R2 to R38) | NonEquip | 20 |  | 0% | Tech/Econ | 93.29% | 0 | 0 | 0
Tech | Warehouse | Space Cooling | District chilled water piped | TRC | Existing | NE3154 | Ceiling Insulation(R19 to R38) | Ceiling Insulation(R19 to R38) | NonEquip | 20 |  | 0% | Tech/Econ | 5.183% | 0 | 0 | 0
Tech | Warehouse | Space Cooling | District chilled water piped | TRC | Existing | NE3102 | Ceiling Insulation(R12 to R38) | Ceiling Insulation(R12 to R38) | NonEquip | 20 |  | 0% | Tech/Econ | 11.23% | 0 | 0 | 0
Tech | Warehouse | Space Cooling | District chilled water piped | TRC | Existing | NE3050 | Airside Economizer | Airside Economizer | NonEquip | 10 | Packaged air conditioning units (RTUs) | 0% | Tech/Econ | 5.556% | 0 | 0 | 0
Tech | Warehouse | Space Cooling | District chilled water piped | TRC | Turnover | ET950 | High Efficiency Chiller (Air Cooled, 50 tons) | High Efficiency Chiller (Air Cooled, 50 tons) | Equip | 20 | District chilled water piped | 28.37% | Tech/Econ | 8.759% | 0 | 0 | 0
Tech | Warehouse | Space Cooling | District chilled water piped | TRC | Turnover | ET1106 | High Efficiency Chiller (Water cooled-positive displacement, 100 tons) | High Efficiency Chiller (Water cooled-positive displacement, 100 tons) | Equip | 20 | District chilled water piped | 28.37% | Tech/Econ | 2.683% | 0 | 0 | 0
Tech | Warehouse | Space Cooling | District chilled water piped | TRC | Turnover | ET1028 | High Efficiency Chiller (Water cooled-centrifugal, 200 tons) | High Efficiency Chiller (Water cooled-centrifugal, 200 tons) | Equip | 20 | District chilled water piped | 28.37% | Tech/Econ | 4.362% | 0 | 0 | 0
Tech | Warehouse | Space Cooling | District chilled water piped | TRC | New | EN976 | High Efficiency Chiller (Air Cooled, 50 tons) | High Efficiency Chiller (Air Cooled, 50 tons) | Equip | 20 | District chilled water piped | 28.37% | Tech/Econ | 8.759% | 0 | 0 | 0
Tech | Warehouse | Space Cooling | District chilled water piped | TRC | New | EN1054 | High Efficiency Chiller (Water cooled-centrifugal, 200 tons) | High Efficiency Chiller (Water cooled-centrifugal, 200 tons) | Equip | 20 | District chilled water piped | 28.37% | Tech/Econ | 4.362% | 0 | 0 | 0
Tech | Warehouse | Refrigeration | Display cases | TRC | New | NN5325 | Retro-Commissioning | Retro-Commissioning | NonEquip | 5 |  | 0% | Tech/Econ | 16% | 0 | 0 | 0
Tech | Warehouse | Refrigeration | Display cases | TRC | New | NN5117 | ENERGY STAR certified buildings program | ENERGY STAR certified buildings program | NonEquip | 20 |  | 0% | Tech/Econ | 35% | 0 | 0 | 0
Tech | Warehouse | Refrigeration | Display cases | TRC | New | NN4909 | Strip Curtains for Walk-ins | Strip Curtains for Walk-ins | NonEquip | 4 | Walk-in cooler | 0% | Tech/Econ | 2.115% | 0 | 0 | 0
Tech | Warehouse | Refrigeration | Display cases | TRC | New | NN4883 | Refrigerated Display Case Lighting Controls | Refrigerated Display Case Lighting Controls | NonEquip | 8 | Display cases | 0% | Tech/Econ | 0.9365% | 0 | 0 | 0
Tech | Warehouse | Refrigeration | Display cases | TRC | New | NN4857 | PSC to ECM Evaporator Fan Motor (Walk-In, Refrigerator) | PSC to ECM Evaporator Fan Motor (Walk-In, Refrigerator) | NonEquip | 15 | Walk-in cooler | 0% | Tech/Econ | 37.5% | 0 | 0 | 0
Tech | Warehouse | Refrigeration | Display cases | TRC | New | NN4831 | PSC to ECM Evaporator Fan Motor (Reach-In) | PSC to ECM Evaporator Fan Motor (Reach-In) | NonEquip | 15 | Display cases | 0% | Tech/Econ | 37.5% | 0 | 0 | 0
Tech | Warehouse | Refrigeration | Display cases | TRC | New | NN4805 | Night Covers for Display Cases | Night Covers for Display Cases | NonEquip | 5 | Display cases | 0% | Tech/Econ | 1.877% | 0 | 0 | 0
Tech | Warehouse | Refrigeration | Display cases | TRC | New | NN4779 | High R-Value Glass Doors | High R-Value Glass Doors | NonEquip | 12 | Display cases | 0% | Tech/Econ | 0% | 0 | 0 | 0
Tech | Warehouse | Refrigeration | Display cases | TRC | New | NN4753 | High Efficiency Refrigeration Compressor | High Efficiency Refrigeration Compressor | NonEquip | 13 | Display cases | 0% | Tech/Econ | 6.922% | 0 | 0 | 0
Tech | Warehouse | Refrigeration | Display cases | TRC | New | NN4727 | Freezer-Cooler Replacement Gaskets | Freezer-Cooler Replacement Gaskets | NonEquip | 4 | Display cases | 0% | Tech/Econ | 0% | 0 | 0 | 0
Tech | Warehouse | Refrigeration | Display cases | TRC | New | NN4701 | Floating Head Pressure Controls | Floating Head Pressure Controls | NonEquip | 15 |  | 0% | Tech/Econ | 6.05% | 0 | 0 | 0
Tech | Warehouse | Refrigeration | Display cases | TRC | New | NN4675 | Demand Defrost | Demand Defrost | NonEquip | 10 | Walk-in cooler | 0% | Tech/Econ | 30% | 0 | 0 | 0
Tech | Warehouse | Refrigeration | Display cases | TRC | New | NN4649 | Automatic Door Closer for Walk-in Coolers and Freezers | Automatic Door Closer for Walk-in Coolers and Freezers | NonEquip | 8 | Walk-in cooler | 0% | Tech/Econ | 3.131% | 0 | 0 | 0
Tech | Warehouse | Refrigeration | Display cases | TRC | New | NN4623 | Anti-Sweat Controls | Anti-Sweat Controls | NonEquip | 8 | Display cases | 0% | Tech/Econ | 85% | 0 | 0 | 0
Tech | Warehouse | Refrigeration | Display cases | TRC | Existing | NE5312 | Retro-Commissioning | Retro-Commissioning | NonEquip | 5 |  | 21.99% | Tech/Econ | 16% | 11.1524 | 0.0018645 | 0.0057806
Tech | Warehouse | Refrigeration | Display cases | TRC | Existing | NE5104 | ENERGY STAR certified buildings program | ENERGY STAR certified buildings program | NonEquip | 20 |  | 0% | Tech/Econ | 35% | 0 | 0 | 0
Tech | Warehouse | Refrigeration | Display cases | TRC | Existing | NE4896 | Strip Curtains for Walk-ins | Strip Curtains for Walk-ins | NonEquip | 4 | Walk-in cooler | 0% | Tech/Econ | 2.115% | 0 | 0 | 0
Tech | Warehouse | Refrigeration | Display cases | TRC | Existing | NE4870 | Refrigerated Display Case Lighting Controls | Refrigerated Display Case Lighting Controls | NonEquip | 8 | Display cases | 0% | Tech/Econ | 2.524% | 0 | 0 | 0
Tech | Warehouse | Refrigeration | Display cases | TRC | Existing | NE4844 | PSC to ECM Evaporator Fan Motor (Walk-In, Refrigerator) | PSC to ECM Evaporator Fan Motor (Walk-In, Refrigerator) | NonEquip | 15 | Walk-in cooler | 0% | Tech/Econ | 37.5% | 0 | 0 | 0
Tech | Warehouse | Refrigeration | Display cases | TRC | Existing | NE4818 | PSC to ECM Evaporator Fan Motor (Reach-In) | PSC to ECM Evaporator Fan Motor (Reach-In) | NonEquip | 15 | Display cases | 0% | Tech/Econ | 37.5% | 0 | 0 | 0
Tech | Warehouse | Refrigeration | Display cases | TRC | Existing | NE4792 | Night Covers for Display Cases | Night Covers for Display Cases | NonEquip | 5 | Display cases | 0% | Tech/Econ | 1.877% | 0 | 0 | 0
Tech | Warehouse | Refrigeration | Display cases | TRC | Existing | NE4766 | High R-Value Glass Doors | High R-Value Glass Doors | NonEquip | 12 | Display cases | 0% | Tech/Econ | 23.81% | 0 | 0 | 0
Tech | Warehouse | Refrigeration | Display cases | TRC | Existing | NE4740 | High Efficiency Refrigeration Compressor | High Efficiency Refrigeration Compressor | NonEquip | 13 | Display cases | 0% | Tech/Econ | 6.922% | 0 | 0 | 0
Tech | Warehouse | Refrigeration | Display cases | TRC | Existing | NE4714 | Freezer-Cooler Replacement Gaskets | Freezer-Cooler Replacement Gaskets | NonEquip | 4 | Display cases | 0% | Tech/Econ | 3.131% | 0 | 0 | 0
Tech | Warehouse | Refrigeration | Display cases | TRC | Existing | NE4688 | Floating Head Pressure Controls | Floating Head Pressure Controls | NonEquip | 15 |  | 0% | Tech/Econ | 6.05% | 0 | 0 | 0
Tech | Warehouse | Refrigeration | Display cases | TRC | Existing | NE4662 | Demand Defrost | Demand Defrost | NonEquip | 10 | Walk-in cooler | 0% | Tech/Econ | 30% | 0 | 0 | 0
Tech | Warehouse | Refrigeration | Display cases | TRC | Existing | NE4636 | Automatic Door Closer for Walk-in Coolers and Freezers | Automatic Door Closer for Walk-in Coolers and Freezers | NonEquip | 8 | Walk-in cooler | 0% | Tech/Econ | 3.131% | 0 | 0 | 0
Tech | Warehouse | Refrigeration | Display cases | TRC | Existing | NE4610 | Anti-Sweat Controls | Anti-Sweat Controls | NonEquip | 8 | Display cases | 0% | Tech/Econ | 85% | 0 | 0 | 0
Tech | Warehouse | Refrigeration | Display cases | TRC | Turnover | ET2621 | Refrigerated Display Case LED Lighting | Refrigerated Display Case LED Lighting | Equip | 8 | Display cases | 0% | Tech/Econ | 6.613% | 0 | 0 | 0
Tech | Warehouse | Refrigeration | Display cases | TRC | Turnover | ET2465 | Energy Star Commercial Solid Door Refrigerator | Energy Star Commercial Solid Door Refrigerator | Equip | 12 | Display cases | 0% | Tech/Econ | 50.28% | 0 | 0 | 0
Tech | Warehouse | Refrigeration | Display cases | TRC | Turnover | ET2426 | Energy Star Commercial Solid Door Freezer | Energy Star Commercial Solid Door Freezer | Equip | 12 | Display cases | 0% | Tech/Econ | 42.11% | 0 | 0 | 0
Tech | Warehouse | Refrigeration | Display cases | TRC | Turnover | ET2387 | Energy Star Commercial Glass Door Refrigerator | Energy Star Commercial Glass Door Refrigerator | Equip | 12 | Display cases | 0% | Tech/Econ | 37.88% | 0 | 0 | 0
Tech | Warehouse | Refrigeration | Display cases | TRC | Turnover | ET2348 | Energy Star Commercial Glass Door Freezer | Energy Star Commercial Glass Door Freezer | Equip | 12 | Display cases | 0% | Tech/Econ | 40.57% | 0 | 0 | 0
Tech | Warehouse | Refrigeration | Display cases | TRC | New | EN2647 | Refrigerated Display Case LED Lighting | Refrigerated Display Case LED Lighting | Equip | 8 | Display cases | 0% | Tech/Econ | 0% | 0 | 0 | 0
Tech | Warehouse | Refrigeration | Display cases | TRC | New | EN2491 | Energy Star Commercial Solid Door Refrigerator | Energy Star Commercial Solid Door Refrigerator | Equip | 12 | Display cases | 0% | Tech/Econ | 50.28% | 0 | 0 | 0
Tech | Warehouse | Refrigeration | Display cases | TRC | New | EN2452 | Energy Star Commercial Solid Door Freezer | Energy Star Commercial Solid Door Freezer | Equip | 12 | Display cases | 0% | Tech/Econ | 42.11% | 0 | 0 | 0
Tech | Warehouse | Refrigeration | Display cases | TRC | New | EN2413 | Energy Star Commercial Glass Door Refrigerator | Energy Star Commercial Glass Door Refrigerator | Equip | 12 | Display cases | 0% | Tech/Econ | 37.88% | 0 | 0 | 0
Tech | Warehouse | Refrigeration | Display cases | TRC | New | EN2374 | Energy Star Commercial Glass Door Freezer | Energy Star Commercial Glass Door Freezer | Equip | 12 | Display cases | 0% | Tech/Econ | 40.57% | 0 | 0 | 0
Tech | Warehouse | Cooking | Cooking Other | TRC | New | NN5091 | ENERGY STAR certified buildings program | ENERGY STAR certified buildings program | NonEquip | 20 |  | 0% | Tech/Econ | 35% | 0 | 0 | 0
Tech | Warehouse | Cooking | Cooking Other | TRC | Existing | NE5078 | ENERGY STAR certified buildings program | ENERGY STAR certified buildings program | NonEquip | 20 |  | 0% | Tech/Econ | 35% | 0 | 0 | 0
Tech | Warehouse | Cooking | Cooking Other | TRC | Turnover | ET248 | Induction Cooktops | Induction Cooktops | Equip | 10 | Cooking Other | 0% | Tech/Econ | 18.82% | 0 | 0 | 0
Tech | Warehouse | Cooking | Cooking Other | TRC | Turnover | ET170 | Energy Star Hot Food Holding Cabinet | Energy Star Hot Food Holding Cabinet | Equip | 12 | Cooking Other | 0% | Tech/Econ | 52.67% | 0 | 0 | 0
Tech | Warehouse | Cooking | Cooking Other | TRC | Turnover | ET14 | Efficient Exhaust Hood | Efficient Exhaust Hood | Equip | 15 | Cooking Other | 0% | Tech/Econ | 42.5% | 0 | 0 | 0
Tech | Warehouse | Cooking | Cooking Other | TRC | Turnover | ET131 | Energy Star Griddle | Energy Star Griddle | Equip | 12 | Cooking Other | 0% | Tech/Econ | 12.08% | 0 | 0 | 0
Tech | Warehouse | Cooking | Cooking Other | TRC | New | EN40 | Efficient Exhaust Hood | Efficient Exhaust Hood | Equip | 15 | Cooking Other | 0% | Tech/Econ | 42.5% | 0 | 0 | 0
Tech | Warehouse | Cooking | Cooking Other | TRC | New | EN274 | Induction Cooktops | Induction Cooktops | Equip | 10 | Cooking Other | 0% | Tech/Econ | 18.82% | 0 | 0 | 0
Tech | Warehouse | Cooking | Cooking Other | TRC | New | EN196 | Energy Star Hot Food Holding Cabinet | Energy Star Hot Food Holding Cabinet | Equip | 12 | Cooking Other | 0% | Tech/Econ | 52.67% | 0 | 0 | 0
Tech | Warehouse | Cooking | Cooking Other | TRC | New | EN157 | Energy Star Griddle | Energy Star Griddle | Equip | 12 | Cooking Other | 0% | Tech/Econ | 12.08% | 0 | 0 | 0
Tech | Warehouse | Office Equipment | Computers | TRC | New | NN5065 | ENERGY STAR certified buildings program | ENERGY STAR certified buildings program | NonEquip | 20 |  | 0% | Tech/Econ | 35% | 0 | 0 | 0
Tech | Warehouse | Office Equipment | Computers | TRC | New | NN4597 | Smart Strip Plug Outlet | Smart Strip Plug Outlet | NonEquip | 4 |  | 43.9% | Tech/Econ | 1.187% | 0.4466 | 6.6407e-05 | 0
Tech | Warehouse | Office Equipment | Computers | TRC | New | NN4571 | Network PC Power Management | Network PC Power Management | NonEquip | 5 | Computers | 0% | Tech/Econ | 56.5% | 0 | 0 | 0
Tech | Warehouse | Office Equipment | Computers | TRC | Existing | NE5052 | ENERGY STAR certified buildings program | ENERGY STAR certified buildings program | NonEquip | 20 |  | 0% | Tech/Econ | 35% | 0 | 0 | 0
Tech | Warehouse | Office Equipment | Computers | TRC | Existing | NE4584 | Smart Strip Plug Outlet | Smart Strip Plug Outlet | NonEquip | 4 |  | 43.9% | Tech/Econ | 1.187% | 76.5537 | 0.011383 | 0
Tech | Warehouse | Office Equipment | Computers | TRC | Existing | NE4558 | Network PC Power Management | Network PC Power Management | NonEquip | 5 | Computers | 0% | Tech/Econ | 56.5% | 0 | 0 | 0
Tech | Warehouse | Office Equipment | Computers | TRC | Turnover | ET2192 | Energy Star PCs | Energy Star PCs | Equip | 4 | Computers | 35% | Tech/Econ | 43.34% | 2627.2944 | 0.37417 | 0
Tech | Warehouse | Office Equipment | Computers | TRC | New | EN2218 | Energy Star PCs | Energy Star PCs | Equip | 4 | Computers | 35% | Tech/Econ | 43.34% | 15.3272 | 0.0021829 | 0
Tech | Warehouse | Domestic Hot Water | Centralized water heaters | TRC | New | NN5429 | Retro-Commissioning | Retro-Commissioning | NonEquip | 5 |  | 0% | Tech/Econ | 16% | 0 | 0 | 0
Tech | Warehouse | Domestic Hot Water | Centralized water heaters | TRC | New | NN5221 | ENERGY STAR certified buildings program | ENERGY STAR certified buildings program | NonEquip | 20 |  | 0% | Tech/Econ | 35% | 0 | 0 | 0
Tech | Warehouse | Domestic Hot Water | Centralized water heaters | TRC | New | NN2933 | Thermostatic Shower Restriction Valve | Thermostatic Shower Restriction Valve | NonEquip | 10 | Centralized water heaters | 0% | Tech/Econ | 5.962% | 0 | 0 | 0
Tech | Warehouse | Domestic Hot Water | Centralized water heaters | TRC | New | NN2907 | Tank Wrap on Water Heater | Tank Wrap on Water Heater | NonEquip | 7 | Centralized water heaters | 55.99% | Tech/Econ | 1.755% | 0.20254 | 2.0288e-05 | 2.0699e-05
Tech | Warehouse | Domestic Hot Water | Centralized water heaters | TRC | New | NN2881 | Low-Flow Pre-Rinse Sprayers | Low-Flow Pre-Rinse Sprayers | NonEquip | 5 | Centralized water heaters | 0% | Tech/Econ | 15.77% | 0 | 0 | 0
Tech | Warehouse | Domestic Hot Water | Centralized water heaters | TRC | New | NN2855 | Low Flow Shower Head | Low Flow Shower Head | NonEquip | 10 | Centralized water heaters | 0% | Tech/Econ | 1.208% | 0 | 0 | 0
Tech | Warehouse | Domestic Hot Water | Centralized water heaters | TRC | New | NN2829 | Hot Water Pipe Insulation | Hot Water Pipe Insulation | NonEquip | 13 | Centralized water heaters | 22.45% | Tech/Econ | 9.424% | 3.0751 | 0.00034354 | 0.00038609
Tech | Warehouse | Domestic Hot Water | Centralized water heaters | TRC | New | NN2803 | Hot Water Circulation Pump Control | Hot Water Circulation Pump Control | NonEquip | 15 | Centralized water heaters | 0% | Tech/Econ | 4.526% | 0 | 0 | 0
Tech | Warehouse | Domestic Hot Water | Centralized water heaters | TRC | New | NN2777 | Faucet Aerator | Faucet Aerator | NonEquip | 10 | Centralized water heaters | 23.64% | Tech/Econ | 0.569% | 0 | 0 | 0
Tech | Warehouse | Domestic Hot Water | Centralized water heaters | TRC | New | NN2751 | Drain Water Heat Recovery | Drain Water Heat Recovery | NonEquip | 15 | Centralized water heaters | 22.45% | Tech/Econ | 12.27% | 4.1183 | 0.00099685 | 0.00047404
Tech | Warehouse | Domestic Hot Water | Centralized water heaters | TRC | Existing | NE5416 | Retro-Commissioning | Retro-Commissioning | NonEquip | 5 |  | 21.99% | Tech/Econ | 16% | 901.2731 | 0.15068 | 0.46716
Tech | Warehouse | Domestic Hot Water | Centralized water heaters | TRC | Existing | NE5208 | ENERGY STAR certified buildings program | ENERGY STAR certified buildings program | NonEquip | 20 |  | 0% | Tech/Econ | 35% | 0 | 0 | 0
Tech | Warehouse | Domestic Hot Water | Centralized water heaters | TRC | Existing | NE2920 | Thermostatic Shower Restriction Valve | Thermostatic Shower Restriction Valve | NonEquip | 10 | Centralized water heaters | 0% | Tech/Econ | 5.703% | 0 | 0 | 0
Tech | Warehouse | Domestic Hot Water | Centralized water heaters | TRC | Existing | NE2894 | Tank Wrap on Water Heater | Tank Wrap on Water Heater | NonEquip | 7 | Centralized water heaters | 55.99% | Tech/Econ | 1.755% | 233.8419 | 0.023424 | 0.023899
Tech | Warehouse | Domestic Hot Water | Centralized water heaters | TRC | Existing | NE2868 | Low-Flow Pre-Rinse Sprayers | Low-Flow Pre-Rinse Sprayers | NonEquip | 5 | Centralized water heaters | 0% | Tech/Econ | 15.04% | 0 | 0 | 0
Tech | Warehouse | Domestic Hot Water | Centralized water heaters | TRC | Existing | NE2842 | Low Flow Shower Head | Low Flow Shower Head | NonEquip | 10 | Centralized water heaters | 0% | Tech/Econ | 1.156% | 0 | 0 | 0
Tech | Warehouse | Domestic Hot Water | Centralized water heaters | TRC | Existing | NE2816 | Hot Water Pipe Insulation | Hot Water Pipe Insulation | NonEquip | 13 | Centralized water heaters | 4.299% | Tech/Econ | 9.015% | 95.4688 | 0.010665 | 0.011986
Tech | Warehouse | Domestic Hot Water | Centralized water heaters | TRC | Existing | NE2790 | Hot Water Circulation Pump Control | Hot Water Circulation Pump Control | NonEquip | 15 | Centralized water heaters | 70.18% | Tech/Econ | 4.329% | 745.5102 | 0.035457 | 0.037248
Tech | Warehouse | Domestic Hot Water | Centralized water heaters | TRC | Existing | NE2764 | Faucet Aerator | Faucet Aerator | NonEquip | 10 | Centralized water heaters | 23.64% | Tech/Econ | 0.5443% | 30.3182 | 0.0063188 | 0.0038055
Tech | Warehouse | Domestic Hot Water | Centralized water heaters | TRC | Existing | NE2738 | Drain Water Heat Recovery | Drain Water Heat Recovery | NonEquip | 15 | Centralized water heaters | 2.67% | Tech/Econ | 12.27% | 80.9884 | 0.019604 | 0.0093221
Tech | Warehouse | Domestic Hot Water | Centralized water heaters | TRC | Turnover | ET443 | Solar Water Heater | Solar Water Heater | Equip | 15 | Centralized water heaters | 27.42% | Tech/Econ | 76.67% | 7818.3665 | 0.58436 | 0.082041
Tech | Warehouse | Domestic Hot Water | Centralized water heaters | TRC | Turnover | ET365 | Heat Pump Water Heater | Heat Pump Water Heater | Equip | 10 | Centralized water heaters | 19.56% | Tech/Econ | 65.32% | 3751.738 | 0.63402 | 0.4217
Tech | Warehouse | Domestic Hot Water | Centralized water heaters | TRC | Turnover | ET287 | Energy Star Commercial Dishwasher | Energy Star Commercial Dishwasher | Equip | 15 | Centralized water heaters | 0% | Tech/Econ | 29.58% | 0 | 0 | 0
Tech | Warehouse | Domestic Hot Water | Centralized water heaters | TRC | New | EN469 | Solar Water Heater | Solar Water Heater | Equip | 15 | Centralized water heaters | 27.42% | Tech/Econ | 76.67% | 45.6111 | 0.0034091 | 0.00047861
Tech | Warehouse | Domestic Hot Water | Centralized water heaters | TRC | New | EN391 | Heat Pump Water Heater | Heat Pump Water Heater | Equip | 10 | Centralized water heaters | 19.56% | Tech/Econ | 65.32% | 21.887 | 0.0036988 | 0.0024601
Tech | Warehouse | Domestic Hot Water | Centralized water heaters | TRC | New | EN313 | Energy Star Commercial Dishwasher | Energy Star Commercial Dishwasher | Equip | 15 | Centralized water heaters | 0% | Tech/Econ | 29.58% | 0 | 0 | 0
Tech | Warehouse | Space Cooling | Central chillers inside | TRC | New | NN5377 | Retro-Commissioning | Retro-Commissioning | NonEquip | 5 |  | 0% | Tech/Econ | 16% | 0 | 0 | 0
Tech | Warehouse | Space Cooling | Central chillers inside | TRC | New | NN5169 | ENERGY STAR certified buildings program | ENERGY STAR certified buildings program | NonEquip | 20 |  | 0% | Tech/Econ | 35% | 0 | 0 | 0
Tech | Warehouse | Space Cooling | Central chillers inside | TRC | New | NN4389 | Window Sun Protection | Window Sun Protection | NonEquip | 10 |  | 15.35% | Tech/Econ | 16% | 0 | 0 | 0
Tech | Warehouse | Space Cooling | Central chillers inside | TRC | New | NN4363 | Waterside Economizer | Waterside Economizer | NonEquip | 20 |  | 0% | Tech/Econ | 5.556% | 0 | 0 | 0
Tech | Warehouse | Space Cooling | Central chillers inside | TRC | New | NN4155 | Smart Thermostat | Smart Thermostat | NonEquip | 11 |  | 31.48% | Tech/Econ | 10% | 0 | 0 | 0
Tech | Warehouse | Space Cooling | Central chillers inside | TRC | New | NN4129 | Roof Insulation | Roof Insulation | NonEquip | 20 |  | 58.5% | Tech/Econ | 6.839% | 0 | 0 | 0
Tech | Warehouse | Space Cooling | Central chillers inside | TRC | New | NN4051 | Programmable Thermostat | Programmable Thermostat | NonEquip | 11 |  | 0% | Tech/Econ | 3.6% | 0 | 0 | 0
Tech | Warehouse | Space Cooling | Central chillers inside | TRC | New | NN3999 | Low U-Value Windows | Low U-Value Windows | NonEquip | 20 |  | 12.54% | Tech/Econ | 10% | 0 | 0 | 0
Tech | Warehouse | Space Cooling | Central chillers inside | TRC | New | NN3921 | HVAC tune-up_RTU | HVAC tune-up_RTU | NonEquip | 5 | Packaged air conditioning units (RTUs) | 0% | Tech/Econ | 5% | 0 | 0 | 0
Tech | Warehouse | Space Cooling | Central chillers inside | TRC | New | NN3895 | HVAC tune-up | HVAC tune-up | NonEquip | 5 | Residential-type central air conditioners | 0% | Tech/Econ | 5% | 0 | 0 | 0
Tech | Warehouse | Space Cooling | Central chillers inside | TRC | New | NN3817 | Green Roof | Green Roof | NonEquip | 15 |  | 0.294% | Tech/Econ | 7.927% | 0 | 0 | 0
Tech | Warehouse | Space Cooling | Central chillers inside | TRC | New | NN3687 | Facility Energy Management System | Facility Energy Management System | NonEquip | 15 |  | 4.276% | Tech/Econ | 20% | 0 | 0 | 0
Tech | Warehouse | Space Cooling | Central chillers inside | TRC | New | NN3635 | Facility Commissioning | Facility Commissioning | NonEquip | 10 |  | 53.41% | Tech/Econ | 16% | 0 | 0 | 0
Tech | Warehouse | Space Cooling | Central chillers inside | TRC | New | NN3609 | Energy Recovery Ventilation System (ERV) | Energy Recovery Ventilation System (ERV) | NonEquip | 15 | Packaged air conditioning units (RTUs) | 0% | Tech/Econ | 9.935% | 0 | 0 | 0
Tech | Warehouse | Space Cooling | Central chillers inside | TRC | New | NN3531 | Duct Sealing Repair | Duct Sealing Repair | NonEquip | 15 |  | 0% | Tech/Econ | 12% | 0 | 0 | 0
Tech | Warehouse | Space Cooling | Central chillers inside | TRC | New | NN3427 | Dedicated Outdoor Air System on VRF unit | Dedicated Outdoor Air System on VRF unit | NonEquip | 15 | Residential-type central air conditioners | 0% | Tech/Econ | 17.5% | 0 | 0 | 0
Tech | Warehouse | Space Cooling | Central chillers inside | TRC | New | NN3375 | Cool Roof | Cool Roof | NonEquip | 15 |  | 72.51% | Tech/Econ | 14.67% | 0 | 0 | 0
Tech | Warehouse | Space Cooling | Central chillers inside | TRC | New | NN3323 | Chilled Water System - Variable Speed Drives | Chilled Water System - Variable Speed Drives | NonEquip | 13 | Central chillers inside | 73.99% | Tech/Econ | 24.74% | 0 | 0 | 0
Tech | Warehouse | Space Cooling | Central chillers inside | TRC | New | NN3297 | Chilled Water Controls Optimization | Chilled Water Controls Optimization | NonEquip | 10 | Central chillers inside | 34.04% | Tech/Econ | 12.5% | 0 | 0 | 0
Tech | Warehouse | Space Cooling | Central chillers inside | TRC | New | NN3219 | Ceiling Insulation(R2 to R38) | Ceiling Insulation(R2 to R38) | NonEquip | 20 |  | 0% | Tech/Econ | 93.29% | 0 | 0 | 0
Tech | Warehouse | Space Cooling | Central chillers inside | TRC | New | NN3167 | Ceiling Insulation(R19 to R38) | Ceiling Insulation(R19 to R38) | NonEquip | 20 |  | 0% | Tech/Econ | 5.183% | 0 | 0 | 0
Tech | Warehouse | Space Cooling | Central chillers inside | TRC | New | NN3115 | Ceiling Insulation(R12 to R38) | Ceiling Insulation(R12 to R38) | NonEquip | 20 |  | 0% | Tech/Econ | 11.23% | 0 | 0 | 0
Tech | Warehouse | Space Cooling | Central chillers inside | TRC | New | NN3063 | Airside Economizer | Airside Economizer | NonEquip | 10 | Packaged air conditioning units (RTUs) | 0% | Tech/Econ | 5.556% | 0 | 0 | 0
Tech | Warehouse | Space Cooling | Central chillers inside | TRC | Existing | NE5364 | Retro-Commissioning | Retro-Commissioning | NonEquip | 5 |  | 21.99% | Tech/Econ | 16% | 0 | 0 | 0
Tech | Warehouse | Space Cooling | Central chillers inside | TRC | Existing | NE5156 | ENERGY STAR certified buildings program | ENERGY STAR certified buildings program | NonEquip | 20 |  | 0% | Tech/Econ | 35% | 0 | 0 | 0
Tech | Warehouse | Space Cooling | Central chillers inside | TRC | Existing | NE4376 | Window Sun Protection | Window Sun Protection | NonEquip | 10 |  | 7.316% | Tech/Econ | 16% | 0 | 0 | 0
Tech | Warehouse | Space Cooling | Central chillers inside | TRC | Existing | NE4350 | Waterside Economizer | Waterside Economizer | NonEquip | 20 |  | 0% | Tech/Econ | 5.556% | 0 | 0 | 0
Tech | Warehouse | Space Cooling | Central chillers inside | TRC | Existing | NE4298 | Warehouse Loading Dock Seals | Warehouse Loading Dock Seals | NonEquip | 18 |  | 24.61% | Tech/Econ | 3.178% | 0 | 0 | 0
Tech | Warehouse | Space Cooling | Central chillers inside | TRC | Existing | NE4220 | Wall Insulation | Wall Insulation | NonEquip | 20 |  | 0% | Tech/Econ | 35.02% | 0 | 0 | 0
Tech | Warehouse | Space Cooling | Central chillers inside | TRC | Existing | NE4142 | Smart Thermostat | Smart Thermostat | NonEquip | 11 |  | 31.48% | Tech/Econ | 10% | 0 | 0 | 0
Tech | Warehouse | Space Cooling | Central chillers inside | TRC | Existing | NE4116 | Roof Insulation | Roof Insulation | NonEquip | 20 |  | 58.5% | Tech/Econ | 13.68% | 0 | 0 | 0
Tech | Warehouse | Space Cooling | Central chillers inside | TRC | Existing | NE4038 | Programmable Thermostat | Programmable Thermostat | NonEquip | 11 |  | 0% | Tech/Econ | 3.6% | 0 | 0 | 0
Tech | Warehouse | Space Cooling | Central chillers inside | TRC | Existing | NE3986 | Low U-Value Windows | Low U-Value Windows | NonEquip | 20 |  | 5.017% | Tech/Econ | 46% | 0 | 0 | 0
Tech | Warehouse | Space Cooling | Central chillers inside | TRC | Existing | NE3908 | HVAC tune-up_RTU | HVAC tune-up_RTU | NonEquip | 5 | Packaged air conditioning units (RTUs) | 0% | Tech/Econ | 5% | 0 | 0 | 0
Tech | Warehouse | Space Cooling | Central chillers inside | TRC | Existing | NE3882 | HVAC tune-up | HVAC tune-up | NonEquip | 5 | Residential-type central air conditioners | 0% | Tech/Econ | 5% | 0 | 0 | 0
Tech | Warehouse | Space Cooling | Central chillers inside | TRC | Existing | NE3804 | Green Roof | Green Roof | NonEquip | 15 |  | 0.0588% | Tech/Econ | 7.927% | 0 | 0 | 0
Tech | Warehouse | Space Cooling | Central chillers inside | TRC | Existing | NE3752 | Floor Insulation | Floor Insulation | NonEquip | 20 |  | 19.95% | Tech/Econ | 3.588% | 0 | 0 | 0
Tech | Warehouse | Space Cooling | Central chillers inside | TRC | Existing | NE3674 | Facility Energy Management System | Facility Energy Management System | NonEquip | 15 |  | 4.3% | Tech/Econ | 20% | 0 | 0 | 0
Tech | Warehouse | Space Cooling | Central chillers inside | TRC | Existing | NE3596 | Energy Recovery Ventilation System (ERV) | Energy Recovery Ventilation System (ERV) | NonEquip | 15 | Packaged air conditioning units (RTUs) | 0% | Tech/Econ | 9.935% | 0 | 0 | 0
Tech | Warehouse | Space Cooling | Central chillers inside | TRC | Existing | NE3518 | Duct Sealing Repair | Duct Sealing Repair | NonEquip | 15 |  | 0% | Tech/Econ | 12% | 0 | 0 | 0
Tech | Warehouse | Space Cooling | Central chillers inside | TRC | Existing | NE3414 | Dedicated Outdoor Air System on VRF unit | Dedicated Outdoor Air System on VRF unit | NonEquip | 15 | Residential-type central air conditioners | 0% | Tech/Econ | 17.5% | 0 | 0 | 0
Tech | Warehouse | Space Cooling | Central chillers inside | TRC | Existing | NE3362 | Cool Roof | Cool Roof | NonEquip | 15 |  | 72.75% | Tech/Econ | 14.67% | 0 | 0 | 0
Tech | Warehouse | Space Cooling | Central chillers inside | TRC | Existing | NE3310 | Chilled Water System - Variable Speed Drives | Chilled Water System - Variable Speed Drives | NonEquip | 13 | Central chillers inside | 73.99% | Tech/Econ | 24.74% | 0 | 0 | 0
Tech | Warehouse | Space Cooling | Central chillers inside | TRC | Existing | NE3284 | Chilled Water Controls Optimization | Chilled Water Controls Optimization | NonEquip | 10 | Central chillers inside | 34.04% | Tech/Econ | 12.5% | 0 | 0 | 0
Tech | Warehouse | Space Cooling | Central chillers inside | TRC | Existing | NE3206 | Ceiling Insulation(R2 to R38) | Ceiling Insulation(R2 to R38) | NonEquip | 20 |  | 0% | Tech/Econ | 93.29% | 0 | 0 | 0
Tech | Warehouse | Space Cooling | Central chillers inside | TRC | Existing | NE3154 | Ceiling Insulation(R19 to R38) | Ceiling Insulation(R19 to R38) | NonEquip | 20 |  | 0% | Tech/Econ | 5.183% | 0 | 0 | 0
Tech | Warehouse | Space Cooling | Central chillers inside | TRC | Existing | NE3102 | Ceiling Insulation(R12 to R38) | Ceiling Insulation(R12 to R38) | NonEquip | 20 |  | 0% | Tech/Econ | 11.23% | 0 | 0 | 0
Tech | Warehouse | Space Cooling | Central chillers inside | TRC | Existing | NE3050 | Airside Economizer | Airside Economizer | NonEquip | 10 | Packaged air conditioning units (RTUs) | 0% | Tech/Econ | 5.556% | 0 | 0 | 0
Tech | Warehouse | Space Cooling | Central chillers inside | TRC | Turnover | ET989 | High Efficiency Chiller (Water cooled-centrifugal, 200 tons) | High Efficiency Chiller (Water cooled-centrifugal, 200 tons) | Equip | 20 | Central chillers inside | 28.37% | Tech/Econ | 4.362% | 0 | 0 | 0
Tech | Warehouse | Space Cooling | Central chillers inside | TRC | Turnover | ET911 | High Efficiency Chiller (Air Cooled, 50 tons) | High Efficiency Chiller (Air Cooled, 50 tons) | Equip | 20 | Central chillers inside | 28.37% | Tech/Econ | 8.759% | 0 | 0 | 0
Tech | Warehouse | Space Cooling | Central chillers inside | TRC | Turnover | ET1067 | High Efficiency Chiller (Water cooled-positive displacement, 100 tons) | High Efficiency Chiller (Water cooled-positive displacement, 100 tons) | Equip | 20 | Central chillers inside | 28.37% | Tech/Econ | 2.683% | 0 | 0 | 0
Tech | Warehouse | Space Cooling | Central chillers inside | TRC | New | EN937 | High Efficiency Chiller (Air Cooled, 50 tons) | High Efficiency Chiller (Air Cooled, 50 tons) | Equip | 20 | Central chillers inside | 28.37% | Tech/Econ | 8.759% | 0 | 0 | 0
Tech | Warehouse | Space Cooling | Central chillers inside | TRC | New | EN1015 | High Efficiency Chiller (Water cooled-centrifugal, 200 tons) | High Efficiency Chiller (Water cooled-centrifugal, 200 tons) | Equip | 20 | Central chillers inside | 28.37% | Tech/Econ | 4.362% | 0 | 0 | 0
Tech | Warehouse | Ventilation and Circulation | Central air-handling unit | TRC | New | NN5403 | Retro-Commissioning | Retro-Commissioning | NonEquip | 5 |  | 0% | Tech/Econ | 16% | 0 | 0 | 0
Tech | Warehouse | Ventilation and Circulation | Central air-handling unit | TRC | New | NN5195 | ENERGY STAR certified buildings program | ENERGY STAR certified buildings program | NonEquip | 20 |  | 0% | Tech/Econ | 35% | 0 | 0 | 0
Tech | Warehouse | Ventilation and Circulation | Central air-handling unit | TRC | New | NN4987 | VAV System | VAV System | NonEquip | 10 |  | 0% | Tech/Econ | 30% | 0 | 0 | 0
Tech | Warehouse | Ventilation and Circulation | Central air-handling unit | TRC | New | NN4961 | Demand Controlled Ventilation | Demand Controlled Ventilation | NonEquip | 10 |  | 23.39% | Tech/Econ | 50% | 58.6463 | 0.0061059 | 0.034376
Tech | Warehouse | Ventilation and Circulation | Central air-handling unit | TRC | New | NN4935 | CO Sensors for Parking Garage Exhaust | CO Sensors for Parking Garage Exhaust | NonEquip | 15 | Motor/Fan | 0% | Tech/Econ | 33% | 0 | 0 | 0
Tech | Warehouse | Ventilation and Circulation | Central air-handling unit | TRC | Existing | NE5390 | Retro-Commissioning | Retro-Commissioning | NonEquip | 5 |  | 21.99% | Tech/Econ | 16% | 2670.3172 | 0.44643 | 1.3841
Tech | Warehouse | Ventilation and Circulation | Central air-handling unit | TRC | Existing | NE5182 | ENERGY STAR certified buildings program | ENERGY STAR certified buildings program | NonEquip | 20 |  | 0% | Tech/Econ | 35% | 0 | 0 | 0
Tech | Warehouse | Ventilation and Circulation | Central air-handling unit | TRC | Existing | NE4974 | VAV System | VAV System | NonEquip | 10 |  | 0% | Tech/Econ | 30% | 0 | 0 | 0
Tech | Warehouse | Ventilation and Circulation | Central air-handling unit | TRC | Existing | NE4948 | Demand Controlled Ventilation | Demand Controlled Ventilation | NonEquip | 10 |  | 23.39% | Tech/Econ | 50% | 10052.7876 | 1.0466 | 5.8926
Tech | Warehouse | Ventilation and Circulation | Central air-handling unit | TRC | Existing | NE4922 | CO Sensors for Parking Garage Exhaust | CO Sensors for Parking Garage Exhaust | NonEquip | 15 | Motor/Fan | 0% | Tech/Econ | 33% | 0 | 0 | 0
Tech | Warehouse | Interior Lighting | case lighting | TRC | New | NN5273 | Retro-Commissioning | Retro-Commissioning | NonEquip | 5 |  | 0% | Tech/Econ | 16% | 0 | 0 | 0
Tech | Warehouse | Interior Lighting | case lighting | TRC | New | NN5013 | ENERGY STAR certified buildings program | ENERGY STAR certified buildings program | NonEquip | 20 |  | 0% | Tech/Econ | 35% | 0 | 0 | 0
Tech | Warehouse | Interior Lighting | case lighting | TRC | New | NN4441 | Interior Lighting Controls | Interior Lighting Controls | NonEquip | 8 | Overhead (fluorescent/LED/CFL U-shape) | 0% | Tech/Econ | 28% | 0 | 0 | 0
Tech | Warehouse | Interior Lighting | case lighting | TRC | New | NN4415 | Bi-Level Lighting Control (Interior) | Bi-Level Lighting Control (Interior) | NonEquip | 8 | Overhead (fluorescent/LED/CFL U-shape) | 0% | Tech/Econ | 31% | 0 | 0 | 0
Tech | Warehouse | Interior Lighting | case lighting | TRC | New | NN3713 | Facility Energy Management System | Facility Energy Management System | NonEquip | 15 |  | 4.276% | Tech/Econ | 24% | 0.038944 | 8.1624e-06 | 7.019e-07
Tech | Warehouse | Interior Lighting | case lighting | TRC | Existing | NE5260 | Retro-Commissioning | Retro-Commissioning | NonEquip | 5 |  | 21.99% | Tech/Econ | 16% | 22.65 | 0.0037867 | 0.01174
Tech | Warehouse | Interior Lighting | case lighting | TRC | Existing | NE5000 | ENERGY STAR certified buildings program | ENERGY STAR certified buildings program | NonEquip | 20 |  | 0% | Tech/Econ | 35% | 0 | 0 | 0
Tech | Warehouse | Interior Lighting | case lighting | TRC | Existing | NE4428 | Interior Lighting Controls | Interior Lighting Controls | NonEquip | 8 | Overhead (fluorescent/LED/CFL U-shape) | 0% | Tech/Econ | 28% | 0 | 0 | 0
Tech | Warehouse | Interior Lighting | case lighting | TRC | Existing | NE4402 | Bi-Level Lighting Control (Interior) | Bi-Level Lighting Control (Interior) | NonEquip | 8 | Overhead (fluorescent/LED/CFL U-shape) | 0% | Tech/Econ | 31% | 0 | 0 | 0
Tech | Warehouse | Interior Lighting | case lighting | TRC | Existing | NE3700 | Facility Energy Management System | Facility Energy Management System | NonEquip | 15 |  | 4.3% | Tech/Econ | 24% | 6.7133 | 0.0014071 | 0.000121
Tech | Warehouse | Space Heating | Boilers | TRC | New | NN5351 | Retro-Commissioning | Retro-Commissioning | NonEquip | 5 |  | 0% | Tech/Econ | 16% | 0 | 0 | 0
Tech | Warehouse | Space Heating | Boilers | TRC | New | NN5143 | ENERGY STAR certified buildings program | ENERGY STAR certified buildings program | NonEquip | 20 |  | 0% | Tech/Econ | 35% | 0 | 0 | 0
Tech | Warehouse | Space Heating | Boilers | TRC | New | NN4337 | Water Cooled Refrigeration Heat Recovery | Water Cooled Refrigeration Heat Recovery | NonEquip | 20 |  | 0% | Tech/Econ | 10% | 0 | 0 | 0
Tech | Warehouse | Space Heating | Boilers | TRC | New | NN4285 | Warehouse Loading Dock Seals | Warehouse Loading Dock Seals | NonEquip | 18 |  | 16.55% | Tech/Econ | 11.4% | 0 | 0 | 0
Tech | Warehouse | Space Heating | Boilers | TRC | New | NN4259 | Wall Insulation | Wall Insulation | NonEquip | 20 |  | 0% | Tech/Econ | 0% | 0 | 0 | 0
Tech | Warehouse | Space Heating | Boilers | TRC | New | NN4181 | Smart Thermostat | Smart Thermostat | NonEquip | 11 |  | 31.48% | Tech/Econ | 10% | 0 | 0 | 0
Tech | Warehouse | Space Heating | Boilers | TRC | New | NN4103 | Roof Insulation | Roof Insulation | NonEquip | 20 |  | 58.5% | Tech/Econ | 24.54% | 0 | 0 | 0
Tech | Warehouse | Space Heating | Boilers | TRC | New | NN4077 | Programmable Thermostat | Programmable Thermostat | NonEquip | 11 |  | 0% | Tech/Econ | 3.6% | 0 | 0 | 0
Tech | Warehouse | Space Heating | Boilers | TRC | New | NN4025 | Low U-Value Windows | Low U-Value Windows | NonEquip | 20 |  | 12.54% | Tech/Econ | 10% | 0 | 0 | 0
Tech | Warehouse | Space Heating | Boilers | TRC | New | NN3947 | Infiltration Reduction - Air Sealing | Infiltration Reduction - Air Sealing | NonEquip | 11 |  | 0% | Tech/Econ | 5.702% | 0 | 0 | 0
Tech | Warehouse | Space Heating | Boilers | TRC | New | NN3869 | Hotel Card Energy Control Systems | Hotel Card Energy Control Systems | NonEquip | 15 |  | 0% | Tech/Econ | 0% | 0 | 0 | 0
Tech | Warehouse | Space Heating | Boilers | TRC | New | NN3791 | Green Roof | Green Roof | NonEquip | 15 |  | 0.294% | Tech/Econ | 37.93% | 0 | 0 | 0
Tech | Warehouse | Space Heating | Boilers | TRC | New | NN3739 | Floor Insulation | Floor Insulation | NonEquip | 20 |  | 49.87% | Tech/Econ | 12.88% | 0 | 0 | 0
Tech | Warehouse | Space Heating | Boilers | TRC | New | NN3661 | Facility Energy Management System | Facility Energy Management System | NonEquip | 15 |  | 4.276% | Tech/Econ | 20% | 0 | 0 | 0
Tech | Warehouse | Space Heating | Boilers | TRC | New | NN3583 | ECM Motors on Furnaces | ECM Motors on Furnaces | NonEquip | 15 | Forced air furnace | 0% | Tech/Econ | 1.706% | 0 | 0 | 0
Tech | Warehouse | Space Heating | Boilers | TRC | New | NN3557 | Duct Sealing Repair | Duct Sealing Repair | NonEquip | 15 |  | 0% | Tech/Econ | 12% | 0 | 0 | 0
Tech | Warehouse | Space Heating | Boilers | TRC | New | NN3505 | Duct Insulation | Duct Insulation | NonEquip | 15 |  | 0% | Tech/Econ | 2.045% | 0 | 0 | 0
Tech | Warehouse | Space Heating | Boilers | TRC | New | NN3453 | Destratification Fans | Destratification Fans | NonEquip | 10 |  | 74.65% | Tech/Econ | 14.62% | 0 | 0 | 0
Tech | Warehouse | Space Heating | Boilers | TRC | New | NN3401 | Dedicated Outdoor Air System on VRF unit | Dedicated Outdoor Air System on VRF unit | NonEquip | 15 | Residential/split system heat pump | 0% | Tech/Econ | 10% | 0 | 0 | 0
Tech | Warehouse | Space Heating | Boilers | TRC | New | NN3349 | Cool Roof | Cool Roof | NonEquip | 15 |  | 72.51% | Tech/Econ | 1.92% | 0 | 0 | 0
Tech | Warehouse | Space Heating | Boilers | TRC | New | NN3245 | Ceiling Insulation(R30 to R38) | Ceiling Insulation(R30 to R38) | NonEquip | 20 |  | 0% | Tech/Econ | 4.96% | 0 | 0 | 0
Tech | Warehouse | Space Heating | Boilers | TRC | New | NN3193 | Ceiling Insulation(R2 to R38) | Ceiling Insulation(R2 to R38) | NonEquip | 20 |  | 0% | Tech/Econ | 94.74% | 0 | 0 | 0
Tech | Warehouse | Space Heating | Boilers | TRC | New | NN3141 | Ceiling Insulation(R19 to R38) | Ceiling Insulation(R19 to R38) | NonEquip | 20 |  | 0% | Tech/Econ | 18.6% | 0 | 0 | 0
Tech | Warehouse | Space Heating | Boilers | TRC | New | NN3089 | Ceiling Insulation(R12 to R38) | Ceiling Insulation(R12 to R38) | NonEquip | 20 |  | 0% | Tech/Econ | 40.3% | 0 | 0 | 0
Tech | Warehouse | Space Heating | Boilers | TRC | New | NN3011 | Air Curtains | Air Curtains | NonEquip | 8 |  | 0% | Tech/Econ | 2.55% | 0 | 0 | 0
Tech | Warehouse | Space Heating | Boilers | TRC | Existing | NE5338 | Retro-Commissioning | Retro-Commissioning | NonEquip | 5 |  | 21.99% | Tech/Econ | 16% | 0 | 0 | 0
Tech | Warehouse | Space Heating | Boilers | TRC | Existing | NE5130 | ENERGY STAR certified buildings program | ENERGY STAR certified buildings program | NonEquip | 20 |  | 0% | Tech/Econ | 35% | 0 | 0 | 0
Tech | Warehouse | Space Heating | Boilers | TRC | Existing | NE4324 | Water Cooled Refrigeration Heat Recovery | Water Cooled Refrigeration Heat Recovery | NonEquip | 20 |  | 0% | Tech/Econ | 10% | 0 | 0 | 0
Tech | Warehouse | Space Heating | Boilers | TRC | Existing | NE4272 | Warehouse Loading Dock Seals | Warehouse Loading Dock Seals | NonEquip | 18 |  | 24.61% | Tech/Econ | 12.58% | 0 | 0 | 0
Tech | Warehouse | Space Heating | Boilers | TRC | Existing | NE4246 | Wall Insulation | Wall Insulation | NonEquip | 20 |  | 0% | Tech/Econ | 20.25% | 0 | 0 | 0
Tech | Warehouse | Space Heating | Boilers | TRC | Existing | NE4168 | Smart Thermostat | Smart Thermostat | NonEquip | 11 |  | 31.48% | Tech/Econ | 10% | 0 | 0 | 0
Tech | Warehouse | Space Heating | Boilers | TRC | Existing | NE4090 | Roof Insulation | Roof Insulation | NonEquip | 20 |  | 58.5% | Tech/Econ | 54.16% | 0 | 0 | 0
Tech | Warehouse | Space Heating | Boilers | TRC | Existing | NE4064 | Programmable Thermostat | Programmable Thermostat | NonEquip | 11 |  | 0% | Tech/Econ | 3.6% | 0 | 0 | 0
Tech | Warehouse | Space Heating | Boilers | TRC | Existing | NE4012 | Low U-Value Windows | Low U-Value Windows | NonEquip | 20 |  | 5.017% | Tech/Econ | 46% | 0 | 0 | 0
Tech | Warehouse | Space Heating | Boilers | TRC | Existing | NE3934 | Infiltration Reduction - Air Sealing | Infiltration Reduction - Air Sealing | NonEquip | 11 |  | 0% | Tech/Econ | 6.292% | 0 | 0 | 0
Tech | Warehouse | Space Heating | Boilers | TRC | Existing | NE3856 | Hotel Card Energy Control Systems | Hotel Card Energy Control Systems | NonEquip | 15 |  | 0% | Tech/Econ | 0% | 0 | 0 | 0
Tech | Warehouse | Space Heating | Boilers | TRC | Existing | NE3778 | Green Roof | Green Roof | NonEquip | 15 |  | 0.0588% | Tech/Econ | 41.85% | 0 | 0 | 0
Tech | Warehouse | Space Heating | Boilers | TRC | Existing | NE3726 | Floor Insulation | Floor Insulation | NonEquip | 20 |  | 19.95% | Tech/Econ | 14.21% | 0 | 0 | 0
Tech | Warehouse | Space Heating | Boilers | TRC | Existing | NE3648 | Facility Energy Management System | Facility Energy Management System | NonEquip | 15 |  | 4.3% | Tech/Econ | 20% | 0 | 0 | 0
Tech | Warehouse | Space Heating | Boilers | TRC | Existing | NE3570 | ECM Motors on Furnaces | ECM Motors on Furnaces | NonEquip | 15 | Forced air furnace | 0% | Tech/Econ | 1.706% | 0 | 0 | 0
Tech | Warehouse | Space Heating | Boilers | TRC | Existing | NE3544 | Duct Sealing Repair | Duct Sealing Repair | NonEquip | 15 |  | 0% | Tech/Econ | 12% | 0 | 0 | 0
Tech | Warehouse | Space Heating | Boilers | TRC | Existing | NE3492 | Duct Insulation | Duct Insulation | NonEquip | 15 |  | 0% | Tech/Econ | 2.045% | 0 | 0 | 0
Tech | Warehouse | Space Heating | Boilers | TRC | Existing | NE3440 | Destratification Fans | Destratification Fans | NonEquip | 10 |  | 74.65% | Tech/Econ | 14.62% | 0 | 0 | 0
Tech | Warehouse | Space Heating | Boilers | TRC | Existing | NE3388 | Dedicated Outdoor Air System on VRF unit | Dedicated Outdoor Air System on VRF unit | NonEquip | 15 | Residential/split system heat pump | 0% | Tech/Econ | 10% | 0 | 0 | 0
Tech | Warehouse | Space Heating | Boilers | TRC | Existing | NE3336 | Cool Roof | Cool Roof | NonEquip | 15 |  | 72.75% | Tech/Econ | 2.119% | 0 | 0 | 0
Tech | Warehouse | Space Heating | Boilers | TRC | Existing | NE3232 | Ceiling Insulation(R30 to R38) | Ceiling Insulation(R30 to R38) | NonEquip | 20 |  | 0% | Tech/Econ | 5.473% | 0 | 0 | 0
Tech | Warehouse | Space Heating | Boilers | TRC | Existing | NE3180 | Ceiling Insulation(R2 to R38) | Ceiling Insulation(R2 to R38) | NonEquip | 20 |  | 0% | Tech/Econ | 94.74% | 0 | 0 | 0
Tech | Warehouse | Space Heating | Boilers | TRC | Existing | NE3128 | Ceiling Insulation(R19 to R38) | Ceiling Insulation(R19 to R38) | NonEquip | 20 |  | 0% | Tech/Econ | 20.52% | 0 | 0 | 0
Tech | Warehouse | Space Heating | Boilers | TRC | Existing | NE3076 | Ceiling Insulation(R12 to R38) | Ceiling Insulation(R12 to R38) | NonEquip | 20 |  | 0% | Tech/Econ | 44.47% | 0 | 0 | 0
Tech | Warehouse | Space Heating | Boilers | TRC | Existing | NE2998 | Air Curtains | Air Curtains | NonEquip | 8 |  | 0% | Tech/Econ | 2.55% | 0 | 0 | 0
Tech | Warehouse | Domestic Hot Water | "Point-of-Use" water heaters | TRC | New | NN5429 | Retro-Commissioning | Retro-Commissioning | NonEquip | 5 |  | 0% | Tech/Econ | 16% | 0 | 0 | 0
Tech | Warehouse | Domestic Hot Water | "Point-of-Use" water heaters | TRC | New | NN5221 | ENERGY STAR certified buildings program | ENERGY STAR certified buildings program | NonEquip | 20 |  | 0% | Tech/Econ | 35% | 0 | 0 | 0
Tech | Warehouse | Domestic Hot Water | "Point-of-Use" water heaters | TRC | New | NN2933 | Thermostatic Shower Restriction Valve | Thermostatic Shower Restriction Valve | NonEquip | 10 | Centralized water heaters | 0% | Tech/Econ | 5.962% | 0 | 0 | 0
Tech | Warehouse | Domestic Hot Water | "Point-of-Use" water heaters | TRC | New | NN2907 | Tank Wrap on Water Heater | Tank Wrap on Water Heater | NonEquip | 7 | Centralized water heaters | 0% | Tech/Econ | 1.755% | 0 | 0 | 0
Tech | Warehouse | Domestic Hot Water | "Point-of-Use" water heaters | TRC | New | NN2881 | Low-Flow Pre-Rinse Sprayers | Low-Flow Pre-Rinse Sprayers | NonEquip | 5 | Centralized water heaters | 0% | Tech/Econ | 15.77% | 0 | 0 | 0
Tech | Warehouse | Domestic Hot Water | "Point-of-Use" water heaters | TRC | New | NN2855 | Low Flow Shower Head | Low Flow Shower Head | NonEquip | 10 | Centralized water heaters | 0% | Tech/Econ | 1.208% | 0 | 0 | 0
Tech | Warehouse | Domestic Hot Water | "Point-of-Use" water heaters | TRC | New | NN2829 | Hot Water Pipe Insulation | Hot Water Pipe Insulation | NonEquip | 13 | Centralized water heaters | 0% | Tech/Econ | 9.424% | 0 | 0 | 0
Tech | Warehouse | Domestic Hot Water | "Point-of-Use" water heaters | TRC | New | NN2803 | Hot Water Circulation Pump Control | Hot Water Circulation Pump Control | NonEquip | 15 | Centralized water heaters | 0% | Tech/Econ | 4.526% | 0 | 0 | 0
Tech | Warehouse | Domestic Hot Water | "Point-of-Use" water heaters | TRC | New | NN2777 | Faucet Aerator | Faucet Aerator | NonEquip | 10 | Centralized water heaters | 0% | Tech/Econ | 0.569% | 0 | 0 | 0
Tech | Warehouse | Domestic Hot Water | "Point-of-Use" water heaters | TRC | New | NN2751 | Drain Water Heat Recovery | Drain Water Heat Recovery | NonEquip | 15 | Centralized water heaters | 0% | Tech/Econ | 12.27% | 0 | 0 | 0
Tech | Warehouse | Domestic Hot Water | "Point-of-Use" water heaters | TRC | Existing | NE5416 | Retro-Commissioning | Retro-Commissioning | NonEquip | 5 |  | 21.99% | Tech/Econ | 16% | 0 | 0 | 0
Tech | Warehouse | Domestic Hot Water | "Point-of-Use" water heaters | TRC | Existing | NE5208 | ENERGY STAR certified buildings program | ENERGY STAR certified buildings program | NonEquip | 20 |  | 0% | Tech/Econ | 35% | 0 | 0 | 0
Tech | Warehouse | Domestic Hot Water | "Point-of-Use" water heaters | TRC | Existing | NE2920 | Thermostatic Shower Restriction Valve | Thermostatic Shower Restriction Valve | NonEquip | 10 | Centralized water heaters | 0% | Tech/Econ | 5.703% | 0 | 0 | 0
Tech | Warehouse | Domestic Hot Water | "Point-of-Use" water heaters | TRC | Existing | NE2894 | Tank Wrap on Water Heater | Tank Wrap on Water Heater | NonEquip | 7 | Centralized water heaters | 0% | Tech/Econ | 1.755% | 0 | 0 | 0
Tech | Warehouse | Domestic Hot Water | "Point-of-Use" water heaters | TRC | Existing | NE2868 | Low-Flow Pre-Rinse Sprayers | Low-Flow Pre-Rinse Sprayers | NonEquip | 5 | Centralized water heaters | 0% | Tech/Econ | 15.04% | 0 | 0 | 0
Tech | Warehouse | Domestic Hot Water | "Point-of-Use" water heaters | TRC | Existing | NE2842 | Low Flow Shower Head | Low Flow Shower Head | NonEquip | 10 | Centralized water heaters | 0% | Tech/Econ | 1.156% | 0 | 0 | 0
Tech | Warehouse | Domestic Hot Water | "Point-of-Use" water heaters | TRC | Existing | NE2816 | Hot Water Pipe Insulation | Hot Water Pipe Insulation | NonEquip | 13 | Centralized water heaters | 0% | Tech/Econ | 9.015% | 0 | 0 | 0
Tech | Warehouse | Domestic Hot Water | "Point-of-Use" water heaters | TRC | Existing | NE2790 | Hot Water Circulation Pump Control | Hot Water Circulation Pump Control | NonEquip | 15 | Centralized water heaters | 0% | Tech/Econ | 4.329% | 0 | 0 | 0
Tech | Warehouse | Domestic Hot Water | "Point-of-Use" water heaters | TRC | Existing | NE2764 | Faucet Aerator | Faucet Aerator | NonEquip | 10 | Centralized water heaters | 0% | Tech/Econ | 0.5443% | 0 | 0 | 0
Tech | Warehouse | Domestic Hot Water | "Point-of-Use" water heaters | TRC | Existing | NE2738 | Drain Water Heat Recovery | Drain Water Heat Recovery | NonEquip | 15 | Centralized water heaters | 0% | Tech/Econ | 12.27% | 0 | 0 | 0
Tech | Warehouse | Domestic Hot Water | "Point-of-Use" water heaters | TRC | Turnover | ET404 | Instantaneous Hot Water System | Instantaneous Hot Water System | Equip | 20 | "Point-of-Use" water heaters | 94.56% | Tech/Econ | 5.847% | 0 | 0 | 0
Tech | Warehouse | Domestic Hot Water | "Point-of-Use" water heaters | TRC | Turnover | ET326 | Energy Star Commercial Dishwasher | Energy Star Commercial Dishwasher | Equip | 15 | "Point-of-Use" water heaters | 0% | Tech/Econ | 29.42% | 0 | 0 | 0
Tech | Warehouse | Domestic Hot Water | "Point-of-Use" water heaters | TRC | New | EN430 | Instantaneous Hot Water System | Instantaneous Hot Water System | Equip | 20 | "Point-of-Use" water heaters | 94.56% | Tech/Econ | 5.847% | 0 | 0 | 0
Tech | Warehouse | Domestic Hot Water | "Point-of-Use" water heaters | TRC | New | EN352 | Energy Star Commercial Dishwasher | Energy Star Commercial Dishwasher | Equip | 15 | "Point-of-Use" water heaters | 0% | Tech/Econ | 29.42% | 0 | 0 | 0
Post Model Adjustment For TES
| Assembly | Space Cooling |  |  | Existing |  | Thermal Energy Storage |  |  | 20 |  | 50% |  | -1.563% | -7480.6265 | 47.0114 | 13.6248
| College and University | Space Cooling |  |  | Existing |  | Thermal Energy Storage |  |  | 20 |  | 66.67% |  | -1.563% | -7718.9678 | 48.5092 | 14.0589
| Grocery | Space Cooling |  |  | Existing |  | Thermal Energy Storage |  |  | 20 |  | 33.33% |  | -1.563% | 0 | 0 | 0
| Healthcare | Space Cooling |  |  | Existing |  | Thermal Energy Storage |  |  | 20 |  | 20% |  | -1.563% | 0 | 0 | 0
| Hospitals | Space Cooling |  |  | Existing |  | Thermal Energy Storage |  |  | 20 |  | 66.67% |  | -1.563% | -33841.5491 | 212.6744 | 61.6372
| Institutional | Space Cooling |  |  | Existing |  | Thermal Energy Storage |  |  | 20 |  | 33.33% |  | -1.563% | -15458.3023 | 97.1464 | 28.1549
| Lodging/Hospitality | Space Cooling |  |  | Existing |  | Thermal Energy Storage |  |  | 20 |  | 33.33% |  | -1.563% | -1984.5722 | 12.4719 | 3.6146
| Miscellaneous | Space Cooling |  |  | Existing |  | Thermal Energy Storage |  |  | 20 |  | 50% |  | -1.563% | -6646.8421 | 41.7715 | 12.1062
| Offices | Space Cooling |  |  | Existing |  | Thermal Energy Storage |  |  | 20 |  | 33.33% |  | -1.563% | -14998.0302 | 94.2539 | 27.3166
| Restaurants | Space Cooling |  |  | Existing |  | Thermal Energy Storage |  |  | 20 |  | 0% |  | -1.563% | 0 | 0 | 0
| Retail | Space Cooling |  |  | Existing |  | Thermal Energy Storage |  |  | 20 |  | 20% |  | -1.563% | 0 | 0 | 0
| Schools K-12 | Space Cooling |  |  | Existing |  | Thermal Energy Storage |  |  | 20 |  | 33.33% |  | -1.563% | -30126.9357 | 189.3302 | 54.8716
| Warehouse | Space Cooling |  |  | Existing |  | Thermal Energy Storage |  |  | 20 |  | 0% |  | -1.563% | 0 | 0 | 0
| Assembly | Space Cooling |  |  | New |  | Thermal Energy Storage |  |  | 20 |  | 50% |  | -1.563% | -62.6089 | 0.39346 | 0.11403
| College and University | Space Cooling |  |  | New |  | Thermal Energy Storage |  |  | 20 |  | 66.67% |  | -1.563% | -57.5462 | 0.36164 | 0.10481
| Grocery | Space Cooling |  |  | New |  | Thermal Energy Storage |  |  | 20 |  | 33.33% |  | -1.563% | 0 | 0 | 0
| Healthcare | Space Cooling |  |  | New |  | Thermal Energy Storage |  |  | 20 |  | 20% |  | -1.563% | 0 | 0 | 0
| Hospitals | Space Cooling |  |  | New |  | Thermal Energy Storage |  |  | 20 |  | 66.67% |  | -1.563% | -303.8944 | 1.9098 | 0.5535
| Institutional | Space Cooling |  |  | New |  | Thermal Energy Storage |  |  | 20 |  | 33.33% |  | -1.563% | -137.2408 | 0.86248 | 0.24996
| Lodging/Hospitality | Space Cooling |  |  | New |  | Thermal Energy Storage |  |  | 20 |  | 33.33% |  | -1.563% | -47.5517 | 0.29883 | 0.086608
| Miscellaneous | Space Cooling |  |  | New |  | Thermal Energy Storage |  |  | 20 |  | 50% |  | -1.563% | 203.6063 | -1.2795 | -0.37084
| Offices | Space Cooling |  |  | New |  | Thermal Energy Storage |  |  | 20 |  | 33.33% |  | -1.563% | -284.2504 | 1.7863 | 0.51772
| Restaurants | Space Cooling |  |  | New |  | Thermal Energy Storage |  |  | 20 |  | 0% |  | -1.563% | 0 | 0 | 0
| Retail | Space Cooling |  |  | New |  | Thermal Energy Storage |  |  | 20 |  | 20% |  | -1.563% | 0 | 0 | 0
| Schools K-12 | Space Cooling |  |  | New |  | Thermal Energy Storage |  |  | 20 |  | 33.33% |  | -1.563% | -224.6014 | 1.4115 | 0.40908
| Warehouse | Space Cooling |  |  | New |  | Thermal Energy Storage |  |  | 20 |  | 0% |  | -1.563% | 0 | 0 | 0

## FPU_IND2018_7_26
Scenario | Segment | EndUse | EquipType | CE Test | Vintage | Measure Code | Name | Description | Type | Measure Life | Competition Group | Applicability | Adoption Curve | Energy Savings % | 2020 Energy Savings | Assigned Load Shape | 2020 Summer Peak Savings | 2020 Winter Peak Savings | Measure Incremental Cost (per kWh)
Tech | Agriculture and Assembly | Process Specific | Process Specific | TRC | New | NN76 | Process Other Systems Optimization | Process Other Systems Optimization | NonEquip | 5.3333 | Process Specific | 20.23% | Tech/Econ | 12% | 0 | ProcessHeating | 0 | 0 | 0.023178
Tech | Agriculture and Assembly | Process Specific | Process Specific | TRC | New | NN74 | Plant Energy Management | Plant Energy Management | NonEquip | 10.5 | Process Specific | 24.68% | Tech/Econ | 31% | 0 | ProcessHeating | 0 | 0 | 0.12074
Tech | Agriculture and Assembly | Process Specific | Process Specific | TRC | Existing | NE75 | Process Other Systems Optimization | Process Other Systems Optimization | NonEquip | 5.3333 | Process Specific | 20.23% | Tech/Econ | 12% | 2781.0858 | ProcessHeating | 0.38288 | 0.37344 | 0.023178
Tech | Agriculture and Assembly | Process Specific | Process Specific | TRC | Existing | NE73 | Plant Energy Management | Plant Energy Management | NonEquip | 10.5 | Process Specific | 24.68% | Tech/Econ | 31% | 9490.7672 | ProcessHeating | 1.3066 | 1.2744 | 0.12074
Tech | Agriculture and Assembly | Process Heating | Process Heating | TRC | New | NN72 | Process Heat System Optimization | Process Heat System Optimization | NonEquip | 2 | Process Heating | 5.963% | Tech/Econ | 29.43% | 0 | ProcessHeating | 0 | 0 | 1.7306
Tech | Agriculture and Assembly | Process Heating | Process Heating | TRC | New | NN70 | Process Heat Improved Controls | Process Heat Improved Controls | NonEquip | 15 | Process Heating | 5.963% | Tech/Econ | 2.283% | 0 | ProcessHeating | 0 | 0 | 0.89743
Tech | Agriculture and Assembly | Process Heating | Process Heating | TRC | New | NN68 | Plant Energy Management | Plant Energy Management | NonEquip | 10.5 | Process Heating | 24.68% | Tech/Econ | 31% | 0 | ProcessHeating | 0 | 0 | 0.12074
Tech | Agriculture and Assembly | Process Heating | Process Heating | TRC | Existing | NE71 | Process Heat System Optimization | Process Heat System Optimization | NonEquip | 2 | Process Heating | 5.963% | Tech/Econ | 29.43% | 4146.5986 | ProcessHeating | 0.57087 | 0.5568 | 1.7306
Tech | Agriculture and Assembly | Process Heating | Process Heating | TRC | Existing | NE69 | Process Heat Improved Controls | Process Heat Improved Controls | NonEquip | 15 | Process Heating | 5.963% | Tech/Econ | 2.283% | 316.0734 | ProcessHeating | 0.043515 | 0.042442 | 0.89743
Tech | Agriculture and Assembly | Process Heating | Process Heating | TRC | Existing | NE67 | Plant Energy Management | Plant Energy Management | NonEquip | 10.5 | Process Heating | 24.68% | Tech/Econ | 31% | 19577.395 | ProcessHeating | 2.6953 | 2.6288 | 0.12074
Tech | Agriculture and Assembly | Process Cooling | Process Cooling | TRC | New | NN66 | Process Refrig System Optimization | Process Refrig System Optimization | NonEquip | 4.6667 | Process Cooling | 10.67% | Tech/Econ | 23.65% | 0 | ProcessHeating | 0 | 0 | 0.20969
Tech | Agriculture and Assembly | Process Cooling | Process Cooling | TRC | New | NN61 | Process Refrig Controls | Process Refrig Controls | NonEquip | 15 | Process Cooling | 10.67% | Tech/Econ | 0.5859% | 0 | ProcessHeating | 0 | 0 | 0.44366
Tech | Agriculture and Assembly | Process Cooling | Process Cooling | TRC | New | NN59 | Plant Energy Management | Plant Energy Management | NonEquip | 10.5 | Process Cooling | 24.68% | Tech/Econ | 31% | 0 | ProcessHeating | 0 | 0 | 0.12074
Tech | Agriculture and Assembly | Process Cooling | Process Cooling | TRC | Existing | NE65 | Process Refrig System Optimization | Process Refrig System Optimization | NonEquip | 4.6667 | Process Cooling | 10.67% | Tech/Econ | 23.65% | 36334.7563 | ProcessHeating | 5.0023 | 4.8789 | 0.20969
Tech | Agriculture and Assembly | Process Cooling | Process Cooling | TRC | Existing | NE60 | Process Refrig Controls | Process Refrig Controls | NonEquip | 15 | Process Cooling | 10.67% | Tech/Econ | 0.5859% | 872.993 | ProcessHeating | 0.12019 | 0.11722 | 0.44366
Tech | Agriculture and Assembly | Process Cooling | Process Cooling | TRC | Existing | NE58 | Plant Energy Management | Plant Energy Management | NonEquip | 10.5 | Process Cooling | 24.68% | Tech/Econ | 31% | 119270.3797 | ProcessHeating | 16.4202 | 16.0153 | 0.12074
Tech | Agriculture and Assembly | Process Cooling | Process Cooling | TRC | Turnover | ET64 | Process Refrig Equipment Upgrade | Process Refrig Equipment Upgrade | Equip | 10 | Process Cooling | 21% | Tech/Econ | 2.408% | 7096.1076 | ProcessHeating | 0.97694 | 0.95285 | 0.18383
Tech | Agriculture and Assembly | Process Cooling | Process Cooling | TRC | New | EN63 | Process Refrig Equipment Upgrade | Process Refrig Equipment Upgrade | Equip | 10 | Process Cooling | 21% | Tech/Econ | 2.408% | 0 | ProcessHeating | 0 | 0 | 0.18383
Tech | Agriculture and Assembly | Process Cooling | Process Cooling | TRC | Existing | EE62 | Process Refrig Equipment Upgrade | Process Refrig Equipment Upgrade | Equip | 10 | Process Cooling | 21% | Tech/Econ | 2.408% | 0 | ProcessHeating | 0 | 0 | 0.18383
Tech | Agriculture and Assembly | Other | Other | TRC | New | NN57 | Plant Energy Management | Plant Energy Management | NonEquip | 10.5 | Other | 24.68% | Tech/Econ | 31% | 0 | Other | 0 | 0 | 0.12074
Tech | Agriculture and Assembly | Other | Other | TRC | Existing | NE56 | Plant Energy Management | Plant Energy Management | NonEquip | 10.5 | Other | 24.68% | Tech/Econ | 31% | 35481.3408 | Other | 5.1187 | 5.206 | 0.12074
Tech | Agriculture and Assembly | Motors Pumps | Motors Pumps | TRC | New | NN55 | Pump System Optimization | Pump System Optimization | NonEquip | 10 | Motors Pumps | 88.47% | Tech/Econ | 0.6133% | 0 | MachineDrives | 0 | 0 | 0.055412
Tech | Agriculture and Assembly | Motors Pumps | Motors Pumps | TRC | New | NN53 | Pump Improved Controls | Pump Improved Controls | NonEquip | 15 | Motors Pumps | 33.17% | Tech/Econ | 1.792% | 0 | MachineDrives | 0 | 0 | 0.063804
Tech | Agriculture and Assembly | Motors Pumps | Motors Pumps | TRC | New | NN48 | Plant Energy Management | Plant Energy Management | NonEquip | 10.5 | Motors Pumps | 24.68% | Tech/Econ | 31% | 0 | MachineDrives | 0 | 0 | 0.12074
Tech | Agriculture and Assembly | Motors Pumps | Motors Pumps | TRC | New | NN46 | Motor Optimization | Motor Optimization | NonEquip | 10 | Motors Pumps | 27% | Tech/Econ | 15.77% | 0 | MachineDrives | 0 | 0 | 0.12852
Tech | Agriculture and Assembly | Motors Pumps | Motors Pumps | TRC | New | NN44 | Motor Improved Controls | Motor Improved Controls | NonEquip | 15 | Motors Pumps | 32.89% | Tech/Econ | 1.792% | 0 | MachineDrives | 0 | 0 | 0.063804
Tech | Agriculture and Assembly | Motors Pumps | Motors Pumps | TRC | Existing | NE54 | Pump System Optimization | Pump System Optimization | NonEquip | 10 | Motors Pumps | 88.47% | Tech/Econ | 0.6133% | 5267.1239 | MachineDrives | 0.70928 | 0.69054 | 0.055412
Tech | Agriculture and Assembly | Motors Pumps | Motors Pumps | TRC | Existing | NE52 | Pump Improved Controls | Pump Improved Controls | NonEquip | 15 | Motors Pumps | 33.17% | Tech/Econ | 1.792% | 5841.2815 | MachineDrives | 0.78659 | 0.76582 | 0.063804
Tech | Agriculture and Assembly | Motors Pumps | Motors Pumps | TRC | Existing | NE47 | Plant Energy Management | Plant Energy Management | NonEquip | 10.5 | Motors Pumps | 24.68% | Tech/Econ | 31% | 89202.5645 | MachineDrives | 12.0121 | 11.6948 | 0.12074
Tech | Agriculture and Assembly | Motors Pumps | Motors Pumps | TRC | Existing | NE45 | Motor Optimization | Motor Optimization | NonEquip | 10 | Motors Pumps | 27% | Tech/Econ | 15.77% | 45852.272 | MachineDrives | 6.1745 | 6.0114 | 0.12852
Tech | Agriculture and Assembly | Motors Pumps | Motors Pumps | TRC | Existing | NE43 | Motor Improved Controls | Motor Improved Controls | NonEquip | 15 | Motors Pumps | 32.89% | Tech/Econ | 1.792% | 5756.41 | MachineDrives | 0.77516 | 0.75469 | 0.063804
Tech | Agriculture and Assembly | Motors Pumps | Motors Pumps | TRC | Turnover | ET51 | Pump Equipment Upgrade | Pump Equipment Upgrade | Equip | 15 | Motors Pumps | 73.72% | Tech/Econ | 3.913% | 29736.9436 | MachineDrives | 4.0044 | 3.8986 | 0.29703
Tech | Agriculture and Assembly | Motors Pumps | Motors Pumps | TRC | Turnover | ET42 | Motor Equipment Upgrades | Motor Equipment Upgrades | Equip | 10 | Motors Pumps | 88.47% | Tech/Econ | 2.116% | 18739.8306 | MachineDrives | 2.5235 | 2.4569 | 0.15835
Tech | Agriculture and Assembly | Motors Pumps | Motors Pumps | TRC | New | EN50 | Pump Equipment Upgrade | Pump Equipment Upgrade | Equip | 15 | Motors Pumps | 73.72% | Tech/Econ | 3.913% | 0 | MachineDrives | 0 | 0 | 0.29703
Tech | Agriculture and Assembly | Motors Pumps | Motors Pumps | TRC | New | EN41 | Motor Equipment Upgrades | Motor Equipment Upgrades | Equip | 10 | Motors Pumps | 88.47% | Tech/Econ | 2.116% | 0 | MachineDrives | 0 | 0 | 0.15835
Tech | Agriculture and Assembly | Motors Pumps | Motors Pumps | TRC | Existing | EE49 | Pump Equipment Upgrade | Pump Equipment Upgrade | Equip | 15 | Motors Pumps | 73.72% | Tech/Econ | 3.913% | 0 | MachineDrives | 0 | 0 | 0.29703
Tech | Agriculture and Assembly | Motors Pumps | Motors Pumps | TRC | Existing | EE40 | Motor Equipment Upgrades | Motor Equipment Upgrades | Equip | 10 | Motors Pumps | 88.47% | Tech/Econ | 2.116% | 0 | MachineDrives | 0 | 0 | 0.15835
Tech | Agriculture and Assembly | Motors Fans Blowers | Motors Fans Blowers | TRC | New | NN39 | Plant Energy Management | Plant Energy Management | NonEquip | 10.5 | Motors Fans Blowers | 24.68% | Tech/Econ | 31% | 0 | MachineDrives | 0 | 0 | 0.12074
Tech | Agriculture and Assembly | Motors Fans Blowers | Motors Fans Blowers | TRC | New | NN37 | Fan Improved Controls | Fan Improved Controls | NonEquip | 15 | Motors Fans Blowers | 33.8% | Tech/Econ | 15.88% | 0 | MachineDrives | 0 | 0 | 0.024602
Tech | Agriculture and Assembly | Motors Fans Blowers | Motors Fans Blowers | TRC | Existing | NE38 | Plant Energy Management | Plant Energy Management | NonEquip | 10.5 | Motors Fans Blowers | 24.68% | Tech/Econ | 31% | 50972.8939 | MachineDrives | 6.8641 | 6.6828 | 0.12074
Tech | Agriculture and Assembly | Motors Fans Blowers | Motors Fans Blowers | TRC | Existing | NE36 | Fan Improved Controls | Fan Improved Controls | NonEquip | 15 | Motors Fans Blowers | 33.8% | Tech/Econ | 15.88% | 33018.7318 | MachineDrives | 4.4463 | 4.3289 | 0.024602
Tech | Agriculture and Assembly | Motors Fans Blowers | Motors Fans Blowers | TRC | Turnover | ET35 | Fan Equipment Upgrades | Fan Equipment Upgrades | Equip | 15 | Motors Fans Blowers | 75.1% | Tech/Econ | 4.463% | 19515.7314 | MachineDrives | 2.628 | 2.5586 | 0.21615
Tech | Agriculture and Assembly | Motors Fans Blowers | Motors Fans Blowers | TRC | New | EN34 | Fan Equipment Upgrades | Fan Equipment Upgrades | Equip | 15 | Motors Fans Blowers | 75.1% | Tech/Econ | 4.463% | 0 | MachineDrives | 0 | 0 | 0.21615
Tech | Agriculture and Assembly | Motors Fans Blowers | Motors Fans Blowers | TRC | Existing | EE33 | Fan Equipment Upgrades | Fan Equipment Upgrades | Equip | 15 | Motors Fans Blowers | 75.1% | Tech/Econ | 4.463% | 0 | MachineDrives | 0 | 0 | 0.21615
Tech | Agriculture and Assembly | Industrial Lighting | Industrial Lighting | TRC | New | NN32 | Lighting Controls | Lighting Controls | NonEquip | 10 | Industrial Lighting | 30% | Tech/Econ | 17.57% | 0 | Lighting | 0 | 0 | 0.12644
Tech | Agriculture and Assembly | Industrial Lighting | Industrial Lighting | TRC | Existing | NE31 | Lighting Controls | Lighting Controls | NonEquip | 10 | Industrial Lighting | 30% | Tech/Econ | 17.57% | 7534.4522 | Lighting | 1.0754 | 1.0454 | 0.12644
Tech | Agriculture and Assembly | Industrial Lighting | Industrial Lighting | TRC | Turnover | ET30 | Efficient Lighting - Other Interior Lighting | Efficient Lighting - Other Interior Lighting | Equip | 14.4667 | Industrial Lighting | 88.57% | Tech/Econ | 38.99% | 75399.279 | Lighting | 10.7623 | 10.4612 | 0.39837
Tech | Agriculture and Assembly | Industrial Lighting | Industrial Lighting | TRC | Turnover | ET27 | Efficient Lighting - High Bay | Efficient Lighting - High Bay | Equip | 13.6667 | Industrial Lighting | 88.57% | Tech/Econ | 48.41% | 163861.3261 | Lighting | 23.3891 | 22.7349 | 0.21586
Tech | Agriculture and Assembly | Industrial Lighting | Industrial Lighting | TRC | New | EN29 | Efficient Lighting - Other Interior Lighting | Efficient Lighting - Other Interior Lighting | Equip | 14.4667 | Industrial Lighting | 88.57% | Tech/Econ | 38.99% | 0 | Lighting | 0 | 0 | 0.39837
Tech | Agriculture and Assembly | Industrial Lighting | Industrial Lighting | TRC | New | EN26 | Efficient Lighting - High Bay | Efficient Lighting - High Bay | Equip | 13.6667 | Industrial Lighting | 88.57% | Tech/Econ | 48.41% | 0 | Lighting | 0 | 0 | 0.21586
Tech | Agriculture and Assembly | Industrial Lighting | Industrial Lighting | TRC | Existing | EE28 | Efficient Lighting - Other Interior Lighting | Efficient Lighting - Other Interior Lighting | Equip | 14.4667 | Industrial Lighting | 88.57% | Tech/Econ | 38.99% | 0 | Lighting | 0 | 0 | 0.39837
Tech | Agriculture and Assembly | Industrial Lighting | Industrial Lighting | TRC | Existing | EE25 | Efficient Lighting - High Bay | Efficient Lighting - High Bay | Equip | 13.6667 | Industrial Lighting | 88.57% | Tech/Econ | 48.41% | 0 | Lighting | 0 | 0 | 0.21586
Tech | Agriculture and Assembly | HVAC | HVAC | TRC | New | NN24 | HVAC Recommissioning | HVAC Recommissioning | NonEquip | 10 | HVAC | 59.61% | Tech/Econ | 38.32% | 0 | HVAC | 0 | 0 | 0.080679
Tech | Agriculture and Assembly | HVAC | HVAC | TRC | New | NN22 | HVAC Improved Controls | HVAC Improved Controls | NonEquip | 15 | HVAC | 59.61% | Tech/Econ | 13.7% | 0 | HVAC | 0 | 0 | 0.0088366
Tech | Agriculture and Assembly | HVAC | HVAC | TRC | New | NN17 | Building Envelope Improvements | Building Envelope Improvements | NonEquip | 15 | HVAC | 59.61% | Tech/Econ | 16.86% | 0 | HVAC | 0 | 0 | 0.1613
Tech | Agriculture and Assembly | HVAC | HVAC | TRC | Existing | NE23 | HVAC Recommissioning | HVAC Recommissioning | NonEquip | 10 | HVAC | 59.61% | Tech/Econ | 38.32% | 109779.1141 | HVAC | 15.6384 | 15.259 | 0.080679
Tech | Agriculture and Assembly | HVAC | HVAC | TRC | Existing | NE21 | HVAC Improved Controls | HVAC Improved Controls | NonEquip | 15 | HVAC | 59.61% | Tech/Econ | 13.7% | 27235.9784 | HVAC | 3.8799 | 3.7857 | 0.0088366
Tech | Agriculture and Assembly | HVAC | HVAC | TRC | Existing | NE16 | Building Envelope Improvements | Building Envelope Improvements | NonEquip | 15 | HVAC | 59.61% | Tech/Econ | 16.86% | 37278.6911 | HVAC | 5.3105 | 5.1816 | 0.1613
Tech | Agriculture and Assembly | HVAC | HVAC | TRC | Turnover | ET20 | HVAC Equipment Upgrades | HVAC Equipment Upgrades | Equip | 18 | HVAC | 59.61% | Tech/Econ | 12.46% | 22749.8688 | HVAC | 3.2408 | 3.1622 | 0.1245
Tech | Agriculture and Assembly | HVAC | HVAC | TRC | New | EN19 | HVAC Equipment Upgrades | HVAC Equipment Upgrades | Equip | 18 | HVAC | 59.61% | Tech/Econ | 12.46% | 0 | HVAC | 0 | 0 | 0.1245
Tech | Agriculture and Assembly | HVAC | HVAC | TRC | Existing | EE18 | HVAC Equipment Upgrades | HVAC Equipment Upgrades | Equip | 18 | HVAC | 59.61% | Tech/Econ | 12.46% | 0 | HVAC | 0 | 0 | 0.1245
Tech | Agriculture and Assembly | Exterior Lighting | Exterior Lighting | TRC | New | NN15 | Lighting Controls - Exterior | Lighting Controls - Exterior | NonEquip | 10 | Exterior Lighting | 17% | Tech/Econ | 28% | 0 | Exterior | 0 | 0 | 0.12644
Tech | Agriculture and Assembly | Exterior Lighting | Exterior Lighting | TRC | Existing | NE14 | Lighting Controls - Exterior | Lighting Controls - Exterior | NonEquip | 10 | Exterior Lighting | 17% | Tech/Econ | 28% | 1820.9067 | Exterior | 0 | 0 | 0.12644
Tech | Agriculture and Assembly | Exterior Lighting | Exterior Lighting | TRC | Turnover | ET13 | Efficient Lighting - Exterior | Efficient Lighting - Exterior | Equip | 13.6 | Exterior Lighting | 15.29% | Tech/Econ | 78.74% | 5235.5491 | Exterior | 0 | 0 | 0.1144
Tech | Agriculture and Assembly | Exterior Lighting | Exterior Lighting | TRC | New | EN12 | Efficient Lighting - Exterior | Efficient Lighting - Exterior | Equip | 13.6 | Exterior Lighting | 15.29% | Tech/Econ | 78.74% | 0 | Exterior | 0 | 0 | 0.1144
Tech | Agriculture and Assembly | Exterior Lighting | Exterior Lighting | TRC | Existing | EE11 | Efficient Lighting - Exterior | Efficient Lighting - Exterior | Equip | 13.6 | Exterior Lighting | 15.29% | Tech/Econ | 78.74% | 0 | Exterior | 0 | 0 | 0.1144
Tech | Agriculture and Assembly | Compressed Air | Compressed Air | TRC | New | NN8 | Compressed Air System Optimization | Compressed Air System Optimization | NonEquip | 10 | Compressed Air | 25.94% | Tech/Econ | 10.88% | 0 | MachineDrives | 0 | 0 | 0.04962
Tech | Agriculture and Assembly | Compressed Air | Compressed Air | TRC | New | NN3 | Compressed Air Controls | Compressed Air Controls | NonEquip | 12.5 | Compressed Air | 88.47% | Tech/Econ | 6.388% | 0 | MachineDrives | 0 | 0 | 0.24522
Tech | Agriculture and Assembly | Compressed Air | Compressed Air | TRC | New | NN10 | Plant Energy Management | Plant Energy Management | NonEquip | 10.5 | Compressed Air | 24.68% | Tech/Econ | 31% | 0 | MachineDrives | 0 | 0 | 0.12074
Tech | Agriculture and Assembly | Compressed Air | Compressed Air | TRC | Existing | NE9 | Plant Energy Management | Plant Energy Management | NonEquip | 10.5 | Compressed Air | 24.68% | Tech/Econ | 31% | 50972.894 | MachineDrives | 6.8641 | 6.6828 | 0.12074
Tech | Agriculture and Assembly | Compressed Air | Compressed Air | TRC | Existing | NE7 | Compressed Air System Optimization | Compressed Air System Optimization | NonEquip | 10 | Compressed Air | 25.94% | Tech/Econ | 10.88% | 17370.9353 | MachineDrives | 2.3392 | 2.2774 | 0.04962
Tech | Agriculture and Assembly | Compressed Air | Compressed Air | TRC | Existing | NE2 | Compressed Air Controls | Compressed Air Controls | NonEquip | 12.5 | Compressed Air | 88.47% | Tech/Econ | 6.388% | 30913.9715 | MachineDrives | 4.1629 | 4.053 | 0.24522
Tech | Agriculture and Assembly | Compressed Air | Compressed Air | TRC | Turnover | ET6 | Compressed Air Equipment | Compressed Air Equipment | Equip | 15 | Compressed Air | 88.47% | Tech/Econ | 9.607% | 50810.9789 | MachineDrives | 6.8423 | 6.6615 | 0.23044
Tech | Agriculture and Assembly | Compressed Air | Compressed Air | TRC | New | EN5 | Compressed Air Equipment | Compressed Air Equipment | Equip | 15 | Compressed Air | 88.47% | Tech/Econ | 9.607% | 0 | MachineDrives | 0 | 0 | 0.23044
Tech | Agriculture and Assembly | Compressed Air | Compressed Air | TRC | Existing | EE4 | Compressed Air Equipment | Compressed Air Equipment | Equip | 15 | Compressed Air | 88.47% | Tech/Econ | 9.607% | 0 | MachineDrives | 0 | 0 | 0.23044
Tech | Chemicals and Plastics | Process Specific | Process Specific | TRC | New | NN154 | Process Other Systems Optimization | Process Other Systems Optimization | NonEquip | 5.3333 | Process Specific | 6.589% | Tech/Econ | 12% | 0 | ProcessHeating | 0 | 0 | 0.023178
Tech | Chemicals and Plastics | Process Specific | Process Specific | TRC | New | NN152 | Plant Energy Management | Plant Energy Management | NonEquip | 10.5 | Process Specific | 15.02% | Tech/Econ | 12% | 0 | ProcessHeating | 0 | 0 | 0.023178
Tech | Chemicals and Plastics | Process Specific | Process Specific | TRC | Existing | NE153 | Process Other Systems Optimization | Process Other Systems Optimization | NonEquip | 5.3333 | Process Specific | 6.589% | Tech/Econ | 12% | 12697.1598 | ProcessHeating | 1.748 | 1.7049 | 0.023178
Tech | Chemicals and Plastics | Process Specific | Process Specific | TRC | Existing | NE151 | Plant Energy Management | Plant Energy Management | NonEquip | 10.5 | Process Specific | 15.02% | Tech/Econ | 12% | 29476.2609 | ProcessHeating | 4.0581 | 3.958 | 0.023178
Tech | Chemicals and Plastics | Process Heating | Process Heating | TRC | New | NN150 | Process Heat System Optimization | Process Heat System Optimization | NonEquip | 2 | Process Heating | 37.41% | Tech/Econ | 9.394% | 0 | ProcessHeating | 0 | 0 | 0.36734
Tech | Chemicals and Plastics | Process Heating | Process Heating | TRC | New | NN148 | Process Heat Improved Controls | Process Heat Improved Controls | NonEquip | 15 | Process Heating | 41.6% | Tech/Econ | 1.756% | 0 | ProcessHeating | 0 | 0 | 0.61297
Tech | Chemicals and Plastics | Process Heating | Process Heating | TRC | New | NN143 | Plant Energy Management | Plant Energy Management | NonEquip | 10.5 | Process Heating | 15.02% | Tech/Econ | 12% | 0 | ProcessHeating | 0 | 0 | 0.023178
Tech | Chemicals and Plastics | Process Heating | Process Heating | TRC | Existing | NE149 | Process Heat System Optimization | Process Heat System Optimization | NonEquip | 2 | Process Heating | 37.41% | Tech/Econ | 9.394% | 36372.768 | ProcessHeating | 5.0075 | 4.8841 | 0.36734
Tech | Chemicals and Plastics | Process Heating | Process Heating | TRC | Existing | NE147 | Process Heat Improved Controls | Process Heat Improved Controls | NonEquip | 15 | Process Heating | 41.6% | Tech/Econ | 1.756% | 7292.4992 | ProcessHeating | 1.004 | 0.97922 | 0.61297
Tech | Chemicals and Plastics | Process Heating | Process Heating | TRC | Existing | NE142 | Plant Energy Management | Plant Energy Management | NonEquip | 10.5 | Process Heating | 15.02% | Tech/Econ | 12% | 18998.3086 | ProcessHeating | 2.6155 | 2.551 | 0.023178
Tech | Chemicals and Plastics | Process Heating | Process Heating | TRC | Turnover | ET146 | Process Heat Equipment Upgrade | Process Heat Equipment Upgrade | Equip | 10 | Process Heating | 8.729% | Tech/Econ | 75% | 73839.6107 | ProcessHeating | 10.1657 | 9.915 | 0.232
Tech | Chemicals and Plastics | Process Heating | Process Heating | TRC | New | EN145 | Process Heat Equipment Upgrade | Process Heat Equipment Upgrade | Equip | 10 | Process Heating | 8.729% | Tech/Econ | 75% | 0 | ProcessHeating | 0 | 0 | 0.232
Tech | Chemicals and Plastics | Process Heating | Process Heating | TRC | Existing | EE144 | Process Heat Equipment Upgrade | Process Heat Equipment Upgrade | Equip | 10 | Process Heating | 8.729% | Tech/Econ | 75% | 0 | ProcessHeating | 0 | 0 | 0.232
Tech | Chemicals and Plastics | Process Cooling | Process Cooling | TRC | New | NN141 | Process Refrig System Optimization | Process Refrig System Optimization | NonEquip | 4.6667 | Process Cooling | 9.473% | Tech/Econ | 31.28% | 0 | ProcessHeating | 0 | 0 | 0.020881
Tech | Chemicals and Plastics | Process Cooling | Process Cooling | TRC | New | NN136 | Process Refrig Controls | Process Refrig Controls | NonEquip | 15 | Process Cooling | 20.77% | Tech/Econ | 5.077% | 0 | ProcessHeating | 0 | 0 | 0.31821
Tech | Chemicals and Plastics | Process Cooling | Process Cooling | TRC | New | NN134 | Plant Energy Management | Plant Energy Management | NonEquip | 10.5 | Process Cooling | 15.02% | Tech/Econ | 12% | 0 | ProcessHeating | 0 | 0 | 0.023178
Tech | Chemicals and Plastics | Process Cooling | Process Cooling | TRC | Existing | NE140 | Process Refrig System Optimization | Process Refrig System Optimization | NonEquip | 4.6667 | Process Cooling | 9.473% | Tech/Econ | 31.28% | 43035.2075 | ProcessHeating | 5.9248 | 5.7787 | 0.020881
Tech | Chemicals and Plastics | Process Cooling | Process Cooling | TRC | Existing | NE135 | Process Refrig Controls | Process Refrig Controls | NonEquip | 15 | Process Cooling | 20.77% | Tech/Econ | 5.077% | 13924.7872 | ProcessHeating | 1.9171 | 1.8698 | 0.31821
Tech | Chemicals and Plastics | Process Cooling | Process Cooling | TRC | Existing | NE133 | Plant Energy Management | Plant Energy Management | NonEquip | 10.5 | Process Cooling | 15.02% | Tech/Econ | 12% | 24236.4365 | ProcessHeating | 3.3367 | 3.2544 | 0.023178
Tech | Chemicals and Plastics | Process Cooling | Process Cooling | TRC | Turnover | ET139 | Process Refrig Equipment Upgrade | Process Refrig Equipment Upgrade | Equip | 10 | Process Cooling | 24.6% | Tech/Econ | 18.71% | 64866.7576 | ProcessHeating | 8.9303 | 8.7102 | 0.16662
Tech | Chemicals and Plastics | Process Cooling | Process Cooling | TRC | New | EN138 | Process Refrig Equipment Upgrade | Process Refrig Equipment Upgrade | Equip | 10 | Process Cooling | 24.6% | Tech/Econ | 18.71% | 0 | ProcessHeating | 0 | 0 | 0.16662
Tech | Chemicals and Plastics | Process Cooling | Process Cooling | TRC | Existing | EE137 | Process Refrig Equipment Upgrade | Process Refrig Equipment Upgrade | Equip | 10 | Process Cooling | 24.6% | Tech/Econ | 18.71% | 0 | ProcessHeating | 0 | 0 | 0.16662
Tech | Chemicals and Plastics | Other | Other | TRC | New | NN132 | Plant Energy Management | Plant Energy Management | NonEquip | 10.5 | Other | 15.02% | Tech/Econ | 12% | 0 | Other | 0 | 0 | 0.023178
Tech | Chemicals and Plastics | Other | Other | TRC | Existing | NE131 | Plant Energy Management | Plant Energy Management | NonEquip | 10.5 | Other | 15.02% | Tech/Econ | 12% | 15140.5173 | Other | 2.1842 | 2.2215 | 0.023178
Tech | Chemicals and Plastics | Motors Pumps | Motors Pumps | TRC | New | NN130 | Pump System Optimization | Pump System Optimization | NonEquip | 10 | Motors Pumps | 88.09% | Tech/Econ | 4.586% | 0 | MachineDrives | 0 | 0 | 0.096673
Tech | Chemicals and Plastics | Motors Pumps | Motors Pumps | TRC | New | NN128 | Pump Improved Controls | Pump Improved Controls | NonEquip | 15 | Motors Pumps | 32.22% | Tech/Econ | 1.792% | 0 | MachineDrives | 0 | 0 | 0.063804
Tech | Chemicals and Plastics | Motors Pumps | Motors Pumps | TRC | New | NN123 | Plant Energy Management | Plant Energy Management | NonEquip | 10.5 | Motors Pumps | 15.02% | Tech/Econ | 12% | 0 | MachineDrives | 0 | 0 | 0.023178
Tech | Chemicals and Plastics | Motors Pumps | Motors Pumps | TRC | New | NN121 | Motor Optimization | Motor Optimization | NonEquip | 10 | Motors Pumps | 89.67% | Tech/Econ | 9.142% | 0 | MachineDrives | 0 | 0 | 0.09329
Tech | Chemicals and Plastics | Motors Pumps | Motors Pumps | TRC | New | NN119 | Motor Improved Controls | Motor Improved Controls | NonEquip | 15 | Motors Pumps | 59.98% | Tech/Econ | 0.8482% | 0 | MachineDrives | 0 | 0 | 0.10598
Tech | Chemicals and Plastics | Motors Pumps | Motors Pumps | TRC | Existing | NE129 | Pump System Optimization | Pump System Optimization | NonEquip | 10 | Motors Pumps | 88.09% | Tech/Econ | 4.586% | 199228.4652 | MachineDrives | 26.8283 | 26.1197 | 0.096673
Tech | Chemicals and Plastics | Motors Pumps | Motors Pumps | TRC | Existing | NE127 | Pump Improved Controls | Pump Improved Controls | NonEquip | 15 | Motors Pumps | 32.22% | Tech/Econ | 1.792% | 26075.2021 | MachineDrives | 3.5113 | 3.4186 | 0.063804
Tech | Chemicals and Plastics | Motors Pumps | Motors Pumps | TRC | Existing | NE122 | Plant Energy Management | Plant Energy Management | NonEquip | 10.5 | Motors Pumps | 15.02% | Tech/Econ | 12% | 98615.9647 | MachineDrives | 13.2797 | 12.929 | 0.023178
Tech | Chemicals and Plastics | Motors Pumps | Motors Pumps | TRC | Existing | NE120 | Motor Optimization | Motor Optimization | NonEquip | 10 | Motors Pumps | 89.67% | Tech/Econ | 9.142% | 440373.0341 | MachineDrives | 59.3011 | 57.7348 | 0.09329
Tech | Chemicals and Plastics | Motors Pumps | Motors Pumps | TRC | Existing | NE118 | Motor Improved Controls | Motor Improved Controls | NonEquip | 15 | Motors Pumps | 59.98% | Tech/Econ | 0.8482% | 22838.0984 | MachineDrives | 3.0754 | 2.9942 | 0.10598
Tech | Chemicals and Plastics | Motors Pumps | Motors Pumps | TRC | Turnover | ET126 | Pump Equipment Upgrade | Pump Equipment Upgrade | Equip | 15 | Motors Pumps | 76.18% | Tech/Econ | 4.305% | 155216.9353 | MachineDrives | 20.9017 | 20.3496 | 0.22678
Tech | Chemicals and Plastics | Motors Pumps | Motors Pumps | TRC | Turnover | ET117 | Motor Equipment Upgrades | Motor Equipment Upgrades | Equip | 10 | Motors Pumps | 56.53% | Tech/Econ | 2.421% | 62640.292 | MachineDrives | 8.4352 | 8.2124 | 0.21443
Tech | Chemicals and Plastics | Motors Pumps | Motors Pumps | TRC | New | EN125 | Pump Equipment Upgrade | Pump Equipment Upgrade | Equip | 15 | Motors Pumps | 76.18% | Tech/Econ | 4.305% | 0 | MachineDrives | 0 | 0 | 0.22678
Tech | Chemicals and Plastics | Motors Pumps | Motors Pumps | TRC | New | EN116 | Motor Equipment Upgrades | Motor Equipment Upgrades | Equip | 10 | Motors Pumps | 56.53% | Tech/Econ | 2.421% | 0 | MachineDrives | 0 | 0 | 0.21443
Tech | Chemicals and Plastics | Motors Pumps | Motors Pumps | TRC | Existing | EE124 | Pump Equipment Upgrade | Pump Equipment Upgrade | Equip | 15 | Motors Pumps | 76.18% | Tech/Econ | 4.305% | 0 | MachineDrives | 0 | 0 | 0.22678
Tech | Chemicals and Plastics | Motors Pumps | Motors Pumps | TRC | Existing | EE115 | Motor Equipment Upgrades | Motor Equipment Upgrades | Equip | 10 | Motors Pumps | 56.53% | Tech/Econ | 2.421% | 0 | MachineDrives | 0 | 0 | 0.21443
Tech | Chemicals and Plastics | Motors Fans Blowers | Motors Fans Blowers | TRC | New | NN114 | Plant Energy Management | Plant Energy Management | NonEquip | 10.5 | Motors Fans Blowers | 15.02% | Tech/Econ | 12% | 0 | MachineDrives | 0 | 0 | 0.023178
Tech | Chemicals and Plastics | Motors Fans Blowers | Motors Fans Blowers | TRC | New | NN112 | Fan System Optimization | Fan System Optimization | NonEquip | 10 | Motors Fans Blowers | 44.87% | Tech/Econ | 14.66% | 0 | MachineDrives | 0 | 0 | 0.082046
Tech | Chemicals and Plastics | Motors Fans Blowers | Motors Fans Blowers | TRC | New | NN110 | Fan Improved Controls | Fan Improved Controls | NonEquip | 15 | Motors Fans Blowers | 43.13% | Tech/Econ | 15.88% | 0 | MachineDrives | 0 | 0 | 0.024602
Tech | Chemicals and Plastics | Motors Fans Blowers | Motors Fans Blowers | TRC | Existing | NE113 | Plant Energy Management | Plant Energy Management | NonEquip | 10.5 | Motors Fans Blowers | 15.02% | Tech/Econ | 12% | 49038.5715 | MachineDrives | 6.6036 | 6.4292 | 0.023178
Tech | Chemicals and Plastics | Motors Fans Blowers | Motors Fans Blowers | TRC | Existing | NE111 | Fan System Optimization | Fan System Optimization | NonEquip | 10 | Motors Fans Blowers | 44.87% | Tech/Econ | 14.66% | 191612.8659 | MachineDrives | 25.8028 | 25.1213 | 0.082046
Tech | Chemicals and Plastics | Motors Fans Blowers | Motors Fans Blowers | TRC | Existing | NE109 | Fan Improved Controls | Fan Improved Controls | NonEquip | 15 | Motors Fans Blowers | 43.13% | Tech/Econ | 15.88% | 214126.3315 | MachineDrives | 28.8345 | 28.0729 | 0.024602
Tech | Chemicals and Plastics | Motors Fans Blowers | Motors Fans Blowers | TRC | Turnover | ET108 | Fan Equipment Upgrades | Fan Equipment Upgrades | Equip | 15 | Motors Fans Blowers | 34.28% | Tech/Econ | 2.244% | 20548.4739 | MachineDrives | 2.7671 | 2.694 | 0.22709
Tech | Chemicals and Plastics | Motors Fans Blowers | Motors Fans Blowers | TRC | New | EN107 | Fan Equipment Upgrades | Fan Equipment Upgrades | Equip | 15 | Motors Fans Blowers | 34.28% | Tech/Econ | 2.244% | 0 | MachineDrives | 0 | 0 | 0.22709
Tech | Chemicals and Plastics | Motors Fans Blowers | Motors Fans Blowers | TRC | Existing | EE106 | Fan Equipment Upgrades | Fan Equipment Upgrades | Equip | 15 | Motors Fans Blowers | 34.28% | Tech/Econ | 2.244% | 0 | MachineDrives | 0 | 0 | 0.22709
Tech | Chemicals and Plastics | Industrial Lighting | Industrial Lighting | TRC | New | NN105 | Lighting Controls | Lighting Controls | NonEquip | 10 | Industrial Lighting | 30% | Tech/Econ | 18.84% | 0 | Lighting | 0 | 0 | 0.14161
Tech | Chemicals and Plastics | Industrial Lighting | Industrial Lighting | TRC | Existing | NE104 | Lighting Controls | Lighting Controls | NonEquip | 10 | Industrial Lighting | 30% | Tech/Econ | 18.84% | 33741.9637 | Lighting | 4.8162 | 4.6815 | 0.14161
Tech | Chemicals and Plastics | Industrial Lighting | Industrial Lighting | TRC | Turnover | ET103 | Efficient Lighting - Other Interior Lighting | Efficient Lighting - Other Interior Lighting | Equip | 14.4667 | Industrial Lighting | 71.94% | Tech/Econ | 38.99% | 232718.1544 | Lighting | 33.2176 | 32.2884 | 0.39837
Tech | Chemicals and Plastics | Industrial Lighting | Industrial Lighting | TRC | Turnover | ET100 | Efficient Lighting - High Bay | Efficient Lighting - High Bay | Equip | 13.6667 | Industrial Lighting | 20% | Tech/Econ | 48.41% | 88924.9639 | Lighting | 12.6929 | 12.3378 | 0.21586
Tech | Chemicals and Plastics | Industrial Lighting | Industrial Lighting | TRC | New | EN99 | Efficient Lighting - High Bay | Efficient Lighting - High Bay | Equip | 13.6667 | Industrial Lighting | 20% | Tech/Econ | 48.41% | 0 | Lighting | 0 | 0 | 0.21586
Tech | Chemicals and Plastics | Industrial Lighting | Industrial Lighting | TRC | New | EN102 | Efficient Lighting - Other Interior Lighting | Efficient Lighting - Other Interior Lighting | Equip | 14.4667 | Industrial Lighting | 71.94% | Tech/Econ | 38.99% | 0 | Lighting | 0 | 0 | 0.39837
Tech | Chemicals and Plastics | Industrial Lighting | Industrial Lighting | TRC | Existing | EE98 | Efficient Lighting - High Bay | Efficient Lighting - High Bay | Equip | 13.6667 | Industrial Lighting | 20% | Tech/Econ | 48.41% | 0 | Lighting | 0 | 0 | 0.21586
Tech | Chemicals and Plastics | Industrial Lighting | Industrial Lighting | TRC | Existing | EE101 | Efficient Lighting - Other Interior Lighting | Efficient Lighting - Other Interior Lighting | Equip | 14.4667 | Industrial Lighting | 71.94% | Tech/Econ | 38.99% | 0 | Lighting | 0 | 0 | 0.39837
Tech | Chemicals and Plastics | HVAC | HVAC | TRC | New | NN97 | HVAC Improved Controls | HVAC Improved Controls | NonEquip | 15 | HVAC | 18.8% | Tech/Econ | 6.544% | 0 | HVAC | 0 | 0 | 0.017313
Tech | Chemicals and Plastics | HVAC | HVAC | TRC | New | NN92 | Building Envelope Improvements | Building Envelope Improvements | NonEquip | 15 | HVAC | 16.42% | Tech/Econ | 9.595% | 0 | HVAC | 0 | 0 | 0.11178
Tech | Chemicals and Plastics | HVAC | HVAC | TRC | Existing | NE96 | HVAC Improved Controls | HVAC Improved Controls | NonEquip | 15 | HVAC | 18.8% | Tech/Econ | 6.544% | 15958.0759 | HVAC | 2.2733 | 2.2181 | 0.017313
Tech | Chemicals and Plastics | HVAC | HVAC | TRC | Existing | NE91 | Building Envelope Improvements | Building Envelope Improvements | NonEquip | 15 | HVAC | 16.42% | Tech/Econ | 9.595% | 20752.7817 | HVAC | 2.9563 | 2.8846 | 0.11178
Tech | Chemicals and Plastics | HVAC | HVAC | TRC | Turnover | ET95 | HVAC Equipment Upgrades | HVAC Equipment Upgrades | Equip | 18 | HVAC | 18.8% | Tech/Econ | 22.01% | 56895.0452 | HVAC | 8.1049 | 7.9083 | 0.095141
Tech | Chemicals and Plastics | HVAC | HVAC | TRC | New | EN94 | HVAC Equipment Upgrades | HVAC Equipment Upgrades | Equip | 18 | HVAC | 18.8% | Tech/Econ | 22.01% | 0 | HVAC | 0 | 0 | 0.095141
Tech | Chemicals and Plastics | HVAC | HVAC | TRC | Existing | EE93 | HVAC Equipment Upgrades | HVAC Equipment Upgrades | Equip | 18 | HVAC | 18.8% | Tech/Econ | 22.01% | 0 | HVAC | 0 | 0 | 0.095141
Tech | Chemicals and Plastics | Exterior Lighting | Exterior Lighting | TRC | New | NN90 | Lighting Controls - Exterior | Lighting Controls - Exterior | NonEquip | 10 | Exterior Lighting | 17% | Tech/Econ | 28% | 0 | Exterior | 0 | 0 | 0.14161
Tech | Chemicals and Plastics | Exterior Lighting | Exterior Lighting | TRC | Existing | NE89 | Lighting Controls - Exterior | Lighting Controls - Exterior | NonEquip | 10 | Exterior Lighting | 17% | Tech/Econ | 28% | 4376.168 | Exterior | 0 | 0 | 0.14161
Tech | Chemicals and Plastics | Exterior Lighting | Exterior Lighting | TRC | Turnover | ET88 | Efficient Lighting - Exterior | Efficient Lighting - Exterior | Equip | 13.6 | Exterior Lighting | 15.29% | Tech/Econ | 78.74% | 12582.5464 | Exterior | 0 | 0 | 0.1144
Tech | Chemicals and Plastics | Exterior Lighting | Exterior Lighting | TRC | New | EN87 | Efficient Lighting - Exterior | Efficient Lighting - Exterior | Equip | 13.6 | Exterior Lighting | 15.29% | Tech/Econ | 78.74% | 0 | Exterior | 0 | 0 | 0.1144
Tech | Chemicals and Plastics | Exterior Lighting | Exterior Lighting | TRC | Existing | EE86 | Efficient Lighting - Exterior | Efficient Lighting - Exterior | Equip | 13.6 | Exterior Lighting | 15.29% | Tech/Econ | 78.74% | 0 | Exterior | 0 | 0 | 0.1144
Tech | Chemicals and Plastics | Compressed Air | Compressed Air | TRC | New | NN85 | Plant Energy Management | Plant Energy Management | NonEquip | 10.5 | Compressed Air | 15.02% | Tech/Econ | 12% | 0 | MachineDrives | 0 | 0 | 0.023178
Tech | Chemicals and Plastics | Compressed Air | Compressed Air | TRC | New | NN83 | Compressed Air System Optimization | Compressed Air System Optimization | NonEquip | 10 | Compressed Air | 25.94% | Tech/Econ | 10.61% | 0 | MachineDrives | 0 | 0 | 0.053013
Tech | Chemicals and Plastics | Compressed Air | Compressed Air | TRC | New | NN78 | Compressed Air Controls | Compressed Air Controls | NonEquip | 12.5 | Compressed Air | 89.11% | Tech/Econ | 8.298% | 0 | MachineDrives | 0 | 0 | 0.18208
Tech | Chemicals and Plastics | Compressed Air | Compressed Air | TRC | Existing | NE84 | Plant Energy Management | Plant Energy Management | NonEquip | 10.5 | Compressed Air | 15.02% | Tech/Econ | 12% | 56351.9798 | MachineDrives | 7.5884 | 7.388 | 0.023178
Tech | Chemicals and Plastics | Compressed Air | Compressed Air | TRC | Existing | NE82 | Compressed Air System Optimization | Compressed Air System Optimization | NonEquip | 10 | Compressed Air | 25.94% | Tech/Econ | 10.61% | 75560.961 | MachineDrives | 10.1751 | 9.9064 | 0.053013
Tech | Chemicals and Plastics | Compressed Air | Compressed Air | TRC | Existing | NE77 | Compressed Air Controls | Compressed Air Controls | NonEquip | 12.5 | Compressed Air | 89.11% | Tech/Econ | 8.298% | 197452.2004 | MachineDrives | 26.5891 | 25.8868 | 0.18208
Tech | Chemicals and Plastics | Compressed Air | Compressed Air | TRC | Turnover | ET81 | Compressed Air Equipment | Compressed Air Equipment | Equip | 15 | Compressed Air | 89.09% | Tech/Econ | 11.85% | 324107.1356 | MachineDrives | 43.6446 | 42.4919 | 0.13494
Tech | Chemicals and Plastics | Compressed Air | Compressed Air | TRC | New | EN80 | Compressed Air Equipment | Compressed Air Equipment | Equip | 15 | Compressed Air | 89.09% | Tech/Econ | 11.85% | 0 | MachineDrives | 0 | 0 | 0.13494
Tech | Chemicals and Plastics | Compressed Air | Compressed Air | TRC | Existing | EE79 | Compressed Air Equipment | Compressed Air Equipment | Equip | 15 | Compressed Air | 89.09% | Tech/Econ | 11.85% | 0 | MachineDrives | 0 | 0 | 0.13494
Tech | Construction | Process Specific | Process Specific | TRC | New | NN231 | Process Other Systems Optimization | Process Other Systems Optimization | NonEquip | 5.3333 | Process Specific | 17.64% | Tech/Econ | 48.74% | 0 | ProcessHeating | 0 | 0 | 0.032717
Tech | Construction | Process Specific | Process Specific | TRC | New | NN229 | Plant Energy Management | Plant Energy Management | NonEquip | 10.5 | Process Specific | 25.8% | Tech/Econ | 12% | 0 | ProcessHeating | 0 | 0 | 0.023178
Tech | Construction | Process Specific | Process Specific | TRC | Existing | NE230 | Process Other Systems Optimization | Process Other Systems Optimization | NonEquip | 5.3333 | Process Specific | 17.64% | Tech/Econ | 48.74% | 20980.7544 | ProcessHeating | 2.8885 | 2.8172 | 0.032717
Tech | Construction | Process Specific | Process Specific | TRC | Existing | NE228 | Plant Energy Management | Plant Energy Management | NonEquip | 10.5 | Process Specific | 25.8% | Tech/Econ | 12% | 6907.8378 | ProcessHeating | 0.95102 | 0.92757 | 0.023178
Tech | Construction | Process Heating | Process Heating | TRC | New | NN227 | Process Heat System Optimization | Process Heat System Optimization | NonEquip | 2 | Process Heating | 16.02% | Tech/Econ | 9.204% | 0 | ProcessHeating | 0 | 0 | 0.30975
Tech | Construction | Process Heating | Process Heating | TRC | New | NN225 | Process Heat Improved Controls | Process Heat Improved Controls | NonEquip | 15 | Process Heating | 23.16% | Tech/Econ | 1.21% | 0 | ProcessHeating | 0 | 0 | 0.96304
Tech | Construction | Process Heating | Process Heating | TRC | New | NN223 | Plant Energy Management | Plant Energy Management | NonEquip | 10.5 | Process Heating | 25.8% | Tech/Econ | 12% | 0 | ProcessHeating | 0 | 0 | 0.023178
Tech | Construction | Process Heating | Process Heating | TRC | Existing | NE226 | Process Heat System Optimization | Process Heat System Optimization | NonEquip | 2 | Process Heating | 16.02% | Tech/Econ | 9.204% | 4918.0919 | ProcessHeating | 0.67708 | 0.66039 | 0.30975
Tech | Construction | Process Heating | Process Heating | TRC | Existing | NE224 | Process Heat Improved Controls | Process Heat Improved Controls | NonEquip | 15 | Process Heating | 23.16% | Tech/Econ | 1.21% | 920.9383 | ProcessHeating | 0.12679 | 0.12366 | 0.96304
Tech | Construction | Process Heating | Process Heating | TRC | Existing | NE222 | Plant Energy Management | Plant Energy Management | NonEquip | 10.5 | Process Heating | 25.8% | Tech/Econ | 12% | 10655.2017 | ProcessHeating | 1.4669 | 1.4308 | 0.023178
Tech | Construction | Process Cooling | Process Cooling | TRC | New | NN221 | Process Refrig System Optimization | Process Refrig System Optimization | NonEquip | 4.6667 | Process Cooling | 13.75% | Tech/Econ | 45.35% | 0 | ProcessHeating | 0 | 0 | 0.11299
Tech | Construction | Process Cooling | Process Cooling | TRC | New | NN216 | Process Refrig Controls | Process Refrig Controls | NonEquip | 15 | Process Cooling | 27.79% | Tech/Econ | 2.354% | 0 | ProcessHeating | 0 | 0 | 0.06633
Tech | Construction | Process Cooling | Process Cooling | TRC | New | NN214 | Plant Energy Management | Plant Energy Management | NonEquip | 10.5 | Process Cooling | 25.8% | Tech/Econ | 12% | 0 | ProcessHeating | 0 | 0 | 0.023178
Tech | Construction | Process Cooling | Process Cooling | TRC | Existing | NE220 | Process Refrig System Optimization | Process Refrig System Optimization | NonEquip | 4.6667 | Process Cooling | 13.75% | Tech/Econ | 45.35% | 11861.9256 | ProcessHeating | 1.6331 | 1.5928 | 0.11299
Tech | Construction | Process Cooling | Process Cooling | TRC | Existing | NE215 | Process Refrig Controls | Process Refrig Controls | NonEquip | 15 | Process Cooling | 27.79% | Tech/Econ | 2.354% | 1052.6256 | ProcessHeating | 0.14492 | 0.14134 | 0.06633
Tech | Construction | Process Cooling | Process Cooling | TRC | Existing | NE213 | Plant Energy Management | Plant Energy Management | NonEquip | 10.5 | Process Cooling | 25.8% | Tech/Econ | 12% | 5140.1482 | ProcessHeating | 0.70766 | 0.69021 | 0.023178
Tech | Construction | Process Cooling | Process Cooling | TRC | Turnover | ET219 | Process Refrig Equipment Upgrade | Process Refrig Equipment Upgrade | Equip | 10 | Process Cooling | 22.05% | Tech/Econ | 31.43% | 12362.8395 | ProcessHeating | 1.702 | 1.6601 | 0.20671
Tech | Construction | Process Cooling | Process Cooling | TRC | New | EN218 | Process Refrig Equipment Upgrade | Process Refrig Equipment Upgrade | Equip | 10 | Process Cooling | 22.05% | Tech/Econ | 31.43% | 0 | ProcessHeating | 0 | 0 | 0.20671
Tech | Construction | Process Cooling | Process Cooling | TRC | Existing | EE217 | Process Refrig Equipment Upgrade | Process Refrig Equipment Upgrade | Equip | 10 | Process Cooling | 22.05% | Tech/Econ | 31.43% | 0 | ProcessHeating | 0 | 0 | 0.20671
Tech | Construction | Other | Other | TRC | New | NN212 | Plant Energy Management | Plant Energy Management | NonEquip | 10.5 | Other | 25.8% | Tech/Econ | 12% | 0 | Other | 0 | 0 | 0.023178
Tech | Construction | Other | Other | TRC | Existing | NE211 | Plant Energy Management | Plant Energy Management | NonEquip | 10.5 | Other | 25.8% | Tech/Econ | 12% | 4867.0702 | Other | 0.70214 | 0.71412 | 0.023178
Tech | Construction | Motors Pumps | Motors Pumps | TRC | New | NN210 | Pump System Optimization | Pump System Optimization | NonEquip | 10 | Motors Pumps | 59.4% | Tech/Econ | 1.68% | 0 | MachineDrives | 0 | 0 | 0.066358
Tech | Construction | Motors Pumps | Motors Pumps | TRC | New | NN208 | Pump Improved Controls | Pump Improved Controls | NonEquip | 15 | Motors Pumps | 33.73% | Tech/Econ | 1.792% | 0 | MachineDrives | 0 | 0 | 0.063804
Tech | Construction | Motors Pumps | Motors Pumps | TRC | New | NN203 | Plant Energy Management | Plant Energy Management | NonEquip | 10.5 | Motors Pumps | 25.8% | Tech/Econ | 12% | 0 | MachineDrives | 0 | 0 | 0.023178
Tech | Construction | Motors Pumps | Motors Pumps | TRC | New | NN201 | Motor Optimization | Motor Optimization | NonEquip | 10 | Motors Pumps | 66.73% | Tech/Econ | 3.467% | 0 | MachineDrives | 0 | 0 | 0.45607
Tech | Construction | Motors Pumps | Motors Pumps | TRC | New | NN199 | Motor Improved Controls | Motor Improved Controls | NonEquip | 15 | Motors Pumps | 42.04% | Tech/Econ | 0.4056% | 0 | MachineDrives | 0 | 0 | 0.10371
Tech | Construction | Motors Pumps | Motors Pumps | TRC | Existing | NE209 | Pump System Optimization | Pump System Optimization | NonEquip | 10 | Motors Pumps | 59.4% | Tech/Econ | 1.68% | 4980.0784 | MachineDrives | 0.67062 | 0.65291 | 0.066358
Tech | Construction | Motors Pumps | Motors Pumps | TRC | Existing | NE207 | Pump Improved Controls | Pump Improved Controls | NonEquip | 15 | Motors Pumps | 33.73% | Tech/Econ | 1.792% | 3035.8272 | MachineDrives | 0.40881 | 0.39801 | 0.063804
Tech | Construction | Motors Pumps | Motors Pumps | TRC | Existing | NE202 | Plant Energy Management | Plant Energy Management | NonEquip | 10.5 | Motors Pumps | 25.8% | Tech/Econ | 12% | 16615.7936 | MachineDrives | 2.2375 | 2.1784 | 0.023178
Tech | Construction | Motors Pumps | Motors Pumps | TRC | Existing | NE200 | Motor Optimization | Motor Optimization | NonEquip | 10 | Motors Pumps | 66.73% | Tech/Econ | 3.467% | 12032.9472 | MachineDrives | 1.6204 | 1.5776 | 0.45607
Tech | Construction | Motors Pumps | Motors Pumps | TRC | Existing | NE198 | Motor Improved Controls | Motor Improved Controls | NonEquip | 15 | Motors Pumps | 42.04% | Tech/Econ | 0.4056% | 842.4816 | MachineDrives | 0.11345 | 0.11045 | 0.10371
Tech | Construction | Motors Pumps | Motors Pumps | TRC | Turnover | ET206 | Pump Equipment Upgrade | Pump Equipment Upgrade | Equip | 15 | Motors Pumps | 70.57% | Tech/Econ | 12.43% | 51585.9887 | MachineDrives | 6.9466 | 6.7631 | 0.13315
Tech | Construction | Motors Pumps | Motors Pumps | TRC | Turnover | ET197 | Motor Equipment Upgrades | Motor Equipment Upgrades | Equip | 10 | Motors Pumps | 54.51% | Tech/Econ | 2.132% | 5904.03 | MachineDrives | 0.79504 | 0.77404 | 0.1667
Tech | Construction | Motors Pumps | Motors Pumps | TRC | New | EN205 | Pump Equipment Upgrade | Pump Equipment Upgrade | Equip | 15 | Motors Pumps | 70.57% | Tech/Econ | 12.43% | 0 | MachineDrives | 0 | 0 | 0.13315
Tech | Construction | Motors Pumps | Motors Pumps | TRC | New | EN196 | Motor Equipment Upgrades | Motor Equipment Upgrades | Equip | 10 | Motors Pumps | 54.51% | Tech/Econ | 2.132% | 0 | MachineDrives | 0 | 0 | 0.1667
Tech | Construction | Motors Pumps | Motors Pumps | TRC | Existing | EE204 | Pump Equipment Upgrade | Pump Equipment Upgrade | Equip | 15 | Motors Pumps | 70.57% | Tech/Econ | 12.43% | 0 | MachineDrives | 0 | 0 | 0.13315
Tech | Construction | Motors Pumps | Motors Pumps | TRC | Existing | EE195 | Motor Equipment Upgrades | Motor Equipment Upgrades | Equip | 10 | Motors Pumps | 54.51% | Tech/Econ | 2.132% | 0 | MachineDrives | 0 | 0 | 0.1667
Tech | Construction | Motors Fans Blowers | Motors Fans Blowers | TRC | New | NN194 | Plant Energy Management | Plant Energy Management | NonEquip | 10.5 | Motors Fans Blowers | 25.8% | Tech/Econ | 12% | 0 | MachineDrives | 0 | 0 | 0.023178
Tech | Construction | Motors Fans Blowers | Motors Fans Blowers | TRC | New | NN192 | Fan System Optimization | Fan System Optimization | NonEquip | 10 | Motors Fans Blowers | 79.06% | Tech/Econ | 4.879% | 0 | MachineDrives | 0 | 0 | 0.035317
Tech | Construction | Motors Fans Blowers | Motors Fans Blowers | TRC | New | NN190 | Fan Improved Controls | Fan Improved Controls | NonEquip | 15 | Motors Fans Blowers | 52.56% | Tech/Econ | 9.465% | 0 | MachineDrives | 0 | 0 | 0.033329
Tech | Construction | Motors Fans Blowers | Motors Fans Blowers | TRC | Existing | NE193 | Plant Energy Management | Plant Energy Management | NonEquip | 10.5 | Motors Fans Blowers | 25.8% | Tech/Econ | 12% | 10407.3331 | MachineDrives | 1.4015 | 1.3644 | 0.023178
Tech | Construction | Motors Fans Blowers | Motors Fans Blowers | TRC | Existing | NE191 | Fan System Optimization | Fan System Optimization | NonEquip | 10 | Motors Fans Blowers | 79.06% | Tech/Econ | 4.879% | 11939.0444 | MachineDrives | 1.6077 | 1.5653 | 0.035317
Tech | Construction | Motors Fans Blowers | Motors Fans Blowers | TRC | Existing | NE189 | Fan Improved Controls | Fan Improved Controls | NonEquip | 15 | Motors Fans Blowers | 52.56% | Tech/Econ | 9.465% | 16206.2546 | MachineDrives | 2.1824 | 2.1247 | 0.033329
Tech | Construction | Motors Fans Blowers | Motors Fans Blowers | TRC | Turnover | ET188 | Fan Equipment Upgrades | Fan Equipment Upgrades | Equip | 15 | Motors Fans Blowers | 63.42% | Tech/Econ | 3.425% | 6465.1552 | MachineDrives | 0.8706 | 0.84761 | 0.1824
Tech | Construction | Motors Fans Blowers | Motors Fans Blowers | TRC | New | EN187 | Fan Equipment Upgrades | Fan Equipment Upgrades | Equip | 15 | Motors Fans Blowers | 63.42% | Tech/Econ | 3.425% | 0 | MachineDrives | 0 | 0 | 0.1824
Tech | Construction | Motors Fans Blowers | Motors Fans Blowers | TRC | Existing | EE186 | Fan Equipment Upgrades | Fan Equipment Upgrades | Equip | 15 | Motors Fans Blowers | 63.42% | Tech/Econ | 3.425% | 0 | MachineDrives | 0 | 0 | 0.1824
Tech | Construction | Industrial Lighting | Industrial Lighting | TRC | New | NN185 | Lighting Controls | Lighting Controls | NonEquip | 10 | Industrial Lighting | 33.43% | Tech/Econ | 16.92% | 0 | Lighting | 0 | 0 | 0.13992
Tech | Construction | Industrial Lighting | Industrial Lighting | TRC | Existing | NE184 | Lighting Controls | Lighting Controls | NonEquip | 10 | Industrial Lighting | 33.43% | Tech/Econ | 16.92% | 5591.9135 | Lighting | 0.79817 | 0.77585 | 0.13992
Tech | Construction | Industrial Lighting | Industrial Lighting | TRC | Turnover | ET183 | Efficient Lighting - Other Interior Lighting | Efficient Lighting - Other Interior Lighting | Equip | 14.4667 | Industrial Lighting | 62.16% | Tech/Econ | 38.99% | 31637.4303 | Lighting | 4.5158 | 4.3895 | 0.39837
Tech | Construction | Industrial Lighting | Industrial Lighting | TRC | Turnover | ET180 | Efficient Lighting - High Bay | Efficient Lighting - High Bay | Equip | 13.6667 | Industrial Lighting | 30.8% | Tech/Econ | 48.41% | 22874.3315 | Lighting | 3.265 | 3.1737 | 0.21586
Tech | Construction | Industrial Lighting | Industrial Lighting | TRC | New | EN182 | Efficient Lighting - Other Interior Lighting | Efficient Lighting - Other Interior Lighting | Equip | 14.4667 | Industrial Lighting | 62.16% | Tech/Econ | 38.99% | 0 | Lighting | 0 | 0 | 0.39837
Tech | Construction | Industrial Lighting | Industrial Lighting | TRC | New | EN179 | Efficient Lighting - High Bay | Efficient Lighting - High Bay | Equip | 13.6667 | Industrial Lighting | 30.8% | Tech/Econ | 48.41% | 0 | Lighting | 0 | 0 | 0.21586
Tech | Construction | Industrial Lighting | Industrial Lighting | TRC | Existing | EE181 | Efficient Lighting - Other Interior Lighting | Efficient Lighting - Other Interior Lighting | Equip | 14.4667 | Industrial Lighting | 62.16% | Tech/Econ | 38.99% | 0 | Lighting | 0 | 0 | 0.39837
Tech | Construction | Industrial Lighting | Industrial Lighting | TRC | Existing | EE178 | Efficient Lighting - High Bay | Efficient Lighting - High Bay | Equip | 13.6667 | Industrial Lighting | 30.8% | Tech/Econ | 48.41% | 0 | Lighting | 0 | 0 | 0.21586
Tech | Construction | HVAC | HVAC | TRC | New | NN177 | HVAC Recommissioning | HVAC Recommissioning | NonEquip | 10 | HVAC | 35.73% | Tech/Econ | 18.86% | 0 | HVAC | 0 | 0 | 0.23103
Tech | Construction | HVAC | HVAC | TRC | New | NN175 | HVAC Improved Controls | HVAC Improved Controls | NonEquip | 15 | HVAC | 34.58% | Tech/Econ | 14.73% | 0 | HVAC | 0 | 0 | 0.050489
Tech | Construction | HVAC | HVAC | TRC | New | NN170 | Building Envelope Improvements | Building Envelope Improvements | NonEquip | 15 | HVAC | 32.06% | Tech/Econ | 14.68% | 0 | HVAC | 0 | 0 | 0.1444
Tech | Construction | HVAC | HVAC | TRC | Existing | NE176 | HVAC Recommissioning | HVAC Recommissioning | NonEquip | 10 | HVAC | 35.73% | Tech/Econ | 18.86% | 16718.3611 | HVAC | 2.3816 | 2.3238 | 0.23103
Tech | Construction | HVAC | HVAC | TRC | Existing | NE174 | HVAC Improved Controls | HVAC Improved Controls | NonEquip | 15 | HVAC | 34.58% | Tech/Econ | 14.73% | 11782.5043 | HVAC | 1.6785 | 1.6377 | 0.050489
Tech | Construction | HVAC | HVAC | TRC | Existing | NE169 | Building Envelope Improvements | Building Envelope Improvements | NonEquip | 15 | HVAC | 32.06% | Tech/Econ | 14.68% | 10334.2229 | HVAC | 1.4721 | 1.4364 | 0.1444
Tech | Construction | HVAC | HVAC | TRC | Turnover | ET173 | HVAC Equipment Upgrades | HVAC Equipment Upgrades | Equip | 18 | HVAC | 28.85% | Tech/Econ | 14.08% | 8497.7721 | HVAC | 1.2105 | 1.1812 | 0.13731
Tech | Construction | HVAC | HVAC | TRC | New | EN172 | HVAC Equipment Upgrades | HVAC Equipment Upgrades | Equip | 18 | HVAC | 28.85% | Tech/Econ | 14.08% | 0 | HVAC | 0 | 0 | 0.13731
Tech | Construction | HVAC | HVAC | TRC | Existing | EE171 | HVAC Equipment Upgrades | HVAC Equipment Upgrades | Equip | 18 | HVAC | 28.85% | Tech/Econ | 14.08% | 0 | HVAC | 0 | 0 | 0.13731
Tech | Construction | Exterior Lighting | Exterior Lighting | TRC | New | NN168 | Lighting Controls - Exterior | Lighting Controls - Exterior | NonEquip | 10 | Exterior Lighting | 17% | Tech/Econ | 28% | 0 | Exterior | 0 | 0 | 0.13992
Tech | Construction | Exterior Lighting | Exterior Lighting | TRC | Existing | NE167 | Lighting Controls - Exterior | Lighting Controls - Exterior | NonEquip | 10 | Exterior Lighting | 17% | Tech/Econ | 28% | 730.8672 | Exterior | 0 | 0 | 0.13992
Tech | Construction | Exterior Lighting | Exterior Lighting | TRC | Turnover | ET166 | Efficient Lighting - Exterior | Efficient Lighting - Exterior | Equip | 13.6 | Exterior Lighting | 15.29% | Tech/Econ | 78.74% | 2101.4206 | Exterior | 0 | 0 | 0.1144
Tech | Construction | Exterior Lighting | Exterior Lighting | TRC | New | EN165 | Efficient Lighting - Exterior | Efficient Lighting - Exterior | Equip | 13.6 | Exterior Lighting | 15.29% | Tech/Econ | 78.74% | 0 | Exterior | 0 | 0 | 0.1144
Tech | Construction | Exterior Lighting | Exterior Lighting | TRC | Existing | EE164 | Efficient Lighting - Exterior | Efficient Lighting - Exterior | Equip | 13.6 | Exterior Lighting | 15.29% | Tech/Econ | 78.74% | 0 | Exterior | 0 | 0 | 0.1144
Tech | Construction | Compressed Air | Compressed Air | TRC | New | NN163 | Plant Energy Management | Plant Energy Management | NonEquip | 10.5 | Compressed Air | 25.8% | Tech/Econ | 12% | 0 | MachineDrives | 0 | 0 | 0.023178
Tech | Construction | Compressed Air | Compressed Air | TRC | New | NN161 | Compressed Air System Optimization | Compressed Air System Optimization | NonEquip | 10 | Compressed Air | 30.76% | Tech/Econ | 10.64% | 0 | MachineDrives | 0 | 0 | 0.05397
Tech | Construction | Compressed Air | Compressed Air | TRC | New | NN156 | Compressed Air Controls | Compressed Air Controls | NonEquip | 12.5 | Compressed Air | 74.82% | Tech/Econ | 2.192% | 0 | MachineDrives | 0 | 0 | 0.055306
Tech | Construction | Compressed Air | Compressed Air | TRC | Existing | NE162 | Plant Energy Management | Plant Energy Management | NonEquip | 10.5 | Compressed Air | 25.8% | Tech/Econ | 12% | 10407.3332 | MachineDrives | 1.4015 | 1.3644 | 0.023178
Tech | Construction | Compressed Air | Compressed Air | TRC | Existing | NE160 | Compressed Air System Optimization | Compressed Air System Optimization | NonEquip | 10 | Compressed Air | 30.76% | Tech/Econ | 10.64% | 10660.376 | MachineDrives | 1.4355 | 1.3976 | 0.05397
Tech | Construction | Compressed Air | Compressed Air | TRC | Existing | NE155 | Compressed Air Controls | Compressed Air Controls | NonEquip | 12.5 | Compressed Air | 74.82% | Tech/Econ | 2.192% | 5020.2905 | MachineDrives | 0.67604 | 0.65818 | 0.055306
Tech | Construction | Compressed Air | Compressed Air | TRC | Turnover | ET159 | Compressed Air Equipment | Compressed Air Equipment | Equip | 15 | Compressed Air | 71.22% | Tech/Econ | 4.001% | 8978.6877 | MachineDrives | 1.2091 | 1.1771 | 0.10354
Tech | Construction | Compressed Air | Compressed Air | TRC | New | EN158 | Compressed Air Equipment | Compressed Air Equipment | Equip | 15 | Compressed Air | 71.22% | Tech/Econ | 4.001% | 0 | MachineDrives | 0 | 0 | 0.10354
Tech | Construction | Compressed Air | Compressed Air | TRC | Existing | EE157 | Compressed Air Equipment | Compressed Air Equipment | Equip | 15 | Compressed Air | 71.22% | Tech/Econ | 4.001% | 0 | MachineDrives | 0 | 0 | 0.10354
Tech | Electrical and Electronic Equip. | Process Specific | Process Specific | TRC | New | NN298 | Process Other Systems Optimization | Process Other Systems Optimization | NonEquip | 5.3333 | Process Specific | 2.916% | Tech/Econ | 25.45% | 0 | ProcessHeating | 0 | 0 | 0.11983
Tech | Electrical and Electronic Equip. | Process Specific | Process Specific | TRC | New | NN296 | Plant Energy Management | Plant Energy Management | NonEquip | 10.5 | Process Specific | 27.36% | Tech/Econ | 12% | 0 | ProcessHeating | 0 | 0 | 0.023178
Tech | Electrical and Electronic Equip. | Process Specific | Process Specific | TRC | Existing | NE297 | Process Other Systems Optimization | Process Other Systems Optimization | NonEquip | 5.3333 | Process Specific | 2.916% | Tech/Econ | 25.45% | 2718.2151 | ProcessHeating | 0.37422 | 0.365 | 0.11983
Tech | Electrical and Electronic Equip. | Process Specific | Process Specific | TRC | Existing | NE295 | Plant Energy Management | Plant Energy Management | NonEquip | 10.5 | Process Specific | 27.36% | Tech/Econ | 12% | 11938.2647 | ProcessHeating | 1.6436 | 1.603 | 0.023178
Tech | Electrical and Electronic Equip. | Process Heating | Process Heating | TRC | New | NN294 | Process Heat System Optimization | Process Heat System Optimization | NonEquip | 2 | Process Heating | 9.104% | Tech/Econ | 13.63% | 0 | ProcessHeating | 0 | 0 | 0.042354
Tech | Electrical and Electronic Equip. | Process Heating | Process Heating | TRC | New | NN292 | Process Heat Improved Controls | Process Heat Improved Controls | NonEquip | 15 | Process Heating | 36.07% | Tech/Econ | 2.283% | 0 | ProcessHeating | 0 | 0 | 0.89743
Tech | Electrical and Electronic Equip. | Process Heating | Process Heating | TRC | New | NN290 | Plant Energy Management | Plant Energy Management | NonEquip | 10.5 | Process Heating | 27.36% | Tech/Econ | 12% | 0 | ProcessHeating | 0 | 0 | 0.023178
Tech | Electrical and Electronic Equip. | Process Heating | Process Heating | TRC | Existing | NE293 | Process Heat System Optimization | Process Heat System Optimization | NonEquip | 2 | Process Heating | 9.104% | Tech/Econ | 13.63% | 6614.3594 | ProcessHeating | 0.91061 | 0.88816 | 0.042354
Tech | Electrical and Electronic Equip. | Process Heating | Process Heating | TRC | Existing | NE291 | Process Heat Improved Controls | Process Heat Improved Controls | NonEquip | 15 | Process Heating | 36.07% | Tech/Econ | 2.283% | 4193.0321 | ProcessHeating | 0.57726 | 0.56303 | 0.89743
Tech | Electrical and Electronic Equip. | Process Heating | Process Heating | TRC | Existing | NE289 | Plant Energy Management | Plant Energy Management | NonEquip | 10.5 | Process Heating | 27.36% | Tech/Econ | 12% | 17281.7046 | ProcessHeating | 2.3792 | 2.3205 | 0.023178
Tech | Electrical and Electronic Equip. | Process Cooling | Process Cooling | TRC | New | NN288 | Process Refrig System Optimization | Process Refrig System Optimization | NonEquip | 4.6667 | Process Cooling | 10% | Tech/Econ | 40% | 0 | ProcessHeating | 0 | 0 | 0.0071838
Tech | Electrical and Electronic Equip. | Process Cooling | Process Cooling | TRC | New | NN283 | Process Refrig Controls | Process Refrig Controls | NonEquip | 15 | Process Cooling | 33.75% | Tech/Econ | 6% | 0 | ProcessHeating | 0 | 0 | 0.88
Tech | Electrical and Electronic Equip. | Process Cooling | Process Cooling | TRC | New | NN281 | Plant Energy Management | Plant Energy Management | NonEquip | 10.5 | Process Cooling | 27.36% | Tech/Econ | 12% | 0 | ProcessHeating | 0 | 0 | 0.023178
Tech | Electrical and Electronic Equip. | Process Cooling | Process Cooling | TRC | Existing | NE287 | Process Refrig System Optimization | Process Refrig System Optimization | NonEquip | 4.6667 | Process Cooling | 10% | Tech/Econ | 40% | 14760.9755 | ProcessHeating | 2.0322 | 1.9821 | 0.0071838
Tech | Electrical and Electronic Equip. | Process Cooling | Process Cooling | TRC | Existing | NE282 | Process Refrig Controls | Process Refrig Controls | NonEquip | 15 | Process Cooling | 33.75% | Tech/Econ | 6% | 6646.7779 | ProcessHeating | 0.91508 | 0.89251 | 0.88
Tech | Electrical and Electronic Equip. | Process Cooling | Process Cooling | TRC | Existing | NE280 | Plant Energy Management | Plant Energy Management | NonEquip | 10.5 | Process Cooling | 27.36% | Tech/Econ | 12% | 11143.8504 | ProcessHeating | 1.5342 | 1.4964 | 0.023178
Tech | Electrical and Electronic Equip. | Process Cooling | Process Cooling | TRC | Turnover | ET286 | Process Refrig Equipment Upgrade | Process Refrig Equipment Upgrade | Equip | 10 | Process Cooling | 28.34% | Tech/Econ | 14.82% | 14883.6067 | ProcessHeating | 2.0491 | 1.9985 | 0.090182
Tech | Electrical and Electronic Equip. | Process Cooling | Process Cooling | TRC | New | EN285 | Process Refrig Equipment Upgrade | Process Refrig Equipment Upgrade | Equip | 10 | Process Cooling | 28.34% | Tech/Econ | 14.82% | 0 | ProcessHeating | 0 | 0 | 0.090182
Tech | Electrical and Electronic Equip. | Process Cooling | Process Cooling | TRC | Existing | EE284 | Process Refrig Equipment Upgrade | Process Refrig Equipment Upgrade | Equip | 10 | Process Cooling | 28.34% | Tech/Econ | 14.82% | 0 | ProcessHeating | 0 | 0 | 0.090182
Tech | Electrical and Electronic Equip. | Other | Other | TRC | New | NN279 | Plant Energy Management | Plant Energy Management | NonEquip | 10.5 | Other | 27.36% | Tech/Econ | 12% | 0 | Other | 0 | 0 | 0.023178
Tech | Electrical and Electronic Equip. | Other | Other | TRC | Existing | NE278 | Plant Energy Management | Plant Energy Management | NonEquip | 10.5 | Other | 27.36% | Tech/Econ | 12% | 9960.9085 | Other | 1.437 | 1.4615 | 0.023178
Tech | Electrical and Electronic Equip. | Motors Pumps | Motors Pumps | TRC | New | NN277 | Pump Improved Controls | Pump Improved Controls | NonEquip | 15 | Motors Pumps | 32.82% | Tech/Econ | 1.792% | 0 | MachineDrives | 0 | 0 | 0.063804
Tech | Electrical and Electronic Equip. | Motors Pumps | Motors Pumps | TRC | New | NN275 | Plant Energy Management | Plant Energy Management | NonEquip | 10.5 | Motors Pumps | 27.36% | Tech/Econ | 12% | 0 | MachineDrives | 0 | 0 | 0.023178
Tech | Electrical and Electronic Equip. | Motors Pumps | Motors Pumps | TRC | New | NN273 | Motor Optimization | Motor Optimization | NonEquip | 10 | Motors Pumps | 87.54% | Tech/Econ | 10.68% | 0 | MachineDrives | 0 | 0 | 0.070953
Tech | Electrical and Electronic Equip. | Motors Pumps | Motors Pumps | TRC | New | NN271 | Motor Improved Controls | Motor Improved Controls | NonEquip | 15 | Motors Pumps | 33.67% | Tech/Econ | 1.792% | 0 | MachineDrives | 0 | 0 | 0.063804
Tech | Electrical and Electronic Equip. | Motors Pumps | Motors Pumps | TRC | Existing | NE276 | Pump Improved Controls | Pump Improved Controls | NonEquip | 15 | Motors Pumps | 32.82% | Tech/Econ | 1.792% | 2079.1908 | MachineDrives | 0.27999 | 0.27259 | 0.063804
Tech | Electrical and Electronic Equip. | Motors Pumps | Motors Pumps | TRC | Existing | NE274 | Plant Energy Management | Plant Energy Management | NonEquip | 10.5 | Motors Pumps | 27.36% | Tech/Econ | 12% | 13318.3381 | MachineDrives | 1.7935 | 1.7461 | 0.023178
Tech | Electrical and Electronic Equip. | Motors Pumps | Motors Pumps | TRC | Existing | NE272 | Motor Optimization | Motor Optimization | NonEquip | 10 | Motors Pumps | 87.54% | Tech/Econ | 10.68% | 36662.5739 | MachineDrives | 4.937 | 4.8066 | 0.070953
Tech | Electrical and Electronic Equip. | Motors Pumps | Motors Pumps | TRC | Existing | NE270 | Motor Improved Controls | Motor Improved Controls | NonEquip | 15 | Motors Pumps | 33.67% | Tech/Econ | 1.792% | 2146.1245 | MachineDrives | 0.289 | 0.28137 | 0.063804
Tech | Electrical and Electronic Equip. | Motors Pumps | Motors Pumps | TRC | Turnover | ET269 | Motor Equipment Upgrades | Motor Equipment Upgrades | Equip | 10 | Motors Pumps | 87.54% | Tech/Econ | 1.253% | 3854.2859 | MachineDrives | 0.51902 | 0.50531 | 0.16441
Tech | Electrical and Electronic Equip. | Motors Pumps | Motors Pumps | TRC | New | EN268 | Motor Equipment Upgrades | Motor Equipment Upgrades | Equip | 10 | Motors Pumps | 87.54% | Tech/Econ | 1.253% | 0 | MachineDrives | 0 | 0 | 0.16441
Tech | Electrical and Electronic Equip. | Motors Pumps | Motors Pumps | TRC | Existing | EE267 | Motor Equipment Upgrades | Motor Equipment Upgrades | Equip | 10 | Motors Pumps | 87.54% | Tech/Econ | 1.253% | 0 | MachineDrives | 0 | 0 | 0.16441
Tech | Electrical and Electronic Equip. | Motors Fans Blowers | Motors Fans Blowers | TRC | New | NN266 | Plant Energy Management | Plant Energy Management | NonEquip | 10.5 | Motors Fans Blowers | 27.36% | Tech/Econ | 12% | 0 | MachineDrives | 0 | 0 | 0.023178
Tech | Electrical and Electronic Equip. | Motors Fans Blowers | Motors Fans Blowers | TRC | New | NN264 | Fan Improved Controls | Fan Improved Controls | NonEquip | 15 | Motors Fans Blowers | 87.54% | Tech/Econ | 15.88% | 0 | MachineDrives | 0 | 0 | 0.024602
Tech | Electrical and Electronic Equip. | Motors Fans Blowers | Motors Fans Blowers | TRC | Existing | NE265 | Plant Energy Management | Plant Energy Management | NonEquip | 10.5 | Motors Fans Blowers | 27.36% | Tech/Econ | 12% | 6552.5227 | MachineDrives | 0.88237 | 0.85906 | 0.023178
Tech | Electrical and Electronic Equip. | Motors Fans Blowers | Motors Fans Blowers | TRC | Existing | NE263 | Fan Improved Controls | Fan Improved Controls | NonEquip | 15 | Motors Fans Blowers | 87.54% | Tech/Econ | 15.88% | 32219.4737 | MachineDrives | 4.3387 | 4.2241 | 0.024602
Tech | Electrical and Electronic Equip. | Industrial Lighting | Industrial Lighting | TRC | New | NN262 | Lighting Controls | Lighting Controls | NonEquip | 10 | Industrial Lighting | 30% | Tech/Econ | 15.17% | 0 | Lighting | 0 | 0 | 0.14448
Tech | Electrical and Electronic Equip. | Industrial Lighting | Industrial Lighting | TRC | Existing | NE261 | Lighting Controls | Lighting Controls | NonEquip | 10 | Industrial Lighting | 30% | Tech/Econ | 15.17% | 9107.3683 | Lighting | 1.3 | 1.2636 | 0.14448
Tech | Electrical and Electronic Equip. | Industrial Lighting | Industrial Lighting | TRC | Turnover | ET260 | Efficient Lighting - Other Interior Lighting | Efficient Lighting - Other Interior Lighting | Equip | 14.4667 | Industrial Lighting | 69.19% | Tech/Econ | 38.99% | 73950.0101 | Lighting | 10.5554 | 10.2602 | 0.39837
Tech | Electrical and Electronic Equip. | Industrial Lighting | Industrial Lighting | TRC | Turnover | ET257 | Efficient Lighting - High Bay | Efficient Lighting - High Bay | Equip | 13.6667 | Industrial Lighting | 20% | Tech/Econ | 48.41% | 29380.1669 | Lighting | 4.1936 | 4.0763 | 0.21586
Tech | Electrical and Electronic Equip. | Industrial Lighting | Industrial Lighting | TRC | New | EN259 | Efficient Lighting - Other Interior Lighting | Efficient Lighting - Other Interior Lighting | Equip | 14.4667 | Industrial Lighting | 69.19% | Tech/Econ | 38.99% | 0 | Lighting | 0 | 0 | 0.39837
Tech | Electrical and Electronic Equip. | Industrial Lighting | Industrial Lighting | TRC | New | EN256 | Efficient Lighting - High Bay | Efficient Lighting - High Bay | Equip | 13.6667 | Industrial Lighting | 20% | Tech/Econ | 48.41% | 0 | Lighting | 0 | 0 | 0.21586
Tech | Electrical and Electronic Equip. | Industrial Lighting | Industrial Lighting | TRC | Existing | EE258 | Efficient Lighting - Other Interior Lighting | Efficient Lighting - Other Interior Lighting | Equip | 14.4667 | Industrial Lighting | 69.19% | Tech/Econ | 38.99% | 0 | Lighting | 0 | 0 | 0.39837
Tech | Electrical and Electronic Equip. | Industrial Lighting | Industrial Lighting | TRC | Existing | EE255 | Efficient Lighting - High Bay | Efficient Lighting - High Bay | Equip | 13.6667 | Industrial Lighting | 20% | Tech/Econ | 48.41% | 0 | Lighting | 0 | 0 | 0.21586
Tech | Electrical and Electronic Equip. | HVAC | HVAC | TRC | New | NN254 | HVAC Recommissioning | HVAC Recommissioning | NonEquip | 10 | HVAC | 22.26% | Tech/Econ | 6.681% | 0 | HVAC | 0 | 0 | 0.035919
Tech | Electrical and Electronic Equip. | HVAC | HVAC | TRC | New | NN252 | HVAC Improved Controls | HVAC Improved Controls | NonEquip | 15 | HVAC | 22.26% | Tech/Econ | 5.529% | 0 | HVAC | 0 | 0 | 0.136
Tech | Electrical and Electronic Equip. | HVAC | HVAC | TRC | New | NN247 | Building Envelope Improvements | Building Envelope Improvements | NonEquip | 15 | HVAC | 22.26% | Tech/Econ | 13.92% | 0 | HVAC | 0 | 0 | 0.17391
Tech | Electrical and Electronic Equip. | HVAC | HVAC | TRC | Existing | NE253 | HVAC Recommissioning | HVAC Recommissioning | NonEquip | 10 | HVAC | 22.26% | Tech/Econ | 6.681% | 11217.2808 | HVAC | 1.5979 | 1.5592 | 0.035919
Tech | Electrical and Electronic Equip. | HVAC | HVAC | TRC | Existing | NE251 | HVAC Improved Controls | HVAC Improved Controls | NonEquip | 15 | HVAC | 22.26% | Tech/Econ | 5.529% | 9144.8211 | HVAC | 1.3027 | 1.2711 | 0.136
Tech | Electrical and Electronic Equip. | HVAC | HVAC | TRC | Existing | NE246 | Building Envelope Improvements | Building Envelope Improvements | NonEquip | 15 | HVAC | 22.26% | Tech/Econ | 13.92% | 24802.3416 | HVAC | 3.5332 | 3.4475 | 0.17391
Tech | Electrical and Electronic Equip. | HVAC | HVAC | TRC | Turnover | ET250 | HVAC Equipment Upgrades | HVAC Equipment Upgrades | Equip | 18 | HVAC | 22.26% | Tech/Econ | 12.46% | 21511.5939 | HVAC | 3.0644 | 2.9901 | 0.1245
Tech | Electrical and Electronic Equip. | HVAC | HVAC | TRC | New | EN249 | HVAC Equipment Upgrades | HVAC Equipment Upgrades | Equip | 18 | HVAC | 22.26% | Tech/Econ | 12.46% | 0 | HVAC | 0 | 0 | 0.1245
Tech | Electrical and Electronic Equip. | HVAC | HVAC | TRC | Existing | EE248 | HVAC Equipment Upgrades | HVAC Equipment Upgrades | Equip | 18 | HVAC | 22.26% | Tech/Econ | 12.46% | 0 | HVAC | 0 | 0 | 0.1245
Tech | Electrical and Electronic Equip. | Exterior Lighting | Exterior Lighting | TRC | New | NN245 | Lighting Controls - Exterior | Lighting Controls - Exterior | NonEquip | 10 | Exterior Lighting | 17% | Tech/Econ | 28% | 0 | Exterior | 0 | 0 | 0.14448
Tech | Electrical and Electronic Equip. | Exterior Lighting | Exterior Lighting | TRC | Existing | NE244 | Lighting Controls - Exterior | Lighting Controls - Exterior | NonEquip | 10 | Exterior Lighting | 17% | Tech/Econ | 28% | 1445.8544 | Exterior | 0 | 0 | 0.14448
Tech | Electrical and Electronic Equip. | Exterior Lighting | Exterior Lighting | TRC | Turnover | ET243 | Efficient Lighting - Exterior | Efficient Lighting - Exterior | Equip | 13.6 | Exterior Lighting | 15.29% | Tech/Econ | 78.74% | 4157.1825 | Exterior | 0 | 0 | 0.1144
Tech | Electrical and Electronic Equip. | Exterior Lighting | Exterior Lighting | TRC | New | EN242 | Efficient Lighting - Exterior | Efficient Lighting - Exterior | Equip | 13.6 | Exterior Lighting | 15.29% | Tech/Econ | 78.74% | 0 | Exterior | 0 | 0 | 0.1144
Tech | Electrical and Electronic Equip. | Exterior Lighting | Exterior Lighting | TRC | Existing | EE241 | Efficient Lighting - Exterior | Efficient Lighting - Exterior | Equip | 13.6 | Exterior Lighting | 15.29% | Tech/Econ | 78.74% | 0 | Exterior | 0 | 0 | 0.1144
Tech | Electrical and Electronic Equip. | Compressed Air | Compressed Air | TRC | New | NN240 | Plant Energy Management | Plant Energy Management | NonEquip | 10.5 | Compressed Air | 27.36% | Tech/Econ | 12% | 0 | MachineDrives | 0 | 0 | 0.023178
Tech | Electrical and Electronic Equip. | Compressed Air | Compressed Air | TRC | New | NN238 | Compressed Air System Optimization | Compressed Air System Optimization | NonEquip | 10 | Compressed Air | 25.94% | Tech/Econ | 10.72% | 0 | MachineDrives | 0 | 0 | 0.048234
Tech | Electrical and Electronic Equip. | Compressed Air | Compressed Air | TRC | New | NN233 | Compressed Air Controls | Compressed Air Controls | NonEquip | 12.5 | Compressed Air | 87.54% | Tech/Econ | 1.483% | 0 | MachineDrives | 0 | 0 | 0.030674
Tech | Electrical and Electronic Equip. | Compressed Air | Compressed Air | TRC | Existing | NE239 | Plant Energy Management | Plant Energy Management | NonEquip | 10.5 | Compressed Air | 27.36% | Tech/Econ | 12% | 7610.4789 | MachineDrives | 1.0248 | 0.99777 | 0.023178
Tech | Electrical and Electronic Equip. | Compressed Air | Compressed Air | TRC | Existing | NE237 | Compressed Air System Optimization | Compressed Air System Optimization | NonEquip | 10 | Compressed Air | 25.94% | Tech/Econ | 10.72% | 6235.0559 | MachineDrives | 0.83962 | 0.81744 | 0.048234
Tech | Electrical and Electronic Equip. | Compressed Air | Compressed Air | TRC | Existing | NE232 | Compressed Air Controls | Compressed Air Controls | NonEquip | 12.5 | Compressed Air | 87.54% | Tech/Econ | 1.483% | 2672.7412 | MachineDrives | 0.35991 | 0.35041 | 0.030674
Tech | Electrical and Electronic Equip. | Compressed Air | Compressed Air | TRC | Turnover | ET236 | Compressed Air Equipment | Compressed Air Equipment | Equip | 15 | Compressed Air | 87.54% | Tech/Econ | 6.339% | 12092.833 | MachineDrives | 1.6284 | 1.5854 | 0.038234
Tech | Electrical and Electronic Equip. | Compressed Air | Compressed Air | TRC | New | EN235 | Compressed Air Equipment | Compressed Air Equipment | Equip | 15 | Compressed Air | 87.54% | Tech/Econ | 6.339% | 0 | MachineDrives | 0 | 0 | 0.038234
Tech | Electrical and Electronic Equip. | Compressed Air | Compressed Air | TRC | Existing | EE234 | Compressed Air Equipment | Compressed Air Equipment | Equip | 15 | Compressed Air | 87.54% | Tech/Econ | 6.339% | 0 | MachineDrives | 0 | 0 | 0.038234
Tech | Lumber/Furniture/Pulp/Paper | Process Specific | Process Specific | TRC | New | NN372 | Process Other Systems Optimization | Process Other Systems Optimization | NonEquip | 5.3333 | Process Specific | 26.34% | Tech/Econ | 1.054% | 0 | ProcessHeating | 0 | 0 | 0.11789
Tech | Lumber/Furniture/Pulp/Paper | Process Specific | Process Specific | TRC | New | NN367 | Plant Energy Management | Plant Energy Management | NonEquip | 10.5 | Process Specific | 24.68% | Tech/Econ | 31% | 0 | ProcessHeating | 0 | 0 | 0.12074
Tech | Lumber/Furniture/Pulp/Paper | Process Specific | Process Specific | TRC | Existing | NE371 | Process Other Systems Optimization | Process Other Systems Optimization | NonEquip | 5.3333 | Process Specific | 26.34% | Tech/Econ | 1.054% | 821.7784 | ProcessHeating | 0.11314 | 0.11035 | 0.11789
Tech | Lumber/Furniture/Pulp/Paper | Process Specific | Process Specific | TRC | Existing | NE366 | Plant Energy Management | Plant Energy Management | NonEquip | 10.5 | Process Specific | 24.68% | Tech/Econ | 31% | 24518.2178 | ProcessHeating | 3.3755 | 3.2922 | 0.12074
Tech | Lumber/Furniture/Pulp/Paper | Process Specific | Process Specific | TRC | Turnover | ET370 | Process Other Equipment Upgrades | Process Other Equipment Upgrades | Equip | 10 | Process Specific | 5.929% | Tech/Econ | 32.5% | 6296.3672 | ProcessHeating | 0.86683 | 0.84546 | 0.087478
Tech | Lumber/Furniture/Pulp/Paper | Process Specific | Process Specific | TRC | New | EN369 | Process Other Equipment Upgrades | Process Other Equipment Upgrades | Equip | 10 | Process Specific | 5.929% | Tech/Econ | 32.5% | 0 | ProcessHeating | 0 | 0 | 0.087478
Tech | Lumber/Furniture/Pulp/Paper | Process Specific | Process Specific | TRC | Existing | EE368 | Process Other Equipment Upgrades | Process Other Equipment Upgrades | Equip | 10 | Process Specific | 5.929% | Tech/Econ | 32.5% | 0 | ProcessHeating | 0 | 0 | 0.087478
Tech | Lumber/Furniture/Pulp/Paper | Process Heating | Process Heating | TRC | New | NN365 | Process Heat System Optimization | Process Heat System Optimization | NonEquip | 2 | Process Heating | 4.488% | Tech/Econ | 15.81% | 0 | ProcessHeating | 0 | 0 | 0.28496
Tech | Lumber/Furniture/Pulp/Paper | Process Heating | Process Heating | TRC | New | NN363 | Process Heat Improved Controls | Process Heat Improved Controls | NonEquip | 15 | Process Heating | 17.47% | Tech/Econ | 2.283% | 0 | ProcessHeating | 0 | 0 | 0.89743
Tech | Lumber/Furniture/Pulp/Paper | Process Heating | Process Heating | TRC | New | NN361 | Plant Energy Management | Plant Energy Management | NonEquip | 10.5 | Process Heating | 24.68% | Tech/Econ | 31% | 0 | ProcessHeating | 0 | 0 | 0.12074
Tech | Lumber/Furniture/Pulp/Paper | Process Heating | Process Heating | TRC | Existing | NE364 | Process Heat System Optimization | Process Heat System Optimization | NonEquip | 2 | Process Heating | 4.488% | Tech/Econ | 15.81% | 2106.8827 | ProcessHeating | 0.29006 | 0.28291 | 0.28496
Tech | Lumber/Furniture/Pulp/Paper | Process Heating | Process Heating | TRC | Existing | NE362 | Process Heat Improved Controls | Process Heat Improved Controls | NonEquip | 15 | Process Heating | 17.47% | Tech/Econ | 2.283% | 1175.8779 | ProcessHeating | 0.16189 | 0.15789 | 0.89743
Tech | Lumber/Furniture/Pulp/Paper | Process Heating | Process Heating | TRC | Existing | NE360 | Plant Energy Management | Plant Energy Management | NonEquip | 10.5 | Process Heating | 24.68% | Tech/Econ | 31% | 24600.5757 | ProcessHeating | 3.3868 | 3.3033 | 0.12074
Tech | Lumber/Furniture/Pulp/Paper | Process Cooling | Process Cooling | TRC | New | NN356 | Process Refrig Controls | Process Refrig Controls | NonEquip | 15 | Process Cooling | 33.05% | Tech/Econ | 6% | 0 | ProcessHeating | 0 | 0 | 0.88
Tech | Lumber/Furniture/Pulp/Paper | Process Cooling | Process Cooling | TRC | New | NN354 | Plant Energy Management | Plant Energy Management | NonEquip | 10.5 | Process Cooling | 24.68% | Tech/Econ | 31% | 0 | ProcessHeating | 0 | 0 | 0.12074
Tech | Lumber/Furniture/Pulp/Paper | Process Cooling | Process Cooling | TRC | Existing | NE355 | Process Refrig Controls | Process Refrig Controls | NonEquip | 15 | Process Cooling | 33.05% | Tech/Econ | 6% | 3327.2898 | ProcessHeating | 0.45808 | 0.44678 | 0.88
Tech | Lumber/Furniture/Pulp/Paper | Process Cooling | Process Cooling | TRC | Existing | NE353 | Plant Energy Management | Plant Energy Management | NonEquip | 10.5 | Process Cooling | 24.68% | Tech/Econ | 31% | 13903.6661 | ProcessHeating | 1.9141 | 1.867 | 0.12074
Tech | Lumber/Furniture/Pulp/Paper | Process Cooling | Process Cooling | TRC | Turnover | ET359 | Process Refrig Equipment Upgrade | Process Refrig Equipment Upgrade | Equip | 10 | Process Cooling | 21% | Tech/Econ | 2.956% | 1020.9372 | ProcessHeating | 0.14055 | 0.13709 | 0.23937
Tech | Lumber/Furniture/Pulp/Paper | Process Cooling | Process Cooling | TRC | New | EN358 | Process Refrig Equipment Upgrade | Process Refrig Equipment Upgrade | Equip | 10 | Process Cooling | 21% | Tech/Econ | 2.956% | 0 | ProcessHeating | 0 | 0 | 0.23937
Tech | Lumber/Furniture/Pulp/Paper | Process Cooling | Process Cooling | TRC | Existing | EE357 | Process Refrig Equipment Upgrade | Process Refrig Equipment Upgrade | Equip | 10 | Process Cooling | 21% | Tech/Econ | 2.956% | 0 | ProcessHeating | 0 | 0 | 0.23937
Tech | Lumber/Furniture/Pulp/Paper | Other | Other | TRC | New | NN352 | Plant Energy Management | Plant Energy Management | NonEquip | 10.5 | Other | 24.68% | Tech/Econ | 31% | 0 | Other | 0 | 0 | 0.12074
Tech | Lumber/Furniture/Pulp/Paper | Other | Other | TRC | Existing | NE351 | Plant Energy Management | Plant Energy Management | NonEquip | 10.5 | Other | 24.68% | Tech/Econ | 31% | 26464.4305 | Other | 3.8178 | 3.883 | 0.12074
Tech | Lumber/Furniture/Pulp/Paper | Motors Pumps | Motors Pumps | TRC | New | NN350 | Pump System Optimization | Pump System Optimization | NonEquip | 10 | Motors Pumps | 15.43% | Tech/Econ | 43.19% | 0 | MachineDrives | 0 | 0 | 0.25304
Tech | Lumber/Furniture/Pulp/Paper | Motors Pumps | Motors Pumps | TRC | New | NN348 | Pump Improved Controls | Pump Improved Controls | NonEquip | 15 | Motors Pumps | 33.81% | Tech/Econ | 1.792% | 0 | MachineDrives | 0 | 0 | 0.063804
Tech | Lumber/Furniture/Pulp/Paper | Motors Pumps | Motors Pumps | TRC | New | NN343 | Plant Energy Management | Plant Energy Management | NonEquip | 10.5 | Motors Pumps | 24.68% | Tech/Econ | 31% | 0 | MachineDrives | 0 | 0 | 0.12074
Tech | Lumber/Furniture/Pulp/Paper | Motors Pumps | Motors Pumps | TRC | New | NN341 | Motor Optimization | Motor Optimization | NonEquip | 10 | Motors Pumps | 47.02% | Tech/Econ | 7.779% | 0 | MachineDrives | 0 | 0 | 0.078743
Tech | Lumber/Furniture/Pulp/Paper | Motors Pumps | Motors Pumps | TRC | New | NN339 | Motor Improved Controls | Motor Improved Controls | NonEquip | 15 | Motors Pumps | 59.74% | Tech/Econ | 1.346% | 0 | MachineDrives | 0 | 0 | 0.049216
Tech | Lumber/Furniture/Pulp/Paper | Motors Pumps | Motors Pumps | TRC | Existing | NE349 | Pump System Optimization | Pump System Optimization | NonEquip | 10 | Motors Pumps | 15.43% | Tech/Econ | 43.19% | 158468.2817 | MachineDrives | 21.3395 | 20.7759 | 0.25304
Tech | Lumber/Furniture/Pulp/Paper | Motors Pumps | Motors Pumps | TRC | Existing | NE347 | Pump Improved Controls | Pump Improved Controls | NonEquip | 15 | Motors Pumps | 33.81% | Tech/Econ | 1.792% | 11086.6774 | MachineDrives | 1.4929 | 1.4535 | 0.063804
Tech | Lumber/Furniture/Pulp/Paper | Motors Pumps | Motors Pumps | TRC | Existing | NE342 | Plant Energy Management | Plant Energy Management | NonEquip | 10.5 | Motors Pumps | 24.68% | Tech/Econ | 31% | 169784.6847 | MachineDrives | 22.8634 | 22.2595 | 0.12074
Tech | Lumber/Furniture/Pulp/Paper | Motors Pumps | Motors Pumps | TRC | Existing | NE340 | Motor Optimization | Motor Optimization | NonEquip | 10 | Motors Pumps | 47.02% | Tech/Econ | 7.779% | 70990.9981 | MachineDrives | 9.5597 | 9.3072 | 0.078743
Tech | Lumber/Furniture/Pulp/Paper | Motors Pumps | Motors Pumps | TRC | Existing | NE338 | Motor Improved Controls | Motor Improved Controls | NonEquip | 15 | Motors Pumps | 59.74% | Tech/Econ | 1.346% | 14618.9765 | MachineDrives | 1.9686 | 1.9166 | 0.049216
Tech | Lumber/Furniture/Pulp/Paper | Motors Pumps | Motors Pumps | TRC | Turnover | ET346 | Pump Equipment Upgrade | Pump Equipment Upgrade | Equip | 15 | Motors Pumps | 54.35% | Tech/Econ | 9.741% | 108487.7184 | MachineDrives | 14.6091 | 14.2232 | 0.31607
Tech | Lumber/Furniture/Pulp/Paper | Motors Pumps | Motors Pumps | TRC | Turnover | ET337 | Motor Equipment Upgrades | Motor Equipment Upgrades | Equip | 10 | Motors Pumps | 78.03% | Tech/Econ | 2.764% | 40330.8924 | MachineDrives | 5.431 | 5.2876 | 0.06562
Tech | Lumber/Furniture/Pulp/Paper | Motors Pumps | Motors Pumps | TRC | New | EN345 | Pump Equipment Upgrade | Pump Equipment Upgrade | Equip | 15 | Motors Pumps | 54.35% | Tech/Econ | 9.741% | 0 | MachineDrives | 0 | 0 | 0.31607
Tech | Lumber/Furniture/Pulp/Paper | Motors Pumps | Motors Pumps | TRC | New | EN336 | Motor Equipment Upgrades | Motor Equipment Upgrades | Equip | 10 | Motors Pumps | 78.03% | Tech/Econ | 2.764% | 0 | MachineDrives | 0 | 0 | 0.06562
Tech | Lumber/Furniture/Pulp/Paper | Motors Pumps | Motors Pumps | TRC | Existing | EE344 | Pump Equipment Upgrade | Pump Equipment Upgrade | Equip | 15 | Motors Pumps | 54.35% | Tech/Econ | 9.741% | 0 | MachineDrives | 0 | 0 | 0.31607
Tech | Lumber/Furniture/Pulp/Paper | Motors Pumps | Motors Pumps | TRC | Existing | EE335 | Motor Equipment Upgrades | Motor Equipment Upgrades | Equip | 10 | Motors Pumps | 78.03% | Tech/Econ | 2.764% | 0 | MachineDrives | 0 | 0 | 0.06562
Tech | Lumber/Furniture/Pulp/Paper | Motors Fans Blowers | Motors Fans Blowers | TRC | New | NN334 | Plant Energy Management | Plant Energy Management | NonEquip | 10.5 | Motors Fans Blowers | 24.68% | Tech/Econ | 31% | 0 | MachineDrives | 0 | 0 | 0.12074
Tech | Lumber/Furniture/Pulp/Paper | Motors Fans Blowers | Motors Fans Blowers | TRC | New | NN332 | Fan System Optimization | Fan System Optimization | NonEquip | 10 | Motors Fans Blowers | 44.53% | Tech/Econ | 20.43% | 0 | MachineDrives | 0 | 0 | 0.03506
Tech | Lumber/Furniture/Pulp/Paper | Motors Fans Blowers | Motors Fans Blowers | TRC | New | NN330 | Fan Improved Controls | Fan Improved Controls | NonEquip | 15 | Motors Fans Blowers | 50.74% | Tech/Econ | 15.88% | 0 | MachineDrives | 0 | 0 | 0.024602
Tech | Lumber/Furniture/Pulp/Paper | Motors Fans Blowers | Motors Fans Blowers | TRC | Existing | NE333 | Plant Energy Management | Plant Energy Management | NonEquip | 10.5 | Motors Fans Blowers | 24.68% | Tech/Econ | 31% | 142429.5807 | MachineDrives | 19.1797 | 18.6731 | 0.12074
Tech | Lumber/Furniture/Pulp/Paper | Motors Fans Blowers | Motors Fans Blowers | TRC | Existing | NE331 | Fan System Optimization | Fan System Optimization | NonEquip | 10 | Motors Fans Blowers | 44.53% | Tech/Econ | 20.43% | 156358.8962 | MachineDrives | 21.0555 | 20.4993 | 0.03506
Tech | Lumber/Furniture/Pulp/Paper | Motors Fans Blowers | Motors Fans Blowers | TRC | Existing | NE329 | Fan Improved Controls | Fan Improved Controls | NonEquip | 15 | Motors Fans Blowers | 50.74% | Tech/Econ | 15.88% | 118594.2423 | MachineDrives | 15.97 | 15.5482 | 0.024602
Tech | Lumber/Furniture/Pulp/Paper | Motors Fans Blowers | Motors Fans Blowers | TRC | Turnover | ET328 | Fan Equipment Upgrades | Fan Equipment Upgrades | Equip | 15 | Motors Fans Blowers | 29.97% | Tech/Econ | 19.42% | 90964.9725 | MachineDrives | 12.2494 | 11.9259 | 0.23152
Tech | Lumber/Furniture/Pulp/Paper | Motors Fans Blowers | Motors Fans Blowers | TRC | New | EN327 | Fan Equipment Upgrades | Fan Equipment Upgrades | Equip | 15 | Motors Fans Blowers | 29.97% | Tech/Econ | 19.42% | 0 | MachineDrives | 0 | 0 | 0.23152
Tech | Lumber/Furniture/Pulp/Paper | Motors Fans Blowers | Motors Fans Blowers | TRC | Existing | EE326 | Fan Equipment Upgrades | Fan Equipment Upgrades | Equip | 15 | Motors Fans Blowers | 29.97% | Tech/Econ | 19.42% | 0 | MachineDrives | 0 | 0 | 0.23152
Tech | Lumber/Furniture/Pulp/Paper | Industrial Lighting | Industrial Lighting | TRC | New | NN325 | Lighting Controls | Lighting Controls | NonEquip | 10 | Industrial Lighting | 30% | Tech/Econ | 19.92% | 0 | Lighting | 0 | 0 | 0.17451
Tech | Lumber/Furniture/Pulp/Paper | Industrial Lighting | Industrial Lighting | TRC | Existing | NE324 | Lighting Controls | Lighting Controls | NonEquip | 10 | Industrial Lighting | 30% | Tech/Econ | 19.92% | 17142.5741 | Lighting | 2.4469 | 2.3784 | 0.17451
Tech | Lumber/Furniture/Pulp/Paper | Industrial Lighting | Industrial Lighting | TRC | Turnover | ET323 | Efficient Lighting - Other Interior Lighting | Efficient Lighting - Other Interior Lighting | Equip | 14.4667 | Industrial Lighting | 40.46% | Tech/Econ | 38.99% | 53729.8393 | Lighting | 7.6692 | 7.4547 | 0.39837
Tech | Lumber/Furniture/Pulp/Paper | Industrial Lighting | Industrial Lighting | TRC | Turnover | ET320 | Efficient Lighting - High Bay | Efficient Lighting - High Bay | Equip | 13.6667 | Industrial Lighting | 20% | Tech/Econ | 48.41% | 36503.3248 | Lighting | 5.2104 | 5.0646 | 0.21586
Tech | Lumber/Furniture/Pulp/Paper | Industrial Lighting | Industrial Lighting | TRC | New | EN322 | Efficient Lighting - Other Interior Lighting | Efficient Lighting - Other Interior Lighting | Equip | 14.4667 | Industrial Lighting | 40.46% | Tech/Econ | 38.99% | 0 | Lighting | 0 | 0 | 0.39837
Tech | Lumber/Furniture/Pulp/Paper | Industrial Lighting | Industrial Lighting | TRC | New | EN319 | Efficient Lighting - High Bay | Efficient Lighting - High Bay | Equip | 13.6667 | Industrial Lighting | 20% | Tech/Econ | 48.41% | 0 | Lighting | 0 | 0 | 0.21586
Tech | Lumber/Furniture/Pulp/Paper | Industrial Lighting | Industrial Lighting | TRC | Existing | EE321 | Efficient Lighting - Other Interior Lighting | Efficient Lighting - Other Interior Lighting | Equip | 14.4667 | Industrial Lighting | 40.46% | Tech/Econ | 38.99% | 0 | Lighting | 0 | 0 | 0.39837
Tech | Lumber/Furniture/Pulp/Paper | Industrial Lighting | Industrial Lighting | TRC | Existing | EE318 | Efficient Lighting - High Bay | Efficient Lighting - High Bay | Equip | 13.6667 | Industrial Lighting | 20% | Tech/Econ | 48.41% | 0 | Lighting | 0 | 0 | 0.21586
Tech | Lumber/Furniture/Pulp/Paper | HVAC | HVAC | TRC | New | NN317 | HVAC Improved Controls | HVAC Improved Controls | NonEquip | 15 | HVAC | 45.36% | Tech/Econ | 17.37% | 0 | HVAC | 0 | 0 | 0.017189
Tech | Lumber/Furniture/Pulp/Paper | HVAC | HVAC | TRC | Existing | NE316 | HVAC Improved Controls | HVAC Improved Controls | NonEquip | 15 | HVAC | 45.36% | Tech/Econ | 17.37% | 44383.6707 | HVAC | 6.3226 | 6.1692 | 0.017189
Tech | Lumber/Furniture/Pulp/Paper | HVAC | HVAC | TRC | Turnover | ET315 | HVAC Equipment Upgrades | HVAC Equipment Upgrades | Equip | 18 | HVAC | 5.166% | Tech/Econ | 12.46% | 3340.1273 | HVAC | 0.47581 | 0.46427 | 0.1245
Tech | Lumber/Furniture/Pulp/Paper | HVAC | HVAC | TRC | New | EN314 | HVAC Equipment Upgrades | HVAC Equipment Upgrades | Equip | 18 | HVAC | 5.166% | Tech/Econ | 12.46% | 0 | HVAC | 0 | 0 | 0.1245
Tech | Lumber/Furniture/Pulp/Paper | HVAC | HVAC | TRC | Existing | EE313 | HVAC Equipment Upgrades | HVAC Equipment Upgrades | Equip | 18 | HVAC | 5.166% | Tech/Econ | 12.46% | 0 | HVAC | 0 | 0 | 0.1245
Tech | Lumber/Furniture/Pulp/Paper | Exterior Lighting | Exterior Lighting | TRC | New | NN312 | Lighting Controls - Exterior | Lighting Controls - Exterior | NonEquip | 10 | Exterior Lighting | 17% | Tech/Econ | 28% | 0 | Exterior | 0 | 0 | 0.17451
Tech | Lumber/Furniture/Pulp/Paper | Exterior Lighting | Exterior Lighting | TRC | Existing | NE311 | Lighting Controls - Exterior | Lighting Controls - Exterior | NonEquip | 10 | Exterior Lighting | 17% | Tech/Econ | 28% | 1796.3986 | Exterior | 0 | 0 | 0.17451
Tech | Lumber/Furniture/Pulp/Paper | Exterior Lighting | Exterior Lighting | TRC | Turnover | ET310 | Efficient Lighting - Exterior | Efficient Lighting - Exterior | Equip | 13.6 | Exterior Lighting | 15.29% | Tech/Econ | 78.74% | 5165.0822 | Exterior | 0 | 0 | 0.1144
Tech | Lumber/Furniture/Pulp/Paper | Exterior Lighting | Exterior Lighting | TRC | New | EN309 | Efficient Lighting - Exterior | Efficient Lighting - Exterior | Equip | 13.6 | Exterior Lighting | 15.29% | Tech/Econ | 78.74% | 0 | Exterior | 0 | 0 | 0.1144
Tech | Lumber/Furniture/Pulp/Paper | Exterior Lighting | Exterior Lighting | TRC | Existing | EE308 | Efficient Lighting - Exterior | Efficient Lighting - Exterior | Equip | 13.6 | Exterior Lighting | 15.29% | Tech/Econ | 78.74% | 0 | Exterior | 0 | 0 | 0.1144
Tech | Lumber/Furniture/Pulp/Paper | Compressed Air | Compressed Air | TRC | New | NN307 | Plant Energy Management | Plant Energy Management | NonEquip | 10.5 | Compressed Air | 24.68% | Tech/Econ | 31% | 0 | MachineDrives | 0 | 0 | 0.12074
Tech | Lumber/Furniture/Pulp/Paper | Compressed Air | Compressed Air | TRC | New | NN305 | Compressed Air System Optimization | Compressed Air System Optimization | NonEquip | 10 | Compressed Air | 25.94% | Tech/Econ | 10.33% | 0 | MachineDrives | 0 | 0 | 0.049078
Tech | Lumber/Furniture/Pulp/Paper | Compressed Air | Compressed Air | TRC | New | NN300 | Compressed Air Controls | Compressed Air Controls | NonEquip | 12.5 | Compressed Air | 78.03% | Tech/Econ | 0.8316% | 0 | MachineDrives | 0 | 0 | 0.03409
Tech | Lumber/Furniture/Pulp/Paper | Compressed Air | Compressed Air | TRC | Existing | NE306 | Plant Energy Management | Plant Energy Management | NonEquip | 10.5 | Compressed Air | 24.68% | Tech/Econ | 31% | 103948.3314 | MachineDrives | 13.9978 | 13.6281 | 0.12074
Tech | Lumber/Furniture/Pulp/Paper | Compressed Air | Compressed Air | TRC | Existing | NE304 | Compressed Air System Optimization | Compressed Air System Optimization | NonEquip | 10 | Compressed Air | 25.94% | Tech/Econ | 10.33% | 29012.6408 | MachineDrives | 3.9069 | 3.8037 | 0.049078
Tech | Lumber/Furniture/Pulp/Paper | Compressed Air | Compressed Air | TRC | Existing | NE299 | Compressed Air Controls | Compressed Air Controls | NonEquip | 12.5 | Compressed Air | 78.03% | Tech/Econ | 0.8316% | 6840.116 | MachineDrives | 0.9211 | 0.89677 | 0.03409
Tech | Lumber/Furniture/Pulp/Paper | Compressed Air | Compressed Air | TRC | Turnover | ET303 | Compressed Air Equipment | Compressed Air Equipment | Equip | 15 | Compressed Air | 53.07% | Tech/Econ | 25.77% | 171545.6346 | MachineDrives | 23.1005 | 22.4904 | 0.14555
Tech | Lumber/Furniture/Pulp/Paper | Compressed Air | Compressed Air | TRC | New | EN302 | Compressed Air Equipment | Compressed Air Equipment | Equip | 15 | Compressed Air | 53.07% | Tech/Econ | 25.77% | 0 | MachineDrives | 0 | 0 | 0.14555
Tech | Lumber/Furniture/Pulp/Paper | Compressed Air | Compressed Air | TRC | Existing | EE301 | Compressed Air Equipment | Compressed Air Equipment | Equip | 15 | Compressed Air | 53.07% | Tech/Econ | 25.77% | 0 | MachineDrives | 0 | 0 | 0.14555
Tech | Metal Products and Machinery | Process Specific | Process Specific | TRC | New | NN452 | Process Other Systems Optimization | Process Other Systems Optimization | NonEquip | 5.3333 | Process Specific | 22.87% | Tech/Econ | 13.86% | 0 | ProcessHeating | 0 | 0 | 0.17739
Tech | Metal Products and Machinery | Process Specific | Process Specific | TRC | New | NN450 | Plant Energy Management | Plant Energy Management | NonEquip | 10.5 | Process Specific | 23.15% | Tech/Econ | 16.13% | 0 | ProcessHeating | 0 | 0 | 0.044397
Tech | Metal Products and Machinery | Process Specific | Process Specific | TRC | Existing | NE451 | Process Other Systems Optimization | Process Other Systems Optimization | NonEquip | 5.3333 | Process Specific | 22.87% | Tech/Econ | 13.86% | 86405.4567 | ProcessHeating | 11.8956 | 11.6023 | 0.17739
Tech | Metal Products and Machinery | Process Specific | Process Specific | TRC | Existing | NE449 | Plant Energy Management | Plant Energy Management | NonEquip | 10.5 | Process Specific | 23.15% | Tech/Econ | 16.13% | 105765.9294 | ProcessHeating | 14.561 | 14.202 | 0.044397
Tech | Metal Products and Machinery | Process Heating | Process Heating | TRC | New | NN448 | Process Heat System Optimization | Process Heat System Optimization | NonEquip | 2 | Process Heating | 7.401% | Tech/Econ | 5.703% | 0 | ProcessHeating | 0 | 0 | 0.1927
Tech | Metal Products and Machinery | Process Heating | Process Heating | TRC | New | NN446 | Process Heat Improved Controls | Process Heat Improved Controls | NonEquip | 15 | Process Heating | 7.401% | Tech/Econ | 2.685% | 0 | ProcessHeating | 0 | 0 | 0.89963
Tech | Metal Products and Machinery | Process Heating | Process Heating | TRC | New | NN441 | Plant Energy Management | Plant Energy Management | NonEquip | 10.5 | Process Heating | 23.15% | Tech/Econ | 17.94% | 0 | ProcessHeating | 0 | 0 | 0.053695
Tech | Metal Products and Machinery | Process Heating | Process Heating | TRC | Existing | NE447 | Process Heat System Optimization | Process Heat System Optimization | NonEquip | 2 | Process Heating | 7.401% | Tech/Econ | 5.703% | 17805.7952 | ProcessHeating | 2.4514 | 2.3909 | 0.1927
Tech | Metal Products and Machinery | Process Heating | Process Heating | TRC | Existing | NE445 | Process Heat Improved Controls | Process Heat Improved Controls | NonEquip | 15 | Process Heating | 7.401% | Tech/Econ | 2.685% | 8346.6885 | ProcessHeating | 1.1491 | 1.1208 | 0.89963
Tech | Metal Products and Machinery | Process Heating | Process Heating | TRC | Existing | NE440 | Plant Energy Management | Plant Energy Management | NonEquip | 10.5 | Process Heating | 23.15% | Tech/Econ | 17.94% | 182812.0169 | ProcessHeating | 25.1681 | 24.5476 | 0.053695
Tech | Metal Products and Machinery | Process Heating | Process Heating | TRC | Turnover | ET444 | Process Heat Equipment Upgrade | Process Heat Equipment Upgrade | Equip | 10 | Process Heating | 7.861% | Tech/Econ | 28.4% | 100498.0492 | ProcessHeating | 13.8358 | 13.4946 | 0.10225
Tech | Metal Products and Machinery | Process Heating | Process Heating | TRC | New | EN443 | Process Heat Equipment Upgrade | Process Heat Equipment Upgrade | Equip | 10 | Process Heating | 7.861% | Tech/Econ | 28.4% | 0 | ProcessHeating | 0 | 0 | 0.10225
Tech | Metal Products and Machinery | Process Heating | Process Heating | TRC | Existing | EE442 | Process Heat Equipment Upgrade | Process Heat Equipment Upgrade | Equip | 10 | Process Heating | 7.861% | Tech/Econ | 28.4% | 0 | ProcessHeating | 0 | 0 | 0.10225
Tech | Metal Products and Machinery | Process Cooling | Process Cooling | TRC | New | NN439 | Process Refrig System Optimization | Process Refrig System Optimization | NonEquip | 4.6667 | Process Cooling | 0.5751% | Tech/Econ | 12.71% | 0 | ProcessHeating | 0 | 0 | 0.0055642
Tech | Metal Products and Machinery | Process Cooling | Process Cooling | TRC | New | NN434 | Process Refrig Controls | Process Refrig Controls | NonEquip | 15 | Process Cooling | 17.9% | Tech/Econ | 5.13% | 0 | ProcessHeating | 0 | 0 | 0.59503
Tech | Metal Products and Machinery | Process Cooling | Process Cooling | TRC | New | NN432 | Plant Energy Management | Plant Energy Management | NonEquip | 10.5 | Process Cooling | 23.15% | Tech/Econ | 32.81% | 0 | ProcessHeating | 0 | 0 | 0.13003
Tech | Metal Products and Machinery | Process Cooling | Process Cooling | TRC | Existing | NE438 | Process Refrig System Optimization | Process Refrig System Optimization | NonEquip | 4.6667 | Process Cooling | 0.5751% | Tech/Econ | 12.71% | 221.2857 | ProcessHeating | 0.030465 | 0.029714 | 0.0055642
Tech | Metal Products and Machinery | Process Cooling | Process Cooling | TRC | Existing | NE433 | Process Refrig Controls | Process Refrig Controls | NonEquip | 15 | Process Cooling | 17.9% | Tech/Econ | 5.13% | 2778.3258 | ProcessHeating | 0.3825 | 0.37307 | 0.59503
Tech | Metal Products and Machinery | Process Cooling | Process Cooling | TRC | Existing | NE431 | Plant Energy Management | Plant Energy Management | NonEquip | 10.5 | Process Cooling | 23.15% | Tech/Econ | 32.81% | 25796.852 | ProcessHeating | 3.5515 | 3.4639 | 0.13003
Tech | Metal Products and Machinery | Process Cooling | Process Cooling | TRC | Turnover | ET437 | Process Refrig Equipment Upgrade | Process Refrig Equipment Upgrade | Equip | 10 | Process Cooling | 21% | Tech/Econ | 16.76% | 11045.4402 | ProcessHeating | 1.5206 | 1.4832 | 0.19556
Tech | Metal Products and Machinery | Process Cooling | Process Cooling | TRC | New | EN436 | Process Refrig Equipment Upgrade | Process Refrig Equipment Upgrade | Equip | 10 | Process Cooling | 21% | Tech/Econ | 16.76% | 0 | ProcessHeating | 0 | 0 | 0.19556
Tech | Metal Products and Machinery | Process Cooling | Process Cooling | TRC | Existing | EE435 | Process Refrig Equipment Upgrade | Process Refrig Equipment Upgrade | Equip | 10 | Process Cooling | 21% | Tech/Econ | 16.76% | 0 | ProcessHeating | 0 | 0 | 0.19556
Tech | Metal Products and Machinery | Other | Other | TRC | New | NN430 | Plant Energy Management | Plant Energy Management | NonEquip | 10.5 | Other | 23.15% | Tech/Econ | 27.13% | 0 | Other | 0 | 0 | 0.10085
Tech | Metal Products and Machinery | Other | Other | TRC | Existing | NE429 | Plant Energy Management | Plant Energy Management | NonEquip | 10.5 | Other | 23.15% | Tech/Econ | 27.13% | 40296.7195 | Other | 5.8133 | 5.9125 | 0.10085
Tech | Metal Products and Machinery | Motors Pumps | Motors Pumps | TRC | New | NN428 | Pump System Optimization | Pump System Optimization | NonEquip | 10 | Motors Pumps | 52.41% | Tech/Econ | 1.929% | 0 | MachineDrives | 0 | 0 | 0.029205
Tech | Metal Products and Machinery | Motors Pumps | Motors Pumps | TRC | New | NN426 | Pump Improved Controls | Pump Improved Controls | NonEquip | 15 | Motors Pumps | 33.67% | Tech/Econ | 1.792% | 0 | MachineDrives | 0 | 0 | 0.063804
Tech | Metal Products and Machinery | Motors Pumps | Motors Pumps | TRC | New | NN421 | Plant Energy Management | Plant Energy Management | NonEquip | 10.5 | Motors Pumps | 23.15% | Tech/Econ | 29.07% | 0 | MachineDrives | 0 | 0 | 0.11085
Tech | Metal Products and Machinery | Motors Pumps | Motors Pumps | TRC | New | NN419 | Motor Optimization | Motor Optimization | NonEquip | 10 | Motors Pumps | 65.54% | Tech/Econ | 3.574% | 0 | MachineDrives | 0 | 0 | 0.081079
Tech | Metal Products and Machinery | Motors Pumps | Motors Pumps | TRC | New | NN417 | Motor Improved Controls | Motor Improved Controls | NonEquip | 15 | Motors Pumps | 33.63% | Tech/Econ | 1.274% | 0 | MachineDrives | 0 | 0 | 0.045337
Tech | Metal Products and Machinery | Motors Pumps | Motors Pumps | TRC | Existing | NE427 | Pump System Optimization | Pump System Optimization | NonEquip | 10 | Motors Pumps | 52.41% | Tech/Econ | 1.929% | 20751.7361 | MachineDrives | 2.7945 | 2.7206 | 0.029205
Tech | Metal Products and Machinery | Motors Pumps | Motors Pumps | TRC | Existing | NE425 | Pump Improved Controls | Pump Improved Controls | NonEquip | 15 | Motors Pumps | 33.67% | Tech/Econ | 1.792% | 12258.3513 | MachineDrives | 1.6507 | 1.6071 | 0.063804
Tech | Metal Products and Machinery | Motors Pumps | Motors Pumps | TRC | Existing | NE420 | Plant Energy Management | Plant Energy Management | NonEquip | 10.5 | Motors Pumps | 23.15% | Tech/Econ | 29.07% | 156069.966 | MachineDrives | 21.0165 | 20.4615 | 0.11085
Tech | Metal Products and Machinery | Motors Pumps | Motors Pumps | TRC | Existing | NE418 | Motor Optimization | Motor Optimization | NonEquip | 10 | Motors Pumps | 65.54% | Tech/Econ | 3.574% | 49214.1819 | MachineDrives | 6.6272 | 6.4522 | 0.081079
Tech | Metal Products and Machinery | Motors Pumps | Motors Pumps | TRC | Existing | NE416 | Motor Improved Controls | Motor Improved Controls | NonEquip | 15 | Motors Pumps | 33.63% | Tech/Econ | 1.274% | 8612.5779 | MachineDrives | 1.1598 | 1.1291 | 0.045337
Tech | Metal Products and Machinery | Motors Pumps | Motors Pumps | TRC | Turnover | ET424 | Pump Equipment Upgrade | Pump Equipment Upgrade | Equip | 15 | Motors Pumps | 74.82% | Tech/Econ | 3.821% | 61844.4987 | MachineDrives | 8.328 | 8.1081 | 0.14691
Tech | Metal Products and Machinery | Motors Pumps | Motors Pumps | TRC | Turnover | ET415 | Motor Equipment Upgrades | Motor Equipment Upgrades | Equip | 10 | Motors Pumps | 29.32% | Tech/Econ | 1.441% | 8527.8795 | MachineDrives | 1.1484 | 1.118 | 0.18316
Tech | Metal Products and Machinery | Motors Pumps | Motors Pumps | TRC | New | EN423 | Pump Equipment Upgrade | Pump Equipment Upgrade | Equip | 15 | Motors Pumps | 74.82% | Tech/Econ | 3.821% | 0 | MachineDrives | 0 | 0 | 0.14691
Tech | Metal Products and Machinery | Motors Pumps | Motors Pumps | TRC | New | EN414 | Motor Equipment Upgrades | Motor Equipment Upgrades | Equip | 10 | Motors Pumps | 29.32% | Tech/Econ | 1.441% | 0 | MachineDrives | 0 | 0 | 0.18316
Tech | Metal Products and Machinery | Motors Pumps | Motors Pumps | TRC | Existing | EE422 | Pump Equipment Upgrade | Pump Equipment Upgrade | Equip | 15 | Motors Pumps | 74.82% | Tech/Econ | 3.821% | 0 | MachineDrives | 0 | 0 | 0.14691
Tech | Metal Products and Machinery | Motors Pumps | Motors Pumps | TRC | Existing | EE413 | Motor Equipment Upgrades | Motor Equipment Upgrades | Equip | 10 | Motors Pumps | 29.32% | Tech/Econ | 1.441% | 0 | MachineDrives | 0 | 0 | 0.18316
Tech | Metal Products and Machinery | Motors Fans Blowers | Motors Fans Blowers | TRC | New | NN412 | Plant Energy Management | Plant Energy Management | NonEquip | 10.5 | Motors Fans Blowers | 23.15% | Tech/Econ | 29.07% | 0 | MachineDrives | 0 | 0 | 0.11085
Tech | Metal Products and Machinery | Motors Fans Blowers | Motors Fans Blowers | TRC | New | NN410 | Fan System Optimization | Fan System Optimization | NonEquip | 10 | Motors Fans Blowers | 41.92% | Tech/Econ | 8.781% | 0 | MachineDrives | 0 | 0 | 0.020613
Tech | Metal Products and Machinery | Motors Fans Blowers | Motors Fans Blowers | TRC | New | NN408 | Fan Improved Controls | Fan Improved Controls | NonEquip | 15 | Motors Fans Blowers | 40.91% | Tech/Econ | 15.88% | 0 | MachineDrives | 0 | 0 | 0.024602
Tech | Metal Products and Machinery | Motors Fans Blowers | Motors Fans Blowers | TRC | Existing | NE411 | Plant Energy Management | Plant Energy Management | NonEquip | 10.5 | Motors Fans Blowers | 23.15% | Tech/Econ | 29.07% | 89182.8377 | MachineDrives | 12.0095 | 11.6923 | 0.11085
Tech | Metal Products and Machinery | Motors Fans Blowers | Motors Fans Blowers | TRC | Existing | NE409 | Fan System Optimization | Fan System Optimization | NonEquip | 10 | Motors Fans Blowers | 41.92% | Tech/Econ | 8.781% | 42545.6482 | MachineDrives | 5.7292 | 5.5779 | 0.020613
Tech | Metal Products and Machinery | Motors Fans Blowers | Motors Fans Blowers | TRC | Existing | NE407 | Fan Improved Controls | Fan Improved Controls | NonEquip | 15 | Motors Fans Blowers | 40.91% | Tech/Econ | 15.88% | 80303.8739 | MachineDrives | 10.8138 | 10.5282 | 0.024602
Tech | Metal Products and Machinery | Motors Fans Blowers | Motors Fans Blowers | TRC | Turnover | ET406 | Fan Equipment Upgrades | Fan Equipment Upgrades | Equip | 15 | Motors Fans Blowers | 75.75% | Tech/Econ | 3.821% | 32223.4787 | MachineDrives | 4.3392 | 4.2246 | 0.14691
Tech | Metal Products and Machinery | Motors Fans Blowers | Motors Fans Blowers | TRC | New | EN405 | Fan Equipment Upgrades | Fan Equipment Upgrades | Equip | 15 | Motors Fans Blowers | 75.75% | Tech/Econ | 3.821% | 0 | MachineDrives | 0 | 0 | 0.14691
Tech | Metal Products and Machinery | Motors Fans Blowers | Motors Fans Blowers | TRC | Existing | EE404 | Fan Equipment Upgrades | Fan Equipment Upgrades | Equip | 15 | Motors Fans Blowers | 75.75% | Tech/Econ | 3.821% | 0 | MachineDrives | 0 | 0 | 0.14691
Tech | Metal Products and Machinery | Industrial Lighting | Industrial Lighting | TRC | New | NN403 | Lighting Controls | Lighting Controls | NonEquip | 10 | Industrial Lighting | 30% | Tech/Econ | 19.49% | 0 | Lighting | 0 | 0 | 0.15916
Tech | Metal Products and Machinery | Industrial Lighting | Industrial Lighting | TRC | Existing | NE402 | Lighting Controls | Lighting Controls | NonEquip | 10 | Industrial Lighting | 30% | Tech/Econ | 19.49% | 29434.7423 | Lighting | 4.2014 | 4.0839 | 0.15916
Tech | Metal Products and Machinery | Industrial Lighting | Industrial Lighting | TRC | Turnover | ET401 | Efficient Lighting - Other Interior Lighting | Efficient Lighting - Other Interior Lighting | Equip | 14.4667 | Industrial Lighting | 56.6% | Tech/Econ | 38.99% | 142542.116 | Lighting | 20.3461 | 19.7769 | 0.39837
Tech | Metal Products and Machinery | Industrial Lighting | Industrial Lighting | TRC | Turnover | ET398 | Efficient Lighting - High Bay | Efficient Lighting - High Bay | Equip | 13.6667 | Industrial Lighting | 42.84% | Tech/Econ | 48.41% | 168972.7854 | Lighting | 24.1187 | 23.444 | 0.21586
Tech | Metal Products and Machinery | Industrial Lighting | Industrial Lighting | TRC | New | EN400 | Efficient Lighting - Other Interior Lighting | Efficient Lighting - Other Interior Lighting | Equip | 14.4667 | Industrial Lighting | 56.6% | Tech/Econ | 38.99% | 0 | Lighting | 0 | 0 | 0.39837
Tech | Metal Products and Machinery | Industrial Lighting | Industrial Lighting | TRC | New | EN397 | Efficient Lighting - High Bay | Efficient Lighting - High Bay | Equip | 13.6667 | Industrial Lighting | 42.84% | Tech/Econ | 48.41% | 0 | Lighting | 0 | 0 | 0.21586
Tech | Metal Products and Machinery | Industrial Lighting | Industrial Lighting | TRC | Existing | EE399 | Efficient Lighting - Other Interior Lighting | Efficient Lighting - Other Interior Lighting | Equip | 14.4667 | Industrial Lighting | 56.6% | Tech/Econ | 38.99% | 0 | Lighting | 0 | 0 | 0.39837
Tech | Metal Products and Machinery | Industrial Lighting | Industrial Lighting | TRC | Existing | EE396 | Efficient Lighting - High Bay | Efficient Lighting - High Bay | Equip | 13.6667 | Industrial Lighting | 42.84% | Tech/Econ | 48.41% | 0 | Lighting | 0 | 0 | 0.21586
Tech | Metal Products and Machinery | HVAC | HVAC | TRC | New | NN395 | HVAC Recommissioning | HVAC Recommissioning | NonEquip | 10 | HVAC | 23.56% | Tech/Econ | 9.872% | 0 | HVAC | 0 | 0 | 1.1647
Tech | Metal Products and Machinery | HVAC | HVAC | TRC | New | NN393 | HVAC Improved Controls | HVAC Improved Controls | NonEquip | 15 | HVAC | 25.69% | Tech/Econ | 17.46% | 0 | HVAC | 0 | 0 | 0.058601
Tech | Metal Products and Machinery | HVAC | HVAC | TRC | New | NN388 | Building Envelope Improvements | Building Envelope Improvements | NonEquip | 15 | HVAC | 25.69% | Tech/Econ | 21.32% | 0 | HVAC | 0 | 0 | 0.12893
Tech | Metal Products and Machinery | HVAC | HVAC | TRC | Existing | NE394 | HVAC Recommissioning | HVAC Recommissioning | NonEquip | 10 | HVAC | 23.56% | Tech/Econ | 9.872% | 24689.2572 | HVAC | 3.5171 | 3.4317 | 1.1647
Tech | Metal Products and Machinery | HVAC | HVAC | TRC | Existing | NE392 | HVAC Improved Controls | HVAC Improved Controls | NonEquip | 15 | HVAC | 25.69% | Tech/Econ | 17.46% | 49841.3014 | HVAC | 7.1001 | 6.9278 | 0.058601
Tech | Metal Products and Machinery | HVAC | HVAC | TRC | Existing | NE387 | Building Envelope Improvements | Building Envelope Improvements | NonEquip | 15 | HVAC | 25.69% | Tech/Econ | 21.32% | 64410.6836 | HVAC | 9.1755 | 8.9529 | 0.12893
Tech | Metal Products and Machinery | HVAC | HVAC | TRC | Turnover | ET391 | HVAC Equipment Upgrades | HVAC Equipment Upgrades | Equip | 18 | HVAC | 25.69% | Tech/Econ | 22.63% | 72574.3018 | HVAC | 10.3385 | 10.0876 | 0.14861
Tech | Metal Products and Machinery | HVAC | HVAC | TRC | New | EN390 | HVAC Equipment Upgrades | HVAC Equipment Upgrades | Equip | 18 | HVAC | 25.69% | Tech/Econ | 22.63% | 0 | HVAC | 0 | 0 | 0.14861
Tech | Metal Products and Machinery | HVAC | HVAC | TRC | Existing | EE389 | HVAC Equipment Upgrades | HVAC Equipment Upgrades | Equip | 18 | HVAC | 25.69% | Tech/Econ | 22.63% | 0 | HVAC | 0 | 0 | 0.14861
Tech | Metal Products and Machinery | Exterior Lighting | Exterior Lighting | TRC | New | NN386 | Lighting Controls - Exterior | Lighting Controls - Exterior | NonEquip | 10 | Exterior Lighting | 17% | Tech/Econ | 28% | 0 | Exterior | 0 | 0 | 0.15916
Tech | Metal Products and Machinery | Exterior Lighting | Exterior Lighting | TRC | Existing | NE385 | Lighting Controls - Exterior | Lighting Controls - Exterior | NonEquip | 10 | Exterior Lighting | 17% | Tech/Econ | 28% | 3882.4606 | Exterior | 0 | 0 | 0.15916
Tech | Metal Products and Machinery | Exterior Lighting | Exterior Lighting | TRC | Turnover | ET384 | Efficient Lighting - Exterior | Efficient Lighting - Exterior | Equip | 13.6 | Exterior Lighting | 15.29% | Tech/Econ | 78.74% | 11163.0176 | Exterior | 0 | 0 | 0.1144
Tech | Metal Products and Machinery | Exterior Lighting | Exterior Lighting | TRC | New | EN383 | Efficient Lighting - Exterior | Efficient Lighting - Exterior | Equip | 13.6 | Exterior Lighting | 15.29% | Tech/Econ | 78.74% | 0 | Exterior | 0 | 0 | 0.1144
Tech | Metal Products and Machinery | Exterior Lighting | Exterior Lighting | TRC | Existing | EE382 | Efficient Lighting - Exterior | Efficient Lighting - Exterior | Equip | 13.6 | Exterior Lighting | 15.29% | Tech/Econ | 78.74% | 0 | Exterior | 0 | 0 | 0.1144
Tech | Metal Products and Machinery | Compressed Air | Compressed Air | TRC | New | NN381 | Plant Energy Management | Plant Energy Management | NonEquip | 10.5 | Compressed Air | 23.15% | Tech/Econ | 29.07% | 0 | MachineDrives | 0 | 0 | 0.11085
Tech | Metal Products and Machinery | Compressed Air | Compressed Air | TRC | New | NN379 | Compressed Air System Optimization | Compressed Air System Optimization | NonEquip | 10 | Compressed Air | 25.94% | Tech/Econ | 11.14% | 0 | MachineDrives | 0 | 0 | 0.047625
Tech | Metal Products and Machinery | Compressed Air | Compressed Air | TRC | New | NN374 | Compressed Air Controls | Compressed Air Controls | NonEquip | 12.5 | Compressed Air | 65.54% | Tech/Econ | 5.607% | 0 | MachineDrives | 0 | 0 | 0.050334
Tech | Metal Products and Machinery | Compressed Air | Compressed Air | TRC | Existing | NE380 | Plant Energy Management | Plant Energy Management | NonEquip | 10.5 | Compressed Air | 23.15% | Tech/Econ | 29.07% | 89182.8378 | MachineDrives | 12.0095 | 11.6923 | 0.11085
Tech | Metal Products and Machinery | Compressed Air | Compressed Air | TRC | Existing | NE378 | Compressed Air System Optimization | Compressed Air System Optimization | NonEquip | 10 | Compressed Air | 25.94% | Tech/Econ | 11.14% | 35727.0985 | MachineDrives | 4.811 | 4.684 | 0.047625
Tech | Metal Products and Machinery | Compressed Air | Compressed Air | TRC | Existing | NE373 | Compressed Air Controls | Compressed Air Controls | NonEquip | 12.5 | Compressed Air | 65.54% | Tech/Econ | 5.607% | 42384.9245 | MachineDrives | 5.7076 | 5.5568 | 0.050334
Tech | Metal Products and Machinery | Compressed Air | Compressed Air | TRC | Turnover | ET377 | Compressed Air Equipment | Compressed Air Equipment | Equip | 15 | Compressed Air | 65.54% | Tech/Econ | 5.951% | 46815.0665 | MachineDrives | 6.3042 | 6.1377 | 0.098681
Tech | Metal Products and Machinery | Compressed Air | Compressed Air | TRC | New | EN376 | Compressed Air Equipment | Compressed Air Equipment | Equip | 15 | Compressed Air | 65.54% | Tech/Econ | 5.951% | 0 | MachineDrives | 0 | 0 | 0.098681
Tech | Metal Products and Machinery | Compressed Air | Compressed Air | TRC | Existing | EE375 | Compressed Air Equipment | Compressed Air Equipment | Equip | 15 | Compressed Air | 65.54% | Tech/Econ | 5.951% | 0 | MachineDrives | 0 | 0 | 0.098681
Tech | Miscellaneous Manufacturing | Process Specific | Process Specific | TRC | New | NN525 | Process Other Systems Optimization | Process Other Systems Optimization | NonEquip | 5.3333 | Process Specific | 17.59% | Tech/Econ | 12% | 0 | ProcessHeating | 0 | 0 | 0.023178
Tech | Miscellaneous Manufacturing | Process Specific | Process Specific | TRC | New | NN523 | Plant Energy Management | Plant Energy Management | NonEquip | 10.5 | Process Specific | 27.36% | Tech/Econ | 12% | 0 | ProcessHeating | 0 | 0 | 0.023178
Tech | Miscellaneous Manufacturing | Process Specific | Process Specific | TRC | Existing | NE524 | Process Other Systems Optimization | Process Other Systems Optimization | NonEquip | 5.3333 | Process Specific | 17.59% | Tech/Econ | 12% | 379.7233 | ProcessHeating | 0.052277 | 0.050988 | 0.023178
Tech | Miscellaneous Manufacturing | Process Specific | Process Specific | TRC | Existing | NE522 | Plant Energy Management | Plant Energy Management | NonEquip | 10.5 | Process Specific | 27.36% | Tech/Econ | 12% | 578.2128 | ProcessHeating | 0.079604 | 0.077641 | 0.023178
Tech | Miscellaneous Manufacturing | Process Heating | Process Heating | TRC | New | NN521 | Process Heat System Optimization | Process Heat System Optimization | NonEquip | 2 | Process Heating | 2.645% | Tech/Econ | 16.1% | 0 | ProcessHeating | 0 | 0 | 0.15479
Tech | Miscellaneous Manufacturing | Process Heating | Process Heating | TRC | New | NN519 | Process Heat Improved Controls | Process Heat Improved Controls | NonEquip | 15 | Process Heating | 36.23% | Tech/Econ | 2.283% | 0 | ProcessHeating | 0 | 0 | 0.89743
Tech | Miscellaneous Manufacturing | Process Heating | Process Heating | TRC | New | NN517 | Plant Energy Management | Plant Energy Management | NonEquip | 10.5 | Process Heating | 27.36% | Tech/Econ | 12% | 0 | ProcessHeating | 0 | 0 | 0.023178
Tech | Miscellaneous Manufacturing | Process Heating | Process Heating | TRC | Existing | NE520 | Process Heat System Optimization | Process Heat System Optimization | NonEquip | 2 | Process Heating | 2.645% | Tech/Econ | 16.1% | 345.0667 | ProcessHeating | 0.047506 | 0.046335 | 0.15479
Tech | Miscellaneous Manufacturing | Process Heating | Process Heating | TRC | Existing | NE518 | Process Heat Improved Controls | Process Heat Improved Controls | NonEquip | 15 | Process Heating | 36.23% | Tech/Econ | 2.283% | 645.6198 | ProcessHeating | 0.088884 | 0.086692 | 0.89743
Tech | Miscellaneous Manufacturing | Process Heating | Process Heating | TRC | Existing | NE516 | Plant Energy Management | Plant Energy Management | NonEquip | 10.5 | Process Heating | 27.36% | Tech/Econ | 12% | 2649.3964 | ProcessHeating | 0.36475 | 0.35575 | 0.023178
Tech | Miscellaneous Manufacturing | Process Cooling | Process Cooling | TRC | New | NN515 | Process Refrig System Optimization | Process Refrig System Optimization | NonEquip | 4.6667 | Process Cooling | 39.01% | Tech/Econ | 25.61% | 0 | ProcessHeating | 0 | 0 | 0.31847
Tech | Miscellaneous Manufacturing | Process Cooling | Process Cooling | TRC | New | NN510 | Process Refrig Controls | Process Refrig Controls | NonEquip | 15 | Process Cooling | 33.75% | Tech/Econ | 6% | 0 | ProcessHeating | 0 | 0 | 0.88
Tech | Miscellaneous Manufacturing | Process Cooling | Process Cooling | TRC | New | NN508 | Plant Energy Management | Plant Energy Management | NonEquip | 10.5 | Process Cooling | 27.36% | Tech/Econ | 12% | 0 | ProcessHeating | 0 | 0 | 0.023178
Tech | Miscellaneous Manufacturing | Process Cooling | Process Cooling | TRC | Existing | NE514 | Process Refrig System Optimization | Process Refrig System Optimization | NonEquip | 4.6667 | Process Cooling | 39.01% | Tech/Econ | 25.61% | 4995.2315 | ProcessHeating | 0.6877 | 0.67075 | 0.31847
Tech | Miscellaneous Manufacturing | Process Cooling | Process Cooling | TRC | Existing | NE509 | Process Refrig Controls | Process Refrig Controls | NonEquip | 15 | Process Cooling | 33.75% | Tech/Econ | 6% | 881.3454 | ProcessHeating | 0.12134 | 0.11834 | 0.88
Tech | Miscellaneous Manufacturing | Process Cooling | Process Cooling | TRC | Existing | NE507 | Plant Energy Management | Plant Energy Management | NonEquip | 10.5 | Process Cooling | 27.36% | Tech/Econ | 12% | 1477.6455 | ProcessHeating | 0.20343 | 0.19841 | 0.023178
Tech | Miscellaneous Manufacturing | Process Cooling | Process Cooling | TRC | Turnover | ET513 | Process Refrig Equipment Upgrade | Process Refrig Equipment Upgrade | Equip | 10 | Process Cooling | 21% | Tech/Econ | 2% | 179.0959 | ProcessHeating | 0.024657 | 0.024049 | 0.23691
Tech | Miscellaneous Manufacturing | Process Cooling | Process Cooling | TRC | New | EN512 | Process Refrig Equipment Upgrade | Process Refrig Equipment Upgrade | Equip | 10 | Process Cooling | 21% | Tech/Econ | 2% | 0 | ProcessHeating | 0 | 0 | 0.23691
Tech | Miscellaneous Manufacturing | Process Cooling | Process Cooling | TRC | Existing | EE511 | Process Refrig Equipment Upgrade | Process Refrig Equipment Upgrade | Equip | 10 | Process Cooling | 21% | Tech/Econ | 2% | 0 | ProcessHeating | 0 | 0 | 0.23691
Tech | Miscellaneous Manufacturing | Other | Other | TRC | New | NN506 | Plant Energy Management | Plant Energy Management | NonEquip | 10.5 | Other | 27.36% | Tech/Econ | 12% | 0 | Other | 0 | 0 | 0.023178
Tech | Miscellaneous Manufacturing | Other | Other | TRC | Existing | NE505 | Plant Energy Management | Plant Energy Management | NonEquip | 10.5 | Other | 27.36% | Tech/Econ | 12% | 1620.3827 | Other | 0.23376 | 0.23775 | 0.023178
Tech | Miscellaneous Manufacturing | Motors Pumps | Motors Pumps | TRC | New | NN504 | Pump System Optimization | Pump System Optimization | NonEquip | 10 | Motors Pumps | 23.22% | Tech/Econ | 28.75% | 0 | MachineDrives | 0 | 0 | 0.14064
Tech | Miscellaneous Manufacturing | Motors Pumps | Motors Pumps | TRC | New | NN502 | Pump Improved Controls | Pump Improved Controls | NonEquip | 15 | Motors Pumps | 33.99% | Tech/Econ | 1.792% | 0 | MachineDrives | 0 | 0 | 0.063804
Tech | Miscellaneous Manufacturing | Motors Pumps | Motors Pumps | TRC | New | NN497 | Plant Energy Management | Plant Energy Management | NonEquip | 10.5 | Motors Pumps | 27.36% | Tech/Econ | 12% | 0 | MachineDrives | 0 | 0 | 0.023178
Tech | Miscellaneous Manufacturing | Motors Pumps | Motors Pumps | TRC | New | NN495 | Motor Optimization | Motor Optimization | NonEquip | 10 | Motors Pumps | 53.47% | Tech/Econ | 2.885% | 0 | MachineDrives | 0 | 0 | 0.61947
Tech | Miscellaneous Manufacturing | Motors Pumps | Motors Pumps | TRC | New | NN493 | Motor Improved Controls | Motor Improved Controls | NonEquip | 15 | Motors Pumps | 33.71% | Tech/Econ | 1.792% | 0 | MachineDrives | 0 | 0 | 0.063804
Tech | Miscellaneous Manufacturing | Motors Pumps | Motors Pumps | TRC | Existing | NE503 | Pump System Optimization | Pump System Optimization | NonEquip | 10 | Motors Pumps | 23.22% | Tech/Econ | 28.75% | 6717.5308 | MachineDrives | 0.90459 | 0.8807 | 0.14064
Tech | Miscellaneous Manufacturing | Motors Pumps | Motors Pumps | TRC | Existing | NE501 | Pump Improved Controls | Pump Improved Controls | NonEquip | 15 | Motors Pumps | 33.99% | Tech/Econ | 1.792% | 504.8237 | MachineDrives | 0.06798 | 0.066185 | 0.063804
Tech | Miscellaneous Manufacturing | Motors Pumps | Motors Pumps | TRC | Existing | NE496 | Plant Energy Management | Plant Energy Management | NonEquip | 10.5 | Motors Pumps | 27.36% | Tech/Econ | 12% | 2874.5285 | MachineDrives | 0.38709 | 0.37686 | 0.023178
Tech | Miscellaneous Manufacturing | Motors Pumps | Motors Pumps | TRC | Existing | NE494 | Motor Optimization | Motor Optimization | NonEquip | 10 | Motors Pumps | 53.47% | Tech/Econ | 2.885% | 1306.1157 | MachineDrives | 0.17588 | 0.17124 | 0.61947
Tech | Miscellaneous Manufacturing | Motors Pumps | Motors Pumps | TRC | Existing | NE492 | Motor Improved Controls | Motor Improved Controls | NonEquip | 15 | Motors Pumps | 33.71% | Tech/Econ | 1.792% | 497.635 | MachineDrives | 0.067012 | 0.065242 | 0.063804
Tech | Miscellaneous Manufacturing | Motors Pumps | Motors Pumps | TRC | Turnover | ET500 | Pump Equipment Upgrade | Pump Equipment Upgrade | Equip | 15 | Motors Pumps | 54.55% | Tech/Econ | 12.43% | 6364.5504 | MachineDrives | 0.85706 | 0.83442 | 0.13315
Tech | Miscellaneous Manufacturing | Motors Pumps | Motors Pumps | TRC | Turnover | ET491 | Motor Equipment Upgrades | Motor Equipment Upgrades | Equip | 10 | Motors Pumps | 21% | Tech/Econ | 2.863% | 501.1745 | MachineDrives | 0.067489 | 0.065706 | 0.21761
Tech | Miscellaneous Manufacturing | Motors Pumps | Motors Pumps | TRC | New | EN499 | Pump Equipment Upgrade | Pump Equipment Upgrade | Equip | 15 | Motors Pumps | 54.55% | Tech/Econ | 12.43% | 0 | MachineDrives | 0 | 0 | 0.13315
Tech | Miscellaneous Manufacturing | Motors Pumps | Motors Pumps | TRC | New | EN490 | Motor Equipment Upgrades | Motor Equipment Upgrades | Equip | 10 | Motors Pumps | 21% | Tech/Econ | 2.863% | 0 | MachineDrives | 0 | 0 | 0.21761
Tech | Miscellaneous Manufacturing | Motors Pumps | Motors Pumps | TRC | Existing | EE498 | Pump Equipment Upgrade | Pump Equipment Upgrade | Equip | 15 | Motors Pumps | 54.55% | Tech/Econ | 12.43% | 0 | MachineDrives | 0 | 0 | 0.13315
Tech | Miscellaneous Manufacturing | Motors Pumps | Motors Pumps | TRC | Existing | EE489 | Motor Equipment Upgrades | Motor Equipment Upgrades | Equip | 10 | Motors Pumps | 21% | Tech/Econ | 2.863% | 0 | MachineDrives | 0 | 0 | 0.21761
Tech | Miscellaneous Manufacturing | Motors Fans Blowers | Motors Fans Blowers | TRC | New | NN488 | Plant Energy Management | Plant Energy Management | NonEquip | 10.5 | Motors Fans Blowers | 27.36% | Tech/Econ | 12% | 0 | MachineDrives | 0 | 0 | 0.023178
Tech | Miscellaneous Manufacturing | Motors Fans Blowers | Motors Fans Blowers | TRC | New | NN486 | Fan Improved Controls | Fan Improved Controls | NonEquip | 15 | Motors Fans Blowers | 34.37% | Tech/Econ | 15.88% | 0 | MachineDrives | 0 | 0 | 0.024602
Tech | Miscellaneous Manufacturing | Motors Fans Blowers | Motors Fans Blowers | TRC | Existing | NE487 | Plant Energy Management | Plant Energy Management | NonEquip | 10.5 | Motors Fans Blowers | 27.36% | Tech/Econ | 12% | 1785.0164 | MachineDrives | 0.24037 | 0.23402 | 0.023178
Tech | Miscellaneous Manufacturing | Motors Fans Blowers | Motors Fans Blowers | TRC | Existing | NE485 | Fan Improved Controls | Fan Improved Controls | NonEquip | 15 | Motors Fans Blowers | 34.37% | Tech/Econ | 15.88% | 3137.8872 | MachineDrives | 0.42255 | 0.41139 | 0.024602
Tech | Miscellaneous Manufacturing | Motors Fans Blowers | Motors Fans Blowers | TRC | Turnover | ET484 | Fan Equipment Upgrades | Fan Equipment Upgrades | Equip | 15 | Motors Fans Blowers | 76.37% | Tech/Econ | 3.425% | 1375.3558 | MachineDrives | 0.18521 | 0.18032 | 0.1824
Tech | Miscellaneous Manufacturing | Motors Fans Blowers | Motors Fans Blowers | TRC | New | EN483 | Fan Equipment Upgrades | Fan Equipment Upgrades | Equip | 15 | Motors Fans Blowers | 76.37% | Tech/Econ | 3.425% | 0 | MachineDrives | 0 | 0 | 0.1824
Tech | Miscellaneous Manufacturing | Motors Fans Blowers | Motors Fans Blowers | TRC | Existing | EE482 | Fan Equipment Upgrades | Fan Equipment Upgrades | Equip | 15 | Motors Fans Blowers | 76.37% | Tech/Econ | 3.425% | 0 | MachineDrives | 0 | 0 | 0.1824
Tech | Miscellaneous Manufacturing | Industrial Lighting | Industrial Lighting | TRC | New | NN481 | Lighting Controls | Lighting Controls | NonEquip | 10 | Industrial Lighting | 30% | Tech/Econ | 23.03% | 0 | Lighting | 0 | 0 | 0.11289
Tech | Miscellaneous Manufacturing | Industrial Lighting | Industrial Lighting | TRC | Existing | NE480 | Lighting Controls | Lighting Controls | NonEquip | 10 | Industrial Lighting | 30% | Tech/Econ | 23.03% | 4892.8312 | Lighting | 0.69839 | 0.67885 | 0.11289
Tech | Miscellaneous Manufacturing | Industrial Lighting | Industrial Lighting | TRC | Turnover | ET479 | Efficient Lighting - Other Interior Lighting | Efficient Lighting - Other Interior Lighting | Equip | 14.4667 | Industrial Lighting | 25% | Tech/Econ | 38.99% | 7647.9808 | Lighting | 1.0917 | 1.0611 | 0.39837
Tech | Miscellaneous Manufacturing | Industrial Lighting | Industrial Lighting | TRC | Turnover | ET476 | Efficient Lighting - High Bay | Efficient Lighting - High Bay | Equip | 13.6667 | Industrial Lighting | 20% | Tech/Econ | 48.41% | 8409.9971 | Lighting | 1.2004 | 1.1668 | 0.21586
Tech | Miscellaneous Manufacturing | Industrial Lighting | Industrial Lighting | TRC | New | EN478 | Efficient Lighting - Other Interior Lighting | Efficient Lighting - Other Interior Lighting | Equip | 14.4667 | Industrial Lighting | 25% | Tech/Econ | 38.99% | 0 | Lighting | 0 | 0 | 0.39837
Tech | Miscellaneous Manufacturing | Industrial Lighting | Industrial Lighting | TRC | New | EN475 | Efficient Lighting - High Bay | Efficient Lighting - High Bay | Equip | 13.6667 | Industrial Lighting | 20% | Tech/Econ | 48.41% | 0 | Lighting | 0 | 0 | 0.21586
Tech | Miscellaneous Manufacturing | Industrial Lighting | Industrial Lighting | TRC | Existing | EE477 | Efficient Lighting - Other Interior Lighting | Efficient Lighting - Other Interior Lighting | Equip | 14.4667 | Industrial Lighting | 25% | Tech/Econ | 38.99% | 0 | Lighting | 0 | 0 | 0.39837
Tech | Miscellaneous Manufacturing | Industrial Lighting | Industrial Lighting | TRC | Existing | EE474 | Efficient Lighting - High Bay | Efficient Lighting - High Bay | Equip | 13.6667 | Industrial Lighting | 20% | Tech/Econ | 48.41% | 0 | Lighting | 0 | 0 | 0.21586
Tech | Miscellaneous Manufacturing | HVAC | HVAC | TRC | New | NN473 | HVAC Improved Controls | HVAC Improved Controls | NonEquip | 15 | HVAC | 91.99% | Tech/Econ | 5.604% | 0 | HVAC | 0 | 0 | 0.0062388
Tech | Miscellaneous Manufacturing | HVAC | HVAC | TRC | New | NN468 | Building Envelope Improvements | Building Envelope Improvements | NonEquip | 15 | HVAC | 91.99% | Tech/Econ | 15.8% | 0 | HVAC | 0 | 0 | 0.099832
Tech | Miscellaneous Manufacturing | HVAC | HVAC | TRC | Existing | NE472 | HVAC Improved Controls | HVAC Improved Controls | NonEquip | 15 | HVAC | 91.99% | Tech/Econ | 5.604% | 5969.5908 | HVAC | 0.85039 | 0.82976 | 0.0062388
Tech | Miscellaneous Manufacturing | HVAC | HVAC | TRC | Existing | NE467 | Building Envelope Improvements | Building Envelope Improvements | NonEquip | 15 | HVAC | 91.99% | Tech/Econ | 15.8% | 19695.0593 | HVAC | 2.8056 | 2.7376 | 0.099832
Tech | Miscellaneous Manufacturing | HVAC | HVAC | TRC | Turnover | ET471 | HVAC Equipment Upgrades | HVAC Equipment Upgrades | Equip | 18 | HVAC | 91.99% | Tech/Econ | 21.52% | 33452.4769 | HVAC | 4.7654 | 4.6498 | 0.32494
Tech | Miscellaneous Manufacturing | HVAC | HVAC | TRC | New | EN470 | HVAC Equipment Upgrades | HVAC Equipment Upgrades | Equip | 18 | HVAC | 91.99% | Tech/Econ | 21.52% | 0 | HVAC | 0 | 0 | 0.32494
Tech | Miscellaneous Manufacturing | HVAC | HVAC | TRC | Existing | EE469 | HVAC Equipment Upgrades | HVAC Equipment Upgrades | Equip | 18 | HVAC | 91.99% | Tech/Econ | 21.52% | 0 | HVAC | 0 | 0 | 0.32494
Tech | Miscellaneous Manufacturing | Exterior Lighting | Exterior Lighting | TRC | New | NN466 | Lighting Controls - Exterior | Lighting Controls - Exterior | NonEquip | 10 | Exterior Lighting | 17% | Tech/Econ | 28% | 0 | Exterior | 0 | 0 | 0.11289
Tech | Miscellaneous Manufacturing | Exterior Lighting | Exterior Lighting | TRC | Existing | NE465 | Lighting Controls - Exterior | Lighting Controls - Exterior | NonEquip | 10 | Exterior Lighting | 17% | Tech/Econ | 28% | 413.8721 | Exterior | 0 | 0 | 0.11289
Tech | Miscellaneous Manufacturing | Exterior Lighting | Exterior Lighting | TRC | Turnover | ET464 | Efficient Lighting - Exterior | Efficient Lighting - Exterior | Equip | 13.6 | Exterior Lighting | 15.29% | Tech/Econ | 78.74% | 1189.9828 | Exterior | 0 | 0 | 0.1144
Tech | Miscellaneous Manufacturing | Exterior Lighting | Exterior Lighting | TRC | New | EN463 | Efficient Lighting - Exterior | Efficient Lighting - Exterior | Equip | 13.6 | Exterior Lighting | 15.29% | Tech/Econ | 78.74% | 0 | Exterior | 0 | 0 | 0.1144
Tech | Miscellaneous Manufacturing | Exterior Lighting | Exterior Lighting | TRC | Existing | EE462 | Efficient Lighting - Exterior | Efficient Lighting - Exterior | Equip | 13.6 | Exterior Lighting | 15.29% | Tech/Econ | 78.74% | 0 | Exterior | 0 | 0 | 0.1144
Tech | Miscellaneous Manufacturing | Compressed Air | Compressed Air | TRC | New | NN461 | Plant Energy Management | Plant Energy Management | NonEquip | 10.5 | Compressed Air | 27.36% | Tech/Econ | 12% | 0 | MachineDrives | 0 | 0 | 0.023178
Tech | Miscellaneous Manufacturing | Compressed Air | Compressed Air | TRC | New | NN459 | Compressed Air System Optimization | Compressed Air System Optimization | NonEquip | 10 | Compressed Air | 25.94% | Tech/Econ | 10.62% | 0 | MachineDrives | 0 | 0 | 0.073925
Tech | Miscellaneous Manufacturing | Compressed Air | Compressed Air | TRC | New | NN454 | Compressed Air Controls | Compressed Air Controls | NonEquip | 12.5 | Compressed Air | 52.89% | Tech/Econ | 4.63% | 0 | MachineDrives | 0 | 0 | 0.0064988
Tech | Miscellaneous Manufacturing | Compressed Air | Compressed Air | TRC | Existing | NE460 | Plant Energy Management | Plant Energy Management | NonEquip | 10.5 | Compressed Air | 27.36% | Tech/Econ | 12% | 1888.0519 | MachineDrives | 0.25425 | 0.24753 | 0.023178
Tech | Miscellaneous Manufacturing | Compressed Air | Compressed Air | TRC | Existing | NE458 | Compressed Air System Optimization | Compressed Air System Optimization | NonEquip | 10 | Compressed Air | 25.94% | Tech/Econ | 10.62% | 1532.3157 | MachineDrives | 0.20634 | 0.20089 | 0.073925
Tech | Miscellaneous Manufacturing | Compressed Air | Compressed Air | TRC | Existing | NE453 | Compressed Air Controls | Compressed Air Controls | NonEquip | 12.5 | Compressed Air | 52.89% | Tech/Econ | 4.63% | 1324.2425 | MachineDrives | 0.17832 | 0.17361 | 0.0064988
Tech | Miscellaneous Manufacturing | Compressed Air | Compressed Air | TRC | Turnover | ET457 | Compressed Air Equipment | Compressed Air Equipment | Equip | 15 | Compressed Air | 52.89% | Tech/Econ | 3.02% | 842.7226 | MachineDrives | 0.11348 | 0.11048 | 0.014415
Tech | Miscellaneous Manufacturing | Compressed Air | Compressed Air | TRC | New | EN456 | Compressed Air Equipment | Compressed Air Equipment | Equip | 15 | Compressed Air | 52.89% | Tech/Econ | 3.02% | 0 | MachineDrives | 0 | 0 | 0.014415
Tech | Miscellaneous Manufacturing | Compressed Air | Compressed Air | TRC | Existing | EE455 | Compressed Air Equipment | Compressed Air Equipment | Equip | 15 | Compressed Air | 52.89% | Tech/Econ | 3.02% | 0 | MachineDrives | 0 | 0 | 0.014415
Tech | Primary Resources Industries | Process Specific | Process Specific | TRC | New | NN600 | Process Other Systems Optimization | Process Other Systems Optimization | NonEquip | 5.3333 | Process Specific | 0.2023% | Tech/Econ | 14.46% | 0 | ProcessHeating | 0 | 0 | 0.19278
Tech | Primary Resources Industries | Process Specific | Process Specific | TRC | New | NN598 | Plant Energy Management | Plant Energy Management | NonEquip | 10.5 | Process Specific | 27.36% | Tech/Econ | 12% | 0 | ProcessHeating | 0 | 0 | 0.023178
Tech | Primary Resources Industries | Process Specific | Process Specific | TRC | Existing | NE599 | Process Other Systems Optimization | Process Other Systems Optimization | NonEquip | 5.3333 | Process Specific | 0.2023% | Tech/Econ | 14.46% | 1371.6934 | ProcessHeating | 0.18884 | 0.18419 | 0.19278
Tech | Primary Resources Industries | Process Specific | Process Specific | TRC | Existing | NE597 | Plant Energy Management | Plant Energy Management | NonEquip | 10.5 | Process Specific | 27.36% | Tech/Econ | 12% | 153930.1553 | ProcessHeating | 21.1919 | 20.6694 | 0.023178
Tech | Primary Resources Industries | Process Heating | Process Heating | TRC | New | NN596 | Process Heat System Optimization | Process Heat System Optimization | NonEquip | 2 | Process Heating | 11.38% | Tech/Econ | 4.223% | 0 | ProcessHeating | 0 | 0 | 0.1734
Tech | Primary Resources Industries | Process Heating | Process Heating | TRC | New | NN594 | Process Heat Improved Controls | Process Heat Improved Controls | NonEquip | 15 | Process Heating | 11.38% | Tech/Econ | 2.283% | 0 | ProcessHeating | 0 | 0 | 0.89743
Tech | Primary Resources Industries | Process Heating | Process Heating | TRC | New | NN592 | Plant Energy Management | Plant Energy Management | NonEquip | 10.5 | Process Heating | 27.36% | Tech/Econ | 12% | 0 | ProcessHeating | 0 | 0 | 0.023178
Tech | Primary Resources Industries | Process Heating | Process Heating | TRC | Existing | NE595 | Process Heat System Optimization | Process Heat System Optimization | NonEquip | 2 | Process Heating | 11.38% | Tech/Econ | 4.223% | 32792.2496 | ProcessHeating | 4.5146 | 4.4033 | 0.1734
Tech | Primary Resources Industries | Process Heating | Process Heating | TRC | Existing | NE593 | Process Heat Improved Controls | Process Heat Improved Controls | NonEquip | 15 | Process Heating | 11.38% | Tech/Econ | 2.283% | 17648.0563 | ProcessHeating | 2.4296 | 2.3697 | 0.89743
Tech | Primary Resources Industries | Process Heating | Process Heating | TRC | Existing | NE591 | Plant Energy Management | Plant Energy Management | NonEquip | 10.5 | Process Heating | 27.36% | Tech/Econ | 12% | 231659.8498 | ProcessHeating | 31.8931 | 31.1067 | 0.023178
Tech | Primary Resources Industries | Process Cooling | Process Cooling | TRC | New | NN590 | Process Refrig System Optimization | Process Refrig System Optimization | NonEquip | 4.6667 | Process Cooling | 2.688% | Tech/Econ | 12.71% | 0 | ProcessHeating | 0 | 0 | 0.0055642
Tech | Primary Resources Industries | Process Cooling | Process Cooling | TRC | New | NN585 | Process Refrig Controls | Process Refrig Controls | NonEquip | 15 | Process Cooling | 33.75% | Tech/Econ | 6% | 0 | ProcessHeating | 0 | 0 | 0.88
Tech | Primary Resources Industries | Process Cooling | Process Cooling | TRC | New | NN583 | Plant Energy Management | Plant Energy Management | NonEquip | 10.5 | Process Cooling | 27.36% | Tech/Econ | 12% | 0 | ProcessHeating | 0 | 0 | 0.023178
Tech | Primary Resources Industries | Process Cooling | Process Cooling | TRC | Existing | NE589 | Process Refrig System Optimization | Process Refrig System Optimization | NonEquip | 4.6667 | Process Cooling | 2.688% | Tech/Econ | 12.71% | 914.7621 | ProcessHeating | 0.12594 | 0.12283 | 0.0055642
Tech | Primary Resources Industries | Process Cooling | Process Cooling | TRC | Existing | NE584 | Process Refrig Controls | Process Refrig Controls | NonEquip | 15 | Process Cooling | 33.75% | Tech/Econ | 6% | 5227.404 | ProcessHeating | 0.71967 | 0.70192 | 0.88
Tech | Primary Resources Industries | Process Cooling | Process Cooling | TRC | Existing | NE582 | Plant Energy Management | Plant Energy Management | NonEquip | 10.5 | Process Cooling | 27.36% | Tech/Econ | 12% | 8764.1575 | ProcessHeating | 1.2066 | 1.1768 | 0.023178
Tech | Primary Resources Industries | Process Cooling | Process Cooling | TRC | Turnover | ET588 | Process Refrig Equipment Upgrade | Process Refrig Equipment Upgrade | Equip | 10 | Process Cooling | 21% | Tech/Econ | 29.41% | 17632.59 | ProcessHeating | 2.4275 | 2.3677 | 0.14701
Tech | Primary Resources Industries | Process Cooling | Process Cooling | TRC | New | EN587 | Process Refrig Equipment Upgrade | Process Refrig Equipment Upgrade | Equip | 10 | Process Cooling | 21% | Tech/Econ | 29.41% | 0 | ProcessHeating | 0 | 0 | 0.14701
Tech | Primary Resources Industries | Process Cooling | Process Cooling | TRC | Existing | EE586 | Process Refrig Equipment Upgrade | Process Refrig Equipment Upgrade | Equip | 10 | Process Cooling | 21% | Tech/Econ | 29.41% | 0 | ProcessHeating | 0 | 0 | 0.14701
Tech | Primary Resources Industries | Other | Other | TRC | New | NN581 | Plant Energy Management | Plant Energy Management | NonEquip | 10.5 | Other | 27.36% | Tech/Econ | 12% | 0 | Other | 0 | 0 | 0.023178
Tech | Primary Resources Industries | Other | Other | TRC | Existing | NE580 | Plant Energy Management | Plant Energy Management | NonEquip | 10.5 | Other | 27.36% | Tech/Econ | 12% | 23769.1114 | Other | 3.429 | 3.4875 | 0.023178
Tech | Primary Resources Industries | Motors Pumps | Motors Pumps | TRC | New | NN579 | Pump System Optimization | Pump System Optimization | NonEquip | 10 | Motors Pumps | 91.5% | Tech/Econ | 0.8574% | 0 | MachineDrives | 0 | 0 | 0.0083769
Tech | Primary Resources Industries | Motors Pumps | Motors Pumps | TRC | New | NN577 | Pump Improved Controls | Pump Improved Controls | NonEquip | 15 | Motors Pumps | 32.49% | Tech/Econ | 1.792% | 0 | MachineDrives | 0 | 0 | 0.063804
Tech | Primary Resources Industries | Motors Pumps | Motors Pumps | TRC | New | NN572 | Plant Energy Management | Plant Energy Management | NonEquip | 10.5 | Motors Pumps | 27.36% | Tech/Econ | 12% | 0 | MachineDrives | 0 | 0 | 0.023178
Tech | Primary Resources Industries | Motors Pumps | Motors Pumps | TRC | New | NN570 | Motor Optimization | Motor Optimization | NonEquip | 10 | Motors Pumps | 91.5% | Tech/Econ | 5.31% | 0 | MachineDrives | 0 | 0 | 0.061506
Tech | Primary Resources Industries | Motors Pumps | Motors Pumps | TRC | New | NN568 | Motor Improved Controls | Motor Improved Controls | NonEquip | 15 | Motors Pumps | 33.35% | Tech/Econ | 1.792% | 0 | MachineDrives | 0 | 0 | 0.063804
Tech | Primary Resources Industries | Motors Pumps | Motors Pumps | TRC | Existing | NE578 | Pump System Optimization | Pump System Optimization | NonEquip | 10 | Motors Pumps | 91.5% | Tech/Econ | 0.8574% | 16080.1266 | MachineDrives | 2.1654 | 2.1082 | 0.0083769
Tech | Primary Resources Industries | Motors Pumps | Motors Pumps | TRC | Existing | NE576 | Pump Improved Controls | Pump Improved Controls | NonEquip | 15 | Motors Pumps | 32.49% | Tech/Econ | 1.792% | 12017.1838 | MachineDrives | 1.6182 | 1.5755 | 0.063804
Tech | Primary Resources Industries | Motors Pumps | Motors Pumps | TRC | Existing | NE571 | Plant Energy Management | Plant Energy Management | NonEquip | 10.5 | Motors Pumps | 27.36% | Tech/Econ | 12% | 77901.8453 | MachineDrives | 10.4903 | 10.2133 | 0.023178
Tech | Primary Resources Industries | Motors Pumps | Motors Pumps | TRC | Existing | NE569 | Motor Optimization | Motor Optimization | NonEquip | 10 | Motors Pumps | 91.5% | Tech/Econ | 5.31% | 106017.5293 | MachineDrives | 14.2764 | 13.8994 | 0.061506
Tech | Primary Resources Industries | Motors Pumps | Motors Pumps | TRC | Existing | NE567 | Motor Improved Controls | Motor Improved Controls | NonEquip | 15 | Motors Pumps | 33.35% | Tech/Econ | 1.792% | 12412.1228 | MachineDrives | 1.6714 | 1.6273 | 0.063804
Tech | Primary Resources Industries | Motors Pumps | Motors Pumps | TRC | Turnover | ET575 | Pump Equipment Upgrade | Pump Equipment Upgrade | Equip | 15 | Motors Pumps | 72.19% | Tech/Econ | 6.784% | 112379.0296 | MachineDrives | 15.1331 | 14.7334 | 0.11124
Tech | Primary Resources Industries | Motors Pumps | Motors Pumps | TRC | Turnover | ET566 | Motor Equipment Upgrades | Motor Equipment Upgrades | Equip | 10 | Motors Pumps | 7.993% | Tech/Econ | 1.263% | 2071.9807 | MachineDrives | 0.27902 | 0.27165 | 0.17276
Tech | Primary Resources Industries | Motors Pumps | Motors Pumps | TRC | New | EN574 | Pump Equipment Upgrade | Pump Equipment Upgrade | Equip | 15 | Motors Pumps | 72.19% | Tech/Econ | 6.784% | 0 | MachineDrives | 0 | 0 | 0.11124
Tech | Primary Resources Industries | Motors Pumps | Motors Pumps | TRC | New | EN565 | Motor Equipment Upgrades | Motor Equipment Upgrades | Equip | 10 | Motors Pumps | 7.993% | Tech/Econ | 1.263% | 0 | MachineDrives | 0 | 0 | 0.17276
Tech | Primary Resources Industries | Motors Pumps | Motors Pumps | TRC | Existing | EE573 | Pump Equipment Upgrade | Pump Equipment Upgrade | Equip | 15 | Motors Pumps | 72.19% | Tech/Econ | 6.784% | 0 | MachineDrives | 0 | 0 | 0.11124
Tech | Primary Resources Industries | Motors Pumps | Motors Pumps | TRC | Existing | EE564 | Motor Equipment Upgrades | Motor Equipment Upgrades | Equip | 10 | Motors Pumps | 7.993% | Tech/Econ | 1.263% | 0 | MachineDrives | 0 | 0 | 0.17276
Tech | Primary Resources Industries | Motors Fans Blowers | Motors Fans Blowers | TRC | New | NN563 | Plant Energy Management | Plant Energy Management | NonEquip | 10.5 | Motors Fans Blowers | 27.36% | Tech/Econ | 12% | 0 | MachineDrives | 0 | 0 | 0.023178
Tech | Primary Resources Industries | Motors Fans Blowers | Motors Fans Blowers | TRC | New | NN561 | Fan System Optimization | Fan System Optimization | NonEquip | 10 | Motors Fans Blowers | 91.5% | Tech/Econ | 6.928% | 0 | MachineDrives | 0 | 0 | 0.0032552
Tech | Primary Resources Industries | Motors Fans Blowers | Motors Fans Blowers | TRC | New | NN559 | Fan Improved Controls | Fan Improved Controls | NonEquip | 15 | Motors Fans Blowers | 33.06% | Tech/Econ | 15.88% | 0 | MachineDrives | 0 | 0 | 0.024602
Tech | Primary Resources Industries | Motors Fans Blowers | Motors Fans Blowers | TRC | Existing | NE562 | Plant Energy Management | Plant Energy Management | NonEquip | 10.5 | Motors Fans Blowers | 27.36% | Tech/Econ | 12% | 42178.098 | MachineDrives | 5.6797 | 5.5297 | 0.023178
Tech | Primary Resources Industries | Motors Fans Blowers | Motors Fans Blowers | TRC | Existing | NE560 | Fan System Optimization | Fan System Optimization | NonEquip | 10 | Motors Fans Blowers | 91.5% | Tech/Econ | 6.928% | 78753.6284 | MachineDrives | 10.605 | 10.3249 | 0.0032552
Tech | Primary Resources Industries | Motors Fans Blowers | Motors Fans Blowers | TRC | Existing | NE558 | Fan Improved Controls | Fan Improved Controls | NonEquip | 15 | Motors Fans Blowers | 33.06% | Tech/Econ | 15.88% | 71179.4137 | MachineDrives | 9.5851 | 9.3319 | 0.024602
Tech | Primary Resources Industries | Motors Fans Blowers | Motors Fans Blowers | TRC | Turnover | ET557 | Fan Equipment Upgrades | Fan Equipment Upgrades | Equip | 15 | Motors Fans Blowers | 73.47% | Tech/Econ | 6.784% | 58000.1416 | MachineDrives | 7.8104 | 7.6041 | 0.11124
Tech | Primary Resources Industries | Motors Fans Blowers | Motors Fans Blowers | TRC | New | EN556 | Fan Equipment Upgrades | Fan Equipment Upgrades | Equip | 15 | Motors Fans Blowers | 73.47% | Tech/Econ | 6.784% | 0 | MachineDrives | 0 | 0 | 0.11124
Tech | Primary Resources Industries | Motors Fans Blowers | Motors Fans Blowers | TRC | Existing | EE555 | Fan Equipment Upgrades | Fan Equipment Upgrades | Equip | 15 | Motors Fans Blowers | 73.47% | Tech/Econ | 6.784% | 0 | MachineDrives | 0 | 0 | 0.11124
Tech | Primary Resources Industries | Industrial Lighting | Industrial Lighting | TRC | New | NN554 | Lighting Controls | Lighting Controls | NonEquip | 10 | Industrial Lighting | 30% | Tech/Econ | 25.51% | 0 | Lighting | 0 | 0 | 0.14699
Tech | Primary Resources Industries | Industrial Lighting | Industrial Lighting | TRC | Existing | NE553 | Lighting Controls | Lighting Controls | NonEquip | 10 | Industrial Lighting | 30% | Tech/Econ | 25.51% | 28978.4248 | Lighting | 4.1363 | 4.0206 | 0.14699
Tech | Primary Resources Industries | Industrial Lighting | Industrial Lighting | TRC | Turnover | ET552 | Efficient Lighting - Other Interior Lighting | Efficient Lighting - Other Interior Lighting | Equip | 14.4667 | Industrial Lighting | 41.12% | Tech/Econ | 38.99% | 72306.0165 | Lighting | 10.3208 | 10.0321 | 0.39837
Tech | Primary Resources Industries | Industrial Lighting | Industrial Lighting | TRC | Turnover | ET549 | Efficient Lighting - High Bay | Efficient Lighting - High Bay | Equip | 13.6667 | Industrial Lighting | 41.12% | Tech/Econ | 48.41% | 112076.7085 | Lighting | 15.9975 | 15.55 | 0.21586
Tech | Primary Resources Industries | Industrial Lighting | Industrial Lighting | TRC | New | EN551 | Efficient Lighting - Other Interior Lighting | Efficient Lighting - Other Interior Lighting | Equip | 14.4667 | Industrial Lighting | 41.12% | Tech/Econ | 38.99% | 0 | Lighting | 0 | 0 | 0.39837
Tech | Primary Resources Industries | Industrial Lighting | Industrial Lighting | TRC | New | EN548 | Efficient Lighting - High Bay | Efficient Lighting - High Bay | Equip | 13.6667 | Industrial Lighting | 41.12% | Tech/Econ | 48.41% | 0 | Lighting | 0 | 0 | 0.21586
Tech | Primary Resources Industries | Industrial Lighting | Industrial Lighting | TRC | Existing | EE550 | Efficient Lighting - Other Interior Lighting | Efficient Lighting - Other Interior Lighting | Equip | 14.4667 | Industrial Lighting | 41.12% | Tech/Econ | 38.99% | 0 | Lighting | 0 | 0 | 0.39837
Tech | Primary Resources Industries | Industrial Lighting | Industrial Lighting | TRC | Existing | EE547 | Efficient Lighting - High Bay | Efficient Lighting - High Bay | Equip | 13.6667 | Industrial Lighting | 41.12% | Tech/Econ | 48.41% | 0 | Lighting | 0 | 0 | 0.21586
Tech | Primary Resources Industries | HVAC | HVAC | TRC | New | NN546 | HVAC Improved Controls | HVAC Improved Controls | NonEquip | 15 | HVAC | 9.958% | Tech/Econ | 1.66% | 0 | HVAC | 0 | 0 | 0.031159
Tech | Primary Resources Industries | HVAC | HVAC | TRC | New | NN541 | Building Envelope Improvements | Building Envelope Improvements | NonEquip | 15 | HVAC | 9.958% | Tech/Econ | 10.67% | 0 | HVAC | 0 | 0 | 0.12994
Tech | Primary Resources Industries | HVAC | HVAC | TRC | Existing | NE545 | HVAC Improved Controls | HVAC Improved Controls | NonEquip | 15 | HVAC | 9.958% | Tech/Econ | 1.66% | 1056.3582 | HVAC | 0.15048 | 0.14683 | 0.031159
Tech | Primary Resources Industries | HVAC | HVAC | TRC | Existing | NE540 | Building Envelope Improvements | Building Envelope Improvements | NonEquip | 15 | HVAC | 9.958% | Tech/Econ | 10.67% | 6861.2695 | HVAC | 0.97741 | 0.9537 | 0.12994
Tech | Primary Resources Industries | HVAC | HVAC | TRC | Turnover | ET544 | HVAC Equipment Upgrades | HVAC Equipment Upgrades | Equip | 18 | HVAC | 9.958% | Tech/Econ | 24.15% | 15915.434 | HVAC | 2.2672 | 2.2122 | 0.23957
Tech | Primary Resources Industries | HVAC | HVAC | TRC | New | EN543 | HVAC Equipment Upgrades | HVAC Equipment Upgrades | Equip | 18 | HVAC | 9.958% | Tech/Econ | 24.15% | 0 | HVAC | 0 | 0 | 0.23957
Tech | Primary Resources Industries | HVAC | HVAC | TRC | Existing | EE542 | HVAC Equipment Upgrades | HVAC Equipment Upgrades | Equip | 18 | HVAC | 9.958% | Tech/Econ | 24.15% | 0 | HVAC | 0 | 0 | 0.23957
Tech | Primary Resources Industries | Exterior Lighting | Exterior Lighting | TRC | New | NN539 | Lighting Controls - Exterior | Lighting Controls - Exterior | NonEquip | 10 | Exterior Lighting | 17% | Tech/Econ | 28% | 0 | Exterior | 0 | 0 | 0.14699
Tech | Primary Resources Industries | Exterior Lighting | Exterior Lighting | TRC | Existing | NE538 | Lighting Controls - Exterior | Lighting Controls - Exterior | NonEquip | 10 | Exterior Lighting | 17% | Tech/Econ | 28% | 2682.409 | Exterior | 0 | 0 | 0.14699
Tech | Primary Resources Industries | Exterior Lighting | Exterior Lighting | TRC | Turnover | ET537 | Efficient Lighting - Exterior | Efficient Lighting - Exterior | Equip | 13.6 | Exterior Lighting | 15.29% | Tech/Econ | 78.74% | 7712.5773 | Exterior | 0 | 0 | 0.1144
Tech | Primary Resources Industries | Exterior Lighting | Exterior Lighting | TRC | New | EN536 | Efficient Lighting - Exterior | Efficient Lighting - Exterior | Equip | 13.6 | Exterior Lighting | 15.29% | Tech/Econ | 78.74% | 0 | Exterior | 0 | 0 | 0.1144
Tech | Primary Resources Industries | Exterior Lighting | Exterior Lighting | TRC | Existing | EE535 | Efficient Lighting - Exterior | Efficient Lighting - Exterior | Equip | 13.6 | Exterior Lighting | 15.29% | Tech/Econ | 78.74% | 0 | Exterior | 0 | 0 | 0.1144
Tech | Primary Resources Industries | Compressed Air | Compressed Air | TRC | New | NN534 | Plant Energy Management | Plant Energy Management | NonEquip | 10.5 | Compressed Air | 27.36% | Tech/Econ | 12% | 0 | MachineDrives | 0 | 0 | 0.023178
Tech | Primary Resources Industries | Compressed Air | Compressed Air | TRC | New | NN532 | Compressed Air System Optimization | Compressed Air System Optimization | NonEquip | 10 | Compressed Air | 25.94% | Tech/Econ | 10.65% | 0 | MachineDrives | 0 | 0 | 0.045746
Tech | Primary Resources Industries | Compressed Air | Compressed Air | TRC | New | NN527 | Compressed Air Controls | Compressed Air Controls | NonEquip | 12.5 | Compressed Air | 91.5% | Tech/Econ | 3.038% | 0 | MachineDrives | 0 | 0 | 0.045537
Tech | Primary Resources Industries | Compressed Air | Compressed Air | TRC | Existing | NE533 | Plant Energy Management | Plant Energy Management | NonEquip | 10.5 | Compressed Air | 27.36% | Tech/Econ | 12% | 44515.3402 | MachineDrives | 5.9945 | 5.8362 | 0.023178
Tech | Primary Resources Industries | Compressed Air | Compressed Air | TRC | Existing | NE531 | Compressed Air System Optimization | Compressed Air System Optimization | NonEquip | 10 | Compressed Air | 25.94% | Tech/Econ | 10.65% | 36232.5386 | MachineDrives | 4.8791 | 4.7502 | 0.045746
Tech | Primary Resources Industries | Compressed Air | Compressed Air | TRC | Existing | NE526 | Compressed Air Controls | Compressed Air Controls | NonEquip | 12.5 | Compressed Air | 91.5% | Tech/Econ | 3.038% | 33400.306 | MachineDrives | 4.4977 | 4.3789 | 0.045537
Tech | Primary Resources Industries | Compressed Air | Compressed Air | TRC | Turnover | ET530 | Compressed Air Equipment | Compressed Air Equipment | Equip | 15 | Compressed Air | 91.5% | Tech/Econ | 6.3% | 73492.6663 | MachineDrives | 9.8966 | 9.6352 | 0.12087
Tech | Primary Resources Industries | Compressed Air | Compressed Air | TRC | New | EN529 | Compressed Air Equipment | Compressed Air Equipment | Equip | 15 | Compressed Air | 91.5% | Tech/Econ | 6.3% | 0 | MachineDrives | 0 | 0 | 0.12087
Tech | Primary Resources Industries | Compressed Air | Compressed Air | TRC | Existing | EE528 | Compressed Air Equipment | Compressed Air Equipment | Equip | 15 | Compressed Air | 91.5% | Tech/Econ | 6.3% | 0 | MachineDrives | 0 | 0 | 0.12087
Tech | Stone/Clay/Glass/Concrete | Process Specific | Process Specific | TRC | New | NN674 | Process Other Systems Optimization | Process Other Systems Optimization | NonEquip | 5.3333 | Process Specific | 27.36% | Tech/Econ | 12% | 0 | ProcessHeating | 0 | 0 | 0.023178
Tech | Stone/Clay/Glass/Concrete | Process Specific | Process Specific | TRC | New | NN672 | Plant Energy Management | Plant Energy Management | NonEquip | 10.5 | Process Specific | 27.36% | Tech/Econ | 12% | 0 | ProcessHeating | 0 | 0 | 0.023178
Tech | Stone/Clay/Glass/Concrete | Process Specific | Process Specific | TRC | Existing | NE673 | Process Other Systems Optimization | Process Other Systems Optimization | NonEquip | 5.3333 | Process Specific | 27.36% | Tech/Econ | 12% | 3897.171 | ProcessHeating | 0.53653 | 0.5233 | 0.023178
Tech | Stone/Clay/Glass/Concrete | Process Specific | Process Specific | TRC | Existing | NE671 | Plant Energy Management | Plant Energy Management | NonEquip | 10.5 | Process Specific | 27.36% | Tech/Econ | 12% | 3769.2037 | ProcessHeating | 0.51891 | 0.50612 | 0.023178
Tech | Stone/Clay/Glass/Concrete | Process Heating | Process Heating | TRC | New | NN670 | Process Heat System Optimization | Process Heat System Optimization | NonEquip | 2 | Process Heating | 1.808% | Tech/Econ | 26.85% | 0 | ProcessHeating | 0 | 0 | 0.32569
Tech | Stone/Clay/Glass/Concrete | Process Heating | Process Heating | TRC | New | NN668 | Process Heat Improved Controls | Process Heat Improved Controls | NonEquip | 15 | Process Heating | 36.23% | Tech/Econ | 2.283% | 0 | ProcessHeating | 0 | 0 | 0.89743
Tech | Stone/Clay/Glass/Concrete | Process Heating | Process Heating | TRC | New | NN663 | Plant Energy Management | Plant Energy Management | NonEquip | 10.5 | Process Heating | 27.36% | Tech/Econ | 12% | 0 | ProcessHeating | 0 | 0 | 0.023178
Tech | Stone/Clay/Glass/Concrete | Process Heating | Process Heating | TRC | Existing | NE669 | Process Heat System Optimization | Process Heat System Optimization | NonEquip | 2 | Process Heating | 1.808% | Tech/Econ | 26.85% | 3004.3807 | ProcessHeating | 0.41362 | 0.40342 | 0.32569
Tech | Stone/Clay/Glass/Concrete | Process Heating | Process Heating | TRC | Existing | NE667 | Process Heat Improved Controls | Process Heat Improved Controls | NonEquip | 15 | Process Heating | 36.23% | Tech/Econ | 2.283% | 4928.0008 | ProcessHeating | 0.67845 | 0.66172 | 0.89743
Tech | Stone/Clay/Glass/Concrete | Process Heating | Process Heating | TRC | Existing | NE662 | Plant Energy Management | Plant Energy Management | NonEquip | 10.5 | Process Heating | 27.36% | Tech/Econ | 12% | 20222.7801 | ProcessHeating | 2.7841 | 2.7155 | 0.023178
Tech | Stone/Clay/Glass/Concrete | Process Heating | Process Heating | TRC | Turnover | ET666 | Process Heat Equipment Upgrade | Process Heat Equipment Upgrade | Equip | 10 | Process Heating | 25% | Tech/Econ | 75% | 142817.9903 | ProcessHeating | 19.6621 | 19.1773 | 0.232
Tech | Stone/Clay/Glass/Concrete | Process Heating | Process Heating | TRC | New | EN665 | Process Heat Equipment Upgrade | Process Heat Equipment Upgrade | Equip | 10 | Process Heating | 25% | Tech/Econ | 75% | 0 | ProcessHeating | 0 | 0 | 0.232
Tech | Stone/Clay/Glass/Concrete | Process Heating | Process Heating | TRC | Existing | EE664 | Process Heat Equipment Upgrade | Process Heat Equipment Upgrade | Equip | 10 | Process Heating | 25% | Tech/Econ | 75% | 0 | ProcessHeating | 0 | 0 | 0.232
Tech | Stone/Clay/Glass/Concrete | Process Cooling | Process Cooling | TRC | New | NN658 | Process Refrig Controls | Process Refrig Controls | NonEquip | 15 | Process Cooling | 33.75% | Tech/Econ | 6% | 0 | ProcessHeating | 0 | 0 | 0.88
Tech | Stone/Clay/Glass/Concrete | Process Cooling | Process Cooling | TRC | New | NN656 | Plant Energy Management | Plant Energy Management | NonEquip | 10.5 | Process Cooling | 27.36% | Tech/Econ | 12% | 0 | ProcessHeating | 0 | 0 | 0.023178
Tech | Stone/Clay/Glass/Concrete | Process Cooling | Process Cooling | TRC | Existing | NE657 | Process Refrig Controls | Process Refrig Controls | NonEquip | 15 | Process Cooling | 33.75% | Tech/Econ | 6% | 2249.6715 | ProcessHeating | 0.30972 | 0.30208 | 0.88
Tech | Stone/Clay/Glass/Concrete | Process Cooling | Process Cooling | TRC | Existing | NE655 | Plant Energy Management | Plant Energy Management | NonEquip | 10.5 | Process Cooling | 27.36% | Tech/Econ | 12% | 3852.9477 | ProcessHeating | 0.53044 | 0.51736 | 0.023178
Tech | Stone/Clay/Glass/Concrete | Process Cooling | Process Cooling | TRC | Turnover | ET661 | Process Refrig Equipment Upgrade | Process Refrig Equipment Upgrade | Equip | 10 | Process Cooling | 21% | Tech/Econ | 10.03% | 2391.5535 | ProcessHeating | 0.32925 | 0.32113 | 0.25761
Tech | Stone/Clay/Glass/Concrete | Process Cooling | Process Cooling | TRC | New | EN660 | Process Refrig Equipment Upgrade | Process Refrig Equipment Upgrade | Equip | 10 | Process Cooling | 21% | Tech/Econ | 10.03% | 0 | ProcessHeating | 0 | 0 | 0.25761
Tech | Stone/Clay/Glass/Concrete | Process Cooling | Process Cooling | TRC | Existing | EE659 | Process Refrig Equipment Upgrade | Process Refrig Equipment Upgrade | Equip | 10 | Process Cooling | 21% | Tech/Econ | 10.03% | 0 | ProcessHeating | 0 | 0 | 0.25761
Tech | Stone/Clay/Glass/Concrete | Other | Other | TRC | New | NN654 | Plant Energy Management | Plant Energy Management | NonEquip | 10.5 | Other | 27.36% | Tech/Econ | 12% | 0 | Other | 0 | 0 | 0.023178
Tech | Stone/Clay/Glass/Concrete | Other | Other | TRC | Existing | NE653 | Plant Energy Management | Plant Energy Management | NonEquip | 10.5 | Other | 27.36% | Tech/Econ | 12% | 2913.2044 | Other | 0.42027 | 0.42744 | 0.023178
Tech | Stone/Clay/Glass/Concrete | Motors Pumps | Motors Pumps | TRC | New | NN652 | Pump System Optimization | Pump System Optimization | NonEquip | 10 | Motors Pumps | 77.48% | Tech/Econ | 2.389% | 0 | MachineDrives | 0 | 0 | 0.0090771
Tech | Stone/Clay/Glass/Concrete | Motors Pumps | Motors Pumps | TRC | New | NN650 | Pump Improved Controls | Pump Improved Controls | NonEquip | 15 | Motors Pumps | 33.99% | Tech/Econ | 1.792% | 0 | MachineDrives | 0 | 0 | 0.063804
Tech | Stone/Clay/Glass/Concrete | Motors Pumps | Motors Pumps | TRC | New | NN645 | Plant Energy Management | Plant Energy Management | NonEquip | 10.5 | Motors Pumps | 27.36% | Tech/Econ | 12% | 0 | MachineDrives | 0 | 0 | 0.023178
Tech | Stone/Clay/Glass/Concrete | Motors Pumps | Motors Pumps | TRC | New | NN643 | Motor Optimization | Motor Optimization | NonEquip | 10 | Motors Pumps | 77.48% | Tech/Econ | 3.714% | 0 | MachineDrives | 0 | 0 | 0.065314
Tech | Stone/Clay/Glass/Concrete | Motors Pumps | Motors Pumps | TRC | New | NN641 | Motor Improved Controls | Motor Improved Controls | NonEquip | 15 | Motors Pumps | 33.71% | Tech/Econ | 1.792% | 0 | MachineDrives | 0 | 0 | 0.063804
Tech | Stone/Clay/Glass/Concrete | Motors Pumps | Motors Pumps | TRC | Existing | NE651 | Pump System Optimization | Pump System Optimization | NonEquip | 10 | Motors Pumps | 77.48% | Tech/Econ | 2.389% | 12494.6079 | MachineDrives | 1.6825 | 1.6381 | 0.0090771
Tech | Stone/Clay/Glass/Concrete | Motors Pumps | Motors Pumps | TRC | Existing | NE649 | Pump Improved Controls | Pump Improved Controls | NonEquip | 15 | Motors Pumps | 33.99% | Tech/Econ | 1.792% | 4011.8041 | MachineDrives | 0.54023 | 0.52597 | 0.063804
Tech | Stone/Clay/Glass/Concrete | Motors Pumps | Motors Pumps | TRC | Existing | NE644 | Plant Energy Management | Plant Energy Management | NonEquip | 10.5 | Motors Pumps | 27.36% | Tech/Econ | 12% | 24221.9771 | MachineDrives | 3.2618 | 3.1756 | 0.023178
Tech | Stone/Clay/Glass/Concrete | Motors Pumps | Motors Pumps | TRC | Existing | NE642 | Motor Optimization | Motor Optimization | NonEquip | 10 | Motors Pumps | 77.48% | Tech/Econ | 3.714% | 20533.288 | MachineDrives | 2.765 | 2.692 | 0.065314
Tech | Stone/Clay/Glass/Concrete | Motors Pumps | Motors Pumps | TRC | Existing | NE640 | Motor Improved Controls | Motor Improved Controls | NonEquip | 15 | Motors Pumps | 33.71% | Tech/Econ | 1.792% | 4003.1067 | MachineDrives | 0.53906 | 0.52482 | 0.063804
Tech | Stone/Clay/Glass/Concrete | Motors Pumps | Motors Pumps | TRC | Turnover | ET648 | Pump Equipment Upgrade | Pump Equipment Upgrade | Equip | 15 | Motors Pumps | 75.53% | Tech/Econ | 3.425% | 17927.563 | MachineDrives | 2.4141 | 2.3504 | 0.1824
Tech | Stone/Clay/Glass/Concrete | Motors Pumps | Motors Pumps | TRC | Turnover | ET639 | Motor Equipment Upgrades | Motor Equipment Upgrades | Equip | 10 | Motors Pumps | 77.48% | Tech/Econ | 1.077% | 5462.9547 | MachineDrives | 0.73565 | 0.71622 | 0.061216
Tech | Stone/Clay/Glass/Concrete | Motors Pumps | Motors Pumps | TRC | New | EN647 | Pump Equipment Upgrade | Pump Equipment Upgrade | Equip | 15 | Motors Pumps | 75.53% | Tech/Econ | 3.425% | 0 | MachineDrives | 0 | 0 | 0.1824
Tech | Stone/Clay/Glass/Concrete | Motors Pumps | Motors Pumps | TRC | New | EN638 | Motor Equipment Upgrades | Motor Equipment Upgrades | Equip | 10 | Motors Pumps | 77.48% | Tech/Econ | 1.077% | 0 | MachineDrives | 0 | 0 | 0.061216
Tech | Stone/Clay/Glass/Concrete | Motors Pumps | Motors Pumps | TRC | Existing | EE646 | Pump Equipment Upgrade | Pump Equipment Upgrade | Equip | 15 | Motors Pumps | 75.53% | Tech/Econ | 3.425% | 0 | MachineDrives | 0 | 0 | 0.1824
Tech | Stone/Clay/Glass/Concrete | Motors Pumps | Motors Pumps | TRC | Existing | EE637 | Motor Equipment Upgrades | Motor Equipment Upgrades | Equip | 10 | Motors Pumps | 77.48% | Tech/Econ | 1.077% | 0 | MachineDrives | 0 | 0 | 0.061216
Tech | Stone/Clay/Glass/Concrete | Motors Fans Blowers | Motors Fans Blowers | TRC | New | NN636 | Plant Energy Management | Plant Energy Management | NonEquip | 10.5 | Motors Fans Blowers | 27.36% | Tech/Econ | 12% | 0 | MachineDrives | 0 | 0 | 0.023178
Tech | Stone/Clay/Glass/Concrete | Motors Fans Blowers | Motors Fans Blowers | TRC | New | NN634 | Fan Improved Controls | Fan Improved Controls | NonEquip | 15 | Motors Fans Blowers | 34.37% | Tech/Econ | 15.88% | 0 | MachineDrives | 0 | 0 | 0.024602
Tech | Stone/Clay/Glass/Concrete | Motors Fans Blowers | Motors Fans Blowers | TRC | Existing | NE635 | Plant Energy Management | Plant Energy Management | NonEquip | 10.5 | Motors Fans Blowers | 27.36% | Tech/Econ | 12% | 13085.7867 | MachineDrives | 1.7621 | 1.7156 | 0.023178
Tech | Stone/Clay/Glass/Concrete | Motors Fans Blowers | Motors Fans Blowers | TRC | Existing | NE633 | Fan Improved Controls | Fan Improved Controls | NonEquip | 15 | Motors Fans Blowers | 34.37% | Tech/Econ | 15.88% | 23003.5544 | MachineDrives | 3.0977 | 3.0159 | 0.024602
Tech | Stone/Clay/Glass/Concrete | Motors Fans Blowers | Motors Fans Blowers | TRC | Turnover | ET632 | Fan Equipment Upgrades | Fan Equipment Upgrades | Equip | 15 | Motors Fans Blowers | 76.37% | Tech/Econ | 3.425% | 10082.6031 | MachineDrives | 1.3577 | 1.3219 | 0.1824
Tech | Stone/Clay/Glass/Concrete | Motors Fans Blowers | Motors Fans Blowers | TRC | New | EN631 | Fan Equipment Upgrades | Fan Equipment Upgrades | Equip | 15 | Motors Fans Blowers | 76.37% | Tech/Econ | 3.425% | 0 | MachineDrives | 0 | 0 | 0.1824
Tech | Stone/Clay/Glass/Concrete | Motors Fans Blowers | Motors Fans Blowers | TRC | Existing | EE630 | Fan Equipment Upgrades | Fan Equipment Upgrades | Equip | 15 | Motors Fans Blowers | 76.37% | Tech/Econ | 3.425% | 0 | MachineDrives | 0 | 0 | 0.1824
Tech | Stone/Clay/Glass/Concrete | Industrial Lighting | Industrial Lighting | TRC | New | NN629 | Lighting Controls | Lighting Controls | NonEquip | 10 | Industrial Lighting | 30% | Tech/Econ | 17.43% | 0 | Lighting | 0 | 0 | 0.14989
Tech | Stone/Clay/Glass/Concrete | Industrial Lighting | Industrial Lighting | TRC | Existing | NE628 | Lighting Controls | Lighting Controls | NonEquip | 10 | Industrial Lighting | 30% | Tech/Econ | 17.43% | 5278.7349 | Lighting | 0.75347 | 0.7324 | 0.14989
Tech | Stone/Clay/Glass/Concrete | Industrial Lighting | Industrial Lighting | TRC | Turnover | ET627 | Efficient Lighting - Other Interior Lighting | Efficient Lighting - Other Interior Lighting | Equip | 14.4667 | Industrial Lighting | 41.63% | Tech/Econ | 38.99% | 19569.5677 | Lighting | 2.7933 | 2.7152 | 0.39837
Tech | Stone/Clay/Glass/Concrete | Industrial Lighting | Industrial Lighting | TRC | Turnover | ET624 | Efficient Lighting - High Bay | Efficient Lighting - High Bay | Equip | 13.6667 | Industrial Lighting | 20% | Tech/Econ | 48.41% | 12921.4797 | Lighting | 1.8444 | 1.7928 | 0.21586
Tech | Stone/Clay/Glass/Concrete | Industrial Lighting | Industrial Lighting | TRC | New | EN626 | Efficient Lighting - Other Interior Lighting | Efficient Lighting - Other Interior Lighting | Equip | 14.4667 | Industrial Lighting | 41.63% | Tech/Econ | 38.99% | 0 | Lighting | 0 | 0 | 0.39837
Tech | Stone/Clay/Glass/Concrete | Industrial Lighting | Industrial Lighting | TRC | New | EN623 | Efficient Lighting - High Bay | Efficient Lighting - High Bay | Equip | 13.6667 | Industrial Lighting | 20% | Tech/Econ | 48.41% | 0 | Lighting | 0 | 0 | 0.21586
Tech | Stone/Clay/Glass/Concrete | Industrial Lighting | Industrial Lighting | TRC | Existing | EE625 | Efficient Lighting - Other Interior Lighting | Efficient Lighting - Other Interior Lighting | Equip | 14.4667 | Industrial Lighting | 41.63% | Tech/Econ | 38.99% | 0 | Lighting | 0 | 0 | 0.39837
Tech | Stone/Clay/Glass/Concrete | Industrial Lighting | Industrial Lighting | TRC | Existing | EE622 | Efficient Lighting - High Bay | Efficient Lighting - High Bay | Equip | 13.6667 | Industrial Lighting | 20% | Tech/Econ | 48.41% | 0 | Lighting | 0 | 0 | 0.21586
Tech | Stone/Clay/Glass/Concrete | HVAC | HVAC | TRC | New | NN621 | HVAC Improved Controls | HVAC Improved Controls | NonEquip | 15 | HVAC | 1.319% | Tech/Econ | 10.25% | 0 | HVAC | 0 | 0 | 0.040722
Tech | Stone/Clay/Glass/Concrete | HVAC | HVAC | TRC | New | NN616 | Building Envelope Improvements | Building Envelope Improvements | NonEquip | 15 | HVAC | 1.319% | Tech/Econ | 54.44% | 0 | HVAC | 0 | 0 | 0.15485
Tech | Stone/Clay/Glass/Concrete | HVAC | HVAC | TRC | Existing | NE620 | HVAC Improved Controls | HVAC Improved Controls | NonEquip | 15 | HVAC | 1.319% | Tech/Econ | 10.25% | 260.8939 | HVAC | 0.037165 | 0.036264 | 0.040722
Tech | Stone/Clay/Glass/Concrete | HVAC | HVAC | TRC | Existing | NE615 | Building Envelope Improvements | Building Envelope Improvements | NonEquip | 15 | HVAC | 1.319% | Tech/Econ | 54.44% | 1397.5026 | HVAC | 0.19908 | 0.19425 | 0.15485
Tech | Stone/Clay/Glass/Concrete | HVAC | HVAC | TRC | Turnover | ET619 | HVAC Equipment Upgrades | HVAC Equipment Upgrades | Equip | 18 | HVAC | 1.319% | Tech/Econ | 12.46% | 317.4985 | HVAC | 0.045229 | 0.044132 | 0.1245
Tech | Stone/Clay/Glass/Concrete | HVAC | HVAC | TRC | New | EN618 | HVAC Equipment Upgrades | HVAC Equipment Upgrades | Equip | 18 | HVAC | 1.319% | Tech/Econ | 12.46% | 0 | HVAC | 0 | 0 | 0.1245
Tech | Stone/Clay/Glass/Concrete | HVAC | HVAC | TRC | Existing | EE617 | HVAC Equipment Upgrades | HVAC Equipment Upgrades | Equip | 18 | HVAC | 1.319% | Tech/Econ | 12.46% | 0 | HVAC | 0 | 0 | 0.1245
Tech | Stone/Clay/Glass/Concrete | Exterior Lighting | Exterior Lighting | TRC | New | NN614 | Lighting Controls - Exterior | Lighting Controls - Exterior | NonEquip | 10 | Exterior Lighting | 17% | Tech/Econ | 28% | 0 | Exterior | 0 | 0 | 0.14989
Tech | Stone/Clay/Glass/Concrete | Exterior Lighting | Exterior Lighting | TRC | Existing | NE613 | Lighting Controls - Exterior | Lighting Controls - Exterior | NonEquip | 10 | Exterior Lighting | 17% | Tech/Econ | 28% | 635.8908 | Exterior | 0 | 0 | 0.14989
Tech | Stone/Clay/Glass/Concrete | Exterior Lighting | Exterior Lighting | TRC | Turnover | ET612 | Efficient Lighting - Exterior | Efficient Lighting - Exterior | Equip | 13.6 | Exterior Lighting | 15.29% | Tech/Econ | 78.74% | 1828.3405 | Exterior | 0 | 0 | 0.1144
Tech | Stone/Clay/Glass/Concrete | Exterior Lighting | Exterior Lighting | TRC | New | EN611 | Efficient Lighting - Exterior | Efficient Lighting - Exterior | Equip | 13.6 | Exterior Lighting | 15.29% | Tech/Econ | 78.74% | 0 | Exterior | 0 | 0 | 0.1144
Tech | Stone/Clay/Glass/Concrete | Exterior Lighting | Exterior Lighting | TRC | Existing | EE610 | Efficient Lighting - Exterior | Efficient Lighting - Exterior | Equip | 13.6 | Exterior Lighting | 15.29% | Tech/Econ | 78.74% | 0 | Exterior | 0 | 0 | 0.1144
Tech | Stone/Clay/Glass/Concrete | Compressed Air | Compressed Air | TRC | New | NN609 | Plant Energy Management | Plant Energy Management | NonEquip | 10.5 | Compressed Air | 27.36% | Tech/Econ | 12% | 0 | MachineDrives | 0 | 0 | 0.023178
Tech | Stone/Clay/Glass/Concrete | Compressed Air | Compressed Air | TRC | New | NN607 | Compressed Air System Optimization | Compressed Air System Optimization | NonEquip | 10 | Compressed Air | 25.94% | Tech/Econ | 10.81% | 0 | MachineDrives | 0 | 0 | 0.061575
Tech | Stone/Clay/Glass/Concrete | Compressed Air | Compressed Air | TRC | New | NN602 | Compressed Air Controls | Compressed Air Controls | NonEquip | 12.5 | Compressed Air | 77.48% | Tech/Econ | 1.027% | 0 | MachineDrives | 0 | 0 | 0.05342
Tech | Stone/Clay/Glass/Concrete | Compressed Air | Compressed Air | TRC | Existing | NE608 | Plant Energy Management | Plant Energy Management | NonEquip | 10.5 | Compressed Air | 27.36% | Tech/Econ | 12% | 13841.1298 | MachineDrives | 1.8639 | 1.8146 | 0.023178
Tech | Stone/Clay/Glass/Concrete | Compressed Air | Compressed Air | TRC | Existing | NE606 | Compressed Air System Optimization | Compressed Air System Optimization | NonEquip | 10 | Compressed Air | 25.94% | Tech/Econ | 10.81% | 11429.0585 | MachineDrives | 1.539 | 1.4984 | 0.061575
Tech | Stone/Clay/Glass/Concrete | Compressed Air | Compressed Air | TRC | Existing | NE601 | Compressed Air Controls | Compressed Air Controls | NonEquip | 12.5 | Compressed Air | 77.48% | Tech/Econ | 1.027% | 3103.6066 | MachineDrives | 0.41794 | 0.4069 | 0.05342
Tech | Stone/Clay/Glass/Concrete | Compressed Air | Compressed Air | TRC | Turnover | ET605 | Compressed Air Equipment | Compressed Air Equipment | Equip | 15 | Compressed Air | 77.48% | Tech/Econ | 1.973% | 6056.7621 | MachineDrives | 0.81561 | 0.79407 | 0.22138
Tech | Stone/Clay/Glass/Concrete | Compressed Air | Compressed Air | TRC | New | EN604 | Compressed Air Equipment | Compressed Air Equipment | Equip | 15 | Compressed Air | 77.48% | Tech/Econ | 1.973% | 0 | MachineDrives | 0 | 0 | 0.22138
Tech | Stone/Clay/Glass/Concrete | Compressed Air | Compressed Air | TRC | Existing | EE603 | Compressed Air Equipment | Compressed Air Equipment | Equip | 15 | Compressed Air | 77.48% | Tech/Econ | 1.973% | 0 | MachineDrives | 0 | 0 | 0.22138
Tech | Textiles and Leather | Process Specific | Process Specific | TRC | New | NN732 | Process Other Systems Optimization | Process Other Systems Optimization | NonEquip | 5.3333 | Process Specific | 4.344% | Tech/Econ | 42.04% | 0 | ProcessHeating | 0 | 0 | 0.05463
Tech | Textiles and Leather | Process Specific | Process Specific | TRC | Existing | NE731 | Process Other Systems Optimization | Process Other Systems Optimization | NonEquip | 5.3333 | Process Specific | 4.344% | Tech/Econ | 42.04% | 372.3775 | ProcessHeating | 0.051266 | 0.050002 | 0.05463
Tech | Textiles and Leather | Process Heating | Process Heating | TRC | New | NN730 | Process Heat System Optimization | Process Heat System Optimization | NonEquip | 2 | Process Heating | 24.47% | Tech/Econ | 8.837% | 0 | ProcessHeating | 0 | 0 | 1.0583
Tech | Textiles and Leather | Process Heating | Process Heating | TRC | Existing | NE729 | Process Heat System Optimization | Process Heat System Optimization | NonEquip | 2 | Process Heating | 24.47% | Tech/Econ | 8.837% | 2146.3796 | ProcessHeating | 0.2955 | 0.28821 | 1.0583
Tech | Textiles and Leather | Process Heating | Process Heating | TRC | Turnover | ET728 | Process Heat Equipment Upgrade | Process Heat Equipment Upgrade | Equip | 10 | Process Heating | 24.47% | Tech/Econ | 27.11% | 7053.3716 | ProcessHeating | 0.97105 | 0.94711 | 0.037357
Tech | Textiles and Leather | Process Heating | Process Heating | TRC | New | EN727 | Process Heat Equipment Upgrade | Process Heat Equipment Upgrade | Equip | 10 | Process Heating | 24.47% | Tech/Econ | 27.11% | 0 | ProcessHeating | 0 | 0 | 0.037357
Tech | Textiles and Leather | Process Heating | Process Heating | TRC | Existing | EE726 | Process Heat Equipment Upgrade | Process Heat Equipment Upgrade | Equip | 10 | Process Heating | 24.47% | Tech/Econ | 27.11% | 0 | ProcessHeating | 0 | 0 | 0.037357
Tech | Textiles and Leather | Process Cooling | Process Cooling | TRC | New | NN722 | Process Refrig Controls | Process Refrig Controls | NonEquip | 15 | Process Cooling | 33.75% | Tech/Econ | 6% | 0 | ProcessHeating | 0 | 0 | 0.88
Tech | Textiles and Leather | Process Cooling | Process Cooling | TRC | Existing | NE721 | Process Refrig Controls | Process Refrig Controls | NonEquip | 15 | Process Cooling | 33.75% | Tech/Econ | 6% | 1063.5235 | ProcessHeating | 0.14642 | 0.14281 | 0.88
Tech | Textiles and Leather | Process Cooling | Process Cooling | TRC | Turnover | ET725 | Process Refrig Equipment Upgrade | Process Refrig Equipment Upgrade | Equip | 10 | Process Cooling | 21% | Tech/Econ | 14.49% | 1648.7334 | ProcessHeating | 0.22698 | 0.22139 | 0.16463
Tech | Textiles and Leather | Process Cooling | Process Cooling | TRC | New | EN724 | Process Refrig Equipment Upgrade | Process Refrig Equipment Upgrade | Equip | 10 | Process Cooling | 21% | Tech/Econ | 14.49% | 0 | ProcessHeating | 0 | 0 | 0.16463
Tech | Textiles and Leather | Process Cooling | Process Cooling | TRC | Existing | EE723 | Process Refrig Equipment Upgrade | Process Refrig Equipment Upgrade | Equip | 10 | Process Cooling | 21% | Tech/Econ | 14.49% | 0 | ProcessHeating | 0 | 0 | 0.16463
Tech | Textiles and Leather | Motors Pumps | Motors Pumps | TRC | New | NN720 | Pump Improved Controls | Pump Improved Controls | NonEquip | 15 | Motors Pumps | 33.99% | Tech/Econ | 1.792% | 0 | MachineDrives | 0 | 0 | 0.063804
Tech | Textiles and Leather | Motors Pumps | Motors Pumps | TRC | New | NN715 | Motor Optimization | Motor Optimization | NonEquip | 10 | Motors Pumps | 72.03% | Tech/Econ | 27.02% | 0 | MachineDrives | 0 | 0 | 0.30625
Tech | Textiles and Leather | Motors Pumps | Motors Pumps | TRC | New | NN713 | Motor Improved Controls | Motor Improved Controls | NonEquip | 15 | Motors Pumps | 33.71% | Tech/Econ | 1.792% | 0 | MachineDrives | 0 | 0 | 0.063804
Tech | Textiles and Leather | Motors Pumps | Motors Pumps | TRC | Existing | NE719 | Pump Improved Controls | Pump Improved Controls | NonEquip | 15 | Motors Pumps | 33.99% | Tech/Econ | 1.792% | 1660.2299 | MachineDrives | 0.22357 | 0.21766 | 0.063804
Tech | Textiles and Leather | Motors Pumps | Motors Pumps | TRC | Existing | NE714 | Motor Optimization | Motor Optimization | NonEquip | 10 | Motors Pumps | 72.03% | Tech/Econ | 27.02% | 68822.1849 | MachineDrives | 9.2677 | 9.0229 | 0.30625
Tech | Textiles and Leather | Motors Pumps | Motors Pumps | TRC | Existing | NE712 | Motor Improved Controls | Motor Improved Controls | NonEquip | 15 | Motors Pumps | 33.71% | Tech/Econ | 1.792% | 1636.5883 | MachineDrives | 0.22038 | 0.21456 | 0.063804
Tech | Textiles and Leather | Motors Pumps | Motors Pumps | TRC | Turnover | ET718 | Pump Equipment Upgrade | Pump Equipment Upgrade | Equip | 15 | Motors Pumps | 75.53% | Tech/Econ | 4.851% | 10435.3755 | MachineDrives | 1.4052 | 1.3681 | 0.12788
Tech | Textiles and Leather | Motors Pumps | Motors Pumps | TRC | Turnover | ET711 | Motor Equipment Upgrades | Motor Equipment Upgrades | Equip | 10 | Motors Pumps | 21% | Tech/Econ | 3.252% | 1873.8946 | MachineDrives | 0.25234 | 0.24568 | 0.14068
Tech | Textiles and Leather | Motors Pumps | Motors Pumps | TRC | New | EN717 | Pump Equipment Upgrade | Pump Equipment Upgrade | Equip | 15 | Motors Pumps | 75.53% | Tech/Econ | 4.851% | 0 | MachineDrives | 0 | 0 | 0.12788
Tech | Textiles and Leather | Motors Pumps | Motors Pumps | TRC | New | EN710 | Motor Equipment Upgrades | Motor Equipment Upgrades | Equip | 10 | Motors Pumps | 21% | Tech/Econ | 3.252% | 0 | MachineDrives | 0 | 0 | 0.14068
Tech | Textiles and Leather | Motors Pumps | Motors Pumps | TRC | Existing | EE716 | Pump Equipment Upgrade | Pump Equipment Upgrade | Equip | 15 | Motors Pumps | 75.53% | Tech/Econ | 4.851% | 0 | MachineDrives | 0 | 0 | 0.12788
Tech | Textiles and Leather | Motors Pumps | Motors Pumps | TRC | Existing | EE709 | Motor Equipment Upgrades | Motor Equipment Upgrades | Equip | 10 | Motors Pumps | 21% | Tech/Econ | 3.252% | 0 | MachineDrives | 0 | 0 | 0.14068
Tech | Textiles and Leather | Motors Fans Blowers | Motors Fans Blowers | TRC | New | NN708 | Fan Improved Controls | Fan Improved Controls | NonEquip | 15 | Motors Fans Blowers | 34.37% | Tech/Econ | 15.88% | 0 | MachineDrives | 0 | 0 | 0.024602
Tech | Textiles and Leather | Motors Fans Blowers | Motors Fans Blowers | TRC | Existing | NE707 | Fan Improved Controls | Fan Improved Controls | NonEquip | 15 | Motors Fans Blowers | 34.37% | Tech/Econ | 15.88% | 11027.8869 | MachineDrives | 1.485 | 1.4458 | 0.024602
Tech | Textiles and Leather | Motors Fans Blowers | Motors Fans Blowers | TRC | Turnover | ET706 | Fan Equipment Upgrades | Fan Equipment Upgrades | Equip | 15 | Motors Fans Blowers | 76.37% | Tech/Econ | 4.851% | 7077.3722 | MachineDrives | 0.95305 | 0.92787 | 0.12788
Tech | Textiles and Leather | Motors Fans Blowers | Motors Fans Blowers | TRC | New | EN705 | Fan Equipment Upgrades | Fan Equipment Upgrades | Equip | 15 | Motors Fans Blowers | 76.37% | Tech/Econ | 4.851% | 0 | MachineDrives | 0 | 0 | 0.12788
Tech | Textiles and Leather | Motors Fans Blowers | Motors Fans Blowers | TRC | Existing | EE704 | Fan Equipment Upgrades | Fan Equipment Upgrades | Equip | 15 | Motors Fans Blowers | 76.37% | Tech/Econ | 4.851% | 0 | MachineDrives | 0 | 0 | 0.12788
Tech | Textiles and Leather | Industrial Lighting | Industrial Lighting | TRC | New | NN703 | Lighting Controls | Lighting Controls | NonEquip | 10 | Industrial Lighting | 30% | Tech/Econ | 16.46% | 0 | Lighting | 0 | 0 | 0.1284
Tech | Textiles and Leather | Industrial Lighting | Industrial Lighting | TRC | Existing | NE702 | Lighting Controls | Lighting Controls | NonEquip | 10 | Industrial Lighting | 30% | Tech/Econ | 16.46% | 3099.5712 | Lighting | 0.44242 | 0.43005 | 0.1284
Tech | Textiles and Leather | Industrial Lighting | Industrial Lighting | TRC | Turnover | ET701 | Efficient Lighting - Other Interior Lighting | Efficient Lighting - Other Interior Lighting | Equip | 14.4667 | Industrial Lighting | 76.99% | Tech/Econ | 38.99% | 26922.917 | Lighting | 3.8429 | 3.7354 | 0.39837
Tech | Textiles and Leather | Industrial Lighting | Industrial Lighting | TRC | Turnover | ET698 | Efficient Lighting - High Bay | Efficient Lighting - High Bay | Equip | 13.6667 | Industrial Lighting | 20% | Tech/Econ | 48.41% | 9613.2764 | Lighting | 1.3722 | 1.3338 | 0.21586
Tech | Textiles and Leather | Industrial Lighting | Industrial Lighting | TRC | New | EN700 | Efficient Lighting - Other Interior Lighting | Efficient Lighting - Other Interior Lighting | Equip | 14.4667 | Industrial Lighting | 76.99% | Tech/Econ | 38.99% | 0 | Lighting | 0 | 0 | 0.39837
Tech | Textiles and Leather | Industrial Lighting | Industrial Lighting | TRC | New | EN697 | Efficient Lighting - High Bay | Efficient Lighting - High Bay | Equip | 13.6667 | Industrial Lighting | 20% | Tech/Econ | 48.41% | 0 | Lighting | 0 | 0 | 0.21586
Tech | Textiles and Leather | Industrial Lighting | Industrial Lighting | TRC | Existing | EE699 | Efficient Lighting - Other Interior Lighting | Efficient Lighting - Other Interior Lighting | Equip | 14.4667 | Industrial Lighting | 76.99% | Tech/Econ | 38.99% | 0 | Lighting | 0 | 0 | 0.39837
Tech | Textiles and Leather | Industrial Lighting | Industrial Lighting | TRC | Existing | EE696 | Efficient Lighting - High Bay | Efficient Lighting - High Bay | Equip | 13.6667 | Industrial Lighting | 20% | Tech/Econ | 48.41% | 0 | Lighting | 0 | 0 | 0.21586
Tech | Textiles and Leather | HVAC | HVAC | TRC | New | NN695 | HVAC Recommissioning | HVAC Recommissioning | NonEquip | 10 | HVAC | 19.11% | Tech/Econ | 9.207% | 0 | HVAC | 0 | 0 | 0.059357
Tech | Textiles and Leather | HVAC | HVAC | TRC | New | NN693 | HVAC Improved Controls | HVAC Improved Controls | NonEquip | 15 | HVAC | 19.11% | Tech/Econ | 13.22% | 0 | HVAC | 0 | 0 | 0.0032746
Tech | Textiles and Leather | HVAC | HVAC | TRC | New | NN688 | Building Envelope Improvements | Building Envelope Improvements | NonEquip | 15 | HVAC | 19.11% | Tech/Econ | 7.051% | 0 | HVAC | 0 | 0 | 0.28165
Tech | Textiles and Leather | HVAC | HVAC | TRC | Existing | NE694 | HVAC Recommissioning | HVAC Recommissioning | NonEquip | 10 | HVAC | 19.11% | Tech/Econ | 9.207% | 3336.8739 | HVAC | 0.47535 | 0.46382 | 0.059357
Tech | Textiles and Leather | HVAC | HVAC | TRC | Existing | NE692 | HVAC Improved Controls | HVAC Improved Controls | NonEquip | 15 | HVAC | 19.11% | Tech/Econ | 13.22% | 4914.3128 | HVAC | 0.70006 | 0.68308 | 0.0032746
Tech | Textiles and Leather | HVAC | HVAC | TRC | Existing | NE687 | Building Envelope Improvements | Building Envelope Improvements | NonEquip | 15 | HVAC | 19.11% | Tech/Econ | 7.051% | 2510.3987 | HVAC | 0.35762 | 0.34894 | 0.28165
Tech | Textiles and Leather | HVAC | HVAC | TRC | Turnover | ET691 | HVAC Equipment Upgrades | HVAC Equipment Upgrades | Equip | 18 | HVAC | 19.11% | Tech/Econ | 15.11% | 5785.4566 | HVAC | 0.82416 | 0.80416 | 0.12765
Tech | Textiles and Leather | HVAC | HVAC | TRC | New | EN690 | HVAC Equipment Upgrades | HVAC Equipment Upgrades | Equip | 18 | HVAC | 19.11% | Tech/Econ | 15.11% | 0 | HVAC | 0 | 0 | 0.12765
Tech | Textiles and Leather | HVAC | HVAC | TRC | Existing | EE689 | HVAC Equipment Upgrades | HVAC Equipment Upgrades | Equip | 18 | HVAC | 19.11% | Tech/Econ | 15.11% | 0 | HVAC | 0 | 0 | 0.12765
Tech | Textiles and Leather | Exterior Lighting | Exterior Lighting | TRC | New | NN686 | Lighting Controls - Exterior | Lighting Controls - Exterior | NonEquip | 10 | Exterior Lighting | 17% | Tech/Econ | 28% | 0 | Exterior | 0 | 0 | 0.1284
Tech | Textiles and Leather | Exterior Lighting | Exterior Lighting | TRC | Existing | NE685 | Lighting Controls - Exterior | Lighting Controls - Exterior | NonEquip | 10 | Exterior Lighting | 17% | Tech/Econ | 28% | 473.0878 | Exterior | 0 | 0 | 0.1284
Tech | Textiles and Leather | Exterior Lighting | Exterior Lighting | TRC | Turnover | ET684 | Efficient Lighting - Exterior | Efficient Lighting - Exterior | Equip | 13.6 | Exterior Lighting | 15.29% | Tech/Econ | 78.74% | 1360.2423 | Exterior | 0 | 0 | 0.1144
Tech | Textiles and Leather | Exterior Lighting | Exterior Lighting | TRC | New | EN683 | Efficient Lighting - Exterior | Efficient Lighting - Exterior | Equip | 13.6 | Exterior Lighting | 15.29% | Tech/Econ | 78.74% | 0 | Exterior | 0 | 0 | 0.1144
Tech | Textiles and Leather | Exterior Lighting | Exterior Lighting | TRC | Existing | EE682 | Efficient Lighting - Exterior | Efficient Lighting - Exterior | Equip | 13.6 | Exterior Lighting | 15.29% | Tech/Econ | 78.74% | 0 | Exterior | 0 | 0 | 0.1144
Tech | Textiles and Leather | Compressed Air | Compressed Air | TRC | New | NN681 | Compressed Air System Optimization | Compressed Air System Optimization | NonEquip | 10 | Compressed Air | 25.94% | Tech/Econ | 10.78% | 0 | MachineDrives | 0 | 0 | 0.049977
Tech | Textiles and Leather | Compressed Air | Compressed Air | TRC | New | NN676 | Compressed Air Controls | Compressed Air Controls | NonEquip | 12.5 | Compressed Air | 72.03% | Tech/Econ | 1.918% | 0 | MachineDrives | 0 | 0 | 0.054893
Tech | Textiles and Leather | Compressed Air | Compressed Air | TRC | Existing | NE680 | Compressed Air System Optimization | Compressed Air System Optimization | NonEquip | 10 | Compressed Air | 25.94% | Tech/Econ | 10.78% | 5652.0082 | MachineDrives | 0.76111 | 0.741 | 0.049977
Tech | Textiles and Leather | Compressed Air | Compressed Air | TRC | Existing | NE675 | Compressed Air Controls | Compressed Air Controls | NonEquip | 12.5 | Compressed Air | 72.03% | Tech/Econ | 1.918% | 2634.8597 | MachineDrives | 0.35481 | 0.34544 | 0.054893
Tech | Textiles and Leather | Compressed Air | Compressed Air | TRC | Turnover | ET679 | Compressed Air Equipment | Compressed Air Equipment | Equip | 15 | Compressed Air | 72.03% | Tech/Econ | 4.024% | 5693.6893 | MachineDrives | 0.76672 | 0.74647 | 0.12591
Tech | Textiles and Leather | Compressed Air | Compressed Air | TRC | New | EN678 | Compressed Air Equipment | Compressed Air Equipment | Equip | 15 | Compressed Air | 72.03% | Tech/Econ | 4.024% | 0 | MachineDrives | 0 | 0 | 0.12591
Tech | Textiles and Leather | Compressed Air | Compressed Air | TRC | Existing | EE677 | Compressed Air Equipment | Compressed Air Equipment | Equip | 15 | Compressed Air | 72.03% | Tech/Econ | 4.024% | 0 | MachineDrives | 0 | 0 | 0.12591
Tech | Transportation Equipment | Process Specific | Process Specific | TRC | New | NN807 | Process Other Systems Optimization | Process Other Systems Optimization | NonEquip | 5.3333 | Process Specific | 1.136% | Tech/Econ | 12% | 0 | ProcessHeating | 0 | 0 | 0.023178
Tech | Transportation Equipment | Process Specific | Process Specific | TRC | New | NN805 | Plant Energy Management | Plant Energy Management | NonEquip | 10.5 | Process Specific | 27.36% | Tech/Econ | 12% | 0 | ProcessHeating | 0 | 0 | 0.023178
Tech | Transportation Equipment | Process Specific | Process Specific | TRC | Existing | NE806 | Process Other Systems Optimization | Process Other Systems Optimization | NonEquip | 5.3333 | Process Specific | 1.136% | Tech/Econ | 12% | 261.4423 | ProcessHeating | 0.035993 | 0.035106 | 0.023178
Tech | Transportation Equipment | Process Specific | Process Specific | TRC | Existing | NE804 | Plant Energy Management | Plant Energy Management | NonEquip | 10.5 | Process Specific | 27.36% | Tech/Econ | 12% | 6511.3016 | ProcessHeating | 0.89643 | 0.87432 | 0.023178
Tech | Transportation Equipment | Process Heating | Process Heating | TRC | New | NN803 | Process Heat System Optimization | Process Heat System Optimization | NonEquip | 2 | Process Heating | 8.411% | Tech/Econ | 11.19% | 0 | ProcessHeating | 0 | 0 | 0.092715
Tech | Transportation Equipment | Process Heating | Process Heating | TRC | New | NN801 | Process Heat Improved Controls | Process Heat Improved Controls | NonEquip | 15 | Process Heating | 8.411% | Tech/Econ | 2.283% | 0 | ProcessHeating | 0 | 0 | 0.89743
Tech | Transportation Equipment | Process Heating | Process Heating | TRC | New | NN799 | Plant Energy Management | Plant Energy Management | NonEquip | 10.5 | Process Heating | 27.36% | Tech/Econ | 12% | 0 | ProcessHeating | 0 | 0 | 0.023178
Tech | Transportation Equipment | Process Heating | Process Heating | TRC | Existing | NE802 | Process Heat System Optimization | Process Heat System Optimization | NonEquip | 2 | Process Heating | 8.411% | Tech/Econ | 11.19% | 3608.4572 | ProcessHeating | 0.49678 | 0.48454 | 0.092715
Tech | Transportation Equipment | Process Heating | Process Heating | TRC | Existing | NE800 | Process Heat Improved Controls | Process Heat Improved Controls | NonEquip | 15 | Process Heating | 8.411% | Tech/Econ | 2.283% | 729.4637 | ProcessHeating | 0.10043 | 0.097951 | 0.89743
Tech | Transportation Equipment | Process Heating | Process Heating | TRC | Existing | NE798 | Plant Energy Management | Plant Energy Management | NonEquip | 10.5 | Process Heating | 27.36% | Tech/Econ | 12% | 13017.3309 | ProcessHeating | 1.7921 | 1.7479 | 0.023178
Tech | Transportation Equipment | Process Cooling | Process Cooling | TRC | New | NN794 | Process Refrig Controls | Process Refrig Controls | NonEquip | 15 | Process Cooling | 33.75% | Tech/Econ | 6% | 0 | ProcessHeating | 0 | 0 | 0.88
Tech | Transportation Equipment | Process Cooling | Process Cooling | TRC | New | NN792 | Plant Energy Management | Plant Energy Management | NonEquip | 10.5 | Process Cooling | 27.36% | Tech/Econ | 12% | 0 | ProcessHeating | 0 | 0 | 0.023178
Tech | Transportation Equipment | Process Cooling | Process Cooling | TRC | Existing | NE793 | Process Refrig Controls | Process Refrig Controls | NonEquip | 15 | Process Cooling | 33.75% | Tech/Econ | 6% | 3555.0632 | ProcessHeating | 0.48943 | 0.47737 | 0.88
Tech | Transportation Equipment | Process Cooling | Process Cooling | TRC | Existing | NE791 | Plant Energy Management | Plant Energy Management | NonEquip | 10.5 | Process Cooling | 27.36% | Tech/Econ | 12% | 5960.3453 | ProcessHeating | 0.82057 | 0.80034 | 0.023178
Tech | Transportation Equipment | Process Cooling | Process Cooling | TRC | Turnover | ET797 | Process Refrig Equipment Upgrade | Process Refrig Equipment Upgrade | Equip | 10 | Process Cooling | 21% | Tech/Econ | 2.689% | 971.1318 | ProcessHeating | 0.1337 | 0.1304 | 0.12236
Tech | Transportation Equipment | Process Cooling | Process Cooling | TRC | New | EN796 | Process Refrig Equipment Upgrade | Process Refrig Equipment Upgrade | Equip | 10 | Process Cooling | 21% | Tech/Econ | 2.689% | 0 | ProcessHeating | 0 | 0 | 0.12236
Tech | Transportation Equipment | Process Cooling | Process Cooling | TRC | Existing | EE795 | Process Refrig Equipment Upgrade | Process Refrig Equipment Upgrade | Equip | 10 | Process Cooling | 21% | Tech/Econ | 2.689% | 0 | ProcessHeating | 0 | 0 | 0.12236
Tech | Transportation Equipment | Other | Other | TRC | New | NN790 | Plant Energy Management | Plant Energy Management | NonEquip | 10.5 | Other | 27.36% | Tech/Econ | 12% | 0 | Other | 0 | 0 | 0.023178
Tech | Transportation Equipment | Other | Other | TRC | Existing | NE789 | Plant Energy Management | Plant Energy Management | NonEquip | 10.5 | Other | 27.36% | Tech/Econ | 12% | 10634.2472 | Other | 1.5341 | 1.5603 | 0.023178
Tech | Transportation Equipment | Motors Pumps | Motors Pumps | TRC | New | NN788 | Pump System Optimization | Pump System Optimization | NonEquip | 10 | Motors Pumps | 93.35% | Tech/Econ | 3.493% | 0 | MachineDrives | 0 | 0 | 0.078327
Tech | Transportation Equipment | Motors Pumps | Motors Pumps | TRC | New | NN786 | Pump Improved Controls | Pump Improved Controls | NonEquip | 15 | Motors Pumps | 33.99% | Tech/Econ | 1.792% | 0 | MachineDrives | 0 | 0 | 0.063804
Tech | Transportation Equipment | Motors Pumps | Motors Pumps | TRC | New | NN781 | Plant Energy Management | Plant Energy Management | NonEquip | 10.5 | Motors Pumps | 27.36% | Tech/Econ | 12% | 0 | MachineDrives | 0 | 0 | 0.023178
Tech | Transportation Equipment | Motors Pumps | Motors Pumps | TRC | New | NN779 | Motor Optimization | Motor Optimization | NonEquip | 10 | Motors Pumps | 93.35% | Tech/Econ | 0.877% | 0 | MachineDrives | 0 | 0 | 0.083771
Tech | Transportation Equipment | Motors Pumps | Motors Pumps | TRC | New | NN777 | Motor Improved Controls | Motor Improved Controls | NonEquip | 15 | Motors Pumps | 33.71% | Tech/Econ | 1.792% | 0 | MachineDrives | 0 | 0 | 0.063804
Tech | Transportation Equipment | Motors Pumps | Motors Pumps | TRC | Existing | NE787 | Pump System Optimization | Pump System Optimization | NonEquip | 10 | Motors Pumps | 93.35% | Tech/Econ | 3.493% | 20596.8307 | MachineDrives | 2.7736 | 2.7003 | 0.078327
Tech | Transportation Equipment | Motors Pumps | Motors Pumps | TRC | Existing | NE785 | Pump Improved Controls | Pump Improved Controls | NonEquip | 15 | Motors Pumps | 33.99% | Tech/Econ | 1.792% | 3548.2475 | MachineDrives | 0.47781 | 0.46519 | 0.063804
Tech | Transportation Equipment | Motors Pumps | Motors Pumps | TRC | Existing | NE780 | Plant Energy Management | Plant Energy Management | NonEquip | 10.5 | Motors Pumps | 27.36% | Tech/Econ | 12% | 21446.1712 | MachineDrives | 2.888 | 2.8117 | 0.023178
Tech | Transportation Equipment | Motors Pumps | Motors Pumps | TRC | Existing | NE778 | Motor Optimization | Motor Optimization | NonEquip | 10 | Motors Pumps | 93.35% | Tech/Econ | 0.877% | 4710.2633 | MachineDrives | 0.63429 | 0.61754 | 0.083771
Tech | Transportation Equipment | Motors Pumps | Motors Pumps | TRC | Existing | NE776 | Motor Improved Controls | Motor Improved Controls | NonEquip | 15 | Motors Pumps | 33.71% | Tech/Econ | 1.792% | 3497.7207 | MachineDrives | 0.47101 | 0.45857 | 0.063804
Tech | Transportation Equipment | Motors Pumps | Motors Pumps | TRC | Turnover | ET784 | Pump Equipment Upgrade | Pump Equipment Upgrade | Equip | 15 | Motors Pumps | 75.53% | Tech/Econ | 2.752% | 12363.5604 | MachineDrives | 1.6649 | 1.6209 | 0.25378
Tech | Transportation Equipment | Motors Pumps | Motors Pumps | TRC | Turnover | ET775 | Motor Equipment Upgrades | Motor Equipment Upgrades | Equip | 10 | Motors Pumps | 93.35% | Tech/Econ | 2.862% | 16325.2418 | MachineDrives | 2.1984 | 2.1403 | 0.031454
Tech | Transportation Equipment | Motors Pumps | Motors Pumps | TRC | New | EN783 | Pump Equipment Upgrade | Pump Equipment Upgrade | Equip | 15 | Motors Pumps | 75.53% | Tech/Econ | 2.752% | 0 | MachineDrives | 0 | 0 | 0.25378
Tech | Transportation Equipment | Motors Pumps | Motors Pumps | TRC | New | EN774 | Motor Equipment Upgrades | Motor Equipment Upgrades | Equip | 10 | Motors Pumps | 93.35% | Tech/Econ | 2.862% | 0 | MachineDrives | 0 | 0 | 0.031454
Tech | Transportation Equipment | Motors Pumps | Motors Pumps | TRC | Existing | EE782 | Pump Equipment Upgrade | Pump Equipment Upgrade | Equip | 15 | Motors Pumps | 75.53% | Tech/Econ | 2.752% | 0 | MachineDrives | 0 | 0 | 0.25378
Tech | Transportation Equipment | Motors Pumps | Motors Pumps | TRC | Existing | EE773 | Motor Equipment Upgrades | Motor Equipment Upgrades | Equip | 10 | Motors Pumps | 93.35% | Tech/Econ | 2.862% | 0 | MachineDrives | 0 | 0 | 0.031454
Tech | Transportation Equipment | Motors Fans Blowers | Motors Fans Blowers | TRC | New | NN772 | Plant Energy Management | Plant Energy Management | NonEquip | 10.5 | Motors Fans Blowers | 27.36% | Tech/Econ | 12% | 0 | MachineDrives | 0 | 0 | 0.023178
Tech | Transportation Equipment | Motors Fans Blowers | Motors Fans Blowers | TRC | New | NN770 | Fan System Optimization | Fan System Optimization | NonEquip | 10 | Motors Fans Blowers | 93.35% | Tech/Econ | 20.43% | 0 | MachineDrives | 0 | 0 | 0.03506
Tech | Transportation Equipment | Motors Fans Blowers | Motors Fans Blowers | TRC | New | NN768 | Fan Improved Controls | Fan Improved Controls | NonEquip | 15 | Motors Fans Blowers | 93.35% | Tech/Econ | 14.66% | 0 | MachineDrives | 0 | 0 | 0.0098583
Tech | Transportation Equipment | Motors Fans Blowers | Motors Fans Blowers | TRC | Existing | NE771 | Plant Energy Management | Plant Energy Management | NonEquip | 10.5 | Motors Fans Blowers | 27.36% | Tech/Econ | 12% | 8560.6859 | MachineDrives | 1.1528 | 1.1223 | 0.023178
Tech | Transportation Equipment | Motors Fans Blowers | Motors Fans Blowers | TRC | Existing | NE769 | Fan System Optimization | Fan System Optimization | NonEquip | 10 | Motors Fans Blowers | 93.35% | Tech/Econ | 20.43% | 71170.0012 | MachineDrives | 9.5838 | 9.3307 | 0.03506
Tech | Transportation Equipment | Motors Fans Blowers | Motors Fans Blowers | TRC | Existing | NE767 | Fan Improved Controls | Fan Improved Controls | NonEquip | 15 | Motors Fans Blowers | 93.35% | Tech/Econ | 14.66% | 41336.9204 | MachineDrives | 5.5665 | 5.4195 | 0.0098583
Tech | Transportation Equipment | Motors Fans Blowers | Motors Fans Blowers | TRC | Turnover | ET766 | Fan Equipment Upgrades | Fan Equipment Upgrades | Equip | 15 | Motors Fans Blowers | 76.37% | Tech/Econ | 2.752% | 5299.533 | MachineDrives | 0.71364 | 0.69479 | 0.25378
Tech | Transportation Equipment | Motors Fans Blowers | Motors Fans Blowers | TRC | New | EN765 | Fan Equipment Upgrades | Fan Equipment Upgrades | Equip | 15 | Motors Fans Blowers | 76.37% | Tech/Econ | 2.752% | 0 | MachineDrives | 0 | 0 | 0.25378
Tech | Transportation Equipment | Motors Fans Blowers | Motors Fans Blowers | TRC | Existing | EE764 | Fan Equipment Upgrades | Fan Equipment Upgrades | Equip | 15 | Motors Fans Blowers | 76.37% | Tech/Econ | 2.752% | 0 | MachineDrives | 0 | 0 | 0.25378
Tech | Transportation Equipment | Industrial Lighting | Industrial Lighting | TRC | New | NN763 | Lighting Controls | Lighting Controls | NonEquip | 10 | Industrial Lighting | 77.99% | Tech/Econ | 15.94% | 0 | Lighting | 0 | 0 | 0.13145
Tech | Transportation Equipment | Industrial Lighting | Industrial Lighting | TRC | Existing | NE762 | Lighting Controls | Lighting Controls | NonEquip | 10 | Industrial Lighting | 77.99% | Tech/Econ | 15.94% | 31648.7593 | Lighting | 4.5175 | 4.3911 | 0.13145
Tech | Transportation Equipment | Industrial Lighting | Industrial Lighting | TRC | Turnover | ET761 | Efficient Lighting - Other Interior Lighting | Efficient Lighting - Other Interior Lighting | Equip | 14.4667 | Industrial Lighting | 77.99% | Tech/Econ | 38.99% | 111241.043 | Lighting | 15.8782 | 15.4341 | 0.39837
Tech | Transportation Equipment | Industrial Lighting | Industrial Lighting | TRC | Turnover | ET758 | Efficient Lighting - High Bay | Efficient Lighting - High Bay | Equip | 13.6667 | Industrial Lighting | 20% | Tech/Econ | 48.41% | 39212.1898 | Lighting | 5.597 | 5.4405 | 0.21586
Tech | Transportation Equipment | Industrial Lighting | Industrial Lighting | TRC | New | EN760 | Efficient Lighting - Other Interior Lighting | Efficient Lighting - Other Interior Lighting | Equip | 14.4667 | Industrial Lighting | 77.99% | Tech/Econ | 38.99% | 0 | Lighting | 0 | 0 | 0.39837
Tech | Transportation Equipment | Industrial Lighting | Industrial Lighting | TRC | New | EN757 | Efficient Lighting - High Bay | Efficient Lighting - High Bay | Equip | 13.6667 | Industrial Lighting | 20% | Tech/Econ | 48.41% | 0 | Lighting | 0 | 0 | 0.21586
Tech | Transportation Equipment | Industrial Lighting | Industrial Lighting | TRC | Existing | EE759 | Efficient Lighting - Other Interior Lighting | Efficient Lighting - Other Interior Lighting | Equip | 14.4667 | Industrial Lighting | 77.99% | Tech/Econ | 38.99% | 0 | Lighting | 0 | 0 | 0.39837
Tech | Transportation Equipment | Industrial Lighting | Industrial Lighting | TRC | Existing | EE756 | Efficient Lighting - High Bay | Efficient Lighting - High Bay | Equip | 13.6667 | Industrial Lighting | 20% | Tech/Econ | 48.41% | 0 | Lighting | 0 | 0 | 0.21586
Tech | Transportation Equipment | HVAC | HVAC | TRC | New | NN755 | HVAC Recommissioning | HVAC Recommissioning | NonEquip | 10 | HVAC | 48.92% | Tech/Econ | 12.44% | 0 | HVAC | 0 | 0 | 0.23283
Tech | Transportation Equipment | HVAC | HVAC | TRC | New | NN753 | HVAC Improved Controls | HVAC Improved Controls | NonEquip | 15 | HVAC | 48.92% | Tech/Econ | 6.312% | 0 | HVAC | 0 | 0 | 0.015056
Tech | Transportation Equipment | HVAC | HVAC | TRC | New | NN748 | Building Envelope Improvements | Building Envelope Improvements | NonEquip | 15 | HVAC | 48.92% | Tech/Econ | 11.86% | 0 | HVAC | 0 | 0 | 0.13548
Tech | Transportation Equipment | HVAC | HVAC | TRC | Existing | NE754 | HVAC Recommissioning | HVAC Recommissioning | NonEquip | 10 | HVAC | 48.92% | Tech/Econ | 12.44% | 38693.8477 | HVAC | 5.5121 | 5.3783 | 0.23283
Tech | Transportation Equipment | HVAC | HVAC | TRC | Existing | NE752 | HVAC Improved Controls | HVAC Improved Controls | NonEquip | 15 | HVAC | 48.92% | Tech/Econ | 6.312% | 17362.9271 | HVAC | 2.4734 | 2.4134 | 0.015056
Tech | Transportation Equipment | HVAC | HVAC | TRC | Existing | NE747 | Building Envelope Improvements | Building Envelope Improvements | NonEquip | 15 | HVAC | 48.92% | Tech/Econ | 11.86% | 34635.1698 | HVAC | 4.9339 | 4.8142 | 0.13548
Tech | Transportation Equipment | HVAC | HVAC | TRC | Turnover | ET751 | HVAC Equipment Upgrades | HVAC Equipment Upgrades | Equip | 18 | HVAC | 48.92% | Tech/Econ | 12.46% | 41251.9401 | HVAC | 5.8765 | 5.7339 | 0.1245
Tech | Transportation Equipment | HVAC | HVAC | TRC | New | EN750 | HVAC Equipment Upgrades | HVAC Equipment Upgrades | Equip | 18 | HVAC | 48.92% | Tech/Econ | 12.46% | 0 | HVAC | 0 | 0 | 0.1245
Tech | Transportation Equipment | HVAC | HVAC | TRC | Existing | EE749 | HVAC Equipment Upgrades | HVAC Equipment Upgrades | Equip | 18 | HVAC | 48.92% | Tech/Econ | 12.46% | 0 | HVAC | 0 | 0 | 0.1245
Tech | Transportation Equipment | Exterior Lighting | Exterior Lighting | TRC | New | NN746 | Lighting Controls - Exterior | Lighting Controls - Exterior | NonEquip | 10 | Exterior Lighting | 17% | Tech/Econ | 28% | 0 | Exterior | 0 | 0 | 0.13145
Tech | Transportation Equipment | Exterior Lighting | Exterior Lighting | TRC | Existing | NE745 | Lighting Controls - Exterior | Lighting Controls - Exterior | NonEquip | 10 | Exterior Lighting | 17% | Tech/Econ | 28% | 1929.7071 | Exterior | 0 | 0 | 0.13145
Tech | Transportation Equipment | Exterior Lighting | Exterior Lighting | TRC | Turnover | ET744 | Efficient Lighting - Exterior | Efficient Lighting - Exterior | Equip | 13.6 | Exterior Lighting | 15.29% | Tech/Econ | 78.74% | 5548.3765 | Exterior | 0 | 0 | 0.1144
Tech | Transportation Equipment | Exterior Lighting | Exterior Lighting | TRC | New | EN743 | Efficient Lighting - Exterior | Efficient Lighting - Exterior | Equip | 13.6 | Exterior Lighting | 15.29% | Tech/Econ | 78.74% | 0 | Exterior | 0 | 0 | 0.1144
Tech | Transportation Equipment | Exterior Lighting | Exterior Lighting | TRC | Existing | EE742 | Efficient Lighting - Exterior | Efficient Lighting - Exterior | Equip | 13.6 | Exterior Lighting | 15.29% | Tech/Econ | 78.74% | 0 | Exterior | 0 | 0 | 0.1144
Tech | Transportation Equipment | Compressed Air | Compressed Air | TRC | New | NN741 | Plant Energy Management | Plant Energy Management | NonEquip | 10.5 | Compressed Air | 27.36% | Tech/Econ | 12% | 0 | MachineDrives | 0 | 0 | 0.023178
Tech | Transportation Equipment | Compressed Air | Compressed Air | TRC | New | NN739 | Compressed Air System Optimization | Compressed Air System Optimization | NonEquip | 10 | Compressed Air | 93.35% | Tech/Econ | 12.36% | 0 | MachineDrives | 0 | 0 | 0.061071
Tech | Transportation Equipment | Compressed Air | Compressed Air | TRC | New | NN734 | Compressed Air Controls | Compressed Air Controls | NonEquip | 12.5 | Compressed Air | 93.35% | Tech/Econ | 1.281% | 0 | MachineDrives | 0 | 0 | 0.068082
Tech | Transportation Equipment | Compressed Air | Compressed Air | TRC | Existing | NE740 | Plant Energy Management | Plant Energy Management | NonEquip | 10.5 | Compressed Air | 27.36% | Tech/Econ | 12% | 10840.7851 | MachineDrives | 1.4598 | 1.4213 | 0.023178
Tech | Transportation Equipment | Compressed Air | Compressed Air | TRC | Existing | NE738 | Compressed Air System Optimization | Compressed Air System Optimization | NonEquip | 10 | Compressed Air | 93.35% | Tech/Econ | 12.36% | 43067.7639 | MachineDrives | 5.7996 | 5.6464 | 0.061071
Tech | Transportation Equipment | Compressed Air | Compressed Air | TRC | Existing | NE733 | Compressed Air Controls | Compressed Air Controls | NonEquip | 12.5 | Compressed Air | 93.35% | Tech/Econ | 1.281% | 3540.4681 | MachineDrives | 0.47676 | 0.46417 | 0.068082
Tech | Transportation Equipment | Compressed Air | Compressed Air | TRC | Turnover | ET737 | Compressed Air Equipment | Compressed Air Equipment | Equip | 15 | Compressed Air | 93.35% | Tech/Econ | 7.829% | 23336.7034 | MachineDrives | 3.1425 | 3.0595 | 0.086663
Tech | Transportation Equipment | Compressed Air | Compressed Air | TRC | New | EN736 | Compressed Air Equipment | Compressed Air Equipment | Equip | 15 | Compressed Air | 93.35% | Tech/Econ | 7.829% | 0 | MachineDrives | 0 | 0 | 0.086663
Tech | Transportation Equipment | Compressed Air | Compressed Air | TRC | Existing | EE735 | Compressed Air Equipment | Compressed Air Equipment | Equip | 15 | Compressed Air | 93.35% | Tech/Econ | 7.829% | 0 | MachineDrives | 0 | 0 | 0.086663
Tech | Water and Wastewater | Process Specific | Process Specific | TRC | New | NN961 | Process Other Systems Optimization | Process Other Systems Optimization | NonEquip | 5.3333 | Process Specific | 17.64% | Tech/Econ | 48.74% | 0 | ProcessHeating | 0 | 0 | 0.032717
Tech | Water and Wastewater | Process Specific | Process Specific | TRC | New | NN959 | Plant Energy Management | Plant Energy Management | NonEquip | 10.5 | Process Specific | 25.8% | Tech/Econ | 12% | 0 | ProcessHeating | 0 | 0 | 0.023178
Tech | Water and Wastewater | Process Specific | Process Specific | TRC | Existing | NE960 | Process Other Systems Optimization | Process Other Systems Optimization | NonEquip | 5.3333 | Process Specific | 17.64% | Tech/Econ | 48.74% | 196.2846 | ProcessHeating | 0.027023 | 0.026357 | 0.032717
Tech | Water and Wastewater | Process Specific | Process Specific | TRC | Existing | NE958 | Plant Energy Management | Plant Energy Management | NonEquip | 10.5 | Process Specific | 25.8% | Tech/Econ | 12% | 64.626 | ProcessHeating | 0.0088972 | 0.0086778 | 0.023178
Tech | Water and Wastewater | Process Heating | Process Heating | TRC | New | NN957 | Process Heat System Optimization | Process Heat System Optimization | NonEquip | 2 | Process Heating | 16.02% | Tech/Econ | 9.204% | 0 | ProcessHeating | 0 | 0 | 0.30975
Tech | Water and Wastewater | Process Heating | Process Heating | TRC | New | NN955 | Process Heat Improved Controls | Process Heat Improved Controls | NonEquip | 15 | Process Heating | 23.16% | Tech/Econ | 1.21% | 0 | ProcessHeating | 0 | 0 | 0.96304
Tech | Water and Wastewater | Process Heating | Process Heating | TRC | New | NN953 | Plant Energy Management | Plant Energy Management | NonEquip | 10.5 | Process Heating | 25.8% | Tech/Econ | 12% | 0 | ProcessHeating | 0 | 0 | 0.023178
Tech | Water and Wastewater | Process Heating | Process Heating | TRC | Existing | NE956 | Process Heat System Optimization | Process Heat System Optimization | NonEquip | 2 | Process Heating | 16.02% | Tech/Econ | 9.204% | 61.699 | ProcessHeating | 0.0084942 | 0.0082848 | 0.30975
Tech | Water and Wastewater | Process Heating | Process Heating | TRC | Existing | NE954 | Process Heat Improved Controls | Process Heat Improved Controls | NonEquip | 15 | Process Heating | 23.16% | Tech/Econ | 1.21% | 11.5535 | ProcessHeating | 0.0015906 | 0.0015514 | 0.96304
Tech | Water and Wastewater | Process Heating | Process Heating | TRC | Existing | NE952 | Plant Energy Management | Plant Energy Management | NonEquip | 10.5 | Process Heating | 25.8% | Tech/Econ | 12% | 133.6728 | ProcessHeating | 0.018403 | 0.017949 | 0.023178
Tech | Water and Wastewater | Process Cooling | Process Cooling | TRC | New | NN951 | Process Refrig System Optimization | Process Refrig System Optimization | NonEquip | 4.6667 | Process Cooling | 13.75% | Tech/Econ | 45.35% | 0 | ProcessHeating | 0 | 0 | 0.11299
Tech | Water and Wastewater | Process Cooling | Process Cooling | TRC | New | NN946 | Process Refrig Controls | Process Refrig Controls | NonEquip | 15 | Process Cooling | 27.79% | Tech/Econ | 2.354% | 0 | ProcessHeating | 0 | 0 | 0.06633
Tech | Water and Wastewater | Process Cooling | Process Cooling | TRC | New | NN944 | Plant Energy Management | Plant Energy Management | NonEquip | 10.5 | Process Cooling | 25.8% | Tech/Econ | 12% | 0 | ProcessHeating | 0 | 0 | 0.023178
Tech | Water and Wastewater | Process Cooling | Process Cooling | TRC | Existing | NE950 | Process Refrig System Optimization | Process Refrig System Optimization | NonEquip | 4.6667 | Process Cooling | 13.75% | Tech/Econ | 45.35% | 148.8116 | ProcessHeating | 0.020487 | 0.019982 | 0.11299
Tech | Water and Wastewater | Process Cooling | Process Cooling | TRC | Existing | NE945 | Process Refrig Controls | Process Refrig Controls | NonEquip | 15 | Process Cooling | 27.79% | Tech/Econ | 2.354% | 13.2055 | ProcessHeating | 0.001818 | 0.0017732 | 0.06633
Tech | Water and Wastewater | Process Cooling | Process Cooling | TRC | Existing | NE943 | Plant Energy Management | Plant Energy Management | NonEquip | 10.5 | Process Cooling | 25.8% | Tech/Econ | 12% | 64.4848 | ProcessHeating | 0.0088778 | 0.0086589 | 0.023178
Tech | Water and Wastewater | Process Cooling | Process Cooling | TRC | Turnover | ET949 | Process Refrig Equipment Upgrade | Process Refrig Equipment Upgrade | Equip | 10 | Process Cooling | 22.05% | Tech/Econ | 31.43% | 155.0957 | ProcessHeating | 0.021352 | 0.020826 | 0.20671
Tech | Water and Wastewater | Process Cooling | Process Cooling | TRC | New | EN948 | Process Refrig Equipment Upgrade | Process Refrig Equipment Upgrade | Equip | 10 | Process Cooling | 22.05% | Tech/Econ | 31.43% | 0 | ProcessHeating | 0 | 0 | 0.20671
Tech | Water and Wastewater | Process Cooling | Process Cooling | TRC | Existing | EE947 | Process Refrig Equipment Upgrade | Process Refrig Equipment Upgrade | Equip | 10 | Process Cooling | 22.05% | Tech/Econ | 31.43% | 0 | ProcessHeating | 0 | 0 | 0.20671
Tech | Water and Wastewater | Other | Other | TRC | New | NN942 | Plant Energy Management | Plant Energy Management | NonEquip | 10.5 | Other | 25.8% | Tech/Econ | 12% | 0 | Other | 0 | 0 | 0.023178
Tech | Water and Wastewater | Other | Other | TRC | Existing | NE941 | Plant Energy Management | Plant Energy Management | NonEquip | 10.5 | Other | 25.8% | Tech/Econ | 12% | 61.0589 | Other | 0.0088086 | 0.0089588 | 0.023178
Tech | Water and Wastewater | Motors Pumps | Motors Pumps | TRC | New | NN940 | Pump System Optimization | Pump System Optimization | NonEquip | 10 | Motors Pumps | 59.4% | Tech/Econ | 1.68% | 0 | MachineDrives | 0 | 0 | 0.066358
Tech | Water and Wastewater | Motors Pumps | Motors Pumps | TRC | New | NN938 | Pump Improved Controls | Pump Improved Controls | NonEquip | 15 | Motors Pumps | 33.73% | Tech/Econ | 1.792% | 0 | MachineDrives | 0 | 0 | 0.063804
Tech | Water and Wastewater | Motors Pumps | Motors Pumps | TRC | New | NN933 | Plant Energy Management | Plant Energy Management | NonEquip | 10.5 | Motors Pumps | 25.8% | Tech/Econ | 12% | 0 | MachineDrives | 0 | 0 | 0.023178
Tech | Water and Wastewater | Motors Pumps | Motors Pumps | TRC | New | NN931 | Motor Optimization | Motor Optimization | NonEquip | 10 | Motors Pumps | 66.73% | Tech/Econ | 3.467% | 0 | MachineDrives | 0 | 0 | 0.45607
Tech | Water and Wastewater | Motors Pumps | Motors Pumps | TRC | New | NN929 | Motor Improved Controls | Motor Improved Controls | NonEquip | 15 | Motors Pumps | 42.04% | Tech/Econ | 0.4056% | 0 | MachineDrives | 0 | 0 | 0.10371
Tech | Water and Wastewater | Motors Pumps | Motors Pumps | TRC | Existing | NE939 | Pump System Optimization | Pump System Optimization | NonEquip | 10 | Motors Pumps | 59.4% | Tech/Econ | 1.68% | 62.4766 | MachineDrives | 0.0084132 | 0.008191 | 0.066358
Tech | Water and Wastewater | Motors Pumps | Motors Pumps | TRC | Existing | NE937 | Pump Improved Controls | Pump Improved Controls | NonEquip | 15 | Motors Pumps | 33.73% | Tech/Econ | 1.792% | 38.0854 | MachineDrives | 0.0051286 | 0.0049932 | 0.063804
Tech | Water and Wastewater | Motors Pumps | Motors Pumps | TRC | Existing | NE932 | Plant Energy Management | Plant Energy Management | NonEquip | 10.5 | Motors Pumps | 25.8% | Tech/Econ | 12% | 208.4503 | MachineDrives | 0.02807 | 0.027329 | 0.023178
Tech | Water and Wastewater | Motors Pumps | Motors Pumps | TRC | Existing | NE930 | Motor Optimization | Motor Optimization | NonEquip | 10 | Motors Pumps | 66.73% | Tech/Econ | 3.467% | 150.9571 | MachineDrives | 0.020328 | 0.019791 | 0.45607
Tech | Water and Wastewater | Motors Pumps | Motors Pumps | TRC | Existing | NE928 | Motor Improved Controls | Motor Improved Controls | NonEquip | 15 | Motors Pumps | 42.04% | Tech/Econ | 0.4056% | 10.5692 | MachineDrives | 0.0014233 | 0.0013857 | 0.10371
Tech | Water and Wastewater | Motors Pumps | Motors Pumps | TRC | Turnover | ET936 | Pump Equipment Upgrade | Pump Equipment Upgrade | Equip | 15 | Motors Pumps | 70.57% | Tech/Econ | 12.43% | 647.1624 | MachineDrives | 0.087148 | 0.084846 | 0.13315
Tech | Water and Wastewater | Motors Pumps | Motors Pumps | TRC | Turnover | ET927 | Motor Equipment Upgrades | Motor Equipment Upgrades | Equip | 10 | Motors Pumps | 54.51% | Tech/Econ | 2.132% | 74.0679 | MachineDrives | 0.0099741 | 0.0097106 | 0.1667
Tech | Water and Wastewater | Motors Pumps | Motors Pumps | TRC | New | EN935 | Pump Equipment Upgrade | Pump Equipment Upgrade | Equip | 15 | Motors Pumps | 70.57% | Tech/Econ | 12.43% | 0 | MachineDrives | 0 | 0 | 0.13315
Tech | Water and Wastewater | Motors Pumps | Motors Pumps | TRC | New | EN926 | Motor Equipment Upgrades | Motor Equipment Upgrades | Equip | 10 | Motors Pumps | 54.51% | Tech/Econ | 2.132% | 0 | MachineDrives | 0 | 0 | 0.1667
Tech | Water and Wastewater | Motors Pumps | Motors Pumps | TRC | Existing | EE934 | Pump Equipment Upgrade | Pump Equipment Upgrade | Equip | 15 | Motors Pumps | 70.57% | Tech/Econ | 12.43% | 0 | MachineDrives | 0 | 0 | 0.13315
Tech | Water and Wastewater | Motors Pumps | Motors Pumps | TRC | Existing | EE925 | Motor Equipment Upgrades | Motor Equipment Upgrades | Equip | 10 | Motors Pumps | 54.51% | Tech/Econ | 2.132% | 0 | MachineDrives | 0 | 0 | 0.1667
Tech | Water and Wastewater | Motors Fans Blowers | Motors Fans Blowers | TRC | New | NN924 | Plant Energy Management | Plant Energy Management | NonEquip | 10.5 | Motors Fans Blowers | 25.8% | Tech/Econ | 12% | 0 | MachineDrives | 0 | 0 | 0.023178
Tech | Water and Wastewater | Motors Fans Blowers | Motors Fans Blowers | TRC | New | NN922 | Fan System Optimization | Fan System Optimization | NonEquip | 10 | Motors Fans Blowers | 79.06% | Tech/Econ | 4.879% | 0 | MachineDrives | 0 | 0 | 0.035317
Tech | Water and Wastewater | Motors Fans Blowers | Motors Fans Blowers | TRC | New | NN920 | Fan Improved Controls | Fan Improved Controls | NonEquip | 15 | Motors Fans Blowers | 52.56% | Tech/Econ | 9.465% | 0 | MachineDrives | 0 | 0 | 0.033329
Tech | Water and Wastewater | Motors Fans Blowers | Motors Fans Blowers | TRC | Existing | NE923 | Plant Energy Management | Plant Energy Management | NonEquip | 10.5 | Motors Fans Blowers | 25.8% | Tech/Econ | 12% | 130.5632 | MachineDrives | 0.017582 | 0.017117 | 0.023178
Tech | Water and Wastewater | Motors Fans Blowers | Motors Fans Blowers | TRC | Existing | NE921 | Fan System Optimization | Fan System Optimization | NonEquip | 10 | Motors Fans Blowers | 79.06% | Tech/Econ | 4.879% | 149.779 | MachineDrives | 0.020169 | 0.019637 | 0.035317
Tech | Water and Wastewater | Motors Fans Blowers | Motors Fans Blowers | TRC | Existing | NE919 | Fan Improved Controls | Fan Improved Controls | NonEquip | 15 | Motors Fans Blowers | 52.56% | Tech/Econ | 9.465% | 203.3125 | MachineDrives | 0.027378 | 0.026655 | 0.033329
Tech | Water and Wastewater | Motors Fans Blowers | Motors Fans Blowers | TRC | Turnover | ET918 | Fan Equipment Upgrades | Fan Equipment Upgrades | Equip | 15 | Motors Fans Blowers | 63.42% | Tech/Econ | 3.425% | 81.1074 | MachineDrives | 0.010922 | 0.010634 | 0.1824
Tech | Water and Wastewater | Motors Fans Blowers | Motors Fans Blowers | TRC | New | EN917 | Fan Equipment Upgrades | Fan Equipment Upgrades | Equip | 15 | Motors Fans Blowers | 63.42% | Tech/Econ | 3.425% | 0 | MachineDrives | 0 | 0 | 0.1824
Tech | Water and Wastewater | Motors Fans Blowers | Motors Fans Blowers | TRC | Existing | EE916 | Fan Equipment Upgrades | Fan Equipment Upgrades | Equip | 15 | Motors Fans Blowers | 63.42% | Tech/Econ | 3.425% | 0 | MachineDrives | 0 | 0 | 0.1824
Tech | Water and Wastewater | Industrial Lighting | Industrial Lighting | TRC | New | NN915 | Lighting Controls | Lighting Controls | NonEquip | 10 | Industrial Lighting | 33.43% | Tech/Econ | 16.92% | 0 | Lighting | 0 | 0 | 0.13992
Tech | Water and Wastewater | Industrial Lighting | Industrial Lighting | TRC | Existing | NE914 | Lighting Controls | Lighting Controls | NonEquip | 10 | Industrial Lighting | 33.43% | Tech/Econ | 16.92% | 70.1523 | Lighting | 0.010013 | 0.0097332 | 0.13992
Tech | Water and Wastewater | Industrial Lighting | Industrial Lighting | TRC | Turnover | ET913 | Efficient Lighting - Other Interior Lighting | Efficient Lighting - Other Interior Lighting | Equip | 14.4667 | Industrial Lighting | 62.16% | Tech/Econ | 38.99% | 396.9015 | Lighting | 0.056653 | 0.055068 | 0.39837
Tech | Water and Wastewater | Industrial Lighting | Industrial Lighting | TRC | Turnover | ET910 | Efficient Lighting - High Bay | Efficient Lighting - High Bay | Equip | 13.6667 | Industrial Lighting | 30.8% | Tech/Econ | 48.41% | 286.9656 | Lighting | 0.040961 | 0.039815 | 0.21586
Tech | Water and Wastewater | Industrial Lighting | Industrial Lighting | TRC | New | EN912 | Efficient Lighting - Other Interior Lighting | Efficient Lighting - Other Interior Lighting | Equip | 14.4667 | Industrial Lighting | 62.16% | Tech/Econ | 38.99% | 0 | Lighting | 0 | 0 | 0.39837
Tech | Water and Wastewater | Industrial Lighting | Industrial Lighting | TRC | New | EN909 | Efficient Lighting - High Bay | Efficient Lighting - High Bay | Equip | 13.6667 | Industrial Lighting | 30.8% | Tech/Econ | 48.41% | 0 | Lighting | 0 | 0 | 0.21586
Tech | Water and Wastewater | Industrial Lighting | Industrial Lighting | TRC | Existing | EE911 | Efficient Lighting - Other Interior Lighting | Efficient Lighting - Other Interior Lighting | Equip | 14.4667 | Industrial Lighting | 62.16% | Tech/Econ | 38.99% | 0 | Lighting | 0 | 0 | 0.39837
Tech | Water and Wastewater | Industrial Lighting | Industrial Lighting | TRC | Existing | EE908 | Efficient Lighting - High Bay | Efficient Lighting - High Bay | Equip | 13.6667 | Industrial Lighting | 30.8% | Tech/Econ | 48.41% | 0 | Lighting | 0 | 0 | 0.21586
Tech | Water and Wastewater | HVAC | HVAC | TRC | New | NN907 | HVAC Recommissioning | HVAC Recommissioning | NonEquip | 10 | HVAC | 35.73% | Tech/Econ | 18.86% | 0 | HVAC | 0 | 0 | 0.23103
Tech | Water and Wastewater | HVAC | HVAC | TRC | New | NN905 | HVAC Improved Controls | HVAC Improved Controls | NonEquip | 15 | HVAC | 34.58% | Tech/Econ | 14.73% | 0 | HVAC | 0 | 0 | 0.050489
Tech | Water and Wastewater | HVAC | HVAC | TRC | New | NN900 | Building Envelope Improvements | Building Envelope Improvements | NonEquip | 15 | HVAC | 32.06% | Tech/Econ | 14.68% | 0 | HVAC | 0 | 0 | 0.1444
Tech | Water and Wastewater | HVAC | HVAC | TRC | Existing | NE906 | HVAC Recommissioning | HVAC Recommissioning | NonEquip | 10 | HVAC | 35.73% | Tech/Econ | 18.86% | 209.7371 | HVAC | 0.029878 | 0.029153 | 0.23103
Tech | Water and Wastewater | HVAC | HVAC | TRC | Existing | NE904 | HVAC Improved Controls | HVAC Improved Controls | NonEquip | 15 | HVAC | 34.58% | Tech/Econ | 14.73% | 147.8152 | HVAC | 0.021057 | 0.020546 | 0.050489
Tech | Water and Wastewater | HVAC | HVAC | TRC | Existing | NE899 | Building Envelope Improvements | Building Envelope Improvements | NonEquip | 15 | HVAC | 32.06% | Tech/Econ | 14.68% | 129.6461 | HVAC | 0.018469 | 0.01802 | 0.1444
Tech | Water and Wastewater | HVAC | HVAC | TRC | Turnover | ET903 | HVAC Equipment Upgrades | HVAC Equipment Upgrades | Equip | 18 | HVAC | 28.85% | Tech/Econ | 14.08% | 106.6072 | HVAC | 0.015187 | 0.014818 | 0.13731
Tech | Water and Wastewater | HVAC | HVAC | TRC | New | EN902 | HVAC Equipment Upgrades | HVAC Equipment Upgrades | Equip | 18 | HVAC | 28.85% | Tech/Econ | 14.08% | 0 | HVAC | 0 | 0 | 0.13731
Tech | Water and Wastewater | HVAC | HVAC | TRC | Existing | EE901 | HVAC Equipment Upgrades | HVAC Equipment Upgrades | Equip | 18 | HVAC | 28.85% | Tech/Econ | 14.08% | 0 | HVAC | 0 | 0 | 0.13731
Tech | Water and Wastewater | Exterior Lighting | Exterior Lighting | TRC | New | NN898 | Lighting Controls - Exterior | Lighting Controls - Exterior | NonEquip | 10 | Exterior Lighting | 17% | Tech/Econ | 28% | 0 | Exterior | 0 | 0 | 0.13992
Tech | Water and Wastewater | Exterior Lighting | Exterior Lighting | TRC | Existing | NE897 | Lighting Controls - Exterior | Lighting Controls - Exterior | NonEquip | 10 | Exterior Lighting | 17% | Tech/Econ | 28% | 9.169 | Exterior | 0 | 0 | 0.13992
Tech | Water and Wastewater | Exterior Lighting | Exterior Lighting | TRC | Turnover | ET896 | Efficient Lighting - Exterior | Efficient Lighting - Exterior | Equip | 13.6 | Exterior Lighting | 15.29% | Tech/Econ | 78.74% | 26.363 | Exterior | 0 | 0 | 0.1144
Tech | Water and Wastewater | Exterior Lighting | Exterior Lighting | TRC | New | EN895 | Efficient Lighting - Exterior | Efficient Lighting - Exterior | Equip | 13.6 | Exterior Lighting | 15.29% | Tech/Econ | 78.74% | 0 | Exterior | 0 | 0 | 0.1144
Tech | Water and Wastewater | Exterior Lighting | Exterior Lighting | TRC | Existing | EE894 | Efficient Lighting - Exterior | Efficient Lighting - Exterior | Equip | 13.6 | Exterior Lighting | 15.29% | Tech/Econ | 78.74% | 0 | Exterior | 0 | 0 | 0.1144
Tech | Water and Wastewater | Compressed Air | Compressed Air | TRC | New | NN893 | Plant Energy Management | Plant Energy Management | NonEquip | 10.5 | Compressed Air | 25.8% | Tech/Econ | 12% | 0 | MachineDrives | 0 | 0 | 0.023178
Tech | Water and Wastewater | Compressed Air | Compressed Air | TRC | New | NN891 | Compressed Air System Optimization | Compressed Air System Optimization | NonEquip | 10 | Compressed Air | 30.76% | Tech/Econ | 10.64% | 0 | MachineDrives | 0 | 0 | 0.05397
Tech | Water and Wastewater | Compressed Air | Compressed Air | TRC | New | NN886 | Compressed Air Controls | Compressed Air Controls | NonEquip | 12.5 | Compressed Air | 74.82% | Tech/Econ | 2.192% | 0 | MachineDrives | 0 | 0 | 0.055306
Tech | Water and Wastewater | Compressed Air | Compressed Air | TRC | Existing | NE892 | Plant Energy Management | Plant Energy Management | NonEquip | 10.5 | Compressed Air | 25.8% | Tech/Econ | 12% | 130.5632 | MachineDrives | 0.017582 | 0.017117 | 0.023178
Tech | Water and Wastewater | Compressed Air | Compressed Air | TRC | Existing | NE890 | Compressed Air System Optimization | Compressed Air System Optimization | NonEquip | 10 | Compressed Air | 30.76% | Tech/Econ | 10.64% | 133.7378 | MachineDrives | 0.018009 | 0.017534 | 0.05397
Tech | Water and Wastewater | Compressed Air | Compressed Air | TRC | Existing | NE885 | Compressed Air Controls | Compressed Air Controls | NonEquip | 12.5 | Compressed Air | 74.82% | Tech/Econ | 2.192% | 62.9811 | MachineDrives | 0.0084811 | 0.0082571 | 0.055306
Tech | Water and Wastewater | Compressed Air | Compressed Air | TRC | Turnover | ET889 | Compressed Air Equipment | Compressed Air Equipment | Equip | 15 | Compressed Air | 71.22% | Tech/Econ | 4.001% | 112.6404 | MachineDrives | 0.015168 | 0.014768 | 0.10354
Tech | Water and Wastewater | Compressed Air | Compressed Air | TRC | New | EN888 | Compressed Air Equipment | Compressed Air Equipment | Equip | 15 | Compressed Air | 71.22% | Tech/Econ | 4.001% | 0 | MachineDrives | 0 | 0 | 0.10354
Tech | Water and Wastewater | Compressed Air | Compressed Air | TRC | Existing | EE887 | Compressed Air Equipment | Compressed Air Equipment | Equip | 15 | Compressed Air | 71.22% | Tech/Econ | 4.001% | 0 | MachineDrives | 0 | 0 | 0.10354

## FPU_Econ_RES_TRC
Scenario | Segment | EndUse | EquipType | CE Test | Vintage | Measure Code | Name | Description | Type | Measure Life | Competition Group | Applicability | Adoption Curve | Energy Savings % | 2020 Energy Savings | 2020 Summer Peak Savings | 2020 Winter Peak Savings | Rate Impact Yr 1 | Rate Impact Yr 2 | Rate Impact Yr 3 | Rate Impact Yr 4 | Rate Impact Yr 5 | Rate Impact Yr 6 | Rate Impact Yr 7 | Rate Impact Yr 8 | Rate Impact Yr 9 | Rate Impact Yr 10
Econ | Single Family | Space Heating | Room heating | TRC | New | NN824 | Smart Thermostat | Smart Thermostat | NonEquip | 11 |  | 0% | Tech/Econ | 4% | 0 | 0 | 0 | 0 | 0 | 0 | 0 | 0 | 0 | 0 | 0 | 0 | 0
Econ | Single Family | Space Heating | Room heating | TRC | New | NN788 | Programmable Thermostat | Programmable Thermostat | NonEquip | 11 |  | 24.5% | Tech/Econ | 1.72% | 35.3076 | 0 | 0 | 4.3156 | 4.4451 | 4.5784 | 4.7158 | 4.8572 | 5.003 | 5.153 | 5.3076 | 5.4669 | 5.6309
Econ | Single Family | Space Heating | Room heating | TRC | New | NN638 | Ceiling Insulation(R2 to R38) | Ceiling Insulation(R2 to R38) | NonEquip | 20 |  | 0% | Tech/Econ | 34.48% | 0 | 0 | 0 | 0 | 0 | 0 | 0 | 0 | 0 | 0 | 0 | 0 | 0
Econ | Single Family | Space Heating | Room heating | TRC | Existing | NE683 | Duct Repair | Duct Repair | NonEquip | 11 |  | 14.08% | Tech/Econ | 12% | 12476.1676 | 0 | 11.1099 | 1524.9415 | 1570.6897 | 1617.8104 | 1666.3447 | 1716.3351 | 1767.8251 | 1820.8599 | 1875.4857 | 1931.7503 | 1989.7028
Econ | Single Family | Space Heating | Room heating | TRC | Existing | NE635 | Ceiling Insulation(R2 to R38) | Ceiling Insulation(R2 to R38) | NonEquip | 20 |  | 16.25% | Tech/Econ | 34.48% | 43825.1836 | 0 | 42.7163 | 5356.6803 | 5517.3807 | 5682.9021 | 5853.3892 | 6028.9909 | 6209.8606 | 6396.1564 | 6588.0411 | 6785.6823 | 6989.2528
Econ | Single Family | Space Cooling | Room AC | TRC | New | NN818 | Smart Thermostat | Smart Thermostat | NonEquip | 11 |  | 0% | Tech/Econ | 4% | 0 | 0 | 0 | 0 | 0 | 0 | 0 | 0 | 0 | 0 | 0 | 0 | 0
Econ | Single Family | Space Cooling | Room AC | TRC | New | NN782 | Programmable Thermostat | Programmable Thermostat | NonEquip | 11 |  | 24.5% | Tech/Econ | 1.72% | 33.5253 | 0.05337 | 0 | 4.0977 | 4.2207 | 4.3473 | 4.4777 | 4.612 | 4.7504 | 4.8929 | 5.0397 | 5.1909 | 5.3466
Econ | Single Family | Space Cooling | Room AC | TRC | New | NN644 | Ceiling Insulation(R2 to R38) | Ceiling Insulation(R2 to R38) | NonEquip | 20 |  | 0% | Tech/Econ | 29.55% | 0 | 0 | 0 | 0 | 0 | 0 | 0 | 0 | 0 | 0 | 0 | 0 | 0
Econ | Single Family | Space Cooling | Room AC | TRC | Existing | NE677 | Duct Repair | Duct Repair | NonEquip | 11 |  | 14.08% | Tech/Econ | 12% | 11947.0521 | 7.3754 | 0 | 1460.2686 | 1504.0766 | 1549.1989 | 1595.6749 | 1643.5451 | 1692.8515 | 1743.637 | 1795.9462 | 1849.8245 | 1905.3193
Econ | Single Family | Space Cooling | Room AC | TRC | Existing | NE641 | Ceiling Insulation(R2 to R38) | Ceiling Insulation(R2 to R38) | NonEquip | 20 |  | 16.25% | Tech/Econ | 29.55% | 35655.6402 | 16.9485 | 0 | 4358.1304 | 4488.8743 | 4623.5405 | 4762.2468 | 4905.1142 | 5052.2676 | 5203.8356 | 5359.9507 | 5520.7492 | 5686.3717
Econ | Single Family | Miscellaneous | Pool heater | TRC | Turnover | ET497 | Solar Pool Heater | Solar Pool Heater | Equip | 15 | Pool heater | 12.54% | Tech/Econ | 86.11% | 529242.3246 | 0 | 0 | 64688.4209 | 66629.0736 | 68627.9458 | 70686.7841 | 72807.3877 | 74991.6093 | 77241.3576 | 79558.5983 | 81945.3562 | 84403.7169
Econ | Single Family | Miscellaneous | Pool heater | TRC | New | EN503 | Solar Pool Heater | Solar Pool Heater | Equip | 15 | Pool heater | 12.54% | Tech/Econ | 86.11% | 5670.0714 | 0 | 0 | 693.0435 | 713.8348 | 735.2499 | 757.3074 | 780.0266 | 803.4274 | 827.5302 | 852.3561 | 877.9268 | 904.2646
Econ | Single Family | Lighting | Interior specialty | TRC | Turnover | ET434 | LED Specialty Lamps-5W Chandelier | LED Specialty Lamps-5W Chandelier | Equip | 10 | Interior specialty | 50% | Tech/Econ | 58.33% | 61834.1003 | 5.439 | 5.7106 | 7557.8806 | 7784.617 | 8018.1555 | 8258.7002 | 8506.4612 | 8761.6551 | 9024.5047 | 9295.2398 | 9574.097 | 9861.32
Econ | Single Family | Lighting | Interior specialty | TRC | New | EN440 | LED Specialty Lamps-5W Chandelier | LED Specialty Lamps-5W Chandelier | Equip | 10 | Interior specialty | 50% | Tech/Econ | 58.33% | 662.4636 | 0.058271 | 0.061181 | 80.9718 | 83.401 | 85.903 | 88.4801 | 91.1345 | 93.8686 | 96.6846 | 99.5851 | 102.5727 | 105.6499
Econ | Single Family | Lighting | Interior screw-in | TRC | Turnover | ET416 | LED - 9W Flood | LED - 9W Flood | Equip | 10 | Interior screw-in | 50% | Tech/Econ | 53.85% | 1376071.243 | 121.0409 | 127.0855 | 168194.9301 | 173240.778 | 178438.0014 | 183791.1414 | 189304.8756 | 194984.0219 | 200833.5426 | 206858.5488 | 213064.3053 | 219456.2345
Econ | Single Family | Lighting | Interior screw-in | TRC | Turnover | ET380 | CFL-13W | CFL-13W | Equip | 7.8 | Interior screw-in | 50% | Tech/Econ | 27.78% | 518757.0173 | 45.6305 | 47.9092 | 63406.819 | 65309.0236 | 67268.2943 | 69286.3431 | 71364.9334 | 73505.8814 | 75711.0579 | 77982.3896 | 80321.8613 | 82731.5171
Econ | Single Family | Lighting | Interior screw-in | TRC | New | EN422 | LED - 9W Flood | LED - 9W Flood | Equip | 10 | Interior screw-in | 50% | Tech/Econ | 53.85% | 14742.627 | 1.2968 | 1.3615 | 1801.9671 | 1856.0261 | 1911.7069 | 1969.0581 | 2028.1299 | 2088.9738 | 2151.643 | 2216.1923 | 2282.678 | 2351.1584
Econ | Single Family | Lighting | Interior screw-in | TRC | New | EN386 | CFL-13W | CFL-13W | Equip | 7.8 | Interior screw-in | 50% | Tech/Econ | 27.78% | 5557.7364 | 0.48887 | 0.51328 | 679.313 | 699.6924 | 720.6832 | 742.3037 | 764.5728 | 787.5099 | 811.1352 | 835.4693 | 860.5334 | 886.3494
Econ | Single Family | Space Heating | Heat pump-heating | TRC | New | NN824 | Smart Thermostat | Smart Thermostat | NonEquip | 11 |  | 0% | Tech/Econ | 4% | 0 | 0 | 0 | 0 | 0 | 0 | 0 | 0 | 0 | 0 | 0 | 0 | 0
Econ | Single Family | Space Heating | Heat pump-heating | TRC | New | NN788 | Programmable Thermostat | Programmable Thermostat | NonEquip | 11 |  | 24.5% | Tech/Econ | 1.72% | 255.1639 | 0 | 0 | 31.1883 | 32.1239 | 33.0876 | 34.0803 | 35.1027 | 36.1557 | 37.2404 | 38.3576 | 39.5084 | 40.6936
Econ | Single Family | Space Heating | Heat pump-heating | TRC | New | NN638 | Ceiling Insulation(R2 to R38) | Ceiling Insulation(R2 to R38) | NonEquip | 20 |  | 0% | Tech/Econ | 34.48% | 0 | 0 | 0 | 0 | 0 | 0 | 0 | 0 | 0 | 0 | 0 | 0 | 0
Econ | Single Family | Space Heating | Heat pump-heating | TRC | Existing | NE683 | Duct Repair | Duct Repair | NonEquip | 11 |  | 14.08% | Tech/Econ | 12% | 90163.7348 | 0 | 80.2896 | 11020.5654 | 11351.1823 | 11691.7178 | 12042.4693 | 12403.7434 | 12775.8557 | 13159.1314 | 13553.9053 | 13960.5225 | 14379.3381
Econ | Single Family | Space Heating | Heat pump-heating | TRC | Existing | NE635 | Ceiling Insulation(R2 to R38) | Ceiling Insulation(R2 to R38) | NonEquip | 20 |  | 16.25% | Tech/Econ | 34.48% | 316719.2325 | 0 | 308.7058 | 38712.0721 | 39873.4343 | 41069.6373 | 42301.7264 | 43570.7782 | 44877.9015 | 46224.2386 | 47610.9658 | 49039.2947 | 50510.4736
Econ | Single Family | Space Cooling | Heat pump-cooling | TRC | New | NN818 | Smart Thermostat | Smart Thermostat | NonEquip | 11 |  | 0% | Tech/Econ | 4% | 0 | 0 | 0 | 0 | 0 | 0 | 0 | 0 | 0 | 0 | 0 | 0 | 0
Econ | Single Family | Space Cooling | Heat pump-cooling | TRC | New | NN782 | Programmable Thermostat | Programmable Thermostat | NonEquip | 11 |  | 24.5% | Tech/Econ | 1.72% | 813.4034 | 1.2949 | 0 | 99.421 | 102.4036 | 105.4757 | 108.64 | 111.8992 | 115.2562 | 118.7138 | 122.2753 | 125.9435 | 129.7218
Econ | Single Family | Space Cooling | Heat pump-cooling | TRC | New | NN644 | Ceiling Insulation(R2 to R38) | Ceiling Insulation(R2 to R38) | NonEquip | 20 |  | 0% | Tech/Econ | 29.55% | 0 | 0 | 0 | 0 | 0 | 0 | 0 | 0 | 0 | 0 | 0 | 0 | 0
Econ | Single Family | Space Cooling | Heat pump-cooling | TRC | Existing | NE677 | Duct Repair | Duct Repair | NonEquip | 11 |  | 14.08% | Tech/Econ | 12% | 289863.7971 | 178.9449 | 0 | 35429.5763 | 36492.4636 | 37587.2375 | 38714.8546 | 39876.3003 | 41072.5893 | 42304.7669 | 43573.91 | 44881.1273 | 46227.5611
Econ | Single Family | Space Cooling | Heat pump-cooling | TRC | Existing | NE641 | Ceiling Insulation(R2 to R38) | Ceiling Insulation(R2 to R38) | NonEquip | 20 |  | 16.25% | Tech/Econ | 29.55% | 865090.3347 | 411.2111 | 0 | 105738.5721 | 108910.7293 | 112178.0512 | 115543.3927 | 119009.6945 | 122579.9853 | 126257.3849 | 130045.1064 | 133946.4596 | 137964.8534
Econ | Single Family | Space Heating | Central forced air | TRC | New | NN824 | Smart Thermostat | Smart Thermostat | NonEquip | 11 |  | 0% | Tech/Econ | 4% | 0 | 0 | 0 | 0 | 0 | 0 | 0 | 0 | 0 | 0 | 0 | 0 | 0
Econ | Single Family | Space Heating | Central forced air | TRC | New | NN788 | Programmable Thermostat | Programmable Thermostat | NonEquip | 11 |  | 24.5% | Tech/Econ | 1.72% | 776.1245 | 0 | 0 | 94.8644 | 97.7104 | 100.6417 | 103.6609 | 106.7707 | 109.9739 | 113.2731 | 116.6713 | 120.1714 | 123.7765
Econ | Single Family | Space Heating | Central forced air | TRC | New | NN638 | Ceiling Insulation(R2 to R38) | Ceiling Insulation(R2 to R38) | NonEquip | 20 |  | 0% | Tech/Econ | 34.48% | 0 | 0 | 0 | 0 | 0 | 0 | 0 | 0 | 0 | 0 | 0 | 0 | 0
Econ | Single Family | Space Heating | Central forced air | TRC | Existing | NE683 | Duct Repair | Duct Repair | NonEquip | 11 |  | 14.08% | Tech/Econ | 12% | 274248.3542 | 0 | 244.2146 | 33520.9263 | 34526.5541 | 35562.3507 | 36629.2213 | 37728.0979 | 38859.9408 | 40025.7391 | 41226.5112 | 42463.3066 | 43737.2058
Econ | Single Family | Space Heating | Central forced air | TRC | Existing | NE635 | Ceiling Insulation(R2 to R38) | Ceiling Insulation(R2 to R38) | NonEquip | 20 |  | 16.25% | Tech/Econ | 34.48% | 963355.4829 | 0 | 938.9811 | 117749.36 | 121281.8408 | 124920.296 | 128667.9049 | 132527.942 | 136503.7803 | 140598.8937 | 144816.8605 | 149161.3663 | 153636.2073
Econ | Single Family | Space Cooling | CAC | TRC | New | NN818 | Smart Thermostat | Smart Thermostat | NonEquip | 11 |  | 0% | Tech/Econ | 4% | 0 | 0 | 0 | 0 | 0 | 0 | 0 | 0 | 0 | 0 | 0 | 0 | 0
Econ | Single Family | Space Cooling | CAC | TRC | New | NN782 | Programmable Thermostat | Programmable Thermostat | NonEquip | 11 |  | 24.5% | Tech/Econ | 1.72% | 1501.945 | 2.391 | 0 | 183.5803 | 189.0877 | 194.7603 | 200.6031 | 206.6212 | 212.8198 | 219.2044 | 225.7806 | 232.554 | 239.5306
Econ | Single Family | Space Cooling | CAC | TRC | New | NN644 | Ceiling Insulation(R2 to R38) | Ceiling Insulation(R2 to R38) | NonEquip | 20 |  | 0% | Tech/Econ | 29.55% | 0 | 0 | 0 | 0 | 0 | 0 | 0 | 0 | 0 | 0 | 0 | 0 | 0
Econ | Single Family | Space Cooling | CAC | TRC | Existing | NE677 | Duct Repair | Duct Repair | NonEquip | 11 |  | 14.08% | Tech/Econ | 12% | 535231.9056 | 330.4207 | 0 | 65420.5176 | 67383.1331 | 69404.6271 | 71486.7659 | 73631.3689 | 75840.31 | 78115.5193 | 80458.9848 | 82872.7544 | 85358.937
Econ | Single Family | Space Cooling | CAC | TRC | Existing | NE641 | Ceiling Insulation(R2 to R38) | Ceiling Insulation(R2 to R38) | NonEquip | 20 |  | 16.25% | Tech/Econ | 29.55% | 1597384.54 | 759.2991 | 0 | 195245.6913 | 201103.062 | 207136.1539 | 213350.2385 | 219750.7456 | 226343.268 | 233133.566 | 240127.573 | 247331.4002 | 254751.3422
Econ | Single Family | Space Heating | Baseboards | TRC | New | NN824 | Smart Thermostat | Smart Thermostat | NonEquip | 11 |  | 0% | Tech/Econ | 4% | 0 | 0 | 0 | 0 | 0 | 0 | 0 | 0 | 0 | 0 | 0 | 0 | 0
Econ | Single Family | Space Heating | Baseboards | TRC | New | NN788 | Programmable Thermostat | Programmable Thermostat | NonEquip | 11 |  | 24.5% | Tech/Econ | 1.72% | 0.14144 | 0 | 0 | 0.017288 | 0.017806 | 0.018341 | 0.018891 | 0.019458 | 0.020041 | 0.020642 | 0.021262 | 0.0219 | 0.022557
Econ | Single Family | Space Heating | Baseboards | TRC | New | NN638 | Ceiling Insulation(R2 to R38) | Ceiling Insulation(R2 to R38) | NonEquip | 20 |  | 0% | Tech/Econ | 34.48% | 0 | 0 | 0 | 0 | 0 | 0 | 0 | 0 | 0 | 0 | 0 | 0 | 0
Econ | Single Family | Space Heating | Baseboards | TRC | Existing | NE683 | Duct Repair | Duct Repair | NonEquip | 11 |  | 14.08% | Tech/Econ | 12% | 49.978 | 0 | 0.044505 | 6.1087 | 6.292 | 6.4808 | 6.6752 | 6.8754 | 7.0817 | 7.2941 | 7.513 | 7.7384 | 7.9705
Econ | Single Family | Space Heating | Baseboards | TRC | Existing | NE635 | Ceiling Insulation(R2 to R38) | Ceiling Insulation(R2 to R38) | NonEquip | 20 |  | 16.25% | Tech/Econ | 34.48% | 175.5583 | 0 | 0.17112 | 21.4582 | 22.102 | 22.765 | 23.448 | 24.1514 | 24.8759 | 25.6222 | 26.3909 | 27.1826 | 27.9981
Econ | Multi-Family | Space Heating | Room heating | TRC | New | NN789 | Programmable Thermostat | Programmable Thermostat | NonEquip | 11 |  | 92% | Tech/Econ | 1.72% | 48.3642 | 0 | 0 | 5.9115 | 6.0888 | 6.2715 | 6.4596 | 6.6534 | 6.853 | 7.0586 | 7.2704 | 7.4885 | 7.7131
Econ | Multi-Family | Space Heating | Room heating | TRC | New | NN639 | Ceiling Insulation(R2 to R38) | Ceiling Insulation(R2 to R38) | NonEquip | 20 |  | 0% | Tech/Econ | 48.5% | 0 | 0 | 0 | 0 | 0 | 0 | 0 | 0 | 0 | 0 | 0 | 0 | 0
Econ | Multi-Family | Space Heating | Room heating | TRC | Existing | NE636 | Ceiling Insulation(R2 to R38) | Ceiling Insulation(R2 to R38) | NonEquip | 20 |  | 16.25% | Tech/Econ | 48.5% | 22487.5122 | 0 | 23.057 | 2748.6117 | 2831.0701 | 2916.0022 | 3003.4822 | 3093.5867 | 3186.3943 | 3281.9861 | 3380.4457 | 3481.8591 | 3586.3149
Econ | Multi-Family | Space Cooling | Room AC | TRC | New | NN783 | Programmable Thermostat | Programmable Thermostat | NonEquip | 11 |  | 92% | Tech/Econ | 1.72% | 38.9756 | 0.083296 | 0 | 4.7639 | 4.9068 | 5.054 | 5.2057 | 5.3618 | 5.5227 | 5.6884 | 5.859 | 6.0348 | 6.2158
Econ | Multi-Family | Space Cooling | Room AC | TRC | New | NN645 | Ceiling Insulation(R2 to R38) | Ceiling Insulation(R2 to R38) | NonEquip | 20 |  | 0% | Tech/Econ | 36.07% | 0 | 0 | 0 | 0 | 0 | 0 | 0 | 0 | 0 | 0 | 0 | 0 | 0
Econ | Multi-Family | Space Cooling | Room AC | TRC | Existing | NE642 | Ceiling Insulation(R2 to R38) | Ceiling Insulation(R2 to R38) | NonEquip | 20 |  | 16.25% | Tech/Econ | 36.07% | 13475.2596 | 6.1337 | 0 | 1647.0589 | 1696.4706 | 1747.3648 | 1799.7857 | 1853.7793 | 1909.3926 | 1966.6744 | 2025.6747 | 2086.4449 | 2149.0382
Econ | Multi-Family | Miscellaneous | Pool heater | TRC | Turnover | ET498 | Solar Pool Heater | Solar Pool Heater | Equip | 15 | Pool heater | 6.27% | Tech/Econ | 86.11% | 0 | 0 | 0 | 0 | 0 | 0 | 0 | 0 | 0 | 0 | 0 | 0 | 0
Econ | Multi-Family | Miscellaneous | Pool heater | TRC | New | EN504 | Solar Pool Heater | Solar Pool Heater | Equip | 15 | Pool heater | 6.27% | Tech/Econ | 86.11% | 0 | 0 | 0 | 0 | 0 | 0 | 0 | 0 | 0 | 0 | 0 | 0 | 0
Econ | Multi-Family | Lighting | Interior specialty | TRC | Turnover | ET435 | LED Specialty Lamps-5W Chandelier | LED Specialty Lamps-5W Chandelier | Equip | 10 | Interior specialty | 50% | Tech/Econ | 58.33% | 12109.9085 | 1.0652 | 1.1184 | 1480.1742 | 1524.5795 | 1570.3169 | 1617.4264 | 1665.9491 | 1715.9276 | 1767.4055 | 1820.4276 | 1875.0404 | 1931.2917
Econ | Multi-Family | Lighting | Interior specialty | TRC | New | EN441 | LED Specialty Lamps-5W Chandelier | LED Specialty Lamps-5W Chandelier | Equip | 10 | Interior specialty | 50% | Tech/Econ | 58.33% | 129.7403 | 0.011412 | 0.011982 | 15.8579 | 16.3337 | 16.8237 | 17.3284 | 17.8483 | 18.3837 | 18.9352 | 19.5033 | 20.0884 | 20.691
Econ | Multi-Family | Lighting | Interior screw-in | TRC | Turnover | ET417 | LED - 9W Flood | LED - 9W Flood | Equip | 10 | Interior screw-in | 50% | Tech/Econ | 53.85% | 266023.8771 | 23.3998 | 24.5683 | 32515.662 | 33491.1319 | 34495.8658 | 35530.7418 | 36596.664 | 37694.564 | 38825.4009 | 39990.1629 | 41189.8678 | 42425.5638
Econ | Multi-Family | Lighting | Interior screw-in | TRC | Turnover | ET381 | CFL-13W | CFL-13W | Equip | 7.8 | Interior screw-in | 50% | Tech/Econ | 27.78% | 100286.7788 | 8.8214 | 9.2619 | 12257.8884 | 12625.6251 | 13004.3938 | 13394.5256 | 13796.3614 | 14210.2522 | 14636.5598 | 15075.6566 | 15527.9263 | 15993.7641
Econ | Multi-Family | Lighting | Interior screw-in | TRC | New | EN423 | LED - 9W Flood | LED - 9W Flood | Equip | 10 | Interior screw-in | 50% | Tech/Econ | 53.85% | 2850.0638 | 0.2507 | 0.26321 | 348.3586 | 358.8094 | 369.5737 | 380.6609 | 392.0807 | 403.8431 | 415.9584 | 428.4372 | 441.2903 | 454.529
Econ | Multi-Family | Lighting | Interior screw-in | TRC | New | EN387 | CFL-13W | CFL-13W | Equip | 7.8 | Interior screw-in | 50% | Tech/Econ | 27.78% | 1074.4288 | 0.094508 | 0.099228 | 131.3257 | 135.2654 | 139.3234 | 143.5031 | 147.8082 | 152.2424 | 156.8097 | 161.514 | 166.3594 | 171.3502
Econ | Multi-Family | Space Heating | Heat pump-heating | TRC | New | NN789 | Programmable Thermostat | Programmable Thermostat | NonEquip | 11 |  | 92% | Tech/Econ | 1.72% | 130.1978 | 0 | 0 | 15.9139 | 16.3913 | 16.883 | 17.3895 | 17.9112 | 18.4485 | 19.002 | 19.572 | 20.1592 | 20.764
Econ | Multi-Family | Space Heating | Heat pump-heating | TRC | New | NN639 | Ceiling Insulation(R2 to R38) | Ceiling Insulation(R2 to R38) | NonEquip | 20 |  | 0% | Tech/Econ | 48.5% | 0 | 0 | 0 | 0 | 0 | 0 | 0 | 0 | 0 | 0 | 0 | 0 | 0
Econ | Multi-Family | Space Heating | Heat pump-heating | TRC | Existing | NE636 | Ceiling Insulation(R2 to R38) | Ceiling Insulation(R2 to R38) | NonEquip | 20 |  | 16.25% | Tech/Econ | 48.5% | 60537.0695 | 0 | 62.0701 | 7399.3467 | 7621.3271 | 7849.9669 | 8085.4659 | 8328.0299 | 8577.8708 | 8835.2069 | 9100.2631 | 9373.271 | 9654.4691
Econ | Multi-Family | Space Cooling | Heat pump-cooling | TRC | New | NN783 | Programmable Thermostat | Programmable Thermostat | NonEquip | 11 |  | 92% | Tech/Econ | 1.72% | 336.1395 | 0.71838 | 0 | 41.0858 | 42.3184 | 43.5879 | 44.8955 | 46.2424 | 47.6297 | 49.0586 | 50.5303 | 52.0462 | 53.6076
Econ | Multi-Family | Space Cooling | Heat pump-cooling | TRC | New | NN645 | Ceiling Insulation(R2 to R38) | Ceiling Insulation(R2 to R38) | NonEquip | 20 |  | 0% | Tech/Econ | 36.07% | 0 | 0 | 0 | 0 | 0 | 0 | 0 | 0 | 0 | 0 | 0 | 0 | 0
Econ | Multi-Family | Space Cooling | Heat pump-cooling | TRC | Existing | NE642 | Ceiling Insulation(R2 to R38) | Ceiling Insulation(R2 to R38) | NonEquip | 20 |  | 16.25% | Tech/Econ | 36.07% | 116215.4149 | 52.8993 | 0 | 14204.8195 | 14630.9641 | 15069.893 | 15521.9898 | 15987.6495 | 16467.2789 | 16961.2973 | 17470.1362 | 17994.2403 | 18534.0675
Econ | Multi-Family | Space Heating | Central forced air | TRC | New | NN789 | Programmable Thermostat | Programmable Thermostat | NonEquip | 11 |  | 92% | Tech/Econ | 1.72% | 596.5287 | 0 | 0 | 72.9127 | 75.1001 | 77.3531 | 79.6737 | 82.0639 | 84.5258 | 87.0616 | 89.6735 | 92.3637 | 95.1346
Econ | Multi-Family | Space Heating | Central forced air | TRC | New | NN639 | Ceiling Insulation(R2 to R38) | Ceiling Insulation(R2 to R38) | NonEquip | 20 |  | 0% | Tech/Econ | 48.5% | 0 | 0 | 0 | 0 | 0 | 0 | 0 | 0 | 0 | 0 | 0 | 0 | 0
Econ | Multi-Family | Space Heating | Central forced air | TRC | Existing | NE636 | Ceiling Insulation(R2 to R38) | Ceiling Insulation(R2 to R38) | NonEquip | 20 |  | 16.25% | Tech/Econ | 48.5% | 277363.4166 | 0 | 284.3873 | 33901.6753 | 34918.7256 | 35966.2873 | 37045.2759 | 38156.6342 | 39301.3333 | 40480.3732 | 41694.7844 | 42945.628 | 44233.9968
Econ | Multi-Family | Space Cooling | CAC | TRC | New | NN783 | Programmable Thermostat | Programmable Thermostat | NonEquip | 11 |  | 92% | Tech/Econ | 1.72% | 1331.8523 | 2.8464 | 0 | 162.7901 | 167.6738 | 172.704 | 177.8852 | 183.2217 | 188.7184 | 194.3799 | 200.2113 | 206.2177 | 212.4042
Econ | Multi-Family | Space Cooling | CAC | TRC | New | NN645 | Ceiling Insulation(R2 to R38) | Ceiling Insulation(R2 to R38) | NonEquip | 20 |  | 0% | Tech/Econ | 36.07% | 0 | 0 | 0 | 0 | 0 | 0 | 0 | 0 | 0 | 0 | 0 | 0 | 0
Econ | Multi-Family | Space Cooling | CAC | TRC | Existing | NE642 | Ceiling Insulation(R2 to R38) | Ceiling Insulation(R2 to R38) | NonEquip | 20 |  | 16.25% | Tech/Econ | 36.07% | 460468.8695 | 209.5976 | 0 | 56282.3544 | 57970.825 | 59709.9497 | 61501.2482 | 63346.2857 | 65246.6743 | 67204.0745 | 69220.1967 | 71296.8026 | 73435.7067
Econ | Multi-Family | Space Heating | Baseboards | TRC | New | NN789 | Programmable Thermostat | Programmable Thermostat | NonEquip | 11 |  | 92% | Tech/Econ | 1.72% | 0.12598 | 0 | 0 | 0.015398 | 0.01586 | 0.016336 | 0.016826 | 0.01733 | 0.01785 | 0.018386 | 0.018937 | 0.019506 | 0.020091
Econ | Multi-Family | Space Heating | Baseboards | TRC | New | NN639 | Ceiling Insulation(R2 to R38) | Ceiling Insulation(R2 to R38) | NonEquip | 20 |  | 0% | Tech/Econ | 48.5% | 0 | 0 | 0 | 0 | 0 | 0 | 0 | 0 | 0 | 0 | 0 | 0 | 0
Econ | Multi-Family | Space Heating | Baseboards | TRC | Existing | NE636 | Ceiling Insulation(R2 to R38) | Ceiling Insulation(R2 to R38) | NonEquip | 20 |  | 16.25% | Tech/Econ | 48.5% | 58.5741 | 0 | 0.060057 | 7.1594 | 7.3742 | 7.5954 | 7.8233 | 8.058 | 8.2997 | 8.5487 | 8.8052 | 9.0693 | 9.3414
Econ | Manufactured Home | Space Heating | Room heating | TRC | New | NN790 | Programmable Thermostat | Programmable Thermostat | NonEquip | 11 |  | 92% | Tech/Econ | 1.72% | 57.5595 | 0 | 0 | 7.0354 | 7.2465 | 7.4639 | 7.6878 | 7.9184 | 8.156 | 8.4006 | 8.6527 | 8.9122 | 9.1796
Econ | Manufactured Home | Space Heating | Room heating | TRC | New | NN640 | Ceiling Insulation(R2 to R38) | Ceiling Insulation(R2 to R38) | NonEquip | 20 |  | 0% | Tech/Econ | 48.55% | 0 | 0 | 0 | 0 | 0 | 0 | 0 | 0 | 0 | 0 | 0 | 0 | 0
Econ | Manufactured Home | Space Heating | Room heating | TRC | Existing | NE685 | Duct Repair | Duct Repair | NonEquip | 11 |  | 65% | Tech/Econ | 12% | 24393.2513 | 0 | 21.7219 | 2981.5471 | 3070.9935 | 3163.1233 | 3258.017 | 3355.7575 | 3456.4302 | 3560.1231 | 3666.9268 | 3776.9346 | 3890.2427
Econ | Manufactured Home | Space Heating | Room heating | TRC | Existing | NE637 | Ceiling Insulation(R2 to R38) | Ceiling Insulation(R2 to R38) | NonEquip | 20 |  | 16.25% | Tech/Econ | 48.55% | 26786.877 | 0 | 25.9707 | 3274.116 | 3372.3395 | 3473.5097 | 3577.715 | 3685.0464 | 3795.5978 | 3909.4658 | 4026.7497 | 4147.5522 | 4271.9788
Econ | Manufactured Home | Space Cooling | Room AC | TRC | New | NN784 | Programmable Thermostat | Programmable Thermostat | NonEquip | 11 |  | 92% | Tech/Econ | 1.72% | 39.6882 | 0.092893 | 0 | 4.851 | 4.9965 | 5.1464 | 5.3008 | 5.4599 | 5.6237 | 5.7924 | 5.9661 | 6.1451 | 6.3295
Econ | Manufactured Home | Space Cooling | Room AC | TRC | New | NN646 | Ceiling Insulation(R2 to R38) | Ceiling Insulation(R2 to R38) | NonEquip | 20 |  | 0% | Tech/Econ | 25.25% | 0 | 0 | 0 | 0 | 0 | 0 | 0 | 0 | 0 | 0 | 0 | 0 | 0
Econ | Manufactured Home | Space Cooling | Room AC | TRC | Existing | NE679 | Duct Repair | Duct Repair | NonEquip | 11 |  | 65% | Tech/Econ | 12% | 17510.8493 | 10.8102 | 0 | 2140.3224 | 2204.5321 | 2270.668 | 2338.7881 | 2408.9517 | 2481.2202 | 2555.6569 | 2632.3266 | 2711.2964 | 2792.6352
Econ | Manufactured Home | Space Cooling | Room AC | TRC | Existing | NE643 | Ceiling Insulation(R2 to R38) | Ceiling Insulation(R2 to R38) | NonEquip | 20 |  | 16.25% | Tech/Econ | 25.25% | 9606.899 | 4.5885 | 0 | 1174.2355 | 1209.4626 | 1245.7464 | 1283.1188 | 1321.6124 | 1361.2608 | 1402.0986 | 1444.1616 | 1487.4864 | 1532.111
Econ | Manufactured Home | Miscellaneous | Pool heater | TRC | Turnover | ET499 | Solar Pool Heater | Solar Pool Heater | Equip | 15 | Pool heater | 12.54% | Tech/Econ | 86.11% | 0 | 0 | 0 | 0 | 0 | 0 | 0 | 0 | 0 | 0 | 0 | 0 | 0
Econ | Manufactured Home | Miscellaneous | Pool heater | TRC | New | EN505 | Solar Pool Heater | Solar Pool Heater | Equip | 15 | Pool heater | 12.54% | Tech/Econ | 86.11% | 0 | 0 | 0 | 0 | 0 | 0 | 0 | 0 | 0 | 0 | 0 | 0 | 0
Econ | Manufactured Home | Lighting | Interior specialty | TRC | Turnover | ET436 | LED Specialty Lamps-5W Chandelier | LED Specialty Lamps-5W Chandelier | Equip | 10 | Interior specialty | 50% | Tech/Econ | 58.33% | 4377.8783 | 0.38508 | 0.40431 | 535.1009 | 551.1539 | 567.6885 | 584.7192 | 602.2608 | 620.3286 | 638.9384 | 658.1066 | 677.8498 | 698.1853
Econ | Manufactured Home | Lighting | Interior specialty | TRC | New | EN442 | LED Specialty Lamps-5W Chandelier | LED Specialty Lamps-5W Chandelier | Equip | 10 | Interior specialty | 50% | Tech/Econ | 58.33% | 46.9027 | 0.0041256 | 0.0043316 | 5.7328 | 5.9048 | 6.082 | 6.2644 | 6.4524 | 6.6459 | 6.8453 | 7.0507 | 7.2622 | 7.4801
Econ | Manufactured Home | Lighting | Interior screw-in | TRC | Turnover | ET418 | LED - 9W Flood | LED - 9W Flood | Equip | 10 | Interior screw-in | 50% | Tech/Econ | 53.85% | 97023.8038 | 8.5343 | 8.9605 | 11859.0603 | 12214.8321 | 12581.2771 | 12958.7154 | 13347.4769 | 13747.9012 | 14160.3382 | 14585.1484 | 15022.7028 | 15473.3839
Econ | Manufactured Home | Lighting | Interior screw-in | TRC | Turnover | ET382 | CFL-13W | CFL-13W | Equip | 7.8 | Interior screw-in | 50% | Tech/Econ | 27.78% | 36576.434 | 3.2173 | 3.378 | 4470.6775 | 4604.7978 | 4742.9418 | 4885.23 | 5031.7869 | 5182.7405 | 5338.2227 | 5498.3694 | 5663.3205 | 5833.2201
Econ | Manufactured Home | Lighting | Interior screw-in | TRC | New | EN424 | LED - 9W Flood | LED - 9W Flood | Equip | 10 | Interior screw-in | 50% | Tech/Econ | 53.85% | 1039.4707 | 0.091433 | 0.095999 | 127.0528 | 130.8644 | 134.7903 | 138.834 | 142.999 | 147.289 | 151.7077 | 156.2589 | 160.9467 | 165.7751
Econ | Manufactured Home | Lighting | Interior screw-in | TRC | New | EN388 | CFL-13W | CFL-13W | Equip | 7.8 | Interior screw-in | 50% | Tech/Econ | 27.78% | 391.864 | 0.034469 | 0.03619 | 47.8969 | 49.3338 | 50.8138 | 52.3382 | 53.9084 | 55.5256 | 57.1914 | 58.9071 | 60.6743 | 62.4946
Econ | Manufactured Home | Space Heating | Heat pump-heating | TRC | New | NN790 | Programmable Thermostat | Programmable Thermostat | NonEquip | 11 |  | 92% | Tech/Econ | 1.72% | 36.9387 | 0 | 0 | 4.515 | 4.6504 | 4.7899 | 4.9336 | 5.0816 | 5.2341 | 5.3911 | 5.5528 | 5.7194 | 5.891
Econ | Manufactured Home | Space Heating | Heat pump-heating | TRC | New | NN640 | Ceiling Insulation(R2 to R38) | Ceiling Insulation(R2 to R38) | NonEquip | 20 |  | 0% | Tech/Econ | 48.55% | 0 | 0 | 0 | 0 | 0 | 0 | 0 | 0 | 0 | 0 | 0 | 0 | 0
Econ | Manufactured Home | Space Heating | Heat pump-heating | TRC | Existing | NE685 | Duct Repair | Duct Repair | NonEquip | 11 |  | 65% | Tech/Econ | 12% | 15654.3361 | 0 | 13.94 | 1913.4038 | 1970.8059 | 2029.9301 | 2090.828 | 2153.5529 | 2218.1594 | 2284.7042 | 2353.2453 | 2423.8427 | 2496.558
Econ | Manufactured Home | Space Heating | Heat pump-heating | TRC | Existing | NE637 | Ceiling Insulation(R2 to R38) | Ceiling Insulation(R2 to R38) | NonEquip | 20 |  | 16.25% | Tech/Econ | 48.55% | 17190.4422 | 0 | 16.6667 | 2101.1595 | 2164.1943 | 2229.1202 | 2295.9938 | 2364.8736 | 2435.8198 | 2508.8944 | 2584.1612 | 2661.686 | 2741.5366
Econ | Manufactured Home | Space Cooling | Heat pump-cooling | TRC | New | NN784 | Programmable Thermostat | Programmable Thermostat | NonEquip | 11 |  | 92% | Tech/Econ | 1.72% | 178.9867 | 0.41893 | 0 | 21.8772 | 22.5336 | 23.2096 | 23.9059 | 24.623 | 25.3617 | 26.1226 | 26.9063 | 27.7134 | 28.5448
Econ | Manufactured Home | Space Cooling | Heat pump-cooling | TRC | New | NN646 | Ceiling Insulation(R2 to R38) | Ceiling Insulation(R2 to R38) | NonEquip | 20 |  | 0% | Tech/Econ | 25.25% | 0 | 0 | 0 | 0 | 0 | 0 | 0 | 0 | 0 | 0 | 0 | 0 | 0
Econ | Manufactured Home | Space Cooling | Heat pump-cooling | TRC | Existing | NE679 | Duct Repair | Duct Repair | NonEquip | 11 |  | 65% | Tech/Econ | 12% | 78970.8828 | 48.752 | 0 | 9652.4814 | 9942.0559 | 10240.3175 | 10547.5271 | 10863.9529 | 11189.8715 | 11525.5676 | 11871.3346 | 12227.4747 | 12594.2989
Econ | Manufactured Home | Space Cooling | Heat pump-cooling | TRC | Existing | NE643 | Ceiling Insulation(R2 to R38) | Ceiling Insulation(R2 to R38) | NonEquip | 20 |  | 16.25% | Tech/Econ | 25.25% | 43325.4427 | 20.6932 | 0 | 5295.5978 | 5454.4657 | 5618.0997 | 5786.6427 | 5960.2419 | 6139.0492 | 6323.2207 | 6512.9173 | 6708.3048 | 6909.554
Econ | Manufactured Home | Space Heating | Central forced air | TRC | New | NN790 | Programmable Thermostat | Programmable Thermostat | NonEquip | 11 |  | 92% | Tech/Econ | 1.72% | 188.0432 | 0 | 0 | 22.9842 | 23.6737 | 24.384 | 25.1155 | 25.8689 | 26.645 | 27.4444 | 28.2677 | 29.1157 | 29.9892
Econ | Manufactured Home | Space Heating | Central forced air | TRC | New | NN640 | Ceiling Insulation(R2 to R38) | Ceiling Insulation(R2 to R38) | NonEquip | 20 |  | 0% | Tech/Econ | 48.55% | 0 | 0 | 0 | 0 | 0 | 0 | 0 | 0 | 0 | 0 | 0 | 0 | 0
Econ | Manufactured Home | Space Heating | Central forced air | TRC | Existing | NE685 | Duct Repair | Duct Repair | NonEquip | 11 |  | 65% | Tech/Econ | 12% | 79691.2596 | 0 | 70.964 | 9740.5319 | 10032.7479 | 10333.7303 | 10643.7422 | 10963.0545 | 11291.9461 | 11630.7045 | 11979.6256 | 12339.0144 | 12709.1848
Econ | Manufactured Home | Space Heating | Central forced air | TRC | Existing | NE637 | Ceiling Insulation(R2 to R38) | Ceiling Insulation(R2 to R38) | NonEquip | 20 |  | 16.25% | Tech/Econ | 48.55% | 87511.0885 | 0 | 84.8446 | 10696.3368 | 11017.2269 | 11347.7437 | 11688.176 | 12038.8212 | 12399.9859 | 12771.9855 | 13155.145 | 13549.7994 | 13956.2934
Econ | Manufactured Home | Space Cooling | CAC | TRC | New | NN784 | Programmable Thermostat | Programmable Thermostat | NonEquip | 11 |  | 92% | Tech/Econ | 1.72% | 403.4596 | 0.94433 | 0 | 49.3142 | 50.7936 | 52.3174 | 53.887 | 55.5036 | 57.1687 | 58.8837 | 60.6503 | 62.4698 | 64.3439
Econ | Manufactured Home | Space Cooling | CAC | TRC | New | NN646 | Ceiling Insulation(R2 to R38) | Ceiling Insulation(R2 to R38) | NonEquip | 20 |  | 0% | Tech/Econ | 25.25% | 0 | 0 | 0 | 0 | 0 | 0 | 0 | 0 | 0 | 0 | 0 | 0 | 0
Econ | Manufactured Home | Space Cooling | CAC | TRC | Existing | NE679 | Duct Repair | Duct Repair | NonEquip | 11 |  | 65% | Tech/Econ | 12% | 178010.8292 | 109.8934 | 0 | 21757.9716 | 22410.7107 | 23083.032 | 23775.523 | 24488.7887 | 25223.4523 | 25980.1559 | 26759.5606 | 27562.3474 | 28389.2178
Econ | Manufactured Home | Space Cooling | CAC | TRC | Existing | NE643 | Ceiling Insulation(R2 to R38) | Ceiling Insulation(R2 to R38) | NonEquip | 20 |  | 16.25% | Tech/Econ | 25.25% | 97661.2861 | 46.6452 | 0 | 11936.9788 | 12295.0881 | 12663.9408 | 13043.859 | 13435.1748 | 13838.23 | 14253.3769 | 14680.9782 | 15121.4076 | 15575.0498
Econ | Manufactured Home | Space Heating | Baseboards | TRC | New | NN790 | Programmable Thermostat | Programmable Thermostat | NonEquip | 11 |  | 92% | Tech/Econ | 1.72% | 0 | 0 | 0 | 0 | 0 | 0 | 0 | 0 | 0 | 0 | 0 | 0 | 0
Econ | Manufactured Home | Space Heating | Baseboards | TRC | New | NN640 | Ceiling Insulation(R2 to R38) | Ceiling Insulation(R2 to R38) | NonEquip | 20 |  | 0% | Tech/Econ | 48.55% | 0 | 0 | 0 | 0 | 0 | 0 | 0 | 0 | 0 | 0 | 0 | 0 | 0
Econ | Manufactured Home | Space Heating | Baseboards | TRC | Existing | NE685 | Duct Repair | Duct Repair | NonEquip | 11 |  | 65% | Tech/Econ | 12% | 0 | 0 | 0 | 0 | 0 | 0 | 0 | 0 | 0 | 0 | 0 | 0 | 0
Econ | Manufactured Home | Space Heating | Baseboards | TRC | Existing | NE637 | Ceiling Insulation(R2 to R38) | Ceiling Insulation(R2 to R38) | NonEquip | 20 |  | 16.25% | Tech/Econ | 48.55% | 0 | 0 | 0 | 0 | 0 | 0 | 0 | 0 | 0 | 0 | 0 | 0 | 0

## FPU_Econ_COM_TRC
Scenario | Segment | EndUse | EquipType | CE Test | Vintage | Measure Code | Name | Description | Type | Measure Life | Competition Group | Applicability | Adoption Curve | Energy Savings % | 2020 Energy Savings | 2020 Summer Peak Savings | 2020 Winter Peak Savings | Rate Impact Yr 1 | Rate Impact Yr 2 | Rate Impact Yr 3 | Rate Impact Yr 4 | Rate Impact Yr 5 | Rate Impact Yr 6 | Rate Impact Yr 7 | Rate Impact Yr 8 | Rate Impact Yr 9 | Rate Impact Yr 10
Econ | Assembly | Refrigeration | Walk-in cooler | TRC | New | NN4819 | PSC to ECM Evaporator Fan Motor (Reach-In) | PSC to ECM Evaporator Fan Motor (Reach-In) | NonEquip | 15 | Display cases | 0% | Tech/Econ | 37.5% | 0 | 0 | 0 | 0 | 0 | 0 | 0 | 0 | 0 | 0 | 0 | 0 | 0
Econ | Assembly | Refrigeration | Walk-in cooler | TRC | Existing | NE4806 | PSC to ECM Evaporator Fan Motor (Reach-In) | PSC to ECM Evaporator Fan Motor (Reach-In) | NonEquip | 15 | Display cases | 0% | Tech/Econ | 37.5% | 0 | 0 | 0 | 0 | 0 | 0 | 0 | 0 | 0 | 0 | 0 | 0 | 0
Econ | Assembly | Refrigeration | Vending and ice makers | TRC | New | NN4819 | PSC to ECM Evaporator Fan Motor (Reach-In) | PSC to ECM Evaporator Fan Motor (Reach-In) | NonEquip | 15 | Display cases | 0% | Tech/Econ | 37.5% | 0 | 0 | 0 | 0 | 0 | 0 | 0 | 0 | 0 | 0 | 0 | 0 | 0
Econ | Assembly | Refrigeration | Vending and ice makers | TRC | Existing | NE4806 | PSC to ECM Evaporator Fan Motor (Reach-In) | PSC to ECM Evaporator Fan Motor (Reach-In) | NonEquip | 15 | Display cases | 0% | Tech/Econ | 37.5% | 0 | 0 | 0 | 0 | 0 | 0 | 0 | 0 | 0 | 0 | 0 | 0 | 0
Econ | Assembly | Space Cooling | Residential-type central air conditioners | TRC | New | NN3519 | Duct Sealing Repair | Duct Sealing Repair | NonEquip | 15 |  | 0% | Tech/Econ | 12% | 0 | 0 | 0 | 0 | 0 | 0 | 0 | 0 | 0 | 0 | 0 | 0 | 0
Econ | Assembly | Space Cooling | Residential-type central air conditioners | TRC | New | NN3207 | Ceiling Insulation(R2 to R38) | Ceiling Insulation(R2 to R38) | NonEquip | 20 |  | 0% | Tech/Econ | 34.55% | 0 | 0 | 0 | 0 | 0 | 0 | 0 | 0 | 0 | 0 | 0 | 0 | 0
Econ | Assembly | Space Cooling | Residential-type central air conditioners | TRC | Existing | NE3506 | Duct Sealing Repair | Duct Sealing Repair | NonEquip | 15 |  | 0% | Tech/Econ | 12% | 0 | 0 | 0 | 0 | 0 | 0 | 0 | 0 | 0 | 0 | 0 | 0 | 0
Econ | Assembly | Space Cooling | Residential-type central air conditioners | TRC | Existing | NE3194 | Ceiling Insulation(R2 to R38) | Ceiling Insulation(R2 to R38) | NonEquip | 20 |  | 0% | Tech/Econ | 34.55% | 0 | 0 | 0 | 0 | 0 | 0 | 0 | 0 | 0 | 0 | 0 | 0 | 0
Econ | Assembly | Space Heating | Residential/split system heat pump | TRC | New | NN3545 | Duct Sealing Repair | Duct Sealing Repair | NonEquip | 15 |  | 0% | Tech/Econ | 12% | 0 | 0 | 0 | 0 | 0 | 0 | 0 | 0 | 0 | 0 | 0 | 0 | 0
Econ | Assembly | Space Heating | Residential/split system heat pump | TRC | New | NN3181 | Ceiling Insulation(R2 to R38) | Ceiling Insulation(R2 to R38) | NonEquip | 20 |  | 0% | Tech/Econ | 94.74% | 0 | 0 | 0 | 0 | 0 | 0 | 0 | 0 | 0 | 0 | 0 | 0 | 0
Econ | Assembly | Space Heating | Residential/split system heat pump | TRC | Existing | NE3532 | Duct Sealing Repair | Duct Sealing Repair | NonEquip | 15 |  | 0% | Tech/Econ | 12% | 0 | 0 | 0 | 0 | 0 | 0 | 0 | 0 | 0 | 0 | 0 | 0 | 0
Econ | Assembly | Space Heating | Residential/split system heat pump | TRC | Existing | NE3168 | Ceiling Insulation(R2 to R38) | Ceiling Insulation(R2 to R38) | NonEquip | 20 |  | 0% | Tech/Econ | 94.74% | 0 | 0 | 0 | 0 | 0 | 0 | 0 | 0 | 0 | 0 | 0 | 0 | 0
Econ | Assembly | Refrigeration | Residential style | TRC | New | NN4819 | PSC to ECM Evaporator Fan Motor (Reach-In) | PSC to ECM Evaporator Fan Motor (Reach-In) | NonEquip | 15 | Display cases | 0% | Tech/Econ | 37.5% | 0 | 0 | 0 | 0 | 0 | 0 | 0 | 0 | 0 | 0 | 0 | 0 | 0
Econ | Assembly | Refrigeration | Residential style | TRC | Existing | NE4806 | PSC to ECM Evaporator Fan Motor (Reach-In) | PSC to ECM Evaporator Fan Motor (Reach-In) | NonEquip | 15 | Display cases | 0% | Tech/Econ | 37.5% | 0 | 0 | 0 | 0 | 0 | 0 | 0 | 0 | 0 | 0 | 0 | 0 | 0
Econ | Assembly | Miscellaneous | Pool pump | TRC | New | NN4533 | VSD Controlled Compressor | VSD Controlled Compressor | NonEquip | 15 | Others | 0% | Tech/Econ | 20.79% | 0 | 0 | 0 | 0 | 0 | 0 | 0 | 0 | 0 | 0 | 0 | 0 | 0
Econ | Assembly | Miscellaneous | Pool pump | TRC | Existing | NE4520 | VSD Controlled Compressor | VSD Controlled Compressor | NonEquip | 15 | Others | 0% | Tech/Econ | 20.79% | 0 | 0 | 0 | 0 | 0 | 0 | 0 | 0 | 0 | 0 | 0 | 0 | 0
Econ | Assembly | Miscellaneous | Pool pump | TRC | Turnover | ET1991 | Solar Pool Heater | Solar Pool Heater | Equip | 15 | Pool pump | 11.85% | Tech/Econ | 86.11% | 29.4282 | 0 | 0.001075 | 3.4377 | 3.5409 | 3.6471 | 3.7565 | 3.8692 | 3.9853 | 4.1049 | 4.228 | 4.3548 | 4.4855
Econ | Assembly | Miscellaneous | Pool pump | TRC | New | EN2017 | Solar Pool Heater | Solar Pool Heater | Equip | 15 | Pool pump | 11.85% | Tech/Econ | 86.11% | 0.2463 | 0 | 8.9972e-06 | 0.028772 | 0.029635 | 0.030524 | 0.03144 | 0.032383 | 0.033355 | 0.034355 | 0.035386 | 0.036448 | 0.037541
Econ | Assembly | Space Heating | Packaged central unit | TRC | New | NN3545 | Duct Sealing Repair | Duct Sealing Repair | NonEquip | 15 |  | 0% | Tech/Econ | 12% | 0 | 0 | 0 | 0 | 0 | 0 | 0 | 0 | 0 | 0 | 0 | 0 | 0
Econ | Assembly | Space Heating | Packaged central unit | TRC | New | NN3181 | Ceiling Insulation(R2 to R38) | Ceiling Insulation(R2 to R38) | NonEquip | 20 |  | 0% | Tech/Econ | 94.74% | 0 | 0 | 0 | 0 | 0 | 0 | 0 | 0 | 0 | 0 | 0 | 0 | 0
Econ | Assembly | Space Heating | Packaged central unit | TRC | Existing | NE3532 | Duct Sealing Repair | Duct Sealing Repair | NonEquip | 15 |  | 0% | Tech/Econ | 12% | 0 | 0 | 0 | 0 | 0 | 0 | 0 | 0 | 0 | 0 | 0 | 0 | 0
Econ | Assembly | Space Heating | Packaged central unit | TRC | Existing | NE3168 | Ceiling Insulation(R2 to R38) | Ceiling Insulation(R2 to R38) | NonEquip | 20 |  | 0% | Tech/Econ | 94.74% | 0 | 0 | 0 | 0 | 0 | 0 | 0 | 0 | 0 | 0 | 0 | 0 | 0
Econ | Assembly | Space Cooling | Packaged air conditioning units (RTUs) | TRC | New | NN3519 | Duct Sealing Repair | Duct Sealing Repair | NonEquip | 15 |  | 0% | Tech/Econ | 12% | 0 | 0 | 0 | 0 | 0 | 0 | 0 | 0 | 0 | 0 | 0 | 0 | 0
Econ | Assembly | Space Cooling | Packaged air conditioning units (RTUs) | TRC | New | NN3207 | Ceiling Insulation(R2 to R38) | Ceiling Insulation(R2 to R38) | NonEquip | 20 |  | 0% | Tech/Econ | 34.55% | 0 | 0 | 0 | 0 | 0 | 0 | 0 | 0 | 0 | 0 | 0 | 0 | 0
Econ | Assembly | Space Cooling | Packaged air conditioning units (RTUs) | TRC | Existing | NE3506 | Duct Sealing Repair | Duct Sealing Repair | NonEquip | 15 |  | 0% | Tech/Econ | 12% | 0 | 0 | 0 | 0 | 0 | 0 | 0 | 0 | 0 | 0 | 0 | 0 | 0
Econ | Assembly | Space Cooling | Packaged air conditioning units (RTUs) | TRC | Existing | NE3194 | Ceiling Insulation(R2 to R38) | Ceiling Insulation(R2 to R38) | NonEquip | 20 |  | 0% | Tech/Econ | 34.55% | 0 | 0 | 0 | 0 | 0 | 0 | 0 | 0 | 0 | 0 | 0 | 0 | 0
Econ | Assembly | Miscellaneous | Others | TRC | New | NN4533 | VSD Controlled Compressor | VSD Controlled Compressor | NonEquip | 15 | Others | 27.75% | Tech/Econ | 20.79% | 126.4702 | 0.01907 | 0.0089254 | 14.8892 | 15.3359 | 15.796 | 16.2698 | 16.7579 | 17.2607 | 17.7785 | 18.3118 | 18.8612 | 19.427
Econ | Assembly | Miscellaneous | Others | TRC | Existing | NE4520 | VSD Controlled Compressor | VSD Controlled Compressor | NonEquip | 15 | Others | 5.549% | Tech/Econ | 20.79% | 3022.1807 | 0.4557 | 0.21328 | 355.798 | 366.472 | 377.4661 | 388.7901 | 400.4538 | 412.4674 | 424.8414 | 437.5867 | 450.7143 | 464.2357
Econ | Assembly | Office Equipment | Other office | TRC | Turnover | ET2258 | Energy Star Uninterruptable Power Supply | Energy Star Uninterruptable Power Supply | Equip | 10 | Other office | 0% | Tech/Econ | 1.878% | 0 | 0 | 0 | 0 | 0 | 0 | 0 | 0 | 0 | 0 | 0 | 0 | 0
Econ | Assembly | Office Equipment | Other office | TRC | New | EN2284 | Energy Star Uninterruptable Power Supply | Energy Star Uninterruptable Power Supply | Equip | 10 | Other office | 0% | Tech/Econ | 1.878% | 0 | 0 | 0 | 0 | 0 | 0 | 0 | 0 | 0 | 0 | 0 | 0 | 0
Econ | Assembly | Miscellaneous | Medical equipment | TRC | New | NN4533 | VSD Controlled Compressor | VSD Controlled Compressor | NonEquip | 15 | Others | 0% | Tech/Econ | 20.79% | 0 | 0 | 0 | 0 | 0 | 0 | 0 | 0 | 0 | 0 | 0 | 0 | 0
Econ | Assembly | Miscellaneous | Medical equipment | TRC | Existing | NE4520 | VSD Controlled Compressor | VSD Controlled Compressor | NonEquip | 15 | Others | 0% | Tech/Econ | 20.79% | 0 | 0 | 0 | 0 | 0 | 0 | 0 | 0 | 0 | 0 | 0 | 0 | 0
Econ | Assembly | Refrigeration | Large cold storage | TRC | New | NN4819 | PSC to ECM Evaporator Fan Motor (Reach-In) | PSC to ECM Evaporator Fan Motor (Reach-In) | NonEquip | 15 | Display cases | 0% | Tech/Econ | 37.5% | 0 | 0 | 0 | 0 | 0 | 0 | 0 | 0 | 0 | 0 | 0 | 0 | 0
Econ | Assembly | Refrigeration | Large cold storage | TRC | Existing | NE4806 | PSC to ECM Evaporator Fan Motor (Reach-In) | PSC to ECM Evaporator Fan Motor (Reach-In) | NonEquip | 15 | Display cases | 0% | Tech/Econ | 37.5% | 0 | 0 | 0 | 0 | 0 | 0 | 0 | 0 | 0 | 0 | 0 | 0 | 0
Econ | Assembly | Miscellaneous | Laboratory equipment | TRC | New | NN4533 | VSD Controlled Compressor | VSD Controlled Compressor | NonEquip | 15 | Others | 0% | Tech/Econ | 20.79% | 0 | 0 | 0 | 0 | 0 | 0 | 0 | 0 | 0 | 0 | 0 | 0 | 0
Econ | Assembly | Miscellaneous | Laboratory equipment | TRC | Existing | NE4520 | VSD Controlled Compressor | VSD Controlled Compressor | NonEquip | 15 | Others | 0% | Tech/Econ | 20.79% | 0 | 0 | 0 | 0 | 0 | 0 | 0 | 0 | 0 | 0 | 0 | 0 | 0
Econ | Assembly | Space Heating | Individual room heating | TRC | New | NN3545 | Duct Sealing Repair | Duct Sealing Repair | NonEquip | 15 |  | 0% | Tech/Econ | 12% | 0 | 0 | 0 | 0 | 0 | 0 | 0 | 0 | 0 | 0 | 0 | 0 | 0
Econ | Assembly | Space Heating | Individual room heating | TRC | New | NN3181 | Ceiling Insulation(R2 to R38) | Ceiling Insulation(R2 to R38) | NonEquip | 20 |  | 0% | Tech/Econ | 94.74% | 0 | 0 | 0 | 0 | 0 | 0 | 0 | 0 | 0 | 0 | 0 | 0 | 0
Econ | Assembly | Space Heating | Individual room heating | TRC | Existing | NE3532 | Duct Sealing Repair | Duct Sealing Repair | NonEquip | 15 |  | 0% | Tech/Econ | 12% | 0 | 0 | 0 | 0 | 0 | 0 | 0 | 0 | 0 | 0 | 0 | 0 | 0
Econ | Assembly | Space Heating | Individual room heating | TRC | Existing | NE3168 | Ceiling Insulation(R2 to R38) | Ceiling Insulation(R2 to R38) | NonEquip | 20 |  | 0% | Tech/Econ | 94.74% | 0 | 0 | 0 | 0 | 0 | 0 | 0 | 0 | 0 | 0 | 0 | 0 | 0
Econ | Assembly | Space Cooling | Individual room air conditioners | TRC | New | NN3519 | Duct Sealing Repair | Duct Sealing Repair | NonEquip | 15 |  | 0% | Tech/Econ | 12% | 0 | 0 | 0 | 0 | 0 | 0 | 0 | 0 | 0 | 0 | 0 | 0 | 0
Econ | Assembly | Space Cooling | Individual room air conditioners | TRC | New | NN3207 | Ceiling Insulation(R2 to R38) | Ceiling Insulation(R2 to R38) | NonEquip | 20 |  | 0% | Tech/Econ | 34.55% | 0 | 0 | 0 | 0 | 0 | 0 | 0 | 0 | 0 | 0 | 0 | 0 | 0
Econ | Assembly | Space Cooling | Individual room air conditioners | TRC | Existing | NE3506 | Duct Sealing Repair | Duct Sealing Repair | NonEquip | 15 |  | 0% | Tech/Econ | 12% | 0 | 0 | 0 | 0 | 0 | 0 | 0 | 0 | 0 | 0 | 0 | 0 | 0
Econ | Assembly | Space Cooling | Individual room air conditioners | TRC | Existing | NE3194 | Ceiling Insulation(R2 to R38) | Ceiling Insulation(R2 to R38) | NonEquip | 20 |  | 0% | Tech/Econ | 34.55% | 0 | 0 | 0 | 0 | 0 | 0 | 0 | 0 | 0 | 0 | 0 | 0 | 0
Econ | Assembly | Interior Lighting | High bay | TRC | Turnover | ET1523 | High Bay LED | High Bay LED | Equip | 15 | High bay | 65.91% | Tech/Econ | 64.78% | 141939.9137 | 26.2489 | 25.7532 | 16739.6993 | 17241.8903 | 17759.147 | 18291.9214 | 18840.6791 | 19405.8994 | 19988.0764 | 20587.7187 | 21205.3503 | 21841.5108
Econ | Assembly | Interior Lighting | High bay | TRC | New | EN1549 | High Bay LED | High Bay LED | Equip | 15 | High bay | 0% | Tech/Econ | 64.78% | 0 | 0 | 0 | 0 | 0 | 0 | 0 | 0 | 0 | 0 | 0 | 0 | 0
Econ | Assembly | Space Heating | Forced air furnace | TRC | New | NN3545 | Duct Sealing Repair | Duct Sealing Repair | NonEquip | 15 |  | 0% | Tech/Econ | 12% | 0 | 0 | 0 | 0 | 0 | 0 | 0 | 0 | 0 | 0 | 0 | 0 | 0
Econ | Assembly | Space Heating | Forced air furnace | TRC | New | NN3181 | Ceiling Insulation(R2 to R38) | Ceiling Insulation(R2 to R38) | NonEquip | 20 |  | 0% | Tech/Econ | 94.74% | 0 | 0 | 0 | 0 | 0 | 0 | 0 | 0 | 0 | 0 | 0 | 0 | 0
Econ | Assembly | Space Heating | Forced air furnace | TRC | Existing | NE3532 | Duct Sealing Repair | Duct Sealing Repair | NonEquip | 15 |  | 0% | Tech/Econ | 12% | 0 | 0 | 0 | 0 | 0 | 0 | 0 | 0 | 0 | 0 | 0 | 0 | 0
Econ | Assembly | Space Heating | Forced air furnace | TRC | Existing | NE3168 | Ceiling Insulation(R2 to R38) | Ceiling Insulation(R2 to R38) | NonEquip | 20 |  | 0% | Tech/Econ | 94.74% | 0 | 0 | 0 | 0 | 0 | 0 | 0 | 0 | 0 | 0 | 0 | 0 | 0
Econ | Assembly | Miscellaneous | Elevators/Escalators | TRC | New | NN4533 | VSD Controlled Compressor | VSD Controlled Compressor | NonEquip | 15 | Others | 0% | Tech/Econ | 20.79% | 0 | 0 | 0 | 0 | 0 | 0 | 0 | 0 | 0 | 0 | 0 | 0 | 0
Econ | Assembly | Miscellaneous | Elevators/Escalators | TRC | Existing | NE4520 | VSD Controlled Compressor | VSD Controlled Compressor | NonEquip | 15 | Others | 0% | Tech/Econ | 20.79% | 0 | 0 | 0 | 0 | 0 | 0 | 0 | 0 | 0 | 0 | 0 | 0 | 0
Econ | Assembly | Space Cooling | District chilled water piped | TRC | New | NN3519 | Duct Sealing Repair | Duct Sealing Repair | NonEquip | 15 |  | 0% | Tech/Econ | 12% | 0 | 0 | 0 | 0 | 0 | 0 | 0 | 0 | 0 | 0 | 0 | 0 | 0
Econ | Assembly | Space Cooling | District chilled water piped | TRC | New | NN3207 | Ceiling Insulation(R2 to R38) | Ceiling Insulation(R2 to R38) | NonEquip | 20 |  | 0% | Tech/Econ | 34.55% | 0 | 0 | 0 | 0 | 0 | 0 | 0 | 0 | 0 | 0 | 0 | 0 | 0
Econ | Assembly | Space Cooling | District chilled water piped | TRC | Existing | NE3506 | Duct Sealing Repair | Duct Sealing Repair | NonEquip | 15 |  | 0% | Tech/Econ | 12% | 0 | 0 | 0 | 0 | 0 | 0 | 0 | 0 | 0 | 0 | 0 | 0 | 0
Econ | Assembly | Space Cooling | District chilled water piped | TRC | Existing | NE3194 | Ceiling Insulation(R2 to R38) | Ceiling Insulation(R2 to R38) | NonEquip | 20 |  | 0% | Tech/Econ | 34.55% | 0 | 0 | 0 | 0 | 0 | 0 | 0 | 0 | 0 | 0 | 0 | 0 | 0
Econ | Assembly | Refrigeration | Display cases | TRC | New | NN4819 | PSC to ECM Evaporator Fan Motor (Reach-In) | PSC to ECM Evaporator Fan Motor (Reach-In) | NonEquip | 15 | Display cases | 68.68% | Tech/Econ | 37.5% | 3.6133 | 0.00050292 | 4.6071e-05 | 0.42514 | 0.4379 | 0.45103 | 0.46456 | 0.4785 | 0.49286 | 0.50764 | 0.52287 | 0.53856 | 0.55471
Econ | Assembly | Refrigeration | Display cases | TRC | Existing | NE4806 | PSC to ECM Evaporator Fan Motor (Reach-In) | PSC to ECM Evaporator Fan Motor (Reach-In) | NonEquip | 15 | Display cases | 17.17% | Tech/Econ | 37.5% | 107.9323 | 0.015022 | 0.0013762 | 12.6992 | 13.0802 | 13.4726 | 13.8767 | 14.293 | 14.7218 | 15.1635 | 15.6184 | 16.0869 | 16.5696
Econ | Assembly | Cooking | Cooking Other | TRC | Turnover | ET2 | Efficient Exhaust Hood | Efficient Exhaust Hood | Equip | 15 | Cooking Other | 0% | Tech/Econ | 42.5% | 0 | 0 | 0 | 0 | 0 | 0 | 0 | 0 | 0 | 0 | 0 | 0 | 0
Econ | Assembly | Cooking | Cooking Other | TRC | New | EN28 | Efficient Exhaust Hood | Efficient Exhaust Hood | Equip | 15 | Cooking Other | 0% | Tech/Econ | 42.5% | 0 | 0 | 0 | 0 | 0 | 0 | 0 | 0 | 0 | 0 | 0 | 0 | 0
Econ | Assembly | Space Cooling | Central chillers inside | TRC | New | NN3519 | Duct Sealing Repair | Duct Sealing Repair | NonEquip | 15 |  | 0% | Tech/Econ | 12% | 0 | 0 | 0 | 0 | 0 | 0 | 0 | 0 | 0 | 0 | 0 | 0 | 0
Econ | Assembly | Space Cooling | Central chillers inside | TRC | New | NN3207 | Ceiling Insulation(R2 to R38) | Ceiling Insulation(R2 to R38) | NonEquip | 20 |  | 0% | Tech/Econ | 34.55% | 0 | 0 | 0 | 0 | 0 | 0 | 0 | 0 | 0 | 0 | 0 | 0 | 0
Econ | Assembly | Space Cooling | Central chillers inside | TRC | Existing | NE3506 | Duct Sealing Repair | Duct Sealing Repair | NonEquip | 15 |  | 0% | Tech/Econ | 12% | 0 | 0 | 0 | 0 | 0 | 0 | 0 | 0 | 0 | 0 | 0 | 0 | 0
Econ | Assembly | Space Cooling | Central chillers inside | TRC | Existing | NE3194 | Ceiling Insulation(R2 to R38) | Ceiling Insulation(R2 to R38) | NonEquip | 20 |  | 0% | Tech/Econ | 34.55% | 0 | 0 | 0 | 0 | 0 | 0 | 0 | 0 | 0 | 0 | 0 | 0 | 0
Econ | Assembly | Space Heating | Boilers | TRC | New | NN3545 | Duct Sealing Repair | Duct Sealing Repair | NonEquip | 15 |  | 0% | Tech/Econ | 12% | 0 | 0 | 0 | 0 | 0 | 0 | 0 | 0 | 0 | 0 | 0 | 0 | 0
Econ | Assembly | Space Heating | Boilers | TRC | New | NN3181 | Ceiling Insulation(R2 to R38) | Ceiling Insulation(R2 to R38) | NonEquip | 20 |  | 0% | Tech/Econ | 94.74% | 0 | 0 | 0 | 0 | 0 | 0 | 0 | 0 | 0 | 0 | 0 | 0 | 0
Econ | Assembly | Space Heating | Boilers | TRC | Existing | NE3532 | Duct Sealing Repair | Duct Sealing Repair | NonEquip | 15 |  | 0% | Tech/Econ | 12% | 0 | 0 | 0 | 0 | 0 | 0 | 0 | 0 | 0 | 0 | 0 | 0 | 0
Econ | Assembly | Space Heating | Boilers | TRC | Existing | NE3168 | Ceiling Insulation(R2 to R38) | Ceiling Insulation(R2 to R38) | NonEquip | 20 |  | 0% | Tech/Econ | 94.74% | 0 | 0 | 0 | 0 | 0 | 0 | 0 | 0 | 0 | 0 | 0 | 0 | 0
Econ | College and University | Refrigeration | Walk-in cooler | TRC | New | NN4820 | PSC to ECM Evaporator Fan Motor (Reach-In) | PSC to ECM Evaporator Fan Motor (Reach-In) | NonEquip | 15 | Display cases | 0% | Tech/Econ | 37.5% | 0 | 0 | 0 | 0 | 0 | 0 | 0 | 0 | 0 | 0 | 0 | 0 | 0
Econ | College and University | Refrigeration | Walk-in cooler | TRC | Existing | NE4807 | PSC to ECM Evaporator Fan Motor (Reach-In) | PSC to ECM Evaporator Fan Motor (Reach-In) | NonEquip | 15 | Display cases | 0% | Tech/Econ | 37.5% | 0 | 0 | 0 | 0 | 0 | 0 | 0 | 0 | 0 | 0 | 0 | 0 | 0
Econ | College and University | Refrigeration | Vending and ice makers | TRC | New | NN4820 | PSC to ECM Evaporator Fan Motor (Reach-In) | PSC to ECM Evaporator Fan Motor (Reach-In) | NonEquip | 15 | Display cases | 0% | Tech/Econ | 37.5% | 0 | 0 | 0 | 0 | 0 | 0 | 0 | 0 | 0 | 0 | 0 | 0 | 0
Econ | College and University | Refrigeration | Vending and ice makers | TRC | Existing | NE4807 | PSC to ECM Evaporator Fan Motor (Reach-In) | PSC to ECM Evaporator Fan Motor (Reach-In) | NonEquip | 15 | Display cases | 0% | Tech/Econ | 37.5% | 0 | 0 | 0 | 0 | 0 | 0 | 0 | 0 | 0 | 0 | 0 | 0 | 0
Econ | College and University | Interior Lighting | Spot lighting | TRC | New | NN4430 | Interior Lighting Controls | Interior Lighting Controls | NonEquip | 8 | Overhead (fluorescent/LED/CFL U-shape) | 0% | Tech/Econ | 28% | 0 | 0 | 0 | 0 | 0 | 0 | 0 | 0 | 0 | 0 | 0 | 0 | 0
Econ | College and University | Interior Lighting | Spot lighting | TRC | Existing | NE4417 | Interior Lighting Controls | Interior Lighting Controls | NonEquip | 8 | Overhead (fluorescent/LED/CFL U-shape) | 0% | Tech/Econ | 28% | 0 | 0 | 0 | 0 | 0 | 0 | 0 | 0 | 0 | 0 | 0 | 0 | 0
Econ | College and University | Space Cooling | Residential-type central air conditioners | TRC | New | NN3520 | Duct Sealing Repair | Duct Sealing Repair | NonEquip | 15 |  | 0% | Tech/Econ | 12% | 0 | 0 | 0 | 0 | 0 | 0 | 0 | 0 | 0 | 0 | 0 | 0 | 0
Econ | College and University | Space Cooling | Residential-type central air conditioners | TRC | New | NN3208 | Ceiling Insulation(R2 to R38) | Ceiling Insulation(R2 to R38) | NonEquip | 20 |  | 0% | Tech/Econ | 11.84% | 0 | 0 | 0 | 0 | 0 | 0 | 0 | 0 | 0 | 0 | 0 | 0 | 0
Econ | College and University | Space Cooling | Residential-type central air conditioners | TRC | Existing | NE4209 | Wall Insulation | Wall Insulation | NonEquip | 20 |  | 0% | Tech/Econ | 12.78% | 0 | 0 | 0 | 0 | 0 | 0 | 0 | 0 | 0 | 0 | 0 | 0 | 0
Econ | College and University | Space Cooling | Residential-type central air conditioners | TRC | Existing | NE3507 | Duct Sealing Repair | Duct Sealing Repair | NonEquip | 15 |  | 0% | Tech/Econ | 12% | 0 | 0 | 0 | 0 | 0 | 0 | 0 | 0 | 0 | 0 | 0 | 0 | 0
Econ | College and University | Space Cooling | Residential-type central air conditioners | TRC | Existing | NE3195 | Ceiling Insulation(R2 to R38) | Ceiling Insulation(R2 to R38) | NonEquip | 20 |  | 0% | Tech/Econ | 11.84% | 0 | 0 | 0 | 0 | 0 | 0 | 0 | 0 | 0 | 0 | 0 | 0 | 0
Econ | College and University | Space Heating | Residential/split system heat pump | TRC | New | NN3546 | Duct Sealing Repair | Duct Sealing Repair | NonEquip | 15 |  | 0% | Tech/Econ | 12% | 0 | 0 | 0 | 0 | 0 | 0 | 0 | 0 | 0 | 0 | 0 | 0 | 0
Econ | College and University | Space Heating | Residential/split system heat pump | TRC | New | NN3182 | Ceiling Insulation(R2 to R38) | Ceiling Insulation(R2 to R38) | NonEquip | 20 |  | 0% | Tech/Econ | 42.49% | 0 | 0 | 0 | 0 | 0 | 0 | 0 | 0 | 0 | 0 | 0 | 0 | 0
Econ | College and University | Space Heating | Residential/split system heat pump | TRC | Existing | NE4235 | Wall Insulation | Wall Insulation | NonEquip | 20 |  | 0% | Tech/Econ | 7.386% | 0 | 0 | 0 | 0 | 0 | 0 | 0 | 0 | 0 | 0 | 0 | 0 | 0
Econ | College and University | Space Heating | Residential/split system heat pump | TRC | Existing | NE3533 | Duct Sealing Repair | Duct Sealing Repair | NonEquip | 15 |  | 0% | Tech/Econ | 12% | 0 | 0 | 0 | 0 | 0 | 0 | 0 | 0 | 0 | 0 | 0 | 0 | 0
Econ | College and University | Space Heating | Residential/split system heat pump | TRC | Existing | NE3169 | Ceiling Insulation(R2 to R38) | Ceiling Insulation(R2 to R38) | NonEquip | 20 |  | 0% | Tech/Econ | 46.89% | 0 | 0 | 0 | 0 | 0 | 0 | 0 | 0 | 0 | 0 | 0 | 0 | 0
Econ | College and University | Refrigeration | Residential style | TRC | New | NN4820 | PSC to ECM Evaporator Fan Motor (Reach-In) | PSC to ECM Evaporator Fan Motor (Reach-In) | NonEquip | 15 | Display cases | 0% | Tech/Econ | 37.5% | 0 | 0 | 0 | 0 | 0 | 0 | 0 | 0 | 0 | 0 | 0 | 0 | 0
Econ | College and University | Refrigeration | Residential style | TRC | Existing | NE4807 | PSC to ECM Evaporator Fan Motor (Reach-In) | PSC to ECM Evaporator Fan Motor (Reach-In) | NonEquip | 15 | Display cases | 0% | Tech/Econ | 37.5% | 0 | 0 | 0 | 0 | 0 | 0 | 0 | 0 | 0 | 0 | 0 | 0 | 0
Econ | College and University | Miscellaneous | Pool pump | TRC | New | NN4534 | VSD Controlled Compressor | VSD Controlled Compressor | NonEquip | 15 | Others | 0% | Tech/Econ | 20.79% | 0 | 0 | 0 | 0 | 0 | 0 | 0 | 0 | 0 | 0 | 0 | 0 | 0
Econ | College and University | Miscellaneous | Pool pump | TRC | Existing | NE4521 | VSD Controlled Compressor | VSD Controlled Compressor | NonEquip | 15 | Others | 0% | Tech/Econ | 20.79% | 0 | 0 | 0 | 0 | 0 | 0 | 0 | 0 | 0 | 0 | 0 | 0 | 0
Econ | College and University | Miscellaneous | Pool pump | TRC | Turnover | ET1992 | Solar Pool Heater | Solar Pool Heater | Equip | 15 | Pool pump | 16.92% | Tech/Econ | 86.11% | 0 | 0 | 0 | 0 | 0 | 0 | 0 | 0 | 0 | 0 | 0 | 0 | 0
Econ | College and University | Miscellaneous | Pool pump | TRC | New | EN2018 | Solar Pool Heater | Solar Pool Heater | Equip | 15 | Pool pump | 16.92% | Tech/Econ | 86.11% | 0 | 0 | 0 | 0 | 0 | 0 | 0 | 0 | 0 | 0 | 0 | 0 | 0
Econ | College and University | Space Heating | Packaged central unit | TRC | New | NN3546 | Duct Sealing Repair | Duct Sealing Repair | NonEquip | 15 |  | 0% | Tech/Econ | 12% | 0 | 0 | 0 | 0 | 0 | 0 | 0 | 0 | 0 | 0 | 0 | 0 | 0
Econ | College and University | Space Heating | Packaged central unit | TRC | New | NN3182 | Ceiling Insulation(R2 to R38) | Ceiling Insulation(R2 to R38) | NonEquip | 20 |  | 0% | Tech/Econ | 42.49% | 0 | 0 | 0 | 0 | 0 | 0 | 0 | 0 | 0 | 0 | 0 | 0 | 0
Econ | College and University | Space Heating | Packaged central unit | TRC | Existing | NE4235 | Wall Insulation | Wall Insulation | NonEquip | 20 |  | 0% | Tech/Econ | 7.386% | 0 | 0 | 0 | 0 | 0 | 0 | 0 | 0 | 0 | 0 | 0 | 0 | 0
Econ | College and University | Space Heating | Packaged central unit | TRC | Existing | NE3533 | Duct Sealing Repair | Duct Sealing Repair | NonEquip | 15 |  | 0% | Tech/Econ | 12% | 0 | 0 | 0 | 0 | 0 | 0 | 0 | 0 | 0 | 0 | 0 | 0 | 0
Econ | College and University | Space Heating | Packaged central unit | TRC | Existing | NE3169 | Ceiling Insulation(R2 to R38) | Ceiling Insulation(R2 to R38) | NonEquip | 20 |  | 0% | Tech/Econ | 46.89% | 0 | 0 | 0 | 0 | 0 | 0 | 0 | 0 | 0 | 0 | 0 | 0 | 0
Econ | College and University | Space Cooling | Packaged air conditioning units (RTUs) | TRC | New | NN3520 | Duct Sealing Repair | Duct Sealing Repair | NonEquip | 15 |  | 0% | Tech/Econ | 12% | 0 | 0 | 0 | 0 | 0 | 0 | 0 | 0 | 0 | 0 | 0 | 0 | 0
Econ | College and University | Space Cooling | Packaged air conditioning units (RTUs) | TRC | New | NN3208 | Ceiling Insulation(R2 to R38) | Ceiling Insulation(R2 to R38) | NonEquip | 20 |  | 0% | Tech/Econ | 11.84% | 0 | 0 | 0 | 0 | 0 | 0 | 0 | 0 | 0 | 0 | 0 | 0 | 0
Econ | College and University | Space Cooling | Packaged air conditioning units (RTUs) | TRC | Existing | NE4209 | Wall Insulation | Wall Insulation | NonEquip | 20 |  | 0% | Tech/Econ | 12.78% | 0 | 0 | 0 | 0 | 0 | 0 | 0 | 0 | 0 | 0 | 0 | 0 | 0
Econ | College and University | Space Cooling | Packaged air conditioning units (RTUs) | TRC | Existing | NE3507 | Duct Sealing Repair | Duct Sealing Repair | NonEquip | 15 |  | 0% | Tech/Econ | 12% | 0 | 0 | 0 | 0 | 0 | 0 | 0 | 0 | 0 | 0 | 0 | 0 | 0
Econ | College and University | Space Cooling | Packaged air conditioning units (RTUs) | TRC | Existing | NE3195 | Ceiling Insulation(R2 to R38) | Ceiling Insulation(R2 to R38) | NonEquip | 20 |  | 0% | Tech/Econ | 11.84% | 0 | 0 | 0 | 0 | 0 | 0 | 0 | 0 | 0 | 0 | 0 | 0 | 0
Econ | College and University | Interior Lighting | Overhead (fluorescent/LED/CFL U-shape) | TRC | New | NN4430 | Interior Lighting Controls | Interior Lighting Controls | NonEquip | 8 | Overhead (fluorescent/LED/CFL U-shape) | 37.72% | Tech/Econ | 28% | 630.0894 | 0 | 0 | 73.606 | 75.8142 | 78.0886 | 80.4312 | 82.8442 | 85.3295 | 87.8894 | 90.5261 | 93.2418 | 96.0391
Econ | College and University | Interior Lighting | Overhead (fluorescent/LED/CFL U-shape) | TRC | Existing | NE4417 | Interior Lighting Controls | Interior Lighting Controls | NonEquip | 8 | Overhead (fluorescent/LED/CFL U-shape) | 37.72% | Tech/Econ | 28% | 84517.1292 | 0 | 0 | 9873.1474 | 10169.3418 | 10474.422 | 10788.6547 | 11112.3143 | 11445.6838 | 11789.0543 | 12142.7259 | 12507.0077 | 12882.2179
Econ | College and University | Miscellaneous | Others | TRC | New | NN4534 | VSD Controlled Compressor | VSD Controlled Compressor | NonEquip | 15 | Others | 36.99% | Tech/Econ | 20.79% | 364.7112 | 0.047287 | 0.039609 | 42.8905 | 44.1772 | 45.5025 | 46.8676 | 48.2736 | 49.7219 | 51.2135 | 52.7499 | 54.3324 | 55.9624
Econ | College and University | Miscellaneous | Others | TRC | Existing | NE4521 | VSD Controlled Compressor | VSD Controlled Compressor | NonEquip | 15 | Others | 7.399% | Tech/Econ | 20.79% | 9784.1166 | 1.2686 | 1.0626 | 1150.6248 | 1185.1436 | 1220.6979 | 1257.3188 | 1295.0384 | 1333.8895 | 1373.9062 | 1415.1234 | 1457.5771 | 1501.3044
Econ | College and University | Office Equipment | Other office | TRC | Turnover | ET2259 | Energy Star Uninterruptable Power Supply | Energy Star Uninterruptable Power Supply | Equip | 10 | Other office | 22.4% | Tech/Econ | 1.878% | 4038.9914 | 0.46107 | 0.46107 | 474.6126 | 488.8509 | 503.5165 | 518.622 | 534.1806 | 550.206 | 566.7122 | 583.7136 | 601.225 | 619.2618
Econ | College and University | Office Equipment | Other office | TRC | New | EN2285 | Energy Star Uninterruptable Power Supply | Energy Star Uninterruptable Power Supply | Equip | 10 | Other office | 22.4% | Tech/Econ | 1.878% | 30.1114 | 0.0034374 | 0.0034374 | 3.5383 | 3.6445 | 3.7538 | 3.8664 | 3.9824 | 4.1019 | 4.2249 | 4.3517 | 4.4822 | 4.6167
Econ | College and University | Miscellaneous | Medical equipment | TRC | New | NN4534 | VSD Controlled Compressor | VSD Controlled Compressor | NonEquip | 15 | Others | 0% | Tech/Econ | 20.79% | 0 | 0 | 0 | 0 | 0 | 0 | 0 | 0 | 0 | 0 | 0 | 0 | 0
Econ | College and University | Miscellaneous | Medical equipment | TRC | Existing | NE4521 | VSD Controlled Compressor | VSD Controlled Compressor | NonEquip | 15 | Others | 0% | Tech/Econ | 20.79% | 0 | 0 | 0 | 0 | 0 | 0 | 0 | 0 | 0 | 0 | 0 | 0 | 0
Econ | College and University | Refrigeration | Large cold storage | TRC | New | NN4820 | PSC to ECM Evaporator Fan Motor (Reach-In) | PSC to ECM Evaporator Fan Motor (Reach-In) | NonEquip | 15 | Display cases | 0% | Tech/Econ | 37.5% | 0 | 0 | 0 | 0 | 0 | 0 | 0 | 0 | 0 | 0 | 0 | 0 | 0
Econ | College and University | Refrigeration | Large cold storage | TRC | Existing | NE4807 | PSC to ECM Evaporator Fan Motor (Reach-In) | PSC to ECM Evaporator Fan Motor (Reach-In) | NonEquip | 15 | Display cases | 0% | Tech/Econ | 37.5% | 0 | 0 | 0 | 0 | 0 | 0 | 0 | 0 | 0 | 0 | 0 | 0 | 0
Econ | College and University | Miscellaneous | Laboratory equipment | TRC | New | NN4534 | VSD Controlled Compressor | VSD Controlled Compressor | NonEquip | 15 | Others | 0% | Tech/Econ | 20.79% | 0 | 0 | 0 | 0 | 0 | 0 | 0 | 0 | 0 | 0 | 0 | 0 | 0
Econ | College and University | Miscellaneous | Laboratory equipment | TRC | Existing | NE4521 | VSD Controlled Compressor | VSD Controlled Compressor | NonEquip | 15 | Others | 0% | Tech/Econ | 20.79% | 0 | 0 | 0 | 0 | 0 | 0 | 0 | 0 | 0 | 0 | 0 | 0 | 0
Econ | College and University | Space Heating | Individual room heating | TRC | New | NN3546 | Duct Sealing Repair | Duct Sealing Repair | NonEquip | 15 |  | 0% | Tech/Econ | 12% | 0 | 0 | 0 | 0 | 0 | 0 | 0 | 0 | 0 | 0 | 0 | 0 | 0
Econ | College and University | Space Heating | Individual room heating | TRC | New | NN3182 | Ceiling Insulation(R2 to R38) | Ceiling Insulation(R2 to R38) | NonEquip | 20 |  | 0% | Tech/Econ | 42.49% | 0 | 0 | 0 | 0 | 0 | 0 | 0 | 0 | 0 | 0 | 0 | 0 | 0
Econ | College and University | Space Heating | Individual room heating | TRC | Existing | NE4235 | Wall Insulation | Wall Insulation | NonEquip | 20 |  | 0% | Tech/Econ | 7.386% | 0 | 0 | 0 | 0 | 0 | 0 | 0 | 0 | 0 | 0 | 0 | 0 | 0
Econ | College and University | Space Heating | Individual room heating | TRC | Existing | NE3533 | Duct Sealing Repair | Duct Sealing Repair | NonEquip | 15 |  | 0% | Tech/Econ | 12% | 0 | 0 | 0 | 0 | 0 | 0 | 0 | 0 | 0 | 0 | 0 | 0 | 0
Econ | College and University | Space Heating | Individual room heating | TRC | Existing | NE3169 | Ceiling Insulation(R2 to R38) | Ceiling Insulation(R2 to R38) | NonEquip | 20 |  | 0% | Tech/Econ | 46.89% | 0 | 0 | 0 | 0 | 0 | 0 | 0 | 0 | 0 | 0 | 0 | 0 | 0
Econ | College and University | Space Cooling | Individual room air conditioners | TRC | New | NN3520 | Duct Sealing Repair | Duct Sealing Repair | NonEquip | 15 |  | 0% | Tech/Econ | 12% | 0 | 0 | 0 | 0 | 0 | 0 | 0 | 0 | 0 | 0 | 0 | 0 | 0
Econ | College and University | Space Cooling | Individual room air conditioners | TRC | New | NN3208 | Ceiling Insulation(R2 to R38) | Ceiling Insulation(R2 to R38) | NonEquip | 20 |  | 0% | Tech/Econ | 11.84% | 0 | 0 | 0 | 0 | 0 | 0 | 0 | 0 | 0 | 0 | 0 | 0 | 0
Econ | College and University | Space Cooling | Individual room air conditioners | TRC | Existing | NE4209 | Wall Insulation | Wall Insulation | NonEquip | 20 |  | 0% | Tech/Econ | 12.78% | 0 | 0 | 0 | 0 | 0 | 0 | 0 | 0 | 0 | 0 | 0 | 0 | 0
Econ | College and University | Space Cooling | Individual room air conditioners | TRC | Existing | NE3507 | Duct Sealing Repair | Duct Sealing Repair | NonEquip | 15 |  | 0% | Tech/Econ | 12% | 0 | 0 | 0 | 0 | 0 | 0 | 0 | 0 | 0 | 0 | 0 | 0 | 0
Econ | College and University | Space Cooling | Individual room air conditioners | TRC | Existing | NE3195 | Ceiling Insulation(R2 to R38) | Ceiling Insulation(R2 to R38) | NonEquip | 20 |  | 0% | Tech/Econ | 11.84% | 0 | 0 | 0 | 0 | 0 | 0 | 0 | 0 | 0 | 0 | 0 | 0 | 0
Econ | College and University | Interior Lighting | High bay | TRC | New | NN4430 | Interior Lighting Controls | Interior Lighting Controls | NonEquip | 8 | Overhead (fluorescent/LED/CFL U-shape) | 0% | Tech/Econ | 28% | 0 | 0 | 0 | 0 | 0 | 0 | 0 | 0 | 0 | 0 | 0 | 0 | 0
Econ | College and University | Interior Lighting | High bay | TRC | Existing | NE4417 | Interior Lighting Controls | Interior Lighting Controls | NonEquip | 8 | Overhead (fluorescent/LED/CFL U-shape) | 0% | Tech/Econ | 28% | 0 | 0 | 0 | 0 | 0 | 0 | 0 | 0 | 0 | 0 | 0 | 0 | 0
Econ | College and University | Space Heating | Forced air furnace | TRC | New | NN3546 | Duct Sealing Repair | Duct Sealing Repair | NonEquip | 15 |  | 0% | Tech/Econ | 12% | 0 | 0 | 0 | 0 | 0 | 0 | 0 | 0 | 0 | 0 | 0 | 0 | 0
Econ | College and University | Space Heating | Forced air furnace | TRC | New | NN3182 | Ceiling Insulation(R2 to R38) | Ceiling Insulation(R2 to R38) | NonEquip | 20 |  | 0% | Tech/Econ | 42.49% | 0 | 0 | 0 | 0 | 0 | 0 | 0 | 0 | 0 | 0 | 0 | 0 | 0
Econ | College and University | Space Heating | Forced air furnace | TRC | Existing | NE4235 | Wall Insulation | Wall Insulation | NonEquip | 20 |  | 0% | Tech/Econ | 7.386% | 0 | 0 | 0 | 0 | 0 | 0 | 0 | 0 | 0 | 0 | 0 | 0 | 0
Econ | College and University | Space Heating | Forced air furnace | TRC | Existing | NE3533 | Duct Sealing Repair | Duct Sealing Repair | NonEquip | 15 |  | 0% | Tech/Econ | 12% | 0 | 0 | 0 | 0 | 0 | 0 | 0 | 0 | 0 | 0 | 0 | 0 | 0
Econ | College and University | Space Heating | Forced air furnace | TRC | Existing | NE3169 | Ceiling Insulation(R2 to R38) | Ceiling Insulation(R2 to R38) | NonEquip | 20 |  | 0% | Tech/Econ | 46.89% | 0 | 0 | 0 | 0 | 0 | 0 | 0 | 0 | 0 | 0 | 0 | 0 | 0
Econ | College and University | Miscellaneous | Elevators/Escalators | TRC | New | NN4534 | VSD Controlled Compressor | VSD Controlled Compressor | NonEquip | 15 | Others | 0% | Tech/Econ | 20.79% | 0 | 0 | 0 | 0 | 0 | 0 | 0 | 0 | 0 | 0 | 0 | 0 | 0
Econ | College and University | Miscellaneous | Elevators/Escalators | TRC | Existing | NE4521 | VSD Controlled Compressor | VSD Controlled Compressor | NonEquip | 15 | Others | 0% | Tech/Econ | 20.79% | 0 | 0 | 0 | 0 | 0 | 0 | 0 | 0 | 0 | 0 | 0 | 0 | 0
Econ | College and University | Space Cooling | District chilled water piped | TRC | New | NN3520 | Duct Sealing Repair | Duct Sealing Repair | NonEquip | 15 |  | 0% | Tech/Econ | 12% | 0 | 0 | 0 | 0 | 0 | 0 | 0 | 0 | 0 | 0 | 0 | 0 | 0
Econ | College and University | Space Cooling | District chilled water piped | TRC | New | NN3208 | Ceiling Insulation(R2 to R38) | Ceiling Insulation(R2 to R38) | NonEquip | 20 |  | 0% | Tech/Econ | 11.84% | 0 | 0 | 0 | 0 | 0 | 0 | 0 | 0 | 0 | 0 | 0 | 0 | 0
Econ | College and University | Space Cooling | District chilled water piped | TRC | Existing | NE4209 | Wall Insulation | Wall Insulation | NonEquip | 20 |  | 0% | Tech/Econ | 12.78% | 0 | 0 | 0 | 0 | 0 | 0 | 0 | 0 | 0 | 0 | 0 | 0 | 0
Econ | College and University | Space Cooling | District chilled water piped | TRC | Existing | NE3507 | Duct Sealing Repair | Duct Sealing Repair | NonEquip | 15 |  | 0% | Tech/Econ | 12% | 0 | 0 | 0 | 0 | 0 | 0 | 0 | 0 | 0 | 0 | 0 | 0 | 0
Econ | College and University | Space Cooling | District chilled water piped | TRC | Existing | NE3195 | Ceiling Insulation(R2 to R38) | Ceiling Insulation(R2 to R38) | NonEquip | 20 |  | 0% | Tech/Econ | 11.84% | 0 | 0 | 0 | 0 | 0 | 0 | 0 | 0 | 0 | 0 | 0 | 0 | 0
Econ | College and University | Space Cooling | District chilled water piped | TRC | Turnover | ET939 | High Efficiency Chiller (Air Cooled, 50 tons) | High Efficiency Chiller (Air Cooled, 50 tons) | Equip | 20 | District chilled water piped | 28.37% | Tech/Econ | 8.759% | 17037.8923 | 3.9512 | 0.91139 | 2019.6225 | 2080.2112 | 2142.6175 | 2206.8961 | 2273.103 | 2341.296 | 2411.5349 | 2483.881 | 2558.3974 | 2635.1493
Econ | College and University | Space Cooling | District chilled water piped | TRC | New | EN965 | High Efficiency Chiller (Air Cooled, 50 tons) | High Efficiency Chiller (Air Cooled, 50 tons) | Equip | 20 | District chilled water piped | 28.37% | Tech/Econ | 8.759% | 127.0204 | 0.029457 | 0.0067946 | 15.0566 | 15.5083 | 15.9736 | 16.4528 | 16.9464 | 17.4548 | 17.9784 | 18.5178 | 19.0733 | 19.6455
Econ | College and University | Refrigeration | Display cases | TRC | New | NN4820 | PSC to ECM Evaporator Fan Motor (Reach-In) | PSC to ECM Evaporator Fan Motor (Reach-In) | NonEquip | 15 | Display cases | 68.68% | Tech/Econ | 37.5% | 2.7082 | 0.00035113 | 0.00029411 | 0.31848 | 0.32804 | 0.33788 | 0.34802 | 0.35846 | 0.36921 | 0.38029 | 0.3917 | 0.40345 | 0.41555
Econ | College and University | Refrigeration | Display cases | TRC | Existing | NE4807 | PSC to ECM Evaporator Fan Motor (Reach-In) | PSC to ECM Evaporator Fan Motor (Reach-In) | NonEquip | 15 | Display cases | 17.17% | Tech/Econ | 37.5% | 90.8151 | 0.011775 | 0.0098627 | 10.68 | 11.0004 | 11.3304 | 11.6703 | 12.0204 | 12.381 | 12.7524 | 13.135 | 13.5291 | 13.9349
Econ | College and University | Cooking | Cooking Other | TRC | Turnover | ET3 | Efficient Exhaust Hood | Efficient Exhaust Hood | Equip | 15 | Cooking Other | 10.93% | Tech/Econ | 42.5% | 531.0308 | 0.11609 | 0.045566 | 62.7352 | 64.6173 | 66.5558 | 68.5525 | 70.609 | 72.7273 | 74.9091 | 77.1564 | 79.4711 | 81.8552
Econ | College and University | Cooking | Cooking Other | TRC | New | EN29 | Efficient Exhaust Hood | Efficient Exhaust Hood | Equip | 15 | Cooking Other | 10.93% | Tech/Econ | 42.5% | 3.9589 | 0.0008655 | 0.00033971 | 0.4677 | 0.48173 | 0.49618 | 0.51107 | 0.5264 | 0.54219 | 0.55846 | 0.57521 | 0.59247 | 0.61024
Econ | College and University | Space Cooling | Central chillers inside | TRC | New | NN3520 | Duct Sealing Repair | Duct Sealing Repair | NonEquip | 15 |  | 0% | Tech/Econ | 12% | 0 | 0 | 0 | 0 | 0 | 0 | 0 | 0 | 0 | 0 | 0 | 0 | 0
Econ | College and University | Space Cooling | Central chillers inside | TRC | New | NN3208 | Ceiling Insulation(R2 to R38) | Ceiling Insulation(R2 to R38) | NonEquip | 20 |  | 0% | Tech/Econ | 11.84% | 0 | 0 | 0 | 0 | 0 | 0 | 0 | 0 | 0 | 0 | 0 | 0 | 0
Econ | College and University | Space Cooling | Central chillers inside | TRC | Existing | NE4209 | Wall Insulation | Wall Insulation | NonEquip | 20 |  | 0% | Tech/Econ | 12.78% | 0 | 0 | 0 | 0 | 0 | 0 | 0 | 0 | 0 | 0 | 0 | 0 | 0
Econ | College and University | Space Cooling | Central chillers inside | TRC | Existing | NE3507 | Duct Sealing Repair | Duct Sealing Repair | NonEquip | 15 |  | 0% | Tech/Econ | 12% | 0 | 0 | 0 | 0 | 0 | 0 | 0 | 0 | 0 | 0 | 0 | 0 | 0
Econ | College and University | Space Cooling | Central chillers inside | TRC | Existing | NE3195 | Ceiling Insulation(R2 to R38) | Ceiling Insulation(R2 to R38) | NonEquip | 20 |  | 0% | Tech/Econ | 11.84% | 0 | 0 | 0 | 0 | 0 | 0 | 0 | 0 | 0 | 0 | 0 | 0 | 0
Econ | College and University | Space Cooling | Central chillers inside | TRC | Turnover | ET900 | High Efficiency Chiller (Air Cooled, 50 tons) | High Efficiency Chiller (Air Cooled, 50 tons) | Equip | 20 | Central chillers inside | 28.37% | Tech/Econ | 8.759% | 1372.8938 | 0.31838 | 0.073439 | 162.7389 | 167.621 | 172.6497 | 177.8292 | 183.164 | 188.659 | 194.3187 | 200.1483 | 206.1527 | 212.3373
Econ | College and University | Space Cooling | Central chillers inside | TRC | New | EN926 | High Efficiency Chiller (Air Cooled, 50 tons) | High Efficiency Chiller (Air Cooled, 50 tons) | Equip | 20 | Central chillers inside | 28.37% | Tech/Econ | 8.759% | 10.2352 | 0.0023736 | 0.0005475 | 1.2132 | 1.2496 | 1.2871 | 1.3257 | 1.3655 | 1.4065 | 1.4487 | 1.4921 | 1.5369 | 1.583
Econ | College and University | Interior Lighting | case lighting | TRC | New | NN4430 | Interior Lighting Controls | Interior Lighting Controls | NonEquip | 8 | Overhead (fluorescent/LED/CFL U-shape) | 0% | Tech/Econ | 28% | 0 | 0 | 0 | 0 | 0 | 0 | 0 | 0 | 0 | 0 | 0 | 0 | 0
Econ | College and University | Interior Lighting | case lighting | TRC | Existing | NE4417 | Interior Lighting Controls | Interior Lighting Controls | NonEquip | 8 | Overhead (fluorescent/LED/CFL U-shape) | 0% | Tech/Econ | 28% | 0 | 0 | 0 | 0 | 0 | 0 | 0 | 0 | 0 | 0 | 0 | 0 | 0
Econ | College and University | Space Heating | Boilers | TRC | New | NN3546 | Duct Sealing Repair | Duct Sealing Repair | NonEquip | 15 |  | 0% | Tech/Econ | 12% | 0 | 0 | 0 | 0 | 0 | 0 | 0 | 0 | 0 | 0 | 0 | 0 | 0
Econ | College and University | Space Heating | Boilers | TRC | New | NN3182 | Ceiling Insulation(R2 to R38) | Ceiling Insulation(R2 to R38) | NonEquip | 20 |  | 0% | Tech/Econ | 42.49% | 0 | 0 | 0 | 0 | 0 | 0 | 0 | 0 | 0 | 0 | 0 | 0 | 0
Econ | College and University | Space Heating | Boilers | TRC | Existing | NE4235 | Wall Insulation | Wall Insulation | NonEquip | 20 |  | 0% | Tech/Econ | 7.386% | 0 | 0 | 0 | 0 | 0 | 0 | 0 | 0 | 0 | 0 | 0 | 0 | 0
Econ | College and University | Space Heating | Boilers | TRC | Existing | NE3533 | Duct Sealing Repair | Duct Sealing Repair | NonEquip | 15 |  | 0% | Tech/Econ | 12% | 0 | 0 | 0 | 0 | 0 | 0 | 0 | 0 | 0 | 0 | 0 | 0 | 0
Econ | College and University | Space Heating | Boilers | TRC | Existing | NE3169 | Ceiling Insulation(R2 to R38) | Ceiling Insulation(R2 to R38) | NonEquip | 20 |  | 0% | Tech/Econ | 46.89% | 0 | 0 | 0 | 0 | 0 | 0 | 0 | 0 | 0 | 0 | 0 | 0 | 0
Econ | Grocery | Refrigeration | Walk-in cooler | TRC | New | NN5107 | ENERGY STAR certified buildings program | ENERGY STAR certified buildings program | NonEquip | 20 |  | 0% | Tech/Econ | 11% | 0 | 0 | 0 | 0 | 0 | 0 | 0 | 0 | 0 | 0 | 0 | 0 | 0
Econ | Grocery | Refrigeration | Walk-in cooler | TRC | New | NN4821 | PSC to ECM Evaporator Fan Motor (Reach-In) | PSC to ECM Evaporator Fan Motor (Reach-In) | NonEquip | 15 | Display cases | 0% | Tech/Econ | 37.5% | 0 | 0 | 0 | 0 | 0 | 0 | 0 | 0 | 0 | 0 | 0 | 0 | 0
Econ | Grocery | Refrigeration | Walk-in cooler | TRC | Existing | NE5094 | ENERGY STAR certified buildings program | ENERGY STAR certified buildings program | NonEquip | 20 |  | 0% | Tech/Econ | 11% | 0 | 0 | 0 | 0 | 0 | 0 | 0 | 0 | 0 | 0 | 0 | 0 | 0
Econ | Grocery | Refrigeration | Walk-in cooler | TRC | Existing | NE4808 | PSC to ECM Evaporator Fan Motor (Reach-In) | PSC to ECM Evaporator Fan Motor (Reach-In) | NonEquip | 15 | Display cases | 0% | Tech/Econ | 37.5% | 0 | 0 | 0 | 0 | 0 | 0 | 0 | 0 | 0 | 0 | 0 | 0 | 0
Econ | Grocery | Refrigeration | Vending and ice makers | TRC | New | NN5107 | ENERGY STAR certified buildings program | ENERGY STAR certified buildings program | NonEquip | 20 |  | 0% | Tech/Econ | 11% | 0 | 0 | 0 | 0 | 0 | 0 | 0 | 0 | 0 | 0 | 0 | 0 | 0
Econ | Grocery | Refrigeration | Vending and ice makers | TRC | New | NN4821 | PSC to ECM Evaporator Fan Motor (Reach-In) | PSC to ECM Evaporator Fan Motor (Reach-In) | NonEquip | 15 | Display cases | 0% | Tech/Econ | 37.5% | 0 | 0 | 0 | 0 | 0 | 0 | 0 | 0 | 0 | 0 | 0 | 0 | 0
Econ | Grocery | Refrigeration | Vending and ice makers | TRC | Existing | NE5094 | ENERGY STAR certified buildings program | ENERGY STAR certified buildings program | NonEquip | 20 |  | 0% | Tech/Econ | 11% | 0 | 0 | 0 | 0 | 0 | 0 | 0 | 0 | 0 | 0 | 0 | 0 | 0
Econ | Grocery | Refrigeration | Vending and ice makers | TRC | Existing | NE4808 | PSC to ECM Evaporator Fan Motor (Reach-In) | PSC to ECM Evaporator Fan Motor (Reach-In) | NonEquip | 15 | Display cases | 0% | Tech/Econ | 37.5% | 0 | 0 | 0 | 0 | 0 | 0 | 0 | 0 | 0 | 0 | 0 | 0 | 0
Econ | Grocery | Exterior Lighting | Street lighting | TRC | New | NN5029 | ENERGY STAR certified buildings program | ENERGY STAR certified buildings program | NonEquip | 20 |  | 0% | Tech/Econ | 11% | 0 | 0 | 0 | 0 | 0 | 0 | 0 | 0 | 0 | 0 | 0 | 0 | 0
Econ | Grocery | Exterior Lighting | Street lighting | TRC | Existing | NE5016 | ENERGY STAR certified buildings program | ENERGY STAR certified buildings program | NonEquip | 20 |  | 0% | Tech/Econ | 11% | 0 | 0 | 0 | 0 | 0 | 0 | 0 | 0 | 0 | 0 | 0 | 0 | 0
Econ | Grocery | Cooking | Steamer | TRC | New | NN5081 | ENERGY STAR certified buildings program | ENERGY STAR certified buildings program | NonEquip | 20 |  | 0% | Tech/Econ | 11% | 0 | 0 | 0 | 0 | 0 | 0 | 0 | 0 | 0 | 0 | 0 | 0 | 0
Econ | Grocery | Cooking | Steamer | TRC | Existing | NE5068 | ENERGY STAR certified buildings program | ENERGY STAR certified buildings program | NonEquip | 20 |  | 0% | Tech/Econ | 11% | 0 | 0 | 0 | 0 | 0 | 0 | 0 | 0 | 0 | 0 | 0 | 0 | 0
Econ | Grocery | Exterior Lighting | Spot lighting/Security/Flood | TRC | New | NN5029 | ENERGY STAR certified buildings program | ENERGY STAR certified buildings program | NonEquip | 20 |  | 0% | Tech/Econ | 11% | 0 | 0 | 0 | 0 | 0 | 0 | 0 | 0 | 0 | 0 | 0 | 0 | 0
Econ | Grocery | Exterior Lighting | Spot lighting/Security/Flood | TRC | Existing | NE5016 | ENERGY STAR certified buildings program | ENERGY STAR certified buildings program | NonEquip | 20 |  | 0% | Tech/Econ | 11% | 0 | 0 | 0 | 0 | 0 | 0 | 0 | 0 | 0 | 0 | 0 | 0 | 0
Econ | Grocery | Interior Lighting | Spot lighting | TRC | New | NN5003 | ENERGY STAR certified buildings program | ENERGY STAR certified buildings program | NonEquip | 20 |  | 0% | Tech/Econ | 11% | 0 | 0 | 0 | 0 | 0 | 0 | 0 | 0 | 0 | 0 | 0 | 0 | 0
Econ | Grocery | Interior Lighting | Spot lighting | TRC | Existing | NE4990 | ENERGY STAR certified buildings program | ENERGY STAR certified buildings program | NonEquip | 20 |  | 0% | Tech/Econ | 11% | 0 | 0 | 0 | 0 | 0 | 0 | 0 | 0 | 0 | 0 | 0 | 0 | 0
Econ | Grocery | Office Equipment | Servers | TRC | New | NN5055 | ENERGY STAR certified buildings program | ENERGY STAR certified buildings program | NonEquip | 20 |  | 0% | Tech/Econ | 11% | 0 | 0 | 0 | 0 | 0 | 0 | 0 | 0 | 0 | 0 | 0 | 0 | 0
Econ | Grocery | Office Equipment | Servers | TRC | Existing | NE5042 | ENERGY STAR certified buildings program | ENERGY STAR certified buildings program | NonEquip | 20 |  | 0% | Tech/Econ | 11% | 0 | 0 | 0 | 0 | 0 | 0 | 0 | 0 | 0 | 0 | 0 | 0 | 0
Econ | Grocery | Space Cooling | Residential-type central air conditioners | TRC | New | NN5159 | ENERGY STAR certified buildings program | ENERGY STAR certified buildings program | NonEquip | 20 |  | 0% | Tech/Econ | 11% | 0 | 0 | 0 | 0 | 0 | 0 | 0 | 0 | 0 | 0 | 0 | 0 | 0
Econ | Grocery | Space Cooling | Residential-type central air conditioners | TRC | New | NN3209 | Ceiling Insulation(R2 to R38) | Ceiling Insulation(R2 to R38) | NonEquip | 20 |  | 0% | Tech/Econ | 4.22% | 0 | 0 | 0 | 0 | 0 | 0 | 0 | 0 | 0 | 0 | 0 | 0 | 0
Econ | Grocery | Space Cooling | Residential-type central air conditioners | TRC | Existing | NE5146 | ENERGY STAR certified buildings program | ENERGY STAR certified buildings program | NonEquip | 20 |  | 0% | Tech/Econ | 11% | 0 | 0 | 0 | 0 | 0 | 0 | 0 | 0 | 0 | 0 | 0 | 0 | 0
Econ | Grocery | Space Cooling | Residential-type central air conditioners | TRC | Existing | NE4210 | Wall Insulation | Wall Insulation | NonEquip | 20 |  | 0% | Tech/Econ | 3.46% | 0 | 0 | 0 | 0 | 0 | 0 | 0 | 0 | 0 | 0 | 0 | 0 | 0
Econ | Grocery | Space Cooling | Residential-type central air conditioners | TRC | Existing | NE3196 | Ceiling Insulation(R2 to R38) | Ceiling Insulation(R2 to R38) | NonEquip | 20 |  | 0% | Tech/Econ | 4.22% | 0 | 0 | 0 | 0 | 0 | 0 | 0 | 0 | 0 | 0 | 0 | 0 | 0
Econ | Grocery | Space Cooling | Residential-type central air conditioners | TRC | Turnover | ET1291 | High Efficiency PTHP | High Efficiency PTHP | Equip | 15 | Residential-type central air conditioners | 49.09% | Tech/Econ | 23.64% | 0 | 0 | 0 | 0 | 0 | 0 | 0 | 0 | 0 | 0 | 0 | 0 | 0
Econ | Grocery | Space Cooling | Residential-type central air conditioners | TRC | Turnover | ET1252 | High Efficiency PTAC | High Efficiency PTAC | Equip | 15 | Residential-type central air conditioners | 0% | Tech/Econ | 23.64% | 0 | 0 | 0 | 0 | 0 | 0 | 0 | 0 | 0 | 0 | 0 | 0 | 0
Econ | Grocery | Space Cooling | Residential-type central air conditioners | TRC | New | EN1317 | High Efficiency PTHP | High Efficiency PTHP | Equip | 15 | Residential-type central air conditioners | 49.09% | Tech/Econ | 23.64% | 0 | 0 | 0 | 0 | 0 | 0 | 0 | 0 | 0 | 0 | 0 | 0 | 0
Econ | Grocery | Space Cooling | Residential-type central air conditioners | TRC | New | EN1278 | High Efficiency PTAC | High Efficiency PTAC | Equip | 15 | Residential-type central air conditioners | 0% | Tech/Econ | 23.64% | 0 | 0 | 0 | 0 | 0 | 0 | 0 | 0 | 0 | 0 | 0 | 0 | 0
Econ | Grocery | Space Heating | Residential/split system heat pump | TRC | New | NN5133 | ENERGY STAR certified buildings program | ENERGY STAR certified buildings program | NonEquip | 20 |  | 0% | Tech/Econ | 11% | 0 | 0 | 0 | 0 | 0 | 0 | 0 | 0 | 0 | 0 | 0 | 0 | 0
Econ | Grocery | Space Heating | Residential/split system heat pump | TRC | New | NN3573 | ECM Motors on Furnaces | ECM Motors on Furnaces | NonEquip | 15 | Forced air furnace | 0% | Tech/Econ | 1.706% | 0 | 0 | 0 | 0 | 0 | 0 | 0 | 0 | 0 | 0 | 0 | 0 | 0
Econ | Grocery | Space Heating | Residential/split system heat pump | TRC | New | NN3183 | Ceiling Insulation(R2 to R38) | Ceiling Insulation(R2 to R38) | NonEquip | 20 |  | 0% | Tech/Econ | 15.14% | 0 | 0 | 0 | 0 | 0 | 0 | 0 | 0 | 0 | 0 | 0 | 0 | 0
Econ | Grocery | Space Heating | Residential/split system heat pump | TRC | Existing | NE5120 | ENERGY STAR certified buildings program | ENERGY STAR certified buildings program | NonEquip | 20 |  | 0% | Tech/Econ | 11% | 0 | 0 | 0 | 0 | 0 | 0 | 0 | 0 | 0 | 0 | 0 | 0 | 0
Econ | Grocery | Space Heating | Residential/split system heat pump | TRC | Existing | NE4236 | Wall Insulation | Wall Insulation | NonEquip | 20 |  | 0% | Tech/Econ | 2% | 0 | 0 | 0 | 0 | 0 | 0 | 0 | 0 | 0 | 0 | 0 | 0 | 0
Econ | Grocery | Space Heating | Residential/split system heat pump | TRC | Existing | NE3560 | ECM Motors on Furnaces | ECM Motors on Furnaces | NonEquip | 15 | Forced air furnace | 0% | Tech/Econ | 1.706% | 0 | 0 | 0 | 0 | 0 | 0 | 0 | 0 | 0 | 0 | 0 | 0 | 0
Econ | Grocery | Space Heating | Residential/split system heat pump | TRC | Existing | NE3170 | Ceiling Insulation(R2 to R38) | Ceiling Insulation(R2 to R38) | NonEquip | 20 |  | 0% | Tech/Econ | 16.71% | 0 | 0 | 0 | 0 | 0 | 0 | 0 | 0 | 0 | 0 | 0 | 0 | 0
Econ | Grocery | Space Heating | Residential/split system heat pump | TRC | Turnover | ET1330 | High Efficiency PTHP | High Efficiency PTHP | Equip | 15 | Residential/split system heat pump | 49.09% | Tech/Econ | 9.375% | 2389.191 | 0 | 0.00043509 | 286.2775 | 294.8659 | 303.7118 | 312.8232 | 322.2079 | 331.8741 | 341.8304 | 352.0853 | 362.6478 | 373.5273
Econ | Grocery | Space Heating | Residential/split system heat pump | TRC | New | EN1356 | High Efficiency PTHP | High Efficiency PTHP | Equip | 15 | Residential/split system heat pump | 49.09% | Tech/Econ | 9.375% | 29.9979 | 0 | 5.4628e-06 | 3.5944 | 3.7022 | 3.8133 | 3.9277 | 4.0455 | 4.1669 | 4.2919 | 4.4207 | 4.5533 | 4.6899
Econ | Grocery | Refrigeration | Residential style | TRC | New | NN5107 | ENERGY STAR certified buildings program | ENERGY STAR certified buildings program | NonEquip | 20 |  | 0% | Tech/Econ | 11% | 0 | 0 | 0 | 0 | 0 | 0 | 0 | 0 | 0 | 0 | 0 | 0 | 0
Econ | Grocery | Refrigeration | Residential style | TRC | New | NN4821 | PSC to ECM Evaporator Fan Motor (Reach-In) | PSC to ECM Evaporator Fan Motor (Reach-In) | NonEquip | 15 | Display cases | 0% | Tech/Econ | 37.5% | 0 | 0 | 0 | 0 | 0 | 0 | 0 | 0 | 0 | 0 | 0 | 0 | 0
Econ | Grocery | Refrigeration | Residential style | TRC | Existing | NE5094 | ENERGY STAR certified buildings program | ENERGY STAR certified buildings program | NonEquip | 20 |  | 0% | Tech/Econ | 11% | 0 | 0 | 0 | 0 | 0 | 0 | 0 | 0 | 0 | 0 | 0 | 0 | 0
Econ | Grocery | Refrigeration | Residential style | TRC | Existing | NE4808 | PSC to ECM Evaporator Fan Motor (Reach-In) | PSC to ECM Evaporator Fan Motor (Reach-In) | NonEquip | 15 | Display cases | 0% | Tech/Econ | 37.5% | 0 | 0 | 0 | 0 | 0 | 0 | 0 | 0 | 0 | 0 | 0 | 0 | 0
Econ | Grocery | Cooking | Range | TRC | New | NN5081 | ENERGY STAR certified buildings program | ENERGY STAR certified buildings program | NonEquip | 20 |  | 0% | Tech/Econ | 11% | 0 | 0 | 0 | 0 | 0 | 0 | 0 | 0 | 0 | 0 | 0 | 0 | 0
Econ | Grocery | Cooking | Range | TRC | Existing | NE5068 | ENERGY STAR certified buildings program | ENERGY STAR certified buildings program | NonEquip | 20 |  | 0% | Tech/Econ | 11% | 0 | 0 | 0 | 0 | 0 | 0 | 0 | 0 | 0 | 0 | 0 | 0 | 0
Econ | Grocery | Miscellaneous | Pool pump | TRC | New | NN5237 | ENERGY STAR certified buildings program | ENERGY STAR certified buildings program | NonEquip | 20 |  | 0% | Tech/Econ | 11% | 0 | 0 | 0 | 0 | 0 | 0 | 0 | 0 | 0 | 0 | 0 | 0 | 0
Econ | Grocery | Miscellaneous | Pool pump | TRC | New | NN4535 | VSD Controlled Compressor | VSD Controlled Compressor | NonEquip | 15 | Others | 0% | Tech/Econ | 20.79% | 0 | 0 | 0 | 0 | 0 | 0 | 0 | 0 | 0 | 0 | 0 | 0 | 0
Econ | Grocery | Miscellaneous | Pool pump | TRC | Existing | NE5224 | ENERGY STAR certified buildings program | ENERGY STAR certified buildings program | NonEquip | 20 |  | 0% | Tech/Econ | 11% | 0 | 0 | 0 | 0 | 0 | 0 | 0 | 0 | 0 | 0 | 0 | 0 | 0
Econ | Grocery | Miscellaneous | Pool pump | TRC | Existing | NE4522 | VSD Controlled Compressor | VSD Controlled Compressor | NonEquip | 15 | Others | 0% | Tech/Econ | 20.79% | 0 | 0 | 0 | 0 | 0 | 0 | 0 | 0 | 0 | 0 | 0 | 0 | 0
Econ | Grocery | Miscellaneous | Pool pump | TRC | Turnover | ET1993 | Solar Pool Heater | Solar Pool Heater | Equip | 15 | Pool pump | 0% | Tech/Econ | 86.11% | 0 | 0 | 0 | 0 | 0 | 0 | 0 | 0 | 0 | 0 | 0 | 0 | 0
Econ | Grocery | Miscellaneous | Pool pump | TRC | New | EN2019 | Solar Pool Heater | Solar Pool Heater | Equip | 15 | Pool pump | 0% | Tech/Econ | 86.11% | 0 | 0 | 0 | 0 | 0 | 0 | 0 | 0 | 0 | 0 | 0 | 0 | 0
Econ | Grocery | Space Heating | Packaged central unit | TRC | New | NN5133 | ENERGY STAR certified buildings program | ENERGY STAR certified buildings program | NonEquip | 20 |  | 0% | Tech/Econ | 11% | 0 | 0 | 0 | 0 | 0 | 0 | 0 | 0 | 0 | 0 | 0 | 0 | 0
Econ | Grocery | Space Heating | Packaged central unit | TRC | New | NN3573 | ECM Motors on Furnaces | ECM Motors on Furnaces | NonEquip | 15 | Forced air furnace | 0% | Tech/Econ | 1.706% | 0 | 0 | 0 | 0 | 0 | 0 | 0 | 0 | 0 | 0 | 0 | 0 | 0
Econ | Grocery | Space Heating | Packaged central unit | TRC | New | NN3183 | Ceiling Insulation(R2 to R38) | Ceiling Insulation(R2 to R38) | NonEquip | 20 |  | 0% | Tech/Econ | 15.14% | 0 | 0 | 0 | 0 | 0 | 0 | 0 | 0 | 0 | 0 | 0 | 0 | 0
Econ | Grocery | Space Heating | Packaged central unit | TRC | Existing | NE5120 | ENERGY STAR certified buildings program | ENERGY STAR certified buildings program | NonEquip | 20 |  | 0% | Tech/Econ | 11% | 0 | 0 | 0 | 0 | 0 | 0 | 0 | 0 | 0 | 0 | 0 | 0 | 0
Econ | Grocery | Space Heating | Packaged central unit | TRC | Existing | NE4236 | Wall Insulation | Wall Insulation | NonEquip | 20 |  | 0% | Tech/Econ | 2% | 0 | 0 | 0 | 0 | 0 | 0 | 0 | 0 | 0 | 0 | 0 | 0 | 0
Econ | Grocery | Space Heating | Packaged central unit | TRC | Existing | NE3560 | ECM Motors on Furnaces | ECM Motors on Furnaces | NonEquip | 15 | Forced air furnace | 0% | Tech/Econ | 1.706% | 0 | 0 | 0 | 0 | 0 | 0 | 0 | 0 | 0 | 0 | 0 | 0 | 0
Econ | Grocery | Space Heating | Packaged central unit | TRC | Existing | NE3170 | Ceiling Insulation(R2 to R38) | Ceiling Insulation(R2 to R38) | NonEquip | 20 |  | 0% | Tech/Econ | 16.71% | 0 | 0 | 0 | 0 | 0 | 0 | 0 | 0 | 0 | 0 | 0 | 0 | 0
Econ | Grocery | Space Cooling | Packaged air conditioning units (RTUs) | TRC | New | NN5159 | ENERGY STAR certified buildings program | ENERGY STAR certified buildings program | NonEquip | 20 |  | 0% | Tech/Econ | 11% | 0 | 0 | 0 | 0 | 0 | 0 | 0 | 0 | 0 | 0 | 0 | 0 | 0
Econ | Grocery | Space Cooling | Packaged air conditioning units (RTUs) | TRC | New | NN3209 | Ceiling Insulation(R2 to R38) | Ceiling Insulation(R2 to R38) | NonEquip | 20 |  | 0% | Tech/Econ | 4.22% | 0 | 0 | 0 | 0 | 0 | 0 | 0 | 0 | 0 | 0 | 0 | 0 | 0
Econ | Grocery | Space Cooling | Packaged air conditioning units (RTUs) | TRC | Existing | NE5146 | ENERGY STAR certified buildings program | ENERGY STAR certified buildings program | NonEquip | 20 |  | 0% | Tech/Econ | 11% | 0 | 0 | 0 | 0 | 0 | 0 | 0 | 0 | 0 | 0 | 0 | 0 | 0
Econ | Grocery | Space Cooling | Packaged air conditioning units (RTUs) | TRC | Existing | NE4210 | Wall Insulation | Wall Insulation | NonEquip | 20 |  | 0% | Tech/Econ | 3.46% | 0 | 0 | 0 | 0 | 0 | 0 | 0 | 0 | 0 | 0 | 0 | 0 | 0
Econ | Grocery | Space Cooling | Packaged air conditioning units (RTUs) | TRC | Existing | NE3196 | Ceiling Insulation(R2 to R38) | Ceiling Insulation(R2 to R38) | NonEquip | 20 |  | 0% | Tech/Econ | 4.22% | 0 | 0 | 0 | 0 | 0 | 0 | 0 | 0 | 0 | 0 | 0 | 0 | 0
Econ | Grocery | Interior Lighting | Overhead (fluorescent/LED/CFL U-shape) | TRC | New | NN5003 | ENERGY STAR certified buildings program | ENERGY STAR certified buildings program | NonEquip | 20 |  | 0% | Tech/Econ | 11% | 0 | 0 | 0 | 0 | 0 | 0 | 0 | 0 | 0 | 0 | 0 | 0 | 0
Econ | Grocery | Interior Lighting | Overhead (fluorescent/LED/CFL U-shape) | TRC | Existing | NE4990 | ENERGY STAR certified buildings program | ENERGY STAR certified buildings program | NonEquip | 20 |  | 0% | Tech/Econ | 11% | 0 | 0 | 0 | 0 | 0 | 0 | 0 | 0 | 0 | 0 | 0 | 0 | 0
Econ | Grocery | Cooking | Oven | TRC | New | NN5081 | ENERGY STAR certified buildings program | ENERGY STAR certified buildings program | NonEquip | 20 |  | 0% | Tech/Econ | 11% | 0 | 0 | 0 | 0 | 0 | 0 | 0 | 0 | 0 | 0 | 0 | 0 | 0
Econ | Grocery | Cooking | Oven | TRC | Existing | NE5068 | ENERGY STAR certified buildings program | ENERGY STAR certified buildings program | NonEquip | 20 |  | 0% | Tech/Econ | 11% | 0 | 0 | 0 | 0 | 0 | 0 | 0 | 0 | 0 | 0 | 0 | 0 | 0
Econ | Grocery | Miscellaneous | Others | TRC | New | NN5237 | ENERGY STAR certified buildings program | ENERGY STAR certified buildings program | NonEquip | 20 |  | 0% | Tech/Econ | 11% | 0 | 0 | 0 | 0 | 0 | 0 | 0 | 0 | 0 | 0 | 0 | 0 | 0
Econ | Grocery | Miscellaneous | Others | TRC | New | NN4535 | VSD Controlled Compressor | VSD Controlled Compressor | NonEquip | 15 | Others | 23.37% | Tech/Econ | 20.79% | 192.1772 | 0.028977 | 0.013563 | 22.6248 | 23.3036 | 24.0027 | 24.7227 | 25.4644 | 26.2284 | 27.0152 | 27.8257 | 28.6604 | 29.5202
Econ | Grocery | Miscellaneous | Others | TRC | Existing | NE5224 | ENERGY STAR certified buildings program | ENERGY STAR certified buildings program | NonEquip | 20 |  | 0% | Tech/Econ | 11% | 0 | 0 | 0 | 0 | 0 | 0 | 0 | 0 | 0 | 0 | 0 | 0 | 0
Econ | Grocery | Miscellaneous | Others | TRC | Existing | NE4522 | VSD Controlled Compressor | VSD Controlled Compressor | NonEquip | 15 | Others | 23.37% | Tech/Econ | 20.79% | 15305.9857 | 2.3079 | 1.0802 | 1801.9569 | 1856.0156 | 1911.696 | 1969.0469 | 2028.1183 | 2088.9619 | 2151.6307 | 2216.1796 | 2282.665 | 2351.145
Econ | Grocery | Office Equipment | Other office | TRC | New | NN5055 | ENERGY STAR certified buildings program | ENERGY STAR certified buildings program | NonEquip | 20 |  | 0% | Tech/Econ | 11% | 0 | 0 | 0 | 0 | 0 | 0 | 0 | 0 | 0 | 0 | 0 | 0 | 0
Econ | Grocery | Office Equipment | Other office | TRC | Existing | NE5042 | ENERGY STAR certified buildings program | ENERGY STAR certified buildings program | NonEquip | 20 |  | 0% | Tech/Econ | 11% | 0 | 0 | 0 | 0 | 0 | 0 | 0 | 0 | 0 | 0 | 0 | 0 | 0
Econ | Grocery | Office Equipment | Other office | TRC | Turnover | ET2260 | Energy Star Uninterruptable Power Supply | Energy Star Uninterruptable Power Supply | Equip | 10 | Other office | 0% | Tech/Econ | 1.878% | 0 | 0 | 0 | 0 | 0 | 0 | 0 | 0 | 0 | 0 | 0 | 0 | 0
Econ | Grocery | Office Equipment | Other office | TRC | New | EN2286 | Energy Star Uninterruptable Power Supply | Energy Star Uninterruptable Power Supply | Equip | 10 | Other office | 0% | Tech/Econ | 1.878% | 0 | 0 | 0 | 0 | 0 | 0 | 0 | 0 | 0 | 0 | 0 | 0 | 0
Econ | Grocery | Ventilation and Circulation | Motor/Fan | TRC | New | NN5185 | ENERGY STAR certified buildings program | ENERGY STAR certified buildings program | NonEquip | 20 |  | 0% | Tech/Econ | 11% | 0 | 0 | 0 | 0 | 0 | 0 | 0 | 0 | 0 | 0 | 0 | 0 | 0
Econ | Grocery | Ventilation and Circulation | Motor/Fan | TRC | Existing | NE5172 | ENERGY STAR certified buildings program | ENERGY STAR certified buildings program | NonEquip | 20 |  | 0% | Tech/Econ | 11% | 0 | 0 | 0 | 0 | 0 | 0 | 0 | 0 | 0 | 0 | 0 | 0 | 0
Econ | Grocery | Miscellaneous | Medical equipment | TRC | New | NN5237 | ENERGY STAR certified buildings program | ENERGY STAR certified buildings program | NonEquip | 20 |  | 0% | Tech/Econ | 11% | 0 | 0 | 0 | 0 | 0 | 0 | 0 | 0 | 0 | 0 | 0 | 0 | 0
Econ | Grocery | Miscellaneous | Medical equipment | TRC | New | NN4535 | VSD Controlled Compressor | VSD Controlled Compressor | NonEquip | 15 | Others | 0% | Tech/Econ | 20.79% | 0 | 0 | 0 | 0 | 0 | 0 | 0 | 0 | 0 | 0 | 0 | 0 | 0
Econ | Grocery | Miscellaneous | Medical equipment | TRC | Existing | NE5224 | ENERGY STAR certified buildings program | ENERGY STAR certified buildings program | NonEquip | 20 |  | 0% | Tech/Econ | 11% | 0 | 0 | 0 | 0 | 0 | 0 | 0 | 0 | 0 | 0 | 0 | 0 | 0
Econ | Grocery | Miscellaneous | Medical equipment | TRC | Existing | NE4522 | VSD Controlled Compressor | VSD Controlled Compressor | NonEquip | 15 | Others | 0% | Tech/Econ | 20.79% | 0 | 0 | 0 | 0 | 0 | 0 | 0 | 0 | 0 | 0 | 0 | 0 | 0
Econ | Grocery | Refrigeration | Large cold storage | TRC | New | NN5107 | ENERGY STAR certified buildings program | ENERGY STAR certified buildings program | NonEquip | 20 |  | 0% | Tech/Econ | 11% | 0 | 0 | 0 | 0 | 0 | 0 | 0 | 0 | 0 | 0 | 0 | 0 | 0
Econ | Grocery | Refrigeration | Large cold storage | TRC | New | NN4821 | PSC to ECM Evaporator Fan Motor (Reach-In) | PSC to ECM Evaporator Fan Motor (Reach-In) | NonEquip | 15 | Display cases | 0% | Tech/Econ | 37.5% | 0 | 0 | 0 | 0 | 0 | 0 | 0 | 0 | 0 | 0 | 0 | 0 | 0
Econ | Grocery | Refrigeration | Large cold storage | TRC | Existing | NE5094 | ENERGY STAR certified buildings program | ENERGY STAR certified buildings program | NonEquip | 20 |  | 0% | Tech/Econ | 11% | 0 | 0 | 0 | 0 | 0 | 0 | 0 | 0 | 0 | 0 | 0 | 0 | 0
Econ | Grocery | Refrigeration | Large cold storage | TRC | Existing | NE4808 | PSC to ECM Evaporator Fan Motor (Reach-In) | PSC to ECM Evaporator Fan Motor (Reach-In) | NonEquip | 15 | Display cases | 0% | Tech/Econ | 37.5% | 0 | 0 | 0 | 0 | 0 | 0 | 0 | 0 | 0 | 0 | 0 | 0 | 0
Econ | Grocery | Miscellaneous | Laboratory equipment | TRC | New | NN5237 | ENERGY STAR certified buildings program | ENERGY STAR certified buildings program | NonEquip | 20 |  | 0% | Tech/Econ | 11% | 0 | 0 | 0 | 0 | 0 | 0 | 0 | 0 | 0 | 0 | 0 | 0 | 0
Econ | Grocery | Miscellaneous | Laboratory equipment | TRC | New | NN4535 | VSD Controlled Compressor | VSD Controlled Compressor | NonEquip | 15 | Others | 0% | Tech/Econ | 20.79% | 0 | 0 | 0 | 0 | 0 | 0 | 0 | 0 | 0 | 0 | 0 | 0 | 0
Econ | Grocery | Miscellaneous | Laboratory equipment | TRC | Existing | NE5224 | ENERGY STAR certified buildings program | ENERGY STAR certified buildings program | NonEquip | 20 |  | 0% | Tech/Econ | 11% | 0 | 0 | 0 | 0 | 0 | 0 | 0 | 0 | 0 | 0 | 0 | 0 | 0
Econ | Grocery | Miscellaneous | Laboratory equipment | TRC | Existing | NE4522 | VSD Controlled Compressor | VSD Controlled Compressor | NonEquip | 15 | Others | 0% | Tech/Econ | 20.79% | 0 | 0 | 0 | 0 | 0 | 0 | 0 | 0 | 0 | 0 | 0 | 0 | 0
Econ | Grocery | Ventilation and Circulation | Individual room ventilation | TRC | New | NN5185 | ENERGY STAR certified buildings program | ENERGY STAR certified buildings program | NonEquip | 20 |  | 0% | Tech/Econ | 11% | 0 | 0 | 0 | 0 | 0 | 0 | 0 | 0 | 0 | 0 | 0 | 0 | 0
Econ | Grocery | Ventilation and Circulation | Individual room ventilation | TRC | Existing | NE5172 | ENERGY STAR certified buildings program | ENERGY STAR certified buildings program | NonEquip | 20 |  | 0% | Tech/Econ | 11% | 0 | 0 | 0 | 0 | 0 | 0 | 0 | 0 | 0 | 0 | 0 | 0 | 0
Econ | Grocery | Space Heating | Individual room heating | TRC | New | NN5133 | ENERGY STAR certified buildings program | ENERGY STAR certified buildings program | NonEquip | 20 |  | 0% | Tech/Econ | 11% | 0 | 0 | 0 | 0 | 0 | 0 | 0 | 0 | 0 | 0 | 0 | 0 | 0
Econ | Grocery | Space Heating | Individual room heating | TRC | New | NN3573 | ECM Motors on Furnaces | ECM Motors on Furnaces | NonEquip | 15 | Forced air furnace | 0% | Tech/Econ | 1.706% | 0 | 0 | 0 | 0 | 0 | 0 | 0 | 0 | 0 | 0 | 0 | 0 | 0
Econ | Grocery | Space Heating | Individual room heating | TRC | New | NN3183 | Ceiling Insulation(R2 to R38) | Ceiling Insulation(R2 to R38) | NonEquip | 20 |  | 0% | Tech/Econ | 15.14% | 0 | 0 | 0 | 0 | 0 | 0 | 0 | 0 | 0 | 0 | 0 | 0 | 0
Econ | Grocery | Space Heating | Individual room heating | TRC | Existing | NE5120 | ENERGY STAR certified buildings program | ENERGY STAR certified buildings program | NonEquip | 20 |  | 0% | Tech/Econ | 11% | 0 | 0 | 0 | 0 | 0 | 0 | 0 | 0 | 0 | 0 | 0 | 0 | 0
Econ | Grocery | Space Heating | Individual room heating | TRC | Existing | NE4236 | Wall Insulation | Wall Insulation | NonEquip | 20 |  | 0% | Tech/Econ | 2% | 0 | 0 | 0 | 0 | 0 | 0 | 0 | 0 | 0 | 0 | 0 | 0 | 0
Econ | Grocery | Space Heating | Individual room heating | TRC | Existing | NE3560 | ECM Motors on Furnaces | ECM Motors on Furnaces | NonEquip | 15 | Forced air furnace | 0% | Tech/Econ | 1.706% | 0 | 0 | 0 | 0 | 0 | 0 | 0 | 0 | 0 | 0 | 0 | 0 | 0
Econ | Grocery | Space Heating | Individual room heating | TRC | Existing | NE3170 | Ceiling Insulation(R2 to R38) | Ceiling Insulation(R2 to R38) | NonEquip | 20 |  | 0% | Tech/Econ | 16.71% | 0 | 0 | 0 | 0 | 0 | 0 | 0 | 0 | 0 | 0 | 0 | 0 | 0
Econ | Grocery | Space Cooling | Individual room air conditioners | TRC | New | NN5159 | ENERGY STAR certified buildings program | ENERGY STAR certified buildings program | NonEquip | 20 |  | 0% | Tech/Econ | 11% | 0 | 0 | 0 | 0 | 0 | 0 | 0 | 0 | 0 | 0 | 0 | 0 | 0
Econ | Grocery | Space Cooling | Individual room air conditioners | TRC | New | NN3209 | Ceiling Insulation(R2 to R38) | Ceiling Insulation(R2 to R38) | NonEquip | 20 |  | 0% | Tech/Econ | 4.22% | 0 | 0 | 0 | 0 | 0 | 0 | 0 | 0 | 0 | 0 | 0 | 0 | 0
Econ | Grocery | Space Cooling | Individual room air conditioners | TRC | Existing | NE5146 | ENERGY STAR certified buildings program | ENERGY STAR certified buildings program | NonEquip | 20 |  | 0% | Tech/Econ | 11% | 0 | 0 | 0 | 0 | 0 | 0 | 0 | 0 | 0 | 0 | 0 | 0 | 0
Econ | Grocery | Space Cooling | Individual room air conditioners | TRC | Existing | NE4210 | Wall Insulation | Wall Insulation | NonEquip | 20 |  | 0% | Tech/Econ | 3.46% | 0 | 0 | 0 | 0 | 0 | 0 | 0 | 0 | 0 | 0 | 0 | 0 | 0
Econ | Grocery | Space Cooling | Individual room air conditioners | TRC | Existing | NE3196 | Ceiling Insulation(R2 to R38) | Ceiling Insulation(R2 to R38) | NonEquip | 20 |  | 0% | Tech/Econ | 4.22% | 0 | 0 | 0 | 0 | 0 | 0 | 0 | 0 | 0 | 0 | 0 | 0 | 0
Econ | Grocery | Interior Lighting | High bay | TRC | New | NN5003 | ENERGY STAR certified buildings program | ENERGY STAR certified buildings program | NonEquip | 20 |  | 0% | Tech/Econ | 11% | 0 | 0 | 0 | 0 | 0 | 0 | 0 | 0 | 0 | 0 | 0 | 0 | 0
Econ | Grocery | Interior Lighting | High bay | TRC | Existing | NE4990 | ENERGY STAR certified buildings program | ENERGY STAR certified buildings program | NonEquip | 20 |  | 0% | Tech/Econ | 11% | 0 | 0 | 0 | 0 | 0 | 0 | 0 | 0 | 0 | 0 | 0 | 0 | 0
Econ | Grocery | Cooking | Fryer | TRC | New | NN5081 | ENERGY STAR certified buildings program | ENERGY STAR certified buildings program | NonEquip | 20 |  | 0% | Tech/Econ | 11% | 0 | 0 | 0 | 0 | 0 | 0 | 0 | 0 | 0 | 0 | 0 | 0 | 0
Econ | Grocery | Cooking | Fryer | TRC | Existing | NE5068 | ENERGY STAR certified buildings program | ENERGY STAR certified buildings program | NonEquip | 20 |  | 0% | Tech/Econ | 11% | 0 | 0 | 0 | 0 | 0 | 0 | 0 | 0 | 0 | 0 | 0 | 0 | 0
Econ | Grocery | Space Heating | Forced air furnace | TRC | New | NN5133 | ENERGY STAR certified buildings program | ENERGY STAR certified buildings program | NonEquip | 20 |  | 0% | Tech/Econ | 11% | 0 | 0 | 0 | 0 | 0 | 0 | 0 | 0 | 0 | 0 | 0 | 0 | 0
Econ | Grocery | Space Heating | Forced air furnace | TRC | New | NN3573 | ECM Motors on Furnaces | ECM Motors on Furnaces | NonEquip | 15 | Forced air furnace | 47.78% | Tech/Econ | 1.706% | 0.3697 | 0 | 4.2203e-05 | 0.043188 | 0.044483 | 0.045818 | 0.047192 | 0.048608 | 0.050066 | 0.051568 | 0.053115 | 0.054709 | 0.05635
Econ | Grocery | Space Heating | Forced air furnace | TRC | New | NN3183 | Ceiling Insulation(R2 to R38) | Ceiling Insulation(R2 to R38) | NonEquip | 20 |  | 0% | Tech/Econ | 15.14% | 0 | 0 | 0 | 0 | 0 | 0 | 0 | 0 | 0 | 0 | 0 | 0 | 0
Econ | Grocery | Space Heating | Forced air furnace | TRC | Existing | NE5120 | ENERGY STAR certified buildings program | ENERGY STAR certified buildings program | NonEquip | 20 |  | 0% | Tech/Econ | 11% | 0 | 0 | 0 | 0 | 0 | 0 | 0 | 0 | 0 | 0 | 0 | 0 | 0
Econ | Grocery | Space Heating | Forced air furnace | TRC | Existing | NE4236 | Wall Insulation | Wall Insulation | NonEquip | 20 |  | 0% | Tech/Econ | 2% | 0 | 0 | 0 | 0 | 0 | 0 | 0 | 0 | 0 | 0 | 0 | 0 | 0
Econ | Grocery | Space Heating | Forced air furnace | TRC | Existing | NE3560 | ECM Motors on Furnaces | ECM Motors on Furnaces | NonEquip | 15 | Forced air furnace | 47.78% | Tech/Econ | 1.706% | 29.4447 | 0 | 0.0033613 | 3.4397 | 3.5429 | 3.6492 | 3.7586 | 3.8714 | 3.9875 | 4.1072 | 4.2304 | 4.3573 | 4.488
Econ | Grocery | Space Heating | Forced air furnace | TRC | Existing | NE3170 | Ceiling Insulation(R2 to R38) | Ceiling Insulation(R2 to R38) | NonEquip | 20 |  | 0% | Tech/Econ | 16.71% | 0 | 0 | 0 | 0 | 0 | 0 | 0 | 0 | 0 | 0 | 0 | 0 | 0
Econ | Grocery | Exterior Lighting | Exterior parking/lot lighting | TRC | New | NN5029 | ENERGY STAR certified buildings program | ENERGY STAR certified buildings program | NonEquip | 20 |  | 0% | Tech/Econ | 11% | 0 | 0 | 0 | 0 | 0 | 0 | 0 | 0 | 0 | 0 | 0 | 0 | 0
Econ | Grocery | Exterior Lighting | Exterior parking/lot lighting | TRC | Existing | NE5016 | ENERGY STAR certified buildings program | ENERGY STAR certified buildings program | NonEquip | 20 |  | 0% | Tech/Econ | 11% | 0 | 0 | 0 | 0 | 0 | 0 | 0 | 0 | 0 | 0 | 0 | 0 | 0
Econ | Grocery | Exterior Lighting | Exterior marquis | TRC | New | NN5029 | ENERGY STAR certified buildings program | ENERGY STAR certified buildings program | NonEquip | 20 |  | 0% | Tech/Econ | 11% | 0 | 0 | 0 | 0 | 0 | 0 | 0 | 0 | 0 | 0 | 0 | 0 | 0
Econ | Grocery | Exterior Lighting | Exterior marquis | TRC | Existing | NE5016 | ENERGY STAR certified buildings program | ENERGY STAR certified buildings program | NonEquip | 20 |  | 0% | Tech/Econ | 11% | 0 | 0 | 0 | 0 | 0 | 0 | 0 | 0 | 0 | 0 | 0 | 0 | 0
Econ | Grocery | Miscellaneous | Elevators/Escalators | TRC | New | NN5237 | ENERGY STAR certified buildings program | ENERGY STAR certified buildings program | NonEquip | 20 |  | 0% | Tech/Econ | 11% | 0 | 0 | 0 | 0 | 0 | 0 | 0 | 0 | 0 | 0 | 0 | 0 | 0
Econ | Grocery | Miscellaneous | Elevators/Escalators | TRC | New | NN4535 | VSD Controlled Compressor | VSD Controlled Compressor | NonEquip | 15 | Others | 0% | Tech/Econ | 20.79% | 0 | 0 | 0 | 0 | 0 | 0 | 0 | 0 | 0 | 0 | 0 | 0 | 0
Econ | Grocery | Miscellaneous | Elevators/Escalators | TRC | Existing | NE5224 | ENERGY STAR certified buildings program | ENERGY STAR certified buildings program | NonEquip | 20 |  | 0% | Tech/Econ | 11% | 0 | 0 | 0 | 0 | 0 | 0 | 0 | 0 | 0 | 0 | 0 | 0 | 0
Econ | Grocery | Miscellaneous | Elevators/Escalators | TRC | Existing | NE4522 | VSD Controlled Compressor | VSD Controlled Compressor | NonEquip | 15 | Others | 0% | Tech/Econ | 20.79% | 0 | 0 | 0 | 0 | 0 | 0 | 0 | 0 | 0 | 0 | 0 | 0 | 0
Econ | Grocery | Office Equipment | Document production | TRC | New | NN5055 | ENERGY STAR certified buildings program | ENERGY STAR certified buildings program | NonEquip | 20 |  | 0% | Tech/Econ | 11% | 0 | 0 | 0 | 0 | 0 | 0 | 0 | 0 | 0 | 0 | 0 | 0 | 0
Econ | Grocery | Office Equipment | Document production | TRC | Existing | NE5042 | ENERGY STAR certified buildings program | ENERGY STAR certified buildings program | NonEquip | 20 |  | 0% | Tech/Econ | 11% | 0 | 0 | 0 | 0 | 0 | 0 | 0 | 0 | 0 | 0 | 0 | 0 | 0
Econ | Grocery | Space Cooling | District chilled water piped | TRC | New | NN5159 | ENERGY STAR certified buildings program | ENERGY STAR certified buildings program | NonEquip | 20 |  | 0% | Tech/Econ | 11% | 0 | 0 | 0 | 0 | 0 | 0 | 0 | 0 | 0 | 0 | 0 | 0 | 0
Econ | Grocery | Space Cooling | District chilled water piped | TRC | New | NN3209 | Ceiling Insulation(R2 to R38) | Ceiling Insulation(R2 to R38) | NonEquip | 20 |  | 0% | Tech/Econ | 4.22% | 0 | 0 | 0 | 0 | 0 | 0 | 0 | 0 | 0 | 0 | 0 | 0 | 0
Econ | Grocery | Space Cooling | District chilled water piped | TRC | Existing | NE5146 | ENERGY STAR certified buildings program | ENERGY STAR certified buildings program | NonEquip | 20 |  | 0% | Tech/Econ | 11% | 0 | 0 | 0 | 0 | 0 | 0 | 0 | 0 | 0 | 0 | 0 | 0 | 0
Econ | Grocery | Space Cooling | District chilled water piped | TRC | Existing | NE4210 | Wall Insulation | Wall Insulation | NonEquip | 20 |  | 0% | Tech/Econ | 3.46% | 0 | 0 | 0 | 0 | 0 | 0 | 0 | 0 | 0 | 0 | 0 | 0 | 0
Econ | Grocery | Space Cooling | District chilled water piped | TRC | Existing | NE3196 | Ceiling Insulation(R2 to R38) | Ceiling Insulation(R2 to R38) | NonEquip | 20 |  | 0% | Tech/Econ | 4.22% | 0 | 0 | 0 | 0 | 0 | 0 | 0 | 0 | 0 | 0 | 0 | 0 | 0
Econ | Grocery | Refrigeration | Display cases | TRC | New | NN5107 | ENERGY STAR certified buildings program | ENERGY STAR certified buildings program | NonEquip | 20 |  | 0% | Tech/Econ | 11% | 0 | 0 | 0 | 0 | 0 | 0 | 0 | 0 | 0 | 0 | 0 | 0 | 0
Econ | Grocery | Refrigeration | Display cases | TRC | New | NN4821 | PSC to ECM Evaporator Fan Motor (Reach-In) | PSC to ECM Evaporator Fan Motor (Reach-In) | NonEquip | 15 | Display cases | 68.68% | Tech/Econ | 37.5% | 7131.6565 | 0.99261 | 0.09093 | 839.1024 | 864.2755 | 890.2038 | 916.9099 | 944.4172 | 972.7497 | 1001.9322 | 1031.9902 | 1062.9499 | 1094.8384
Econ | Grocery | Refrigeration | Display cases | TRC | Existing | NE5094 | ENERGY STAR certified buildings program | ENERGY STAR certified buildings program | NonEquip | 20 |  | 0% | Tech/Econ | 11% | 0 | 0 | 0 | 0 | 0 | 0 | 0 | 0 | 0 | 0 | 0 | 0 | 0
Econ | Grocery | Refrigeration | Display cases | TRC | Existing | NE4808 | PSC to ECM Evaporator Fan Motor (Reach-In) | PSC to ECM Evaporator Fan Motor (Reach-In) | NonEquip | 15 | Display cases | 17.17% | Tech/Econ | 37.5% | 142000.4844 | 19.764 | 1.8105 | 16707.6122 | 17208.8405 | 17725.1057 | 18256.8589 | 18804.5647 | 19368.7016 | 19949.7627 | 20548.2556 | 21164.7032 | 21799.6443
Econ | Grocery | Cooking | Cooking Other | TRC | New | NN5081 | ENERGY STAR certified buildings program | ENERGY STAR certified buildings program | NonEquip | 20 |  | 0% | Tech/Econ | 11% | 0 | 0 | 0 | 0 | 0 | 0 | 0 | 0 | 0 | 0 | 0 | 0 | 0
Econ | Grocery | Cooking | Cooking Other | TRC | Existing | NE5068 | ENERGY STAR certified buildings program | ENERGY STAR certified buildings program | NonEquip | 20 |  | 0% | Tech/Econ | 11% | 0 | 0 | 0 | 0 | 0 | 0 | 0 | 0 | 0 | 0 | 0 | 0 | 0
Econ | Grocery | Cooking | Cooking Other | TRC | Turnover | ET4 | Efficient Exhaust Hood | Efficient Exhaust Hood | Equip | 15 | Cooking Other | 0% | Tech/Econ | 42.5% | 0 | 0 | 0 | 0 | 0 | 0 | 0 | 0 | 0 | 0 | 0 | 0 | 0
Econ | Grocery | Cooking | Cooking Other | TRC | New | EN30 | Efficient Exhaust Hood | Efficient Exhaust Hood | Equip | 15 | Cooking Other | 0% | Tech/Econ | 42.5% | 0 | 0 | 0 | 0 | 0 | 0 | 0 | 0 | 0 | 0 | 0 | 0 | 0
Econ | Grocery | Office Equipment | Computers | TRC | New | NN5055 | ENERGY STAR certified buildings program | ENERGY STAR certified buildings program | NonEquip | 20 |  | 0% | Tech/Econ | 11% | 0 | 0 | 0 | 0 | 0 | 0 | 0 | 0 | 0 | 0 | 0 | 0 | 0
Econ | Grocery | Office Equipment | Computers | TRC | Existing | NE5042 | ENERGY STAR certified buildings program | ENERGY STAR certified buildings program | NonEquip | 20 |  | 0% | Tech/Econ | 11% | 0 | 0 | 0 | 0 | 0 | 0 | 0 | 0 | 0 | 0 | 0 | 0 | 0
Econ | Grocery | Domestic Hot Water | Centralized water heaters | TRC | New | NN5211 | ENERGY STAR certified buildings program | ENERGY STAR certified buildings program | NonEquip | 20 |  | 0% | Tech/Econ | 11% | 0 | 0 | 0 | 0 | 0 | 0 | 0 | 0 | 0 | 0 | 0 | 0 | 0
Econ | Grocery | Domestic Hot Water | Centralized water heaters | TRC | Existing | NE5198 | ENERGY STAR certified buildings program | ENERGY STAR certified buildings program | NonEquip | 20 |  | 0% | Tech/Econ | 11% | 0 | 0 | 0 | 0 | 0 | 0 | 0 | 0 | 0 | 0 | 0 | 0 | 0
Econ | Grocery | Space Cooling | Central chillers inside | TRC | New | NN5159 | ENERGY STAR certified buildings program | ENERGY STAR certified buildings program | NonEquip | 20 |  | 0% | Tech/Econ | 11% | 0 | 0 | 0 | 0 | 0 | 0 | 0 | 0 | 0 | 0 | 0 | 0 | 0
Econ | Grocery | Space Cooling | Central chillers inside | TRC | New | NN3209 | Ceiling Insulation(R2 to R38) | Ceiling Insulation(R2 to R38) | NonEquip | 20 |  | 0% | Tech/Econ | 4.22% | 0 | 0 | 0 | 0 | 0 | 0 | 0 | 0 | 0 | 0 | 0 | 0 | 0
Econ | Grocery | Space Cooling | Central chillers inside | TRC | Existing | NE5146 | ENERGY STAR certified buildings program | ENERGY STAR certified buildings program | NonEquip | 20 |  | 0% | Tech/Econ | 11% | 0 | 0 | 0 | 0 | 0 | 0 | 0 | 0 | 0 | 0 | 0 | 0 | 0
Econ | Grocery | Space Cooling | Central chillers inside | TRC | Existing | NE4210 | Wall Insulation | Wall Insulation | NonEquip | 20 |  | 0% | Tech/Econ | 3.46% | 0 | 0 | 0 | 0 | 0 | 0 | 0 | 0 | 0 | 0 | 0 | 0 | 0
Econ | Grocery | Space Cooling | Central chillers inside | TRC | Existing | NE3196 | Ceiling Insulation(R2 to R38) | Ceiling Insulation(R2 to R38) | NonEquip | 20 |  | 0% | Tech/Econ | 4.22% | 0 | 0 | 0 | 0 | 0 | 0 | 0 | 0 | 0 | 0 | 0 | 0 | 0
Econ | Grocery | Ventilation and Circulation | Central air-handling unit | TRC | New | NN5185 | ENERGY STAR certified buildings program | ENERGY STAR certified buildings program | NonEquip | 20 |  | 0% | Tech/Econ | 11% | 0 | 0 | 0 | 0 | 0 | 0 | 0 | 0 | 0 | 0 | 0 | 0 | 0
Econ | Grocery | Ventilation and Circulation | Central air-handling unit | TRC | Existing | NE5172 | ENERGY STAR certified buildings program | ENERGY STAR certified buildings program | NonEquip | 20 |  | 0% | Tech/Econ | 11% | 0 | 0 | 0 | 0 | 0 | 0 | 0 | 0 | 0 | 0 | 0 | 0 | 0
Econ | Grocery | Interior Lighting | case lighting | TRC | New | NN5003 | ENERGY STAR certified buildings program | ENERGY STAR certified buildings program | NonEquip | 20 |  | 0% | Tech/Econ | 11% | 0 | 0 | 0 | 0 | 0 | 0 | 0 | 0 | 0 | 0 | 0 | 0 | 0
Econ | Grocery | Interior Lighting | case lighting | TRC | Existing | NE4990 | ENERGY STAR certified buildings program | ENERGY STAR certified buildings program | NonEquip | 20 |  | 0% | Tech/Econ | 11% | 0 | 0 | 0 | 0 | 0 | 0 | 0 | 0 | 0 | 0 | 0 | 0 | 0
Econ | Grocery | Space Heating | Boilers | TRC | New | NN5133 | ENERGY STAR certified buildings program | ENERGY STAR certified buildings program | NonEquip | 20 |  | 0% | Tech/Econ | 11% | 0 | 0 | 0 | 0 | 0 | 0 | 0 | 0 | 0 | 0 | 0 | 0 | 0
Econ | Grocery | Space Heating | Boilers | TRC | New | NN3573 | ECM Motors on Furnaces | ECM Motors on Furnaces | NonEquip | 15 | Forced air furnace | 0% | Tech/Econ | 1.706% | 0 | 0 | 0 | 0 | 0 | 0 | 0 | 0 | 0 | 0 | 0 | 0 | 0
Econ | Grocery | Space Heating | Boilers | TRC | New | NN3183 | Ceiling Insulation(R2 to R38) | Ceiling Insulation(R2 to R38) | NonEquip | 20 |  | 0% | Tech/Econ | 15.14% | 0 | 0 | 0 | 0 | 0 | 0 | 0 | 0 | 0 | 0 | 0 | 0 | 0
Econ | Grocery | Space Heating | Boilers | TRC | Existing | NE5120 | ENERGY STAR certified buildings program | ENERGY STAR certified buildings program | NonEquip | 20 |  | 0% | Tech/Econ | 11% | 0 | 0 | 0 | 0 | 0 | 0 | 0 | 0 | 0 | 0 | 0 | 0 | 0
Econ | Grocery | Space Heating | Boilers | TRC | Existing | NE4236 | Wall Insulation | Wall Insulation | NonEquip | 20 |  | 0% | Tech/Econ | 2% | 0 | 0 | 0 | 0 | 0 | 0 | 0 | 0 | 0 | 0 | 0 | 0 | 0
Econ | Grocery | Space Heating | Boilers | TRC | Existing | NE3560 | ECM Motors on Furnaces | ECM Motors on Furnaces | NonEquip | 15 | Forced air furnace | 0% | Tech/Econ | 1.706% | 0 | 0 | 0 | 0 | 0 | 0 | 0 | 0 | 0 | 0 | 0 | 0 | 0
Econ | Grocery | Space Heating | Boilers | TRC | Existing | NE3170 | Ceiling Insulation(R2 to R38) | Ceiling Insulation(R2 to R38) | NonEquip | 20 |  | 0% | Tech/Econ | 16.71% | 0 | 0 | 0 | 0 | 0 | 0 | 0 | 0 | 0 | 0 | 0 | 0 | 0
Econ | Grocery | Domestic Hot Water | "Point-of-Use" water heaters | TRC | New | NN5211 | ENERGY STAR certified buildings program | ENERGY STAR certified buildings program | NonEquip | 20 |  | 0% | Tech/Econ | 11% | 0 | 0 | 0 | 0 | 0 | 0 | 0 | 0 | 0 | 0 | 0 | 0 | 0
Econ | Grocery | Domestic Hot Water | "Point-of-Use" water heaters | TRC | Existing | NE5198 | ENERGY STAR certified buildings program | ENERGY STAR certified buildings program | NonEquip | 20 |  | 0% | Tech/Econ | 11% | 0 | 0 | 0 | 0 | 0 | 0 | 0 | 0 | 0 | 0 | 0 | 0 | 0
Econ | Healthcare | Refrigeration | Walk-in cooler | TRC | New | NN4822 | PSC to ECM Evaporator Fan Motor (Reach-In) | PSC to ECM Evaporator Fan Motor (Reach-In) | NonEquip | 15 | Display cases | 0% | Tech/Econ | 37.5% | 0 | 0 | 0 | 0 | 0 | 0 | 0 | 0 | 0 | 0 | 0 | 0 | 0
Econ | Healthcare | Refrigeration | Walk-in cooler | TRC | Existing | NE4809 | PSC to ECM Evaporator Fan Motor (Reach-In) | PSC to ECM Evaporator Fan Motor (Reach-In) | NonEquip | 15 | Display cases | 0% | Tech/Econ | 37.5% | 0 | 0 | 0 | 0 | 0 | 0 | 0 | 0 | 0 | 0 | 0 | 0 | 0
Econ | Healthcare | Refrigeration | Vending and ice makers | TRC | New | NN4822 | PSC to ECM Evaporator Fan Motor (Reach-In) | PSC to ECM Evaporator Fan Motor (Reach-In) | NonEquip | 15 | Display cases | 0% | Tech/Econ | 37.5% | 0 | 0 | 0 | 0 | 0 | 0 | 0 | 0 | 0 | 0 | 0 | 0 | 0
Econ | Healthcare | Refrigeration | Vending and ice makers | TRC | Existing | NE4809 | PSC to ECM Evaporator Fan Motor (Reach-In) | PSC to ECM Evaporator Fan Motor (Reach-In) | NonEquip | 15 | Display cases | 0% | Tech/Econ | 37.5% | 0 | 0 | 0 | 0 | 0 | 0 | 0 | 0 | 0 | 0 | 0 | 0 | 0
Econ | Healthcare | Space Cooling | Residential-type central air conditioners | TRC | New | NN3210 | Ceiling Insulation(R2 to R38) | Ceiling Insulation(R2 to R38) | NonEquip | 20 |  | 0% | Tech/Econ | 8.675% | 0 | 0 | 0 | 0 | 0 | 0 | 0 | 0 | 0 | 0 | 0 | 0 | 0
Econ | Healthcare | Space Cooling | Residential-type central air conditioners | TRC | Existing | NE3197 | Ceiling Insulation(R2 to R38) | Ceiling Insulation(R2 to R38) | NonEquip | 20 |  | 45.6% | Tech/Econ | 8.675% | 1836.8567 | 0.036756 | 0 | 214.8004 | 221.2445 | 227.8818 | 234.7183 | 241.7598 | 249.0126 | 256.483 | 264.1775 | 272.1028 | 280.2659
Econ | Healthcare | Space Heating | Residential/split system heat pump | TRC | New | NN3184 | Ceiling Insulation(R2 to R38) | Ceiling Insulation(R2 to R38) | NonEquip | 20 |  | 0% | Tech/Econ | 31.13% | 0 | 0 | 0 | 0 | 0 | 0 | 0 | 0 | 0 | 0 | 0 | 0 | 0
Econ | Healthcare | Space Heating | Residential/split system heat pump | TRC | Existing | NE3171 | Ceiling Insulation(R2 to R38) | Ceiling Insulation(R2 to R38) | NonEquip | 20 |  | 45.6% | Tech/Econ | 34.35% | 11215.6064 | 0 | 5.0591 | 1311.5434 | 1350.8897 | 1391.4164 | 1433.1589 | 1476.1537 | 1520.4383 | 1566.0514 | 1613.033 | 1661.424 | 1711.2667
Econ | Healthcare | Refrigeration | Residential style | TRC | New | NN4822 | PSC to ECM Evaporator Fan Motor (Reach-In) | PSC to ECM Evaporator Fan Motor (Reach-In) | NonEquip | 15 | Display cases | 0% | Tech/Econ | 37.5% | 0 | 0 | 0 | 0 | 0 | 0 | 0 | 0 | 0 | 0 | 0 | 0 | 0
Econ | Healthcare | Refrigeration | Residential style | TRC | Existing | NE4809 | PSC to ECM Evaporator Fan Motor (Reach-In) | PSC to ECM Evaporator Fan Motor (Reach-In) | NonEquip | 15 | Display cases | 0% | Tech/Econ | 37.5% | 0 | 0 | 0 | 0 | 0 | 0 | 0 | 0 | 0 | 0 | 0 | 0 | 0
Econ | Healthcare | Miscellaneous | Pool pump | TRC | New | NN4536 | VSD Controlled Compressor | VSD Controlled Compressor | NonEquip | 15 | Others | 0% | Tech/Econ | 20.79% | 0 | 0 | 0 | 0 | 0 | 0 | 0 | 0 | 0 | 0 | 0 | 0 | 0
Econ | Healthcare | Miscellaneous | Pool pump | TRC | Existing | NE4523 | VSD Controlled Compressor | VSD Controlled Compressor | NonEquip | 15 | Others | 0% | Tech/Econ | 20.79% | 0 | 0 | 0 | 0 | 0 | 0 | 0 | 0 | 0 | 0 | 0 | 0 | 0
Econ | Healthcare | Miscellaneous | Pool pump | TRC | Turnover | ET1994 | Solar Pool Heater | Solar Pool Heater | Equip | 15 | Pool pump | 0% | Tech/Econ | 86.11% | 0 | 0 | 0 | 0 | 0 | 0 | 0 | 0 | 0 | 0 | 0 | 0 | 0
Econ | Healthcare | Miscellaneous | Pool pump | TRC | New | EN2020 | Solar Pool Heater | Solar Pool Heater | Equip | 15 | Pool pump | 0% | Tech/Econ | 86.11% | 0 | 0 | 0 | 0 | 0 | 0 | 0 | 0 | 0 | 0 | 0 | 0 | 0
Econ | Healthcare | Space Heating | Packaged central unit | TRC | New | NN3184 | Ceiling Insulation(R2 to R38) | Ceiling Insulation(R2 to R38) | NonEquip | 20 |  | 0% | Tech/Econ | 31.13% | 0 | 0 | 0 | 0 | 0 | 0 | 0 | 0 | 0 | 0 | 0 | 0 | 0
Econ | Healthcare | Space Heating | Packaged central unit | TRC | Existing | NE3171 | Ceiling Insulation(R2 to R38) | Ceiling Insulation(R2 to R38) | NonEquip | 20 |  | 45.6% | Tech/Econ | 34.35% | 30087.2717 | 0 | 13.5717 | 3518.3798 | 3623.9312 | 3732.6491 | 3844.6286 | 3959.9675 | 4078.7665 | 4201.1295 | 4327.1634 | 4456.9783 | 4590.6876
Econ | Healthcare | Space Cooling | Packaged air conditioning units (RTUs) | TRC | New | NN3210 | Ceiling Insulation(R2 to R38) | Ceiling Insulation(R2 to R38) | NonEquip | 20 |  | 0% | Tech/Econ | 8.675% | 0 | 0 | 0 | 0 | 0 | 0 | 0 | 0 | 0 | 0 | 0 | 0 | 0
Econ | Healthcare | Space Cooling | Packaged air conditioning units (RTUs) | TRC | Existing | NE3197 | Ceiling Insulation(R2 to R38) | Ceiling Insulation(R2 to R38) | NonEquip | 20 |  | 45.6% | Tech/Econ | 8.675% | 125908.4301 | 2.5195 | 0 | 14723.6241 | 15165.3328 | 15620.2928 | 16088.9016 | 16571.5687 | 17068.7157 | 17580.7772 | 18108.2005 | 18651.4465 | 19210.9899
Econ | Healthcare | Miscellaneous | Others | TRC | New | NN4536 | VSD Controlled Compressor | VSD Controlled Compressor | NonEquip | 15 | Others | 36.99% | Tech/Econ | 20.79% | 341.4499 | 0.044271 | 0.037082 | 40.155 | 41.3596 | 42.6004 | 43.8784 | 45.1948 | 46.5506 | 47.9471 | 49.3855 | 50.8671 | 52.3931
Econ | Healthcare | Miscellaneous | Others | TRC | Existing | NE4523 | VSD Controlled Compressor | VSD Controlled Compressor | NonEquip | 15 | Others | 7.399% | Tech/Econ | 20.79% | 7604.742 | 0.98599 | 0.82589 | 894.3275 | 921.1574 | 948.7921 | 977.2559 | 1006.5735 | 1036.7707 | 1067.8739 | 1099.9101 | 1132.9074 | 1166.8946
Econ | Healthcare | Office Equipment | Other office | TRC | Turnover | ET2261 | Energy Star Uninterruptable Power Supply | Energy Star Uninterruptable Power Supply | Equip | 10 | Other office | 22.4% | Tech/Econ | 1.878% | 1733.9758 | 0.19794 | 0.19794 | 203.7555 | 209.8682 | 216.1642 | 222.6491 | 229.3286 | 236.2085 | 243.2947 | 250.5936 | 258.1114 | 265.8547
Econ | Healthcare | Office Equipment | Other office | TRC | New | EN2287 | Energy Star Uninterruptable Power Supply | Energy Star Uninterruptable Power Supply | Equip | 10 | Other office | 22.4% | Tech/Econ | 1.878% | 15.571 | 0.0017775 | 0.0017775 | 1.8297 | 1.8846 | 1.9411 | 1.9994 | 2.0594 | 2.1211 | 2.1848 | 2.2503 | 2.3178 | 2.3874
Econ | Healthcare | Miscellaneous | Medical equipment | TRC | New | NN4536 | VSD Controlled Compressor | VSD Controlled Compressor | NonEquip | 15 | Others | 0% | Tech/Econ | 20.79% | 0 | 0 | 0 | 0 | 0 | 0 | 0 | 0 | 0 | 0 | 0 | 0 | 0
Econ | Healthcare | Miscellaneous | Medical equipment | TRC | Existing | NE4523 | VSD Controlled Compressor | VSD Controlled Compressor | NonEquip | 15 | Others | 0% | Tech/Econ | 20.79% | 0 | 0 | 0 | 0 | 0 | 0 | 0 | 0 | 0 | 0 | 0 | 0 | 0
Econ | Healthcare | Refrigeration | Large cold storage | TRC | New | NN4822 | PSC to ECM Evaporator Fan Motor (Reach-In) | PSC to ECM Evaporator Fan Motor (Reach-In) | NonEquip | 15 | Display cases | 0% | Tech/Econ | 37.5% | 0 | 0 | 0 | 0 | 0 | 0 | 0 | 0 | 0 | 0 | 0 | 0 | 0
Econ | Healthcare | Refrigeration | Large cold storage | TRC | Existing | NE4809 | PSC to ECM Evaporator Fan Motor (Reach-In) | PSC to ECM Evaporator Fan Motor (Reach-In) | NonEquip | 15 | Display cases | 0% | Tech/Econ | 37.5% | 0 | 0 | 0 | 0 | 0 | 0 | 0 | 0 | 0 | 0 | 0 | 0 | 0
Econ | Healthcare | Miscellaneous | Laboratory equipment | TRC | New | NN4536 | VSD Controlled Compressor | VSD Controlled Compressor | NonEquip | 15 | Others | 0% | Tech/Econ | 20.79% | 0 | 0 | 0 | 0 | 0 | 0 | 0 | 0 | 0 | 0 | 0 | 0 | 0
Econ | Healthcare | Miscellaneous | Laboratory equipment | TRC | Existing | NE4523 | VSD Controlled Compressor | VSD Controlled Compressor | NonEquip | 15 | Others | 0% | Tech/Econ | 20.79% | 0 | 0 | 0 | 0 | 0 | 0 | 0 | 0 | 0 | 0 | 0 | 0 | 0
Econ | Healthcare | Space Heating | Individual room heating | TRC | New | NN3184 | Ceiling Insulation(R2 to R38) | Ceiling Insulation(R2 to R38) | NonEquip | 20 |  | 0% | Tech/Econ | 31.13% | 0 | 0 | 0 | 0 | 0 | 0 | 0 | 0 | 0 | 0 | 0 | 0 | 0
Econ | Healthcare | Space Heating | Individual room heating | TRC | Existing | NE3171 | Ceiling Insulation(R2 to R38) | Ceiling Insulation(R2 to R38) | NonEquip | 20 |  | 45.6% | Tech/Econ | 34.35% | 0 | 0 | 0 | 0 | 0 | 0 | 0 | 0 | 0 | 0 | 0 | 0 | 0
Econ | Healthcare | Space Cooling | Individual room air conditioners | TRC | New | NN3210 | Ceiling Insulation(R2 to R38) | Ceiling Insulation(R2 to R38) | NonEquip | 20 |  | 0% | Tech/Econ | 8.675% | 0 | 0 | 0 | 0 | 0 | 0 | 0 | 0 | 0 | 0 | 0 | 0 | 0
Econ | Healthcare | Space Cooling | Individual room air conditioners | TRC | Existing | NE3197 | Ceiling Insulation(R2 to R38) | Ceiling Insulation(R2 to R38) | NonEquip | 20 |  | 45.6% | Tech/Econ | 8.675% | 0 | 0 | 0 | 0 | 0 | 0 | 0 | 0 | 0 | 0 | 0 | 0 | 0
Econ | Healthcare | Space Heating | Forced air furnace | TRC | New | NN3184 | Ceiling Insulation(R2 to R38) | Ceiling Insulation(R2 to R38) | NonEquip | 20 |  | 0% | Tech/Econ | 31.13% | 0 | 0 | 0 | 0 | 0 | 0 | 0 | 0 | 0 | 0 | 0 | 0 | 0
Econ | Healthcare | Space Heating | Forced air furnace | TRC | Existing | NE3171 | Ceiling Insulation(R2 to R38) | Ceiling Insulation(R2 to R38) | NonEquip | 20 |  | 45.6% | Tech/Econ | 34.35% | 680.0929 | 0 | 0.30678 | 79.5295 | 81.9154 | 84.3728 | 86.904 | 89.5111 | 92.1965 | 94.9624 | 97.8112 | 100.7456 | 103.7679
Econ | Healthcare | Miscellaneous | Elevators/Escalators | TRC | New | NN4536 | VSD Controlled Compressor | VSD Controlled Compressor | NonEquip | 15 | Others | 0% | Tech/Econ | 20.79% | 0 | 0 | 0 | 0 | 0 | 0 | 0 | 0 | 0 | 0 | 0 | 0 | 0
Econ | Healthcare | Miscellaneous | Elevators/Escalators | TRC | Existing | NE4523 | VSD Controlled Compressor | VSD Controlled Compressor | NonEquip | 15 | Others | 0% | Tech/Econ | 20.79% | 0 | 0 | 0 | 0 | 0 | 0 | 0 | 0 | 0 | 0 | 0 | 0 | 0
Econ | Healthcare | Space Cooling | District chilled water piped | TRC | New | NN3210 | Ceiling Insulation(R2 to R38) | Ceiling Insulation(R2 to R38) | NonEquip | 20 |  | 0% | Tech/Econ | 8.675% | 0 | 0 | 0 | 0 | 0 | 0 | 0 | 0 | 0 | 0 | 0 | 0 | 0
Econ | Healthcare | Space Cooling | District chilled water piped | TRC | Existing | NE3197 | Ceiling Insulation(R2 to R38) | Ceiling Insulation(R2 to R38) | NonEquip | 20 |  | 45.6% | Tech/Econ | 8.675% | 0 | 0 | 0 | 0 | 0 | 0 | 0 | 0 | 0 | 0 | 0 | 0 | 0
Econ | Healthcare | Space Cooling | District chilled water piped | TRC | Turnover | ET941 | High Efficiency Chiller (Air Cooled, 50 tons) | High Efficiency Chiller (Air Cooled, 50 tons) | Equip | 20 | District chilled water piped | 28.37% | Tech/Econ | 8.759% | 0 | 0 | 0 | 0 | 0 | 0 | 0 | 0 | 0 | 0 | 0 | 0 | 0
Econ | Healthcare | Space Cooling | District chilled water piped | TRC | Turnover | ET1097 | High Efficiency Chiller (Water cooled-positive displacement, 100 tons) | High Efficiency Chiller (Water cooled-positive displacement, 100 tons) | Equip | 20 | District chilled water piped | 28.37% | Tech/Econ | 2.683% | 0 | 0 | 0 | 0 | 0 | 0 | 0 | 0 | 0 | 0 | 0 | 0 | 0
Econ | Healthcare | Space Cooling | District chilled water piped | TRC | Turnover | ET1019 | High Efficiency Chiller (Water cooled-centrifugal, 200 tons) | High Efficiency Chiller (Water cooled-centrifugal, 200 tons) | Equip | 20 | District chilled water piped | 28.37% | Tech/Econ | 4.362% | 0 | 0 | 0 | 0 | 0 | 0 | 0 | 0 | 0 | 0 | 0 | 0 | 0
Econ | Healthcare | Space Cooling | District chilled water piped | TRC | New | EN967 | High Efficiency Chiller (Air Cooled, 50 tons) | High Efficiency Chiller (Air Cooled, 50 tons) | Equip | 20 | District chilled water piped | 28.37% | Tech/Econ | 8.759% | 0 | 0 | 0 | 0 | 0 | 0 | 0 | 0 | 0 | 0 | 0 | 0 | 0
Econ | Healthcare | Space Cooling | District chilled water piped | TRC | New | EN1123 | High Efficiency Chiller (Water cooled-positive displacement, 100 tons) | High Efficiency Chiller (Water cooled-positive displacement, 100 tons) | Equip | 20 | District chilled water piped | 28.37% | Tech/Econ | 2.683% | 0 | 0 | 0 | 0 | 0 | 0 | 0 | 0 | 0 | 0 | 0 | 0 | 0
Econ | Healthcare | Space Cooling | District chilled water piped | TRC | New | EN1045 | High Efficiency Chiller (Water cooled-centrifugal, 200 tons) | High Efficiency Chiller (Water cooled-centrifugal, 200 tons) | Equip | 20 | District chilled water piped | 28.37% | Tech/Econ | 4.362% | 0 | 0 | 0 | 0 | 0 | 0 | 0 | 0 | 0 | 0 | 0 | 0 | 0
Econ | Healthcare | Refrigeration | Display cases | TRC | New | NN4822 | PSC to ECM Evaporator Fan Motor (Reach-In) | PSC to ECM Evaporator Fan Motor (Reach-In) | NonEquip | 15 | Display cases | 68.68% | Tech/Econ | 37.5% | 4.7069 | 0.00061028 | 0.00051118 | 0.55354 | 0.57015 | 0.58725 | 0.60487 | 0.62301 | 0.64171 | 0.66096 | 0.68079 | 0.70121 | 0.72225
Econ | Healthcare | Refrigeration | Display cases | TRC | Existing | NE4809 | PSC to ECM Evaporator Fan Motor (Reach-In) | PSC to ECM Evaporator Fan Motor (Reach-In) | NonEquip | 15 | Display cases | 17.17% | Tech/Econ | 37.5% | 131.0403 | 0.01699 | 0.014231 | 15.4105 | 15.8728 | 16.349 | 16.8395 | 17.3447 | 17.865 | 18.401 | 18.953 | 19.5216 | 20.1072
Econ | Healthcare | Cooking | Cooking Other | TRC | Turnover | ET5 | Efficient Exhaust Hood | Efficient Exhaust Hood | Equip | 15 | Cooking Other | 10.98% | Tech/Econ | 42.5% | 3844.3733 | 0.84046 | 0.32988 | 454.1687 | 467.7938 | 481.8276 | 496.2824 | 511.1709 | 526.506 | 542.3012 | 558.5703 | 575.3274 | 592.5872
Econ | Healthcare | Cooking | Cooking Other | TRC | New | EN31 | Efficient Exhaust Hood | Efficient Exhaust Hood | Equip | 15 | Cooking Other | 10.98% | Tech/Econ | 42.5% | 34.5222 | 0.0075472 | 0.0029623 | 4.0784 | 4.2008 | 4.3268 | 4.4566 | 4.5903 | 4.728 | 4.8698 | 5.0159 | 5.1664 | 5.3214
Econ | Healthcare | Space Cooling | Central chillers inside | TRC | New | NN3210 | Ceiling Insulation(R2 to R38) | Ceiling Insulation(R2 to R38) | NonEquip | 20 |  | 0% | Tech/Econ | 8.675% | 0 | 0 | 0 | 0 | 0 | 0 | 0 | 0 | 0 | 0 | 0 | 0 | 0
Econ | Healthcare | Space Cooling | Central chillers inside | TRC | Existing | NE3197 | Ceiling Insulation(R2 to R38) | Ceiling Insulation(R2 to R38) | NonEquip | 20 |  | 45.6% | Tech/Econ | 8.675% | 0 | 0 | 0 | 0 | 0 | 0 | 0 | 0 | 0 | 0 | 0 | 0 | 0
Econ | Healthcare | Space Cooling | Central chillers inside | TRC | Turnover | ET980 | High Efficiency Chiller (Water cooled-centrifugal, 200 tons) | High Efficiency Chiller (Water cooled-centrifugal, 200 tons) | Equip | 20 | Central chillers inside | 28.37% | Tech/Econ | 4.362% | 0 | 0 | 0 | 0 | 0 | 0 | 0 | 0 | 0 | 0 | 0 | 0 | 0
Econ | Healthcare | Space Cooling | Central chillers inside | TRC | Turnover | ET902 | High Efficiency Chiller (Air Cooled, 50 tons) | High Efficiency Chiller (Air Cooled, 50 tons) | Equip | 20 | Central chillers inside | 28.37% | Tech/Econ | 8.759% | 0 | 0 | 0 | 0 | 0 | 0 | 0 | 0 | 0 | 0 | 0 | 0 | 0
Econ | Healthcare | Space Cooling | Central chillers inside | TRC | Turnover | ET1058 | High Efficiency Chiller (Water cooled-positive displacement, 100 tons) | High Efficiency Chiller (Water cooled-positive displacement, 100 tons) | Equip | 20 | Central chillers inside | 28.37% | Tech/Econ | 2.683% | 0 | 0 | 0 | 0 | 0 | 0 | 0 | 0 | 0 | 0 | 0 | 0 | 0
Econ | Healthcare | Space Cooling | Central chillers inside | TRC | New | EN928 | High Efficiency Chiller (Air Cooled, 50 tons) | High Efficiency Chiller (Air Cooled, 50 tons) | Equip | 20 | Central chillers inside | 28.37% | Tech/Econ | 8.759% | 0 | 0 | 0 | 0 | 0 | 0 | 0 | 0 | 0 | 0 | 0 | 0 | 0
Econ | Healthcare | Space Cooling | Central chillers inside | TRC | New | EN1084 | High Efficiency Chiller (Water cooled-positive displacement, 100 tons) | High Efficiency Chiller (Water cooled-positive displacement, 100 tons) | Equip | 20 | Central chillers inside | 28.37% | Tech/Econ | 2.683% | 0 | 0 | 0 | 0 | 0 | 0 | 0 | 0 | 0 | 0 | 0 | 0 | 0
Econ | Healthcare | Space Cooling | Central chillers inside | TRC | New | EN1006 | High Efficiency Chiller (Water cooled-centrifugal, 200 tons) | High Efficiency Chiller (Water cooled-centrifugal, 200 tons) | Equip | 20 | Central chillers inside | 28.37% | Tech/Econ | 4.362% | 0 | 0 | 0 | 0 | 0 | 0 | 0 | 0 | 0 | 0 | 0 | 0 | 0
Econ | Healthcare | Space Heating | Boilers | TRC | New | NN3184 | Ceiling Insulation(R2 to R38) | Ceiling Insulation(R2 to R38) | NonEquip | 20 |  | 0% | Tech/Econ | 31.13% | 0 | 0 | 0 | 0 | 0 | 0 | 0 | 0 | 0 | 0 | 0 | 0 | 0
Econ | Healthcare | Space Heating | Boilers | TRC | Existing | NE3171 | Ceiling Insulation(R2 to R38) | Ceiling Insulation(R2 to R38) | NonEquip | 20 |  | 45.6% | Tech/Econ | 34.35% | 0 | 0 | 0 | 0 | 0 | 0 | 0 | 0 | 0 | 0 | 0 | 0 | 0
Econ | Hospitals | Refrigeration | Walk-in cooler | TRC | New | NN4823 | PSC to ECM Evaporator Fan Motor (Reach-In) | PSC to ECM Evaporator Fan Motor (Reach-In) | NonEquip | 15 | Display cases | 0% | Tech/Econ | 37.5% | 0 | 0 | 0 | 0 | 0 | 0 | 0 | 0 | 0 | 0 | 0 | 0 | 0
Econ | Hospitals | Refrigeration | Walk-in cooler | TRC | Existing | NE4810 | PSC to ECM Evaporator Fan Motor (Reach-In) | PSC to ECM Evaporator Fan Motor (Reach-In) | NonEquip | 15 | Display cases | 0% | Tech/Econ | 37.5% | 0 | 0 | 0 | 0 | 0 | 0 | 0 | 0 | 0 | 0 | 0 | 0 | 0
Econ | Hospitals | Refrigeration | Vending and ice makers | TRC | New | NN4823 | PSC to ECM Evaporator Fan Motor (Reach-In) | PSC to ECM Evaporator Fan Motor (Reach-In) | NonEquip | 15 | Display cases | 0% | Tech/Econ | 37.5% | 0 | 0 | 0 | 0 | 0 | 0 | 0 | 0 | 0 | 0 | 0 | 0 | 0
Econ | Hospitals | Refrigeration | Vending and ice makers | TRC | Existing | NE4810 | PSC to ECM Evaporator Fan Motor (Reach-In) | PSC to ECM Evaporator Fan Motor (Reach-In) | NonEquip | 15 | Display cases | 0% | Tech/Econ | 37.5% | 0 | 0 | 0 | 0 | 0 | 0 | 0 | 0 | 0 | 0 | 0 | 0 | 0
Econ | Hospitals | Space Cooling | Residential-type central air conditioners | TRC | New | NN3211 | Ceiling Insulation(R2 to R38) | Ceiling Insulation(R2 to R38) | NonEquip | 20 |  | 0% | Tech/Econ | 1.61% | 0 | 0 | 0 | 0 | 0 | 0 | 0 | 0 | 0 | 0 | 0 | 0 | 0
Econ | Hospitals | Space Cooling | Residential-type central air conditioners | TRC | Existing | NE4212 | Wall Insulation | Wall Insulation | NonEquip | 20 |  | 0% | Tech/Econ | 8.139% | 0 | 0 | 0 | 0 | 0 | 0 | 0 | 0 | 0 | 0 | 0 | 0 | 0
Econ | Hospitals | Space Cooling | Residential-type central air conditioners | TRC | Existing | NE3198 | Ceiling Insulation(R2 to R38) | Ceiling Insulation(R2 to R38) | NonEquip | 20 |  | 0% | Tech/Econ | 1.61% | 0 | 0 | 0 | 0 | 0 | 0 | 0 | 0 | 0 | 0 | 0 | 0 | 0
Econ | Hospitals | Space Heating | Residential/split system heat pump | TRC | New | NN3575 | ECM Motors on Furnaces | ECM Motors on Furnaces | NonEquip | 15 | Forced air furnace | 0% | Tech/Econ | 1.706% | 0 | 0 | 0 | 0 | 0 | 0 | 0 | 0 | 0 | 0 | 0 | 0 | 0
Econ | Hospitals | Space Heating | Residential/split system heat pump | TRC | New | NN3185 | Ceiling Insulation(R2 to R38) | Ceiling Insulation(R2 to R38) | NonEquip | 20 |  | 0% | Tech/Econ | 5.776% | 0 | 0 | 0 | 0 | 0 | 0 | 0 | 0 | 0 | 0 | 0 | 0 | 0
Econ | Hospitals | Space Heating | Residential/split system heat pump | TRC | Existing | NE4238 | Wall Insulation | Wall Insulation | NonEquip | 20 |  | 0% | Tech/Econ | 4.706% | 0 | 0 | 0 | 0 | 0 | 0 | 0 | 0 | 0 | 0 | 0 | 0 | 0
Econ | Hospitals | Space Heating | Residential/split system heat pump | TRC | Existing | NE3562 | ECM Motors on Furnaces | ECM Motors on Furnaces | NonEquip | 15 | Forced air furnace | 0% | Tech/Econ | 1.706% | 0 | 0 | 0 | 0 | 0 | 0 | 0 | 0 | 0 | 0 | 0 | 0 | 0
Econ | Hospitals | Space Heating | Residential/split system heat pump | TRC | Existing | NE3172 | Ceiling Insulation(R2 to R38) | Ceiling Insulation(R2 to R38) | NonEquip | 20 |  | 0% | Tech/Econ | 6.373% | 0 | 0 | 0 | 0 | 0 | 0 | 0 | 0 | 0 | 0 | 0 | 0 | 0
Econ | Hospitals | Refrigeration | Residential style | TRC | New | NN4823 | PSC to ECM Evaporator Fan Motor (Reach-In) | PSC to ECM Evaporator Fan Motor (Reach-In) | NonEquip | 15 | Display cases | 0% | Tech/Econ | 37.5% | 0 | 0 | 0 | 0 | 0 | 0 | 0 | 0 | 0 | 0 | 0 | 0 | 0
Econ | Hospitals | Refrigeration | Residential style | TRC | Existing | NE4810 | PSC to ECM Evaporator Fan Motor (Reach-In) | PSC to ECM Evaporator Fan Motor (Reach-In) | NonEquip | 15 | Display cases | 0% | Tech/Econ | 37.5% | 0 | 0 | 0 | 0 | 0 | 0 | 0 | 0 | 0 | 0 | 0 | 0 | 0
Econ | Hospitals | Miscellaneous | Pool pump | TRC | New | NN4537 | VSD Controlled Compressor | VSD Controlled Compressor | NonEquip | 15 | Others | 0% | Tech/Econ | 20.79% | 0 | 0 | 0 | 0 | 0 | 0 | 0 | 0 | 0 | 0 | 0 | 0 | 0
Econ | Hospitals | Miscellaneous | Pool pump | TRC | Existing | NE4524 | VSD Controlled Compressor | VSD Controlled Compressor | NonEquip | 15 | Others | 0% | Tech/Econ | 20.79% | 0 | 0 | 0 | 0 | 0 | 0 | 0 | 0 | 0 | 0 | 0 | 0 | 0
Econ | Hospitals | Miscellaneous | Pool pump | TRC | Turnover | ET1995 | Solar Pool Heater | Solar Pool Heater | Equip | 15 | Pool pump | 0% | Tech/Econ | 86.11% | 0 | 0 | 0 | 0 | 0 | 0 | 0 | 0 | 0 | 0 | 0 | 0 | 0
Econ | Hospitals | Miscellaneous | Pool pump | TRC | New | EN2021 | Solar Pool Heater | Solar Pool Heater | Equip | 15 | Pool pump | 0% | Tech/Econ | 86.11% | 0 | 0 | 0 | 0 | 0 | 0 | 0 | 0 | 0 | 0 | 0 | 0 | 0
Econ | Hospitals | Space Heating | Packaged central unit | TRC | New | NN3575 | ECM Motors on Furnaces | ECM Motors on Furnaces | NonEquip | 15 | Forced air furnace | 0% | Tech/Econ | 1.706% | 0 | 0 | 0 | 0 | 0 | 0 | 0 | 0 | 0 | 0 | 0 | 0 | 0
Econ | Hospitals | Space Heating | Packaged central unit | TRC | New | NN3185 | Ceiling Insulation(R2 to R38) | Ceiling Insulation(R2 to R38) | NonEquip | 20 |  | 0% | Tech/Econ | 5.776% | 0 | 0 | 0 | 0 | 0 | 0 | 0 | 0 | 0 | 0 | 0 | 0 | 0
Econ | Hospitals | Space Heating | Packaged central unit | TRC | Existing | NE4238 | Wall Insulation | Wall Insulation | NonEquip | 20 |  | 0% | Tech/Econ | 4.706% | 0 | 0 | 0 | 0 | 0 | 0 | 0 | 0 | 0 | 0 | 0 | 0 | 0
Econ | Hospitals | Space Heating | Packaged central unit | TRC | Existing | NE3562 | ECM Motors on Furnaces | ECM Motors on Furnaces | NonEquip | 15 | Forced air furnace | 0% | Tech/Econ | 1.706% | 0 | 0 | 0 | 0 | 0 | 0 | 0 | 0 | 0 | 0 | 0 | 0 | 0
Econ | Hospitals | Space Heating | Packaged central unit | TRC | Existing | NE3172 | Ceiling Insulation(R2 to R38) | Ceiling Insulation(R2 to R38) | NonEquip | 20 |  | 0% | Tech/Econ | 6.373% | 0 | 0 | 0 | 0 | 0 | 0 | 0 | 0 | 0 | 0 | 0 | 0 | 0
Econ | Hospitals | Space Cooling | Packaged air conditioning units (RTUs) | TRC | New | NN3211 | Ceiling Insulation(R2 to R38) | Ceiling Insulation(R2 to R38) | NonEquip | 20 |  | 0% | Tech/Econ | 1.61% | 0 | 0 | 0 | 0 | 0 | 0 | 0 | 0 | 0 | 0 | 0 | 0 | 0
Econ | Hospitals | Space Cooling | Packaged air conditioning units (RTUs) | TRC | Existing | NE4212 | Wall Insulation | Wall Insulation | NonEquip | 20 |  | 0% | Tech/Econ | 8.139% | 0 | 0 | 0 | 0 | 0 | 0 | 0 | 0 | 0 | 0 | 0 | 0 | 0
Econ | Hospitals | Space Cooling | Packaged air conditioning units (RTUs) | TRC | Existing | NE3198 | Ceiling Insulation(R2 to R38) | Ceiling Insulation(R2 to R38) | NonEquip | 20 |  | 0% | Tech/Econ | 1.61% | 0 | 0 | 0 | 0 | 0 | 0 | 0 | 0 | 0 | 0 | 0 | 0 | 0
Econ | Hospitals | Miscellaneous | Others | TRC | New | NN4537 | VSD Controlled Compressor | VSD Controlled Compressor | NonEquip | 15 | Others | 27.75% | Tech/Econ | 20.79% | 320.6518 | 0.041574 | 0.034824 | 37.7091 | 38.8403 | 40.0055 | 41.2057 | 42.4419 | 43.7151 | 45.0266 | 46.3774 | 47.7687 | 49.2018
Econ | Hospitals | Miscellaneous | Others | TRC | Existing | NE4524 | VSD Controlled Compressor | VSD Controlled Compressor | NonEquip | 15 | Others | 5.549% | Tech/Econ | 20.79% | 7141.5272 | 0.92594 | 0.77559 | 839.8529 | 865.0485 | 890.9999 | 917.7299 | 945.2618 | 973.6197 | 1002.8283 | 1032.9131 | 1063.9005 | 1095.8175
Econ | Hospitals | Office Equipment | Other office | TRC | Turnover | ET2262 | Energy Star Uninterruptable Power Supply | Energy Star Uninterruptable Power Supply | Equip | 10 | Other office | 22.4% | Tech/Econ | 1.878% | 2026.8382 | 0.23137 | 0.23137 | 238.1691 | 245.3142 | 252.6736 | 260.2538 | 268.0614 | 276.1032 | 284.3863 | 292.9179 | 301.7055 | 310.7566
Econ | Hospitals | Office Equipment | Other office | TRC | New | EN2288 | Energy Star Uninterruptable Power Supply | Energy Star Uninterruptable Power Supply | Equip | 10 | Other office | 22.4% | Tech/Econ | 1.878% | 18.2008 | 0.0020777 | 0.0020777 | 2.1387 | 2.2029 | 2.269 | 2.3371 | 2.4072 | 2.4794 | 2.5538 | 2.6304 | 2.7093 | 2.7906
Econ | Hospitals | Miscellaneous | Medical equipment | TRC | New | NN4537 | VSD Controlled Compressor | VSD Controlled Compressor | NonEquip | 15 | Others | 0% | Tech/Econ | 20.79% | 0 | 0 | 0 | 0 | 0 | 0 | 0 | 0 | 0 | 0 | 0 | 0 | 0
Econ | Hospitals | Miscellaneous | Medical equipment | TRC | Existing | NE4524 | VSD Controlled Compressor | VSD Controlled Compressor | NonEquip | 15 | Others | 0% | Tech/Econ | 20.79% | 0 | 0 | 0 | 0 | 0 | 0 | 0 | 0 | 0 | 0 | 0 | 0 | 0
Econ | Hospitals | Refrigeration | Large cold storage | TRC | New | NN4823 | PSC to ECM Evaporator Fan Motor (Reach-In) | PSC to ECM Evaporator Fan Motor (Reach-In) | NonEquip | 15 | Display cases | 0% | Tech/Econ | 37.5% | 0 | 0 | 0 | 0 | 0 | 0 | 0 | 0 | 0 | 0 | 0 | 0 | 0
Econ | Hospitals | Refrigeration | Large cold storage | TRC | Existing | NE4810 | PSC to ECM Evaporator Fan Motor (Reach-In) | PSC to ECM Evaporator Fan Motor (Reach-In) | NonEquip | 15 | Display cases | 0% | Tech/Econ | 37.5% | 0 | 0 | 0 | 0 | 0 | 0 | 0 | 0 | 0 | 0 | 0 | 0 | 0
Econ | Hospitals | Miscellaneous | Laboratory equipment | TRC | New | NN4537 | VSD Controlled Compressor | VSD Controlled Compressor | NonEquip | 15 | Others | 0% | Tech/Econ | 20.79% | 0 | 0 | 0 | 0 | 0 | 0 | 0 | 0 | 0 | 0 | 0 | 0 | 0
Econ | Hospitals | Miscellaneous | Laboratory equipment | TRC | Existing | NE4524 | VSD Controlled Compressor | VSD Controlled Compressor | NonEquip | 15 | Others | 0% | Tech/Econ | 20.79% | 0 | 0 | 0 | 0 | 0 | 0 | 0 | 0 | 0 | 0 | 0 | 0 | 0
Econ | Hospitals | Space Heating | Individual room heating | TRC | New | NN3575 | ECM Motors on Furnaces | ECM Motors on Furnaces | NonEquip | 15 | Forced air furnace | 0% | Tech/Econ | 1.706% | 0 | 0 | 0 | 0 | 0 | 0 | 0 | 0 | 0 | 0 | 0 | 0 | 0
Econ | Hospitals | Space Heating | Individual room heating | TRC | New | NN3185 | Ceiling Insulation(R2 to R38) | Ceiling Insulation(R2 to R38) | NonEquip | 20 |  | 0% | Tech/Econ | 5.776% | 0 | 0 | 0 | 0 | 0 | 0 | 0 | 0 | 0 | 0 | 0 | 0 | 0
Econ | Hospitals | Space Heating | Individual room heating | TRC | Existing | NE4238 | Wall Insulation | Wall Insulation | NonEquip | 20 |  | 0% | Tech/Econ | 4.706% | 0 | 0 | 0 | 0 | 0 | 0 | 0 | 0 | 0 | 0 | 0 | 0 | 0
Econ | Hospitals | Space Heating | Individual room heating | TRC | Existing | NE3562 | ECM Motors on Furnaces | ECM Motors on Furnaces | NonEquip | 15 | Forced air furnace | 0% | Tech/Econ | 1.706% | 0 | 0 | 0 | 0 | 0 | 0 | 0 | 0 | 0 | 0 | 0 | 0 | 0
Econ | Hospitals | Space Heating | Individual room heating | TRC | Existing | NE3172 | Ceiling Insulation(R2 to R38) | Ceiling Insulation(R2 to R38) | NonEquip | 20 |  | 0% | Tech/Econ | 6.373% | 0 | 0 | 0 | 0 | 0 | 0 | 0 | 0 | 0 | 0 | 0 | 0 | 0
Econ | Hospitals | Space Cooling | Individual room air conditioners | TRC | New | NN3211 | Ceiling Insulation(R2 to R38) | Ceiling Insulation(R2 to R38) | NonEquip | 20 |  | 0% | Tech/Econ | 1.61% | 0 | 0 | 0 | 0 | 0 | 0 | 0 | 0 | 0 | 0 | 0 | 0 | 0
Econ | Hospitals | Space Cooling | Individual room air conditioners | TRC | Existing | NE4212 | Wall Insulation | Wall Insulation | NonEquip | 20 |  | 0% | Tech/Econ | 8.139% | 0 | 0 | 0 | 0 | 0 | 0 | 0 | 0 | 0 | 0 | 0 | 0 | 0
Econ | Hospitals | Space Cooling | Individual room air conditioners | TRC | Existing | NE3198 | Ceiling Insulation(R2 to R38) | Ceiling Insulation(R2 to R38) | NonEquip | 20 |  | 0% | Tech/Econ | 1.61% | 0 | 0 | 0 | 0 | 0 | 0 | 0 | 0 | 0 | 0 | 0 | 0 | 0
Econ | Hospitals | Space Heating | Forced air furnace | TRC | New | NN3575 | ECM Motors on Furnaces | ECM Motors on Furnaces | NonEquip | 15 | Forced air furnace | 47.78% | Tech/Econ | 1.706% | 0.14487 | 0 | 2.2106e-05 | 0.016924 | 0.017432 | 0.017955 | 0.018493 | 0.019048 | 0.01962 | 0.020208 | 0.020814 | 0.021439 | 0.022082
Econ | Hospitals | Space Heating | Forced air furnace | TRC | New | NN3185 | Ceiling Insulation(R2 to R38) | Ceiling Insulation(R2 to R38) | NonEquip | 20 |  | 0% | Tech/Econ | 5.776% | 0 | 0 | 0 | 0 | 0 | 0 | 0 | 0 | 0 | 0 | 0 | 0 | 0
Econ | Hospitals | Space Heating | Forced air furnace | TRC | Existing | NE4238 | Wall Insulation | Wall Insulation | NonEquip | 20 |  | 0% | Tech/Econ | 4.706% | 0 | 0 | 0 | 0 | 0 | 0 | 0 | 0 | 0 | 0 | 0 | 0 | 0
Econ | Hospitals | Space Heating | Forced air furnace | TRC | Existing | NE3562 | ECM Motors on Furnaces | ECM Motors on Furnaces | NonEquip | 15 | Forced air furnace | 47.78% | Tech/Econ | 1.706% | 16.1332 | 0 | 0.0024618 | 1.8846 | 1.9412 | 1.9994 | 2.0594 | 2.1212 | 2.1848 | 2.2504 | 2.3179 | 2.3874 | 2.459
Econ | Hospitals | Space Heating | Forced air furnace | TRC | Existing | NE3172 | Ceiling Insulation(R2 to R38) | Ceiling Insulation(R2 to R38) | NonEquip | 20 |  | 0% | Tech/Econ | 6.373% | 0 | 0 | 0 | 0 | 0 | 0 | 0 | 0 | 0 | 0 | 0 | 0 | 0
Econ | Hospitals | Miscellaneous | Elevators/Escalators | TRC | New | NN4537 | VSD Controlled Compressor | VSD Controlled Compressor | NonEquip | 15 | Others | 0% | Tech/Econ | 20.79% | 0 | 0 | 0 | 0 | 0 | 0 | 0 | 0 | 0 | 0 | 0 | 0 | 0
Econ | Hospitals | Miscellaneous | Elevators/Escalators | TRC | Existing | NE4524 | VSD Controlled Compressor | VSD Controlled Compressor | NonEquip | 15 | Others | 0% | Tech/Econ | 20.79% | 0 | 0 | 0 | 0 | 0 | 0 | 0 | 0 | 0 | 0 | 0 | 0 | 0
Econ | Hospitals | Space Cooling | District chilled water piped | TRC | New | NN3211 | Ceiling Insulation(R2 to R38) | Ceiling Insulation(R2 to R38) | NonEquip | 20 |  | 0% | Tech/Econ | 1.61% | 0 | 0 | 0 | 0 | 0 | 0 | 0 | 0 | 0 | 0 | 0 | 0 | 0
Econ | Hospitals | Space Cooling | District chilled water piped | TRC | Existing | NE4212 | Wall Insulation | Wall Insulation | NonEquip | 20 |  | 0% | Tech/Econ | 8.139% | 0 | 0 | 0 | 0 | 0 | 0 | 0 | 0 | 0 | 0 | 0 | 0 | 0
Econ | Hospitals | Space Cooling | District chilled water piped | TRC | Existing | NE3198 | Ceiling Insulation(R2 to R38) | Ceiling Insulation(R2 to R38) | NonEquip | 20 |  | 0% | Tech/Econ | 1.61% | 0 | 0 | 0 | 0 | 0 | 0 | 0 | 0 | 0 | 0 | 0 | 0 | 0
Econ | Hospitals | Space Cooling | District chilled water piped | TRC | Turnover | ET942 | High Efficiency Chiller (Air Cooled, 50 tons) | High Efficiency Chiller (Air Cooled, 50 tons) | Equip | 20 | District chilled water piped | 31.91% | Tech/Econ | 8.759% | 60760.7704 | 14.0907 | 3.2502 | 7202.4062 | 7418.4784 | 7641.0328 | 7870.2638 | 8106.3717 | 8349.5628 | 8600.0497 | 8858.0512 | 9123.7927 | 9397.5065
Econ | Hospitals | Space Cooling | District chilled water piped | TRC | Turnover | ET1098 | High Efficiency Chiller (Water cooled-positive displacement, 100 tons) | High Efficiency Chiller (Water cooled-positive displacement, 100 tons) | Equip | 20 | District chilled water piped | 31.91% | Tech/Econ | 2.683% | 17838.934 | 5.7226 | 0.056339 | 2126.3285 | 2190.1184 | 2255.8219 | 2323.4966 | 2393.2015 | 2464.9975 | 2538.9475 | 2615.1159 | 2693.5694 | 2774.3765
Econ | Hospitals | Space Cooling | District chilled water piped | TRC | Turnover | ET1020 | High Efficiency Chiller (Water cooled-centrifugal, 200 tons) | High Efficiency Chiller (Water cooled-centrifugal, 200 tons) | Equip | 20 | District chilled water piped | 31.91% | Tech/Econ | 4.362% | 29415.4955 | 9.4363 | 0.092901 | 3506.2077 | 3611.3939 | 3719.7357 | 3831.3278 | 3946.2676 | 4064.6557 | 4186.5953 | 4312.1932 | 4441.559 | 4574.8058
Econ | Hospitals | Space Cooling | District chilled water piped | TRC | New | EN968 | High Efficiency Chiller (Air Cooled, 50 tons) | High Efficiency Chiller (Air Cooled, 50 tons) | Equip | 20 | District chilled water piped | 31.91% | Tech/Econ | 8.759% | 545.6269 | 0.12653 | 0.029187 | 64.677 | 66.6174 | 68.6159 | 70.6743 | 72.7946 | 74.9784 | 77.2278 | 79.5446 | 81.9309 | 84.3889
Econ | Hospitals | Space Cooling | District chilled water piped | TRC | New | EN1124 | High Efficiency Chiller (Water cooled-positive displacement, 100 tons) | High Efficiency Chiller (Water cooled-positive displacement, 100 tons) | Equip | 20 | District chilled water piped | 31.91% | Tech/Econ | 2.683% | 160.1922 | 0.051389 | 0.00050592 | 19.0943 | 19.6671 | 20.2571 | 20.8648 | 21.4908 | 22.1355 | 22.7995 | 23.4835 | 24.188 | 24.9137
Econ | Hospitals | Space Cooling | District chilled water piped | TRC | New | EN1046 | High Efficiency Chiller (Water cooled-centrifugal, 200 tons) | High Efficiency Chiller (Water cooled-centrifugal, 200 tons) | Equip | 20 | District chilled water piped | 31.91% | Tech/Econ | 4.362% | 264.1488 | 0.084737 | 0.00083424 | 31.4855 | 32.43 | 33.4029 | 34.405 | 35.4372 | 36.5003 | 37.5953 | 38.7232 | 39.8848 | 41.0814
Econ | Hospitals | Refrigeration | Display cases | TRC | New | NN4823 | PSC to ECM Evaporator Fan Motor (Reach-In) | PSC to ECM Evaporator Fan Motor (Reach-In) | NonEquip | 15 | Display cases | 68.68% | Tech/Econ | 37.5% | 47.0057 | 0.0060945 | 0.0051049 | 5.5279 | 5.6938 | 5.8646 | 6.0405 | 6.2217 | 6.4084 | 6.6006 | 6.7987 | 7.0026 | 7.2127
Econ | Hospitals | Refrigeration | Display cases | TRC | Existing | NE4810 | PSC to ECM Evaporator Fan Motor (Reach-In) | PSC to ECM Evaporator Fan Motor (Reach-In) | NonEquip | 15 | Display cases | 17.17% | Tech/Econ | 37.5% | 1308.6328 | 0.16967 | 0.14212 | 153.8969 | 158.5138 | 163.2692 | 168.1673 | 173.2123 | 178.4087 | 183.761 | 189.2738 | 194.952 | 200.8006
Econ | Hospitals | Cooking | Cooking Other | TRC | Turnover | ET6 | Efficient Exhaust Hood | Efficient Exhaust Hood | Equip | 15 | Cooking Other | 11.82% | Tech/Econ | 42.5% | 12809.6948 | 2.8005 | 1.0992 | 1513.319 | 1558.7185 | 1605.4801 | 1653.6445 | 1703.2538 | 1754.3514 | 1806.982 | 1861.1914 | 1917.0272 | 1974.538
Econ | Hospitals | Cooking | Cooking Other | TRC | New | EN32 | Efficient Exhaust Hood | Efficient Exhaust Hood | Equip | 15 | Cooking Other | 11.82% | Tech/Econ | 42.5% | 115.0301 | 0.025148 | 0.0098705 | 13.5895 | 13.9972 | 14.4171 | 14.8496 | 15.2951 | 15.7539 | 16.2266 | 16.7134 | 17.2148 | 17.7312
Econ | Hospitals | Space Cooling | Central chillers inside | TRC | New | NN3211 | Ceiling Insulation(R2 to R38) | Ceiling Insulation(R2 to R38) | NonEquip | 20 |  | 0% | Tech/Econ | 1.61% | 0 | 0 | 0 | 0 | 0 | 0 | 0 | 0 | 0 | 0 | 0 | 0 | 0
Econ | Hospitals | Space Cooling | Central chillers inside | TRC | Existing | NE4212 | Wall Insulation | Wall Insulation | NonEquip | 20 |  | 0% | Tech/Econ | 8.139% | 0 | 0 | 0 | 0 | 0 | 0 | 0 | 0 | 0 | 0 | 0 | 0 | 0
Econ | Hospitals | Space Cooling | Central chillers inside | TRC | Existing | NE3198 | Ceiling Insulation(R2 to R38) | Ceiling Insulation(R2 to R38) | NonEquip | 20 |  | 0% | Tech/Econ | 1.61% | 0 | 0 | 0 | 0 | 0 | 0 | 0 | 0 | 0 | 0 | 0 | 0 | 0
Econ | Hospitals | Space Cooling | Central chillers inside | TRC | Turnover | ET981 | High Efficiency Chiller (Water cooled-centrifugal, 200 tons) | High Efficiency Chiller (Water cooled-centrifugal, 200 tons) | Equip | 20 | Central chillers inside | 31.91% | Tech/Econ | 4.362% | 14545.6255 | 4.6661 | 0.045938 | 1733.7795 | 1785.7929 | 1839.3667 | 1894.5477 | 1951.3841 | 2009.9257 | 2070.2234 | 2132.3301 | 2196.3 | 2262.189
Econ | Hospitals | Space Cooling | Central chillers inside | TRC | Turnover | ET903 | High Efficiency Chiller (Air Cooled, 50 tons) | High Efficiency Chiller (Air Cooled, 50 tons) | Equip | 20 | Central chillers inside | 31.91% | Tech/Econ | 8.759% | 30045.5048 | 6.9677 | 1.6072 | 3561.5074 | 3668.3526 | 3778.4032 | 3891.7552 | 4008.5079 | 4128.7631 | 4252.626 | 4380.2048 | 4511.611 | 4646.9593
Econ | Hospitals | Space Cooling | Central chillers inside | TRC | Turnover | ET1059 | High Efficiency Chiller (Water cooled-positive displacement, 100 tons) | High Efficiency Chiller (Water cooled-positive displacement, 100 tons) | Equip | 20 | Central chillers inside | 31.91% | Tech/Econ | 2.683% | 8821.1483 | 2.8298 | 0.027859 | 1051.4451 | 1082.9884 | 1115.4781 | 1148.9424 | 1183.4107 | 1218.913 | 1255.4804 | 1293.1448 | 1331.9392 | 1371.8974
Econ | Hospitals | Space Cooling | Central chillers inside | TRC | New | EN929 | High Efficiency Chiller (Air Cooled, 50 tons) | High Efficiency Chiller (Air Cooled, 50 tons) | Equip | 20 | Central chillers inside | 31.91% | Tech/Econ | 8.759% | 269.8063 | 0.062569 | 0.014433 | 31.9821 | 32.9415 | 33.9298 | 34.9477 | 35.9961 | 37.076 | 38.1882 | 39.3339 | 40.5139 | 41.7293
Econ | Hospitals | Space Cooling | Central chillers inside | TRC | New | EN1085 | High Efficiency Chiller (Water cooled-positive displacement, 100 tons) | High Efficiency Chiller (Water cooled-positive displacement, 100 tons) | Equip | 20 | Central chillers inside | 31.91% | Tech/Econ | 2.683% | 79.2132 | 0.025411 | 0.00025017 | 9.4419 | 9.7252 | 10.0169 | 10.3174 | 10.6269 | 10.9457 | 11.2741 | 11.6123 | 11.9607 | 12.3195
Econ | Hospitals | Space Cooling | Central chillers inside | TRC | New | EN1007 | High Efficiency Chiller (Water cooled-centrifugal, 200 tons) | High Efficiency Chiller (Water cooled-centrifugal, 200 tons) | Equip | 20 | Central chillers inside | 31.91% | Tech/Econ | 4.362% | 130.6186 | 0.041902 | 0.00041252 | 15.5692 | 16.0363 | 16.5174 | 17.0129 | 17.5233 | 18.049 | 18.5904 | 19.1482 | 19.7226 | 20.3143
Econ | Hospitals | Space Heating | Boilers | TRC | New | NN3575 | ECM Motors on Furnaces | ECM Motors on Furnaces | NonEquip | 15 | Forced air furnace | 0% | Tech/Econ | 1.706% | 0 | 0 | 0 | 0 | 0 | 0 | 0 | 0 | 0 | 0 | 0 | 0 | 0
Econ | Hospitals | Space Heating | Boilers | TRC | New | NN3185 | Ceiling Insulation(R2 to R38) | Ceiling Insulation(R2 to R38) | NonEquip | 20 |  | 0% | Tech/Econ | 5.776% | 0 | 0 | 0 | 0 | 0 | 0 | 0 | 0 | 0 | 0 | 0 | 0 | 0
Econ | Hospitals | Space Heating | Boilers | TRC | Existing | NE4238 | Wall Insulation | Wall Insulation | NonEquip | 20 |  | 0% | Tech/Econ | 4.706% | 0 | 0 | 0 | 0 | 0 | 0 | 0 | 0 | 0 | 0 | 0 | 0 | 0
Econ | Hospitals | Space Heating | Boilers | TRC | Existing | NE3562 | ECM Motors on Furnaces | ECM Motors on Furnaces | NonEquip | 15 | Forced air furnace | 0% | Tech/Econ | 1.706% | 0 | 0 | 0 | 0 | 0 | 0 | 0 | 0 | 0 | 0 | 0 | 0 | 0
Econ | Hospitals | Space Heating | Boilers | TRC | Existing | NE3172 | Ceiling Insulation(R2 to R38) | Ceiling Insulation(R2 to R38) | NonEquip | 20 |  | 0% | Tech/Econ | 6.373% | 0 | 0 | 0 | 0 | 0 | 0 | 0 | 0 | 0 | 0 | 0 | 0 | 0
Econ | Institutional | Refrigeration | Walk-in cooler | TRC | New | NN4824 | PSC to ECM Evaporator Fan Motor (Reach-In) | PSC to ECM Evaporator Fan Motor (Reach-In) | NonEquip | 15 | Display cases | 0% | Tech/Econ | 37.5% | 0 | 0 | 0 | 0 | 0 | 0 | 0 | 0 | 0 | 0 | 0 | 0 | 0
Econ | Institutional | Refrigeration | Walk-in cooler | TRC | Existing | NE4811 | PSC to ECM Evaporator Fan Motor (Reach-In) | PSC to ECM Evaporator Fan Motor (Reach-In) | NonEquip | 15 | Display cases | 0% | Tech/Econ | 37.5% | 0 | 0 | 0 | 0 | 0 | 0 | 0 | 0 | 0 | 0 | 0 | 0 | 0
Econ | Institutional | Refrigeration | Vending and ice makers | TRC | New | NN4824 | PSC to ECM Evaporator Fan Motor (Reach-In) | PSC to ECM Evaporator Fan Motor (Reach-In) | NonEquip | 15 | Display cases | 0% | Tech/Econ | 37.5% | 0 | 0 | 0 | 0 | 0 | 0 | 0 | 0 | 0 | 0 | 0 | 0 | 0
Econ | Institutional | Refrigeration | Vending and ice makers | TRC | Existing | NE4811 | PSC to ECM Evaporator Fan Motor (Reach-In) | PSC to ECM Evaporator Fan Motor (Reach-In) | NonEquip | 15 | Display cases | 0% | Tech/Econ | 37.5% | 0 | 0 | 0 | 0 | 0 | 0 | 0 | 0 | 0 | 0 | 0 | 0 | 0
Econ | Institutional | Space Cooling | Residential-type central air conditioners | TRC | New | NN3212 | Ceiling Insulation(R2 to R38) | Ceiling Insulation(R2 to R38) | NonEquip | 20 |  | 0% | Tech/Econ | 2.325% | 0 | 0 | 0 | 0 | 0 | 0 | 0 | 0 | 0 | 0 | 0 | 0 | 0
Econ | Institutional | Space Cooling | Residential-type central air conditioners | TRC | Existing | NE3199 | Ceiling Insulation(R2 to R38) | Ceiling Insulation(R2 to R38) | NonEquip | 20 |  | 0% | Tech/Econ | 2.325% | 0 | 0 | 0 | 0 | 0 | 0 | 0 | 0 | 0 | 0 | 0 | 0 | 0
Econ | Institutional | Space Cooling | Residential-type central air conditioners | TRC | Turnover | ET1294 | High Efficiency PTHP | High Efficiency PTHP | Equip | 15 | Residential-type central air conditioners | 49.09% | Tech/Econ | 23.64% | 3107.5669 | 1.5456 | 0 | 372.3547 | 383.5254 | 395.0312 | 406.8821 | 419.0885 | 431.6612 | 444.611 | 457.9494 | 471.6879 | 485.8385
Econ | Institutional | Space Cooling | Residential-type central air conditioners | TRC | Turnover | ET1255 | High Efficiency PTAC | High Efficiency PTAC | Equip | 15 | Residential-type central air conditioners | 0% | Tech/Econ | 23.64% | 0 | 0 | 0 | 0 | 0 | 0 | 0 | 0 | 0 | 0 | 0 | 0 | 0
Econ | Institutional | Space Cooling | Residential-type central air conditioners | TRC | New | EN1320 | High Efficiency PTHP | High Efficiency PTHP | Equip | 15 | Residential-type central air conditioners | 49.09% | Tech/Econ | 23.64% | 27.5894 | 0.013722 | 0 | 3.3058 | 3.405 | 3.5071 | 3.6124 | 3.7207 | 3.8323 | 3.9473 | 4.0657 | 4.1877 | 4.3133
Econ | Institutional | Space Cooling | Residential-type central air conditioners | TRC | New | EN1281 | High Efficiency PTAC | High Efficiency PTAC | Equip | 15 | Residential-type central air conditioners | 0% | Tech/Econ | 23.64% | 0 | 0 | 0 | 0 | 0 | 0 | 0 | 0 | 0 | 0 | 0 | 0 | 0
Econ | Institutional | Space Heating | Residential/split system heat pump | TRC | New | NN3186 | Ceiling Insulation(R2 to R38) | Ceiling Insulation(R2 to R38) | NonEquip | 20 |  | 0% | Tech/Econ | 8.344% | 0 | 0 | 0 | 0 | 0 | 0 | 0 | 0 | 0 | 0 | 0 | 0 | 0
Econ | Institutional | Space Heating | Residential/split system heat pump | TRC | Existing | NE3173 | Ceiling Insulation(R2 to R38) | Ceiling Insulation(R2 to R38) | NonEquip | 20 |  | 0% | Tech/Econ | 9.208% | 0 | 0 | 0 | 0 | 0 | 0 | 0 | 0 | 0 | 0 | 0 | 0 | 0
Econ | Institutional | Space Heating | Residential/split system heat pump | TRC | Turnover | ET1333 | High Efficiency PTHP | High Efficiency PTHP | Equip | 15 | Residential/split system heat pump | 49.09% | Tech/Econ | 9.375% | 11058.5359 | 0 | 0.0020138 | 1325.0554 | 1364.8071 | 1405.7513 | 1447.9238 | 1491.3615 | 1536.1024 | 1582.1855 | 1629.651 | 1678.5405 | 1728.8968
Econ | Institutional | Space Heating | Residential/split system heat pump | TRC | New | EN1359 | High Efficiency PTHP | High Efficiency PTHP | Equip | 15 | Residential/split system heat pump | 49.09% | Tech/Econ | 9.375% | 98.1791 | 0 | 1.7879e-05 | 11.764 | 12.1169 | 12.4804 | 12.8549 | 13.2405 | 13.6377 | 14.0468 | 14.4682 | 14.9023 | 15.3494
Econ | Institutional | Refrigeration | Residential style | TRC | New | NN4824 | PSC to ECM Evaporator Fan Motor (Reach-In) | PSC to ECM Evaporator Fan Motor (Reach-In) | NonEquip | 15 | Display cases | 0% | Tech/Econ | 37.5% | 0 | 0 | 0 | 0 | 0 | 0 | 0 | 0 | 0 | 0 | 0 | 0 | 0
Econ | Institutional | Refrigeration | Residential style | TRC | Existing | NE4811 | PSC to ECM Evaporator Fan Motor (Reach-In) | PSC to ECM Evaporator Fan Motor (Reach-In) | NonEquip | 15 | Display cases | 0% | Tech/Econ | 37.5% | 0 | 0 | 0 | 0 | 0 | 0 | 0 | 0 | 0 | 0 | 0 | 0 | 0
Econ | Institutional | Miscellaneous | Pool pump | TRC | New | NN4538 | VSD Controlled Compressor | VSD Controlled Compressor | NonEquip | 15 | Others | 0% | Tech/Econ | 20.79% | 0 | 0 | 0 | 0 | 0 | 0 | 0 | 0 | 0 | 0 | 0 | 0 | 0
Econ | Institutional | Miscellaneous | Pool pump | TRC | Existing | NE4525 | VSD Controlled Compressor | VSD Controlled Compressor | NonEquip | 15 | Others | 0% | Tech/Econ | 20.79% | 0 | 0 | 0 | 0 | 0 | 0 | 0 | 0 | 0 | 0 | 0 | 0 | 0
Econ | Institutional | Miscellaneous | Pool pump | TRC | Turnover | ET1996 | Solar Pool Heater | Solar Pool Heater | Equip | 15 | Pool pump | 0% | Tech/Econ | 86.11% | 0 | 0 | 0 | 0 | 0 | 0 | 0 | 0 | 0 | 0 | 0 | 0 | 0
Econ | Institutional | Miscellaneous | Pool pump | TRC | New | EN2022 | Solar Pool Heater | Solar Pool Heater | Equip | 15 | Pool pump | 0% | Tech/Econ | 86.11% | 0 | 0 | 0 | 0 | 0 | 0 | 0 | 0 | 0 | 0 | 0 | 0 | 0
Econ | Institutional | Space Heating | Packaged central unit | TRC | New | NN3186 | Ceiling Insulation(R2 to R38) | Ceiling Insulation(R2 to R38) | NonEquip | 20 |  | 0% | Tech/Econ | 8.344% | 0 | 0 | 0 | 0 | 0 | 0 | 0 | 0 | 0 | 0 | 0 | 0 | 0
Econ | Institutional | Space Heating | Packaged central unit | TRC | Existing | NE3173 | Ceiling Insulation(R2 to R38) | Ceiling Insulation(R2 to R38) | NonEquip | 20 |  | 0% | Tech/Econ | 9.208% | 0 | 0 | 0 | 0 | 0 | 0 | 0 | 0 | 0 | 0 | 0 | 0 | 0
Econ | Institutional | Space Cooling | Packaged air conditioning units (RTUs) | TRC | New | NN3212 | Ceiling Insulation(R2 to R38) | Ceiling Insulation(R2 to R38) | NonEquip | 20 |  | 0% | Tech/Econ | 2.325% | 0 | 0 | 0 | 0 | 0 | 0 | 0 | 0 | 0 | 0 | 0 | 0 | 0
Econ | Institutional | Space Cooling | Packaged air conditioning units (RTUs) | TRC | Existing | NE3199 | Ceiling Insulation(R2 to R38) | Ceiling Insulation(R2 to R38) | NonEquip | 20 |  | 0% | Tech/Econ | 2.325% | 0 | 0 | 0 | 0 | 0 | 0 | 0 | 0 | 0 | 0 | 0 | 0 | 0
Econ | Institutional | Miscellaneous | Others | TRC | New | NN4538 | VSD Controlled Compressor | VSD Controlled Compressor | NonEquip | 15 | Others | 27.75% | Tech/Econ | 20.79% | 905.1247 | 0.13648 | 0.063878 | 106.5593 | 109.7561 | 113.0488 | 116.4403 | 119.9335 | 123.5315 | 127.2374 | 131.0545 | 134.9862 | 139.0358
Econ | Institutional | Miscellaneous | Others | TRC | Existing | NE4525 | VSD Controlled Compressor | VSD Controlled Compressor | NonEquip | 15 | Others | 5.549% | Tech/Econ | 20.79% | 20389.9913 | 3.0745 | 1.439 | 2400.4912 | 2472.506 | 2546.6812 | 2623.0816 | 2701.774 | 2782.8273 | 2866.3121 | 2952.3014 | 3040.8705 | 3132.0966
Econ | Institutional | Office Equipment | Other office | TRC | Turnover | ET2263 | Energy Star Uninterruptable Power Supply | Energy Star Uninterruptable Power Supply | Equip | 10 | Other office | 22.4% | Tech/Econ | 1.878% | 4033.0604 | 0.4604 | 0.4604 | 473.9156 | 488.1331 | 502.7771 | 517.8604 | 533.3962 | 549.3981 | 565.8801 | 582.8565 | 600.3421 | 618.3524
Econ | Institutional | Office Equipment | Other office | TRC | New | EN2289 | Energy Star Uninterruptable Power Supply | Energy Star Uninterruptable Power Supply | Equip | 10 | Other office | 22.4% | Tech/Econ | 1.878% | 35.806 | 0.0040874 | 0.0040874 | 4.2075 | 4.3337 | 4.4637 | 4.5976 | 4.7356 | 4.8776 | 5.024 | 5.1747 | 5.3299 | 5.4898
Econ | Institutional | Miscellaneous | Medical equipment | TRC | New | NN4538 | VSD Controlled Compressor | VSD Controlled Compressor | NonEquip | 15 | Others | 0% | Tech/Econ | 20.79% | 0 | 0 | 0 | 0 | 0 | 0 | 0 | 0 | 0 | 0 | 0 | 0 | 0
Econ | Institutional | Miscellaneous | Medical equipment | TRC | Existing | NE4525 | VSD Controlled Compressor | VSD Controlled Compressor | NonEquip | 15 | Others | 0% | Tech/Econ | 20.79% | 0 | 0 | 0 | 0 | 0 | 0 | 0 | 0 | 0 | 0 | 0 | 0 | 0
Econ | Institutional | Refrigeration | Large cold storage | TRC | New | NN4824 | PSC to ECM Evaporator Fan Motor (Reach-In) | PSC to ECM Evaporator Fan Motor (Reach-In) | NonEquip | 15 | Display cases | 0% | Tech/Econ | 37.5% | 0 | 0 | 0 | 0 | 0 | 0 | 0 | 0 | 0 | 0 | 0 | 0 | 0
Econ | Institutional | Refrigeration | Large cold storage | TRC | Existing | NE4811 | PSC to ECM Evaporator Fan Motor (Reach-In) | PSC to ECM Evaporator Fan Motor (Reach-In) | NonEquip | 15 | Display cases | 0% | Tech/Econ | 37.5% | 0 | 0 | 0 | 0 | 0 | 0 | 0 | 0 | 0 | 0 | 0 | 0 | 0
Econ | Institutional | Miscellaneous | Laboratory equipment | TRC | New | NN4538 | VSD Controlled Compressor | VSD Controlled Compressor | NonEquip | 15 | Others | 0% | Tech/Econ | 20.79% | 0 | 0 | 0 | 0 | 0 | 0 | 0 | 0 | 0 | 0 | 0 | 0 | 0
Econ | Institutional | Miscellaneous | Laboratory equipment | TRC | Existing | NE4525 | VSD Controlled Compressor | VSD Controlled Compressor | NonEquip | 15 | Others | 0% | Tech/Econ | 20.79% | 0 | 0 | 0 | 0 | 0 | 0 | 0 | 0 | 0 | 0 | 0 | 0 | 0
Econ | Institutional | Space Heating | Individual room heating | TRC | New | NN3186 | Ceiling Insulation(R2 to R38) | Ceiling Insulation(R2 to R38) | NonEquip | 20 |  | 0% | Tech/Econ | 8.344% | 0 | 0 | 0 | 0 | 0 | 0 | 0 | 0 | 0 | 0 | 0 | 0 | 0
Econ | Institutional | Space Heating | Individual room heating | TRC | Existing | NE3173 | Ceiling Insulation(R2 to R38) | Ceiling Insulation(R2 to R38) | NonEquip | 20 |  | 0% | Tech/Econ | 9.208% | 0 | 0 | 0 | 0 | 0 | 0 | 0 | 0 | 0 | 0 | 0 | 0 | 0
Econ | Institutional | Space Cooling | Individual room air conditioners | TRC | New | NN3212 | Ceiling Insulation(R2 to R38) | Ceiling Insulation(R2 to R38) | NonEquip | 20 |  | 0% | Tech/Econ | 2.325% | 0 | 0 | 0 | 0 | 0 | 0 | 0 | 0 | 0 | 0 | 0 | 0 | 0
Econ | Institutional | Space Cooling | Individual room air conditioners | TRC | Existing | NE3199 | Ceiling Insulation(R2 to R38) | Ceiling Insulation(R2 to R38) | NonEquip | 20 |  | 0% | Tech/Econ | 2.325% | 0 | 0 | 0 | 0 | 0 | 0 | 0 | 0 | 0 | 0 | 0 | 0 | 0
Econ | Institutional | Space Heating | Forced air furnace | TRC | New | NN3186 | Ceiling Insulation(R2 to R38) | Ceiling Insulation(R2 to R38) | NonEquip | 20 |  | 0% | Tech/Econ | 8.344% | 0 | 0 | 0 | 0 | 0 | 0 | 0 | 0 | 0 | 0 | 0 | 0 | 0
Econ | Institutional | Space Heating | Forced air furnace | TRC | Existing | NE3173 | Ceiling Insulation(R2 to R38) | Ceiling Insulation(R2 to R38) | NonEquip | 20 |  | 0% | Tech/Econ | 9.208% | 0 | 0 | 0 | 0 | 0 | 0 | 0 | 0 | 0 | 0 | 0 | 0 | 0
Econ | Institutional | Miscellaneous | Elevators/Escalators | TRC | New | NN4538 | VSD Controlled Compressor | VSD Controlled Compressor | NonEquip | 15 | Others | 0% | Tech/Econ | 20.79% | 0 | 0 | 0 | 0 | 0 | 0 | 0 | 0 | 0 | 0 | 0 | 0 | 0
Econ | Institutional | Miscellaneous | Elevators/Escalators | TRC | Existing | NE4525 | VSD Controlled Compressor | VSD Controlled Compressor | NonEquip | 15 | Others | 0% | Tech/Econ | 20.79% | 0 | 0 | 0 | 0 | 0 | 0 | 0 | 0 | 0 | 0 | 0 | 0 | 0
Econ | Institutional | Space Cooling | District chilled water piped | TRC | New | NN3212 | Ceiling Insulation(R2 to R38) | Ceiling Insulation(R2 to R38) | NonEquip | 20 |  | 0% | Tech/Econ | 2.325% | 0 | 0 | 0 | 0 | 0 | 0 | 0 | 0 | 0 | 0 | 0 | 0 | 0
Econ | Institutional | Space Cooling | District chilled water piped | TRC | Existing | NE3199 | Ceiling Insulation(R2 to R38) | Ceiling Insulation(R2 to R38) | NonEquip | 20 |  | 0% | Tech/Econ | 2.325% | 0 | 0 | 0 | 0 | 0 | 0 | 0 | 0 | 0 | 0 | 0 | 0 | 0
Econ | Institutional | Refrigeration | Display cases | TRC | New | NN4824 | PSC to ECM Evaporator Fan Motor (Reach-In) | PSC to ECM Evaporator Fan Motor (Reach-In) | NonEquip | 15 | Display cases | 0% | Tech/Econ | 37.5% | 0 | 0 | 0 | 0 | 0 | 0 | 0 | 0 | 0 | 0 | 0 | 0 | 0
Econ | Institutional | Refrigeration | Display cases | TRC | Existing | NE4811 | PSC to ECM Evaporator Fan Motor (Reach-In) | PSC to ECM Evaporator Fan Motor (Reach-In) | NonEquip | 15 | Display cases | 0% | Tech/Econ | 37.5% | 0 | 0 | 0 | 0 | 0 | 0 | 0 | 0 | 0 | 0 | 0 | 0 | 0
Econ | Institutional | Cooking | Cooking Other | TRC | Turnover | ET7 | Efficient Exhaust Hood | Efficient Exhaust Hood | Equip | 15 | Cooking Other | 0% | Tech/Econ | 42.5% | 0 | 0 | 0 | 0 | 0 | 0 | 0 | 0 | 0 | 0 | 0 | 0 | 0
Econ | Institutional | Cooking | Cooking Other | TRC | New | EN33 | Efficient Exhaust Hood | Efficient Exhaust Hood | Equip | 15 | Cooking Other | 0% | Tech/Econ | 42.5% | 0 | 0 | 0 | 0 | 0 | 0 | 0 | 0 | 0 | 0 | 0 | 0 | 0
Econ | Institutional | Space Cooling | Central chillers inside | TRC | New | NN3212 | Ceiling Insulation(R2 to R38) | Ceiling Insulation(R2 to R38) | NonEquip | 20 |  | 0% | Tech/Econ | 2.325% | 0 | 0 | 0 | 0 | 0 | 0 | 0 | 0 | 0 | 0 | 0 | 0 | 0
Econ | Institutional | Space Cooling | Central chillers inside | TRC | Existing | NE3199 | Ceiling Insulation(R2 to R38) | Ceiling Insulation(R2 to R38) | NonEquip | 20 |  | 0% | Tech/Econ | 2.325% | 0 | 0 | 0 | 0 | 0 | 0 | 0 | 0 | 0 | 0 | 0 | 0 | 0
Econ | Institutional | Space Heating | Boilers | TRC | New | NN3186 | Ceiling Insulation(R2 to R38) | Ceiling Insulation(R2 to R38) | NonEquip | 20 |  | 0% | Tech/Econ | 8.344% | 0 | 0 | 0 | 0 | 0 | 0 | 0 | 0 | 0 | 0 | 0 | 0 | 0
Econ | Institutional | Space Heating | Boilers | TRC | Existing | NE3173 | Ceiling Insulation(R2 to R38) | Ceiling Insulation(R2 to R38) | NonEquip | 20 |  | 0% | Tech/Econ | 9.208% | 0 | 0 | 0 | 0 | 0 | 0 | 0 | 0 | 0 | 0 | 0 | 0 | 0
Econ | Lodging/Hospitality | Refrigeration | Walk-in cooler | TRC | New | NN4825 | PSC to ECM Evaporator Fan Motor (Reach-In) | PSC to ECM Evaporator Fan Motor (Reach-In) | NonEquip | 15 | Display cases | 0% | Tech/Econ | 37.5% | 0 | 0 | 0 | 0 | 0 | 0 | 0 | 0 | 0 | 0 | 0 | 0 | 0
Econ | Lodging/Hospitality | Refrigeration | Walk-in cooler | TRC | Existing | NE4812 | PSC to ECM Evaporator Fan Motor (Reach-In) | PSC to ECM Evaporator Fan Motor (Reach-In) | NonEquip | 15 | Display cases | 0% | Tech/Econ | 37.5% | 0 | 0 | 0 | 0 | 0 | 0 | 0 | 0 | 0 | 0 | 0 | 0 | 0
Econ | Lodging/Hospitality | Refrigeration | Vending and ice makers | TRC | New | NN4825 | PSC to ECM Evaporator Fan Motor (Reach-In) | PSC to ECM Evaporator Fan Motor (Reach-In) | NonEquip | 15 | Display cases | 0% | Tech/Econ | 37.5% | 0 | 0 | 0 | 0 | 0 | 0 | 0 | 0 | 0 | 0 | 0 | 0 | 0
Econ | Lodging/Hospitality | Refrigeration | Vending and ice makers | TRC | Existing | NE4812 | PSC to ECM Evaporator Fan Motor (Reach-In) | PSC to ECM Evaporator Fan Motor (Reach-In) | NonEquip | 15 | Display cases | 0% | Tech/Econ | 37.5% | 0 | 0 | 0 | 0 | 0 | 0 | 0 | 0 | 0 | 0 | 0 | 0 | 0
Econ | Lodging/Hospitality | Interior Lighting | Spot lighting | TRC | New | NN3707 | Facility Energy Management System | Facility Energy Management System | NonEquip | 15 |  | 4.276% | Tech/Econ | 24% | 0.010368 | 2.7055e-06 | 1.244e-06 | 0.0012275 | 0.0012643 | 0.0013022 | 0.0013413 | 0.0013815 | 0.001423 | 0.0014657 | 0.0015096 | 0.0015549 | 0.0016016
Econ | Lodging/Hospitality | Interior Lighting | Spot lighting | TRC | Existing | NE3694 | Facility Energy Management System | Facility Energy Management System | NonEquip | 15 |  | 0.7167% | Tech/Econ | 24% | 0.072523 | 1.8926e-05 | 8.7018e-06 | 0.0085863 | 0.0088439 | 0.0091092 | 0.0093825 | 0.0096639 | 0.0099539 | 0.010252 | 0.01056 | 0.010877 | 0.011203
Econ | Lodging/Hospitality | Space Cooling | Residential-type central air conditioners | TRC | New | NN3681 | Facility Energy Management System | Facility Energy Management System | NonEquip | 15 |  | 4.276% | Tech/Econ | 20% | 0 | 0 | 0 | 0 | 0 | 0 | 0 | 0 | 0 | 0 | 0 | 0 | 0
Econ | Lodging/Hospitality | Space Cooling | Residential-type central air conditioners | TRC | New | NN3213 | Ceiling Insulation(R2 to R38) | Ceiling Insulation(R2 to R38) | NonEquip | 20 |  | 0% | Tech/Econ | 3.768% | 0 | 0 | 0 | 0 | 0 | 0 | 0 | 0 | 0 | 0 | 0 | 0 | 0
Econ | Lodging/Hospitality | Space Cooling | Residential-type central air conditioners | TRC | Existing | NE4214 | Wall Insulation | Wall Insulation | NonEquip | 20 |  | 0% | Tech/Econ | 26.79% | 0 | 0 | 0 | 0 | 0 | 0 | 0 | 0 | 0 | 0 | 0 | 0 | 0
Econ | Lodging/Hospitality | Space Cooling | Residential-type central air conditioners | TRC | Existing | NE3668 | Facility Energy Management System | Facility Energy Management System | NonEquip | 15 |  | 0.7167% | Tech/Econ | 20% | 0 | 0 | 0 | 0 | 0 | 0 | 0 | 0 | 0 | 0 | 0 | 0 | 0
Econ | Lodging/Hospitality | Space Cooling | Residential-type central air conditioners | TRC | Existing | NE3200 | Ceiling Insulation(R2 to R38) | Ceiling Insulation(R2 to R38) | NonEquip | 20 |  | 0% | Tech/Econ | 3.768% | 0 | 0 | 0 | 0 | 0 | 0 | 0 | 0 | 0 | 0 | 0 | 0 | 0
Econ | Lodging/Hospitality | Space Heating | Residential/split system heat pump | TRC | New | NN3655 | Facility Energy Management System | Facility Energy Management System | NonEquip | 15 |  | 4.276% | Tech/Econ | 20% | 46.7147 | 0 | 0.0056052 | 5.5308 | 5.6967 | 5.8676 | 6.0436 | 6.2249 | 6.4117 | 6.604 | 6.8021 | 7.0062 | 7.2164
Econ | Lodging/Hospitality | Space Heating | Residential/split system heat pump | TRC | New | NN3187 | Ceiling Insulation(R2 to R38) | Ceiling Insulation(R2 to R38) | NonEquip | 20 |  | 0% | Tech/Econ | 13.52% | 0 | 0 | 0 | 0 | 0 | 0 | 0 | 0 | 0 | 0 | 0 | 0 | 0
Econ | Lodging/Hospitality | Space Heating | Residential/split system heat pump | TRC | Existing | NE4240 | Wall Insulation | Wall Insulation | NonEquip | 20 |  | 0% | Tech/Econ | 15.49% | 0 | 0 | 0 | 0 | 0 | 0 | 0 | 0 | 0 | 0 | 0 | 0 | 0
Econ | Lodging/Hospitality | Space Heating | Residential/split system heat pump | TRC | Existing | NE3642 | Facility Energy Management System | Facility Energy Management System | NonEquip | 15 |  | 0.7167% | Tech/Econ | 20% | 326.7763 | 0 | 0.039209 | 38.6884 | 39.8491 | 41.0446 | 42.2759 | 43.5442 | 44.8505 | 46.196 | 47.5819 | 49.0094 | 50.4796
Econ | Lodging/Hospitality | Space Heating | Residential/split system heat pump | TRC | Existing | NE3174 | Ceiling Insulation(R2 to R38) | Ceiling Insulation(R2 to R38) | NonEquip | 20 |  | 0% | Tech/Econ | 14.92% | 0 | 0 | 0 | 0 | 0 | 0 | 0 | 0 | 0 | 0 | 0 | 0 | 0
Econ | Lodging/Hospitality | Refrigeration | Residential style | TRC | New | NN4825 | PSC to ECM Evaporator Fan Motor (Reach-In) | PSC to ECM Evaporator Fan Motor (Reach-In) | NonEquip | 15 | Display cases | 0% | Tech/Econ | 37.5% | 0 | 0 | 0 | 0 | 0 | 0 | 0 | 0 | 0 | 0 | 0 | 0 | 0
Econ | Lodging/Hospitality | Refrigeration | Residential style | TRC | Existing | NE4812 | PSC to ECM Evaporator Fan Motor (Reach-In) | PSC to ECM Evaporator Fan Motor (Reach-In) | NonEquip | 15 | Display cases | 0% | Tech/Econ | 37.5% | 0 | 0 | 0 | 0 | 0 | 0 | 0 | 0 | 0 | 0 | 0 | 0 | 0
Econ | Lodging/Hospitality | Miscellaneous | Pool pump | TRC | New | NN4539 | VSD Controlled Compressor | VSD Controlled Compressor | NonEquip | 15 | Others | 0% | Tech/Econ | 20.79% | 0 | 0 | 0 | 0 | 0 | 0 | 0 | 0 | 0 | 0 | 0 | 0 | 0
Econ | Lodging/Hospitality | Miscellaneous | Pool pump | TRC | Existing | NE4526 | VSD Controlled Compressor | VSD Controlled Compressor | NonEquip | 15 | Others | 0% | Tech/Econ | 20.79% | 0 | 0 | 0 | 0 | 0 | 0 | 0 | 0 | 0 | 0 | 0 | 0 | 0
Econ | Lodging/Hospitality | Miscellaneous | Pool pump | TRC | Turnover | ET1997 | Solar Pool Heater | Solar Pool Heater | Equip | 15 | Pool pump | 5.077% | Tech/Econ | 86.11% | 934.1176 | 0 | 0.034123 | 109.122 | 112.3957 | 115.7676 | 119.2406 | 122.8178 | 126.5023 | 130.2974 | 134.2063 | 138.2325 | 142.3795
Econ | Lodging/Hospitality | Miscellaneous | Pool pump | TRC | New | EN2023 | Solar Pool Heater | Solar Pool Heater | Equip | 15 | Pool pump | 5.077% | Tech/Econ | 86.11% | 22.3821 | 0 | 0.00081761 | 2.6146 | 2.6931 | 2.7739 | 2.8571 | 2.9428 | 3.0311 | 3.122 | 3.2157 | 3.3121 | 3.4115
Econ | Lodging/Hospitality | Space Heating | Packaged central unit | TRC | New | NN3655 | Facility Energy Management System | Facility Energy Management System | NonEquip | 15 |  | 4.276% | Tech/Econ | 20% | 76.4772 | 0 | 0.0091763 | 9.0545 | 9.3261 | 9.6059 | 9.894 | 10.1909 | 10.4966 | 10.8115 | 11.1358 | 11.4699 | 11.814
Econ | Lodging/Hospitality | Space Heating | Packaged central unit | TRC | New | NN3187 | Ceiling Insulation(R2 to R38) | Ceiling Insulation(R2 to R38) | NonEquip | 20 |  | 0% | Tech/Econ | 13.52% | 0 | 0 | 0 | 0 | 0 | 0 | 0 | 0 | 0 | 0 | 0 | 0 | 0
Econ | Lodging/Hospitality | Space Heating | Packaged central unit | TRC | Existing | NE4240 | Wall Insulation | Wall Insulation | NonEquip | 20 |  | 0% | Tech/Econ | 15.49% | 0 | 0 | 0 | 0 | 0 | 0 | 0 | 0 | 0 | 0 | 0 | 0 | 0
Econ | Lodging/Hospitality | Space Heating | Packaged central unit | TRC | Existing | NE3642 | Facility Energy Management System | Facility Energy Management System | NonEquip | 15 |  | 0.7167% | Tech/Econ | 20% | 534.9693 | 0 | 0.064189 | 63.3373 | 65.2374 | 67.1945 | 69.2104 | 71.2867 | 73.4253 | 75.628 | 77.8969 | 80.2338 | 82.6408
Econ | Lodging/Hospitality | Space Heating | Packaged central unit | TRC | Existing | NE3174 | Ceiling Insulation(R2 to R38) | Ceiling Insulation(R2 to R38) | NonEquip | 20 |  | 0% | Tech/Econ | 14.92% | 0 | 0 | 0 | 0 | 0 | 0 | 0 | 0 | 0 | 0 | 0 | 0 | 0
Econ | Lodging/Hospitality | Space Cooling | Packaged air conditioning units (RTUs) | TRC | New | NN3681 | Facility Energy Management System | Facility Energy Management System | NonEquip | 15 |  | 4.276% | Tech/Econ | 20% | 188.7664 | 0.049261 | 0 | 22.3489 | 23.0193 | 23.7099 | 24.4212 | 25.1538 | 25.9085 | 26.6857 | 27.4863 | 28.3109 | 29.1602
Econ | Lodging/Hospitality | Space Cooling | Packaged air conditioning units (RTUs) | TRC | New | NN3213 | Ceiling Insulation(R2 to R38) | Ceiling Insulation(R2 to R38) | NonEquip | 20 |  | 0% | Tech/Econ | 3.768% | 0 | 0 | 0 | 0 | 0 | 0 | 0 | 0 | 0 | 0 | 0 | 0 | 0
Econ | Lodging/Hospitality | Space Cooling | Packaged air conditioning units (RTUs) | TRC | Existing | NE4214 | Wall Insulation | Wall Insulation | NonEquip | 20 |  | 0% | Tech/Econ | 26.79% | 0 | 0 | 0 | 0 | 0 | 0 | 0 | 0 | 0 | 0 | 0 | 0 | 0
Econ | Lodging/Hospitality | Space Cooling | Packaged air conditioning units (RTUs) | TRC | Existing | NE3668 | Facility Energy Management System | Facility Energy Management System | NonEquip | 15 |  | 0.7167% | Tech/Econ | 20% | 1320.4499 | 0.34458 | 0 | 156.3337 | 161.0237 | 165.8544 | 170.8301 | 175.955 | 181.2336 | 186.6706 | 192.2707 | 198.0389 | 203.98
Econ | Lodging/Hospitality | Space Cooling | Packaged air conditioning units (RTUs) | TRC | Existing | NE3200 | Ceiling Insulation(R2 to R38) | Ceiling Insulation(R2 to R38) | NonEquip | 20 |  | 0% | Tech/Econ | 3.768% | 0 | 0 | 0 | 0 | 0 | 0 | 0 | 0 | 0 | 0 | 0 | 0 | 0
Econ | Lodging/Hospitality | Interior Lighting | Overhead (fluorescent/LED/CFL U-shape) | TRC | New | NN3707 | Facility Energy Management System | Facility Energy Management System | NonEquip | 15 |  | 4.276% | Tech/Econ | 24% | 181.1425 | 0.047271 | 0.021735 | 21.4462 | 22.0896 | 22.7523 | 23.4349 | 24.1379 | 24.8621 | 25.6079 | 26.3762 | 27.1674 | 27.9825
Econ | Lodging/Hospitality | Interior Lighting | Overhead (fluorescent/LED/CFL U-shape) | TRC | Existing | NE3694 | Facility Energy Management System | Facility Energy Management System | NonEquip | 15 |  | 0.7167% | Tech/Econ | 24% | 1267.1193 | 0.33067 | 0.15204 | 150.0197 | 154.5202 | 159.1559 | 163.9305 | 168.8484 | 173.9139 | 179.1313 | 184.5053 | 190.0404 | 195.7416
Econ | Lodging/Hospitality | Miscellaneous | Others | TRC | New | NN4539 | VSD Controlled Compressor | VSD Controlled Compressor | NonEquip | 15 | Others | 36.99% | Tech/Econ | 20.79% | 1263.9185 | 0.16387 | 0.13726 | 148.6385 | 153.0976 | 157.6905 | 162.4213 | 167.2939 | 172.3127 | 177.4821 | 182.8066 | 188.2908 | 193.9395
Econ | Lodging/Hospitality | Miscellaneous | Others | TRC | Existing | NE4526 | VSD Controlled Compressor | VSD Controlled Compressor | NonEquip | 15 | Others | 7.399% | Tech/Econ | 20.79% | 10549.9389 | 1.3679 | 1.1457 | 1240.6865 | 1277.9071 | 1316.2443 | 1355.7317 | 1396.4036 | 1438.2957 | 1481.4446 | 1525.8879 | 1571.6646 | 1618.8145
Econ | Lodging/Hospitality | Office Equipment | Other office | TRC | Turnover | ET2264 | Energy Star Uninterruptable Power Supply | Energy Star Uninterruptable Power Supply | Equip | 10 | Other office | 22.4% | Tech/Econ | 1.878% | 8147.6701 | 0.9301 | 0.9301 | 957.4139 | 986.1364 | 1015.7204 | 1046.1921 | 1077.5778 | 1109.9052 | 1143.2023 | 1177.4984 | 1212.8233 | 1249.208
Econ | Lodging/Hospitality | Office Equipment | Other office | TRC | New | EN2290 | Energy Star Uninterruptable Power Supply | Energy Star Uninterruptable Power Supply | Equip | 10 | Other office | 22.4% | Tech/Econ | 1.878% | 195.2237 | 0.022286 | 0.022286 | 22.9403 | 23.6285 | 24.3374 | 25.0675 | 25.8195 | 26.5941 | 27.3919 | 28.2137 | 29.0601 | 29.9319
Econ | Lodging/Hospitality | Miscellaneous | Medical equipment | TRC | New | NN4539 | VSD Controlled Compressor | VSD Controlled Compressor | NonEquip | 15 | Others | 0% | Tech/Econ | 20.79% | 0 | 0 | 0 | 0 | 0 | 0 | 0 | 0 | 0 | 0 | 0 | 0 | 0
Econ | Lodging/Hospitality | Miscellaneous | Medical equipment | TRC | Existing | NE4526 | VSD Controlled Compressor | VSD Controlled Compressor | NonEquip | 15 | Others | 0% | Tech/Econ | 20.79% | 0 | 0 | 0 | 0 | 0 | 0 | 0 | 0 | 0 | 0 | 0 | 0 | 0
Econ | Lodging/Hospitality | Refrigeration | Large cold storage | TRC | New | NN4825 | PSC to ECM Evaporator Fan Motor (Reach-In) | PSC to ECM Evaporator Fan Motor (Reach-In) | NonEquip | 15 | Display cases | 0% | Tech/Econ | 37.5% | 0 | 0 | 0 | 0 | 0 | 0 | 0 | 0 | 0 | 0 | 0 | 0 | 0
Econ | Lodging/Hospitality | Refrigeration | Large cold storage | TRC | Existing | NE4812 | PSC to ECM Evaporator Fan Motor (Reach-In) | PSC to ECM Evaporator Fan Motor (Reach-In) | NonEquip | 15 | Display cases | 0% | Tech/Econ | 37.5% | 0 | 0 | 0 | 0 | 0 | 0 | 0 | 0 | 0 | 0 | 0 | 0 | 0
Econ | Lodging/Hospitality | Miscellaneous | Laboratory equipment | TRC | New | NN4539 | VSD Controlled Compressor | VSD Controlled Compressor | NonEquip | 15 | Others | 0% | Tech/Econ | 20.79% | 0 | 0 | 0 | 0 | 0 | 0 | 0 | 0 | 0 | 0 | 0 | 0 | 0
Econ | Lodging/Hospitality | Miscellaneous | Laboratory equipment | TRC | Existing | NE4526 | VSD Controlled Compressor | VSD Controlled Compressor | NonEquip | 15 | Others | 0% | Tech/Econ | 20.79% | 0 | 0 | 0 | 0 | 0 | 0 | 0 | 0 | 0 | 0 | 0 | 0 | 0
Econ | Lodging/Hospitality | Space Heating | Individual room heating | TRC | New | NN3655 | Facility Energy Management System | Facility Energy Management System | NonEquip | 15 |  | 4.276% | Tech/Econ | 20% | 3.2787 | 0 | 0.0003934 | 0.38818 | 0.39983 | 0.41182 | 0.42418 | 0.4369 | 0.45001 | 0.46351 | 0.47742 | 0.49174 | 0.50649
Econ | Lodging/Hospitality | Space Heating | Individual room heating | TRC | New | NN3187 | Ceiling Insulation(R2 to R38) | Ceiling Insulation(R2 to R38) | NonEquip | 20 |  | 0% | Tech/Econ | 13.52% | 0 | 0 | 0 | 0 | 0 | 0 | 0 | 0 | 0 | 0 | 0 | 0 | 0
Econ | Lodging/Hospitality | Space Heating | Individual room heating | TRC | Existing | NE4240 | Wall Insulation | Wall Insulation | NonEquip | 20 |  | 0% | Tech/Econ | 15.49% | 0 | 0 | 0 | 0 | 0 | 0 | 0 | 0 | 0 | 0 | 0 | 0 | 0
Econ | Lodging/Hospitality | Space Heating | Individual room heating | TRC | Existing | NE3642 | Facility Energy Management System | Facility Energy Management System | NonEquip | 15 |  | 0.7167% | Tech/Econ | 20% | 22.9352 | 0 | 0.0027519 | 2.7154 | 2.7969 | 2.8808 | 2.9672 | 3.0562 | 3.1479 | 3.2423 | 3.3396 | 3.4398 | 3.543
Econ | Lodging/Hospitality | Space Heating | Individual room heating | TRC | Existing | NE3174 | Ceiling Insulation(R2 to R38) | Ceiling Insulation(R2 to R38) | NonEquip | 20 |  | 0% | Tech/Econ | 14.92% | 0 | 0 | 0 | 0 | 0 | 0 | 0 | 0 | 0 | 0 | 0 | 0 | 0
Econ | Lodging/Hospitality | Space Cooling | Individual room air conditioners | TRC | New | NN3681 | Facility Energy Management System | Facility Energy Management System | NonEquip | 15 |  | 4.276% | Tech/Econ | 20% | 282.5701 | 0.07374 | 0 | 33.4547 | 34.4583 | 35.4921 | 36.5568 | 37.6535 | 38.7831 | 39.9466 | 41.145 | 42.3794 | 43.6508
Econ | Lodging/Hospitality | Space Cooling | Individual room air conditioners | TRC | New | NN3213 | Ceiling Insulation(R2 to R38) | Ceiling Insulation(R2 to R38) | NonEquip | 20 |  | 0% | Tech/Econ | 3.768% | 0 | 0 | 0 | 0 | 0 | 0 | 0 | 0 | 0 | 0 | 0 | 0 | 0
Econ | Lodging/Hospitality | Space Cooling | Individual room air conditioners | TRC | Existing | NE4214 | Wall Insulation | Wall Insulation | NonEquip | 20 |  | 0% | Tech/Econ | 26.79% | 0 | 0 | 0 | 0 | 0 | 0 | 0 | 0 | 0 | 0 | 0 | 0 | 0
Econ | Lodging/Hospitality | Space Cooling | Individual room air conditioners | TRC | Existing | NE3668 | Facility Energy Management System | Facility Energy Management System | NonEquip | 15 |  | 0.7167% | Tech/Econ | 20% | 1976.6209 | 0.51582 | 0 | 234.0206 | 241.0412 | 248.2724 | 255.7206 | 263.3922 | 271.294 | 279.4328 | 287.8158 | 296.4503 | 305.3438
Econ | Lodging/Hospitality | Space Cooling | Individual room air conditioners | TRC | Existing | NE3200 | Ceiling Insulation(R2 to R38) | Ceiling Insulation(R2 to R38) | NonEquip | 20 |  | 0% | Tech/Econ | 3.768% | 0 | 0 | 0 | 0 | 0 | 0 | 0 | 0 | 0 | 0 | 0 | 0 | 0
Econ | Lodging/Hospitality | Interior Lighting | High bay | TRC | New | NN3707 | Facility Energy Management System | Facility Energy Management System | NonEquip | 15 |  | 4.276% | Tech/Econ | 24% | 200.0012 | 0.052192 | 0.023998 | 23.679 | 24.3894 | 25.121 | 25.8747 | 26.6509 | 27.4504 | 28.274 | 29.1222 | 29.9958 | 30.8957
Econ | Lodging/Hospitality | Interior Lighting | High bay | TRC | Existing | NE3694 | Facility Energy Management System | Facility Energy Management System | NonEquip | 15 |  | 0.7167% | Tech/Econ | 24% | 1399.0384 | 0.36509 | 0.16787 | 165.6381 | 170.6073 | 175.7255 | 180.9972 | 186.4272 | 192.02 | 197.7806 | 203.714 | 209.8254 | 216.1202
Econ | Lodging/Hospitality | Space Heating | Forced air furnace | TRC | New | NN3655 | Facility Energy Management System | Facility Energy Management System | NonEquip | 15 |  | 4.276% | Tech/Econ | 20% | 0.59723 | 0 | 7.166e-05 | 0.070709 | 0.07283 | 0.075015 | 0.077265 | 0.079583 | 0.081971 | 0.08443 | 0.086963 | 0.089572 | 0.092259
Econ | Lodging/Hospitality | Space Heating | Forced air furnace | TRC | New | NN3187 | Ceiling Insulation(R2 to R38) | Ceiling Insulation(R2 to R38) | NonEquip | 20 |  | 0% | Tech/Econ | 13.52% | 0 | 0 | 0 | 0 | 0 | 0 | 0 | 0 | 0 | 0 | 0 | 0 | 0
Econ | Lodging/Hospitality | Space Heating | Forced air furnace | TRC | Existing | NE4240 | Wall Insulation | Wall Insulation | NonEquip | 20 |  | 0% | Tech/Econ | 15.49% | 0 | 0 | 0 | 0 | 0 | 0 | 0 | 0 | 0 | 0 | 0 | 0 | 0
Econ | Lodging/Hospitality | Space Heating | Forced air furnace | TRC | Existing | NE3642 | Facility Energy Management System | Facility Energy Management System | NonEquip | 15 |  | 0.7167% | Tech/Econ | 20% | 4.1777 | 0 | 0.00050127 | 0.49462 | 0.50946 | 0.52474 | 0.54048 | 0.5567 | 0.5734 | 0.5906 | 0.60832 | 0.62657 | 0.64537
Econ | Lodging/Hospitality | Space Heating | Forced air furnace | TRC | Existing | NE3174 | Ceiling Insulation(R2 to R38) | Ceiling Insulation(R2 to R38) | NonEquip | 20 |  | 0% | Tech/Econ | 14.92% | 0 | 0 | 0 | 0 | 0 | 0 | 0 | 0 | 0 | 0 | 0 | 0 | 0
Econ | Lodging/Hospitality | Miscellaneous | Elevators/Escalators | TRC | New | NN4539 | VSD Controlled Compressor | VSD Controlled Compressor | NonEquip | 15 | Others | 0% | Tech/Econ | 20.79% | 0 | 0 | 0 | 0 | 0 | 0 | 0 | 0 | 0 | 0 | 0 | 0 | 0
Econ | Lodging/Hospitality | Miscellaneous | Elevators/Escalators | TRC | Existing | NE4526 | VSD Controlled Compressor | VSD Controlled Compressor | NonEquip | 15 | Others | 0% | Tech/Econ | 20.79% | 0 | 0 | 0 | 0 | 0 | 0 | 0 | 0 | 0 | 0 | 0 | 0 | 0
Econ | Lodging/Hospitality | Space Cooling | District chilled water piped | TRC | New | NN3681 | Facility Energy Management System | Facility Energy Management System | NonEquip | 15 |  | 4.276% | Tech/Econ | 20% | 0 | 0 | 0 | 0 | 0 | 0 | 0 | 0 | 0 | 0 | 0 | 0 | 0
Econ | Lodging/Hospitality | Space Cooling | District chilled water piped | TRC | New | NN3213 | Ceiling Insulation(R2 to R38) | Ceiling Insulation(R2 to R38) | NonEquip | 20 |  | 0% | Tech/Econ | 3.768% | 0 | 0 | 0 | 0 | 0 | 0 | 0 | 0 | 0 | 0 | 0 | 0 | 0
Econ | Lodging/Hospitality | Space Cooling | District chilled water piped | TRC | Existing | NE4214 | Wall Insulation | Wall Insulation | NonEquip | 20 |  | 0% | Tech/Econ | 26.79% | 0 | 0 | 0 | 0 | 0 | 0 | 0 | 0 | 0 | 0 | 0 | 0 | 0
Econ | Lodging/Hospitality | Space Cooling | District chilled water piped | TRC | Existing | NE3668 | Facility Energy Management System | Facility Energy Management System | NonEquip | 15 |  | 0.7167% | Tech/Econ | 20% | 0 | 0 | 0 | 0 | 0 | 0 | 0 | 0 | 0 | 0 | 0 | 0 | 0
Econ | Lodging/Hospitality | Space Cooling | District chilled water piped | TRC | Existing | NE3200 | Ceiling Insulation(R2 to R38) | Ceiling Insulation(R2 to R38) | NonEquip | 20 |  | 0% | Tech/Econ | 3.768% | 0 | 0 | 0 | 0 | 0 | 0 | 0 | 0 | 0 | 0 | 0 | 0 | 0
Econ | Lodging/Hospitality | Space Cooling | District chilled water piped | TRC | Turnover | ET944 | High Efficiency Chiller (Air Cooled, 50 tons) | High Efficiency Chiller (Air Cooled, 50 tons) | Equip | 20 | District chilled water piped | 28.37% | Tech/Econ | 8.759% | 0 | 0 | 0 | 0 | 0 | 0 | 0 | 0 | 0 | 0 | 0 | 0 | 0
Econ | Lodging/Hospitality | Space Cooling | District chilled water piped | TRC | Turnover | ET1022 | High Efficiency Chiller (Water cooled-centrifugal, 200 tons) | High Efficiency Chiller (Water cooled-centrifugal, 200 tons) | Equip | 20 | District chilled water piped | 28.37% | Tech/Econ | 4.362% | 0 | 0 | 0 | 0 | 0 | 0 | 0 | 0 | 0 | 0 | 0 | 0 | 0
Econ | Lodging/Hospitality | Space Cooling | District chilled water piped | TRC | New | EN970 | High Efficiency Chiller (Air Cooled, 50 tons) | High Efficiency Chiller (Air Cooled, 50 tons) | Equip | 20 | District chilled water piped | 28.37% | Tech/Econ | 8.759% | 0 | 0 | 0 | 0 | 0 | 0 | 0 | 0 | 0 | 0 | 0 | 0 | 0
Econ | Lodging/Hospitality | Space Cooling | District chilled water piped | TRC | New | EN1048 | High Efficiency Chiller (Water cooled-centrifugal, 200 tons) | High Efficiency Chiller (Water cooled-centrifugal, 200 tons) | Equip | 20 | District chilled water piped | 28.37% | Tech/Econ | 4.362% | 0 | 0 | 0 | 0 | 0 | 0 | 0 | 0 | 0 | 0 | 0 | 0 | 0
Econ | Lodging/Hospitality | Refrigeration | Display cases | TRC | New | NN4825 | PSC to ECM Evaporator Fan Motor (Reach-In) | PSC to ECM Evaporator Fan Motor (Reach-In) | NonEquip | 15 | Display cases | 68.68% | Tech/Econ | 37.5% | 343.2849 | 0.044509 | 0.037282 | 40.3708 | 41.5819 | 42.8293 | 44.1142 | 45.4376 | 46.8008 | 48.2048 | 49.6509 | 51.1405 | 52.6747
Econ | Lodging/Hospitality | Refrigeration | Display cases | TRC | Existing | NE4812 | PSC to ECM Evaporator Fan Motor (Reach-In) | PSC to ECM Evaporator Fan Motor (Reach-In) | NonEquip | 15 | Display cases | 17.17% | Tech/Econ | 37.5% | 3581.7527 | 0.46439 | 0.38899 | 421.2188 | 433.8553 | 446.871 | 460.2771 | 474.0854 | 488.308 | 502.9572 | 518.046 | 533.5873 | 549.595
Econ | Lodging/Hospitality | Cooking | Cooking Other | TRC | Turnover | ET8 | Efficient Exhaust Hood | Efficient Exhaust Hood | Equip | 15 | Cooking Other | 14.03% | Tech/Econ | 42.5% | 29142.4412 | 6.3711 | 2.5006 | 3442.8462 | 3546.1316 | 3652.5155 | 3762.091 | 3874.9537 | 3991.2023 | 4110.9384 | 4234.2665 | 4361.2945 | 4492.1334
Econ | Lodging/Hospitality | Cooking | Cooking Other | TRC | New | EN34 | Efficient Exhaust Hood | Efficient Exhaust Hood | Equip | 15 | Cooking Other | 14.03% | Tech/Econ | 42.5% | 698.2727 | 0.15266 | 0.059917 | 82.4929 | 84.9677 | 87.5168 | 90.1423 | 92.8465 | 95.6319 | 98.5009 | 101.4559 | 104.4996 | 107.6346
Econ | Lodging/Hospitality | Space Cooling | Central chillers inside | TRC | New | NN3681 | Facility Energy Management System | Facility Energy Management System | NonEquip | 15 |  | 4.276% | Tech/Econ | 20% | 75.1967 | 0.019623 | 0 | 8.9029 | 9.1699 | 9.445 | 9.7284 | 10.0202 | 10.3209 | 10.6305 | 10.9494 | 11.2779 | 11.6162
Econ | Lodging/Hospitality | Space Cooling | Central chillers inside | TRC | New | NN3213 | Ceiling Insulation(R2 to R38) | Ceiling Insulation(R2 to R38) | NonEquip | 20 |  | 0% | Tech/Econ | 3.768% | 0 | 0 | 0 | 0 | 0 | 0 | 0 | 0 | 0 | 0 | 0 | 0 | 0
Econ | Lodging/Hospitality | Space Cooling | Central chillers inside | TRC | Existing | NE4214 | Wall Insulation | Wall Insulation | NonEquip | 20 |  | 0% | Tech/Econ | 26.79% | 0 | 0 | 0 | 0 | 0 | 0 | 0 | 0 | 0 | 0 | 0 | 0 | 0
Econ | Lodging/Hospitality | Space Cooling | Central chillers inside | TRC | Existing | NE3668 | Facility Energy Management System | Facility Energy Management System | NonEquip | 15 |  | 0.7167% | Tech/Econ | 20% | 526.0123 | 0.13727 | 0 | 62.2768 | 64.1451 | 66.0695 | 68.0516 | 70.0931 | 72.1959 | 74.3618 | 76.5927 | 78.8904 | 81.2571
Econ | Lodging/Hospitality | Space Cooling | Central chillers inside | TRC | Existing | NE3200 | Ceiling Insulation(R2 to R38) | Ceiling Insulation(R2 to R38) | NonEquip | 20 |  | 0% | Tech/Econ | 3.768% | 0 | 0 | 0 | 0 | 0 | 0 | 0 | 0 | 0 | 0 | 0 | 0 | 0
Econ | Lodging/Hospitality | Space Cooling | Central chillers inside | TRC | Turnover | ET983 | High Efficiency Chiller (Water cooled-centrifugal, 200 tons) | High Efficiency Chiller (Water cooled-centrifugal, 200 tons) | Equip | 20 | Central chillers inside | 28.37% | Tech/Econ | 4.362% | 4598.4724 | 1.4752 | 0.014523 | 548.1192 | 564.5628 | 581.4997 | 598.9447 | 616.913 | 635.4204 | 654.483 | 674.1175 | 694.3411 | 715.1713
Econ | Lodging/Hospitality | Space Cooling | Central chillers inside | TRC | Turnover | ET905 | High Efficiency Chiller (Air Cooled, 50 tons) | High Efficiency Chiller (Air Cooled, 50 tons) | Equip | 20 | Central chillers inside | 28.37% | Tech/Econ | 8.759% | 9468.3683 | 2.1958 | 0.50648 | 1122.353 | 1156.0236 | 1190.7043 | 1226.4255 | 1263.2182 | 1301.1148 | 1340.1482 | 1380.3527 | 1421.7632 | 1464.4161
Econ | Lodging/Hospitality | Space Cooling | Central chillers inside | TRC | New | EN931 | High Efficiency Chiller (Air Cooled, 50 tons) | High Efficiency Chiller (Air Cooled, 50 tons) | Equip | 20 | Central chillers inside | 28.37% | Tech/Econ | 8.759% | 226.8685 | 0.052612 | 0.012136 | 26.8923 | 27.6991 | 28.5301 | 29.386 | 30.2676 | 31.1756 | 32.1109 | 33.0742 | 34.0664 | 35.0884
Econ | Lodging/Hospitality | Space Cooling | Central chillers inside | TRC | New | EN1009 | High Efficiency Chiller (Water cooled-centrifugal, 200 tons) | High Efficiency Chiller (Water cooled-centrifugal, 200 tons) | Equip | 20 | Central chillers inside | 28.37% | Tech/Econ | 4.362% | 110.1825 | 0.035346 | 0.00034798 | 13.1333 | 13.5273 | 13.9331 | 14.3511 | 14.7817 | 15.2251 | 15.6819 | 16.1523 | 16.6369 | 17.136
Econ | Lodging/Hospitality | Interior Lighting | case lighting | TRC | New | NN3707 | Facility Energy Management System | Facility Energy Management System | NonEquip | 15 |  | 4.276% | Tech/Econ | 24% | 0.010368 | 2.7055e-06 | 1.244e-06 | 0.0012275 | 0.0012643 | 0.0013022 | 0.0013413 | 0.0013815 | 0.001423 | 0.0014657 | 0.0015096 | 0.0015549 | 0.0016016
Econ | Lodging/Hospitality | Interior Lighting | case lighting | TRC | Existing | NE3694 | Facility Energy Management System | Facility Energy Management System | NonEquip | 15 |  | 0.7167% | Tech/Econ | 24% | 0.072523 | 1.8926e-05 | 8.7018e-06 | 0.0085863 | 0.0088439 | 0.0091092 | 0.0093825 | 0.0096639 | 0.0099539 | 0.010252 | 0.01056 | 0.010877 | 0.011203
Econ | Lodging/Hospitality | Space Heating | Boilers | TRC | New | NN3655 | Facility Energy Management System | Facility Energy Management System | NonEquip | 15 |  | 4.276% | Tech/Econ | 20% | 0 | 0 | 0 | 0 | 0 | 0 | 0 | 0 | 0 | 0 | 0 | 0 | 0
Econ | Lodging/Hospitality | Space Heating | Boilers | TRC | New | NN3187 | Ceiling Insulation(R2 to R38) | Ceiling Insulation(R2 to R38) | NonEquip | 20 |  | 0% | Tech/Econ | 13.52% | 0 | 0 | 0 | 0 | 0 | 0 | 0 | 0 | 0 | 0 | 0 | 0 | 0
Econ | Lodging/Hospitality | Space Heating | Boilers | TRC | Existing | NE4240 | Wall Insulation | Wall Insulation | NonEquip | 20 |  | 0% | Tech/Econ | 15.49% | 0 | 0 | 0 | 0 | 0 | 0 | 0 | 0 | 0 | 0 | 0 | 0 | 0
Econ | Lodging/Hospitality | Space Heating | Boilers | TRC | Existing | NE3642 | Facility Energy Management System | Facility Energy Management System | NonEquip | 15 |  | 0.7167% | Tech/Econ | 20% | 0 | 0 | 0 | 0 | 0 | 0 | 0 | 0 | 0 | 0 | 0 | 0 | 0
Econ | Lodging/Hospitality | Space Heating | Boilers | TRC | Existing | NE3174 | Ceiling Insulation(R2 to R38) | Ceiling Insulation(R2 to R38) | NonEquip | 20 |  | 0% | Tech/Econ | 14.92% | 0 | 0 | 0 | 0 | 0 | 0 | 0 | 0 | 0 | 0 | 0 | 0 | 0
Econ | Miscellaneous | Refrigeration | Walk-in cooler | TRC | New | NN4826 | PSC to ECM Evaporator Fan Motor (Reach-In) | PSC to ECM Evaporator Fan Motor (Reach-In) | NonEquip | 15 | Display cases | 0% | Tech/Econ | 37.5% | 0 | 0 | 0 | 0 | 0 | 0 | 0 | 0 | 0 | 0 | 0 | 0 | 0
Econ | Miscellaneous | Refrigeration | Walk-in cooler | TRC | Existing | NE4813 | PSC to ECM Evaporator Fan Motor (Reach-In) | PSC to ECM Evaporator Fan Motor (Reach-In) | NonEquip | 15 | Display cases | 0% | Tech/Econ | 37.5% | 0 | 0 | 0 | 0 | 0 | 0 | 0 | 0 | 0 | 0 | 0 | 0 | 0
Econ | Miscellaneous | Refrigeration | Vending and ice makers | TRC | New | NN4826 | PSC to ECM Evaporator Fan Motor (Reach-In) | PSC to ECM Evaporator Fan Motor (Reach-In) | NonEquip | 15 | Display cases | 0% | Tech/Econ | 37.5% | 0 | 0 | 0 | 0 | 0 | 0 | 0 | 0 | 0 | 0 | 0 | 0 | 0
Econ | Miscellaneous | Refrigeration | Vending and ice makers | TRC | Existing | NE4813 | PSC to ECM Evaporator Fan Motor (Reach-In) | PSC to ECM Evaporator Fan Motor (Reach-In) | NonEquip | 15 | Display cases | 0% | Tech/Econ | 37.5% | 0 | 0 | 0 | 0 | 0 | 0 | 0 | 0 | 0 | 0 | 0 | 0 | 0
Econ | Miscellaneous | Interior Lighting | Spot lighting | TRC | New | NN4436 | Interior Lighting Controls | Interior Lighting Controls | NonEquip | 8 | Overhead (fluorescent/LED/CFL U-shape) | 0% | Tech/Econ | 28% | 0 | 0 | 0 | 0 | 0 | 0 | 0 | 0 | 0 | 0 | 0 | 0 | 0
Econ | Miscellaneous | Interior Lighting | Spot lighting | TRC | New | NN3708 | Facility Energy Management System | Facility Energy Management System | NonEquip | 15 |  | 6.861% | Tech/Econ | 24% | 0 | 0 | 0 | 0 | 0 | 0 | 0 | 0 | 0 | 0 | 0 | 0 | 0
Econ | Miscellaneous | Interior Lighting | Spot lighting | TRC | Existing | NE4423 | Interior Lighting Controls | Interior Lighting Controls | NonEquip | 8 | Overhead (fluorescent/LED/CFL U-shape) | 0% | Tech/Econ | 28% | 0 | 0 | 0 | 0 | 0 | 0 | 0 | 0 | 0 | 0 | 0 | 0 | 0
Econ | Miscellaneous | Interior Lighting | Spot lighting | TRC | Existing | NE3695 | Facility Energy Management System | Facility Energy Management System | NonEquip | 15 |  | 6.861% | Tech/Econ | 24% | 11.7128 | 0.0024549 | 0.0002111 | 1.3831 | 1.4246 | 1.4673 | 1.5113 | 1.5567 | 1.6034 | 1.6515 | 1.701 | 1.7521 | 1.8046
Econ | Miscellaneous | Space Cooling | Residential-type central air conditioners | TRC | New | NN4150 | Smart Thermostat | Smart Thermostat | NonEquip | 11 |  | 22.46% | Tech/Econ | 10% | 0 | 0 | 0 | 0 | 0 | 0 | 0 | 0 | 0 | 0 | 0 | 0 | 0
Econ | Miscellaneous | Space Cooling | Residential-type central air conditioners | TRC | New | NN3682 | Facility Energy Management System | Facility Energy Management System | NonEquip | 15 |  | 6.861% | Tech/Econ | 20% | 0 | 0 | 0 | 0 | 0 | 0 | 0 | 0 | 0 | 0 | 0 | 0 | 0
Econ | Miscellaneous | Space Cooling | Residential-type central air conditioners | TRC | New | NN3214 | Ceiling Insulation(R2 to R38) | Ceiling Insulation(R2 to R38) | NonEquip | 20 |  | 0% | Tech/Econ | 1.22% | 0 | 0 | 0 | 0 | 0 | 0 | 0 | 0 | 0 | 0 | 0 | 0 | 0
Econ | Miscellaneous | Space Cooling | Residential-type central air conditioners | TRC | Existing | NE4137 | Smart Thermostat | Smart Thermostat | NonEquip | 11 |  | 22.46% | Tech/Econ | 10% | 726.5814 | 0.0086273 | 0 | 84.9301 | 87.478 | 90.1023 | 92.8054 | 95.5896 | 98.4573 | 101.411 | 104.4533 | 107.5869 | 110.8145
Econ | Miscellaneous | Space Cooling | Residential-type central air conditioners | TRC | Existing | NE3669 | Facility Energy Management System | Facility Energy Management System | NonEquip | 15 |  | 6.861% | Tech/Econ | 20% | 450.0206 | 0.094321 | 0 | 53.1403 | 54.7345 | 56.3765 | 58.0678 | 59.8098 | 61.6041 | 63.4522 | 65.3558 | 67.3165 | 69.336
Econ | Miscellaneous | Space Cooling | Residential-type central air conditioners | TRC | Existing | NE3201 | Ceiling Insulation(R2 to R38) | Ceiling Insulation(R2 to R38) | NonEquip | 20 |  | 0% | Tech/Econ | 1.22% | 0 | 0 | 0 | 0 | 0 | 0 | 0 | 0 | 0 | 0 | 0 | 0 | 0
Econ | Miscellaneous | Space Cooling | Residential-type central air conditioners | TRC | Turnover | ET1296 | High Efficiency PTHP | High Efficiency PTHP | Equip | 15 | Residential-type central air conditioners | 49.09% | Tech/Econ | 23.64% | 4305.1985 | 2.1413 | 0 | 515.8573 | 531.333 | 547.273 | 563.6912 | 580.6019 | 598.02 | 615.9606 | 634.4394 | 653.4726 | 673.0768
Econ | Miscellaneous | Space Cooling | Residential-type central air conditioners | TRC | Turnover | ET1257 | High Efficiency PTAC | High Efficiency PTAC | Equip | 15 | Residential-type central air conditioners | 0% | Tech/Econ | 23.64% | 0 | 0 | 0 | 0 | 0 | 0 | 0 | 0 | 0 | 0 | 0 | 0 | 0
Econ | Miscellaneous | Space Cooling | Residential-type central air conditioners | TRC | New | EN1322 | High Efficiency PTHP | High Efficiency PTHP | Equip | 15 | Residential-type central air conditioners | 49.09% | Tech/Econ | 23.64% | 0 | 0 | 0 | 0 | 0 | 0 | 0 | 0 | 0 | 0 | 0 | 0 | 0
Econ | Miscellaneous | Space Cooling | Residential-type central air conditioners | TRC | New | EN1283 | High Efficiency PTAC | High Efficiency PTAC | Equip | 15 | Residential-type central air conditioners | 0% | Tech/Econ | 23.64% | 0 | 0 | 0 | 0 | 0 | 0 | 0 | 0 | 0 | 0 | 0 | 0 | 0
Econ | Miscellaneous | Space Heating | Residential/split system heat pump | TRC | New | NN4176 | Smart Thermostat | Smart Thermostat | NonEquip | 11 |  | 22.46% | Tech/Econ | 10% | 0 | 0 | 0 | 0 | 0 | 0 | 0 | 0 | 0 | 0 | 0 | 0 | 0
Econ | Miscellaneous | Space Heating | Residential/split system heat pump | TRC | New | NN3656 | Facility Energy Management System | Facility Energy Management System | NonEquip | 15 |  | 6.861% | Tech/Econ | 20% | 0 | 0 | 0 | 0 | 0 | 0 | 0 | 0 | 0 | 0 | 0 | 0 | 0
Econ | Miscellaneous | Space Heating | Residential/split system heat pump | TRC | New | NN3188 | Ceiling Insulation(R2 to R38) | Ceiling Insulation(R2 to R38) | NonEquip | 20 |  | 0% | Tech/Econ | 4.379% | 0 | 0 | 0 | 0 | 0 | 0 | 0 | 0 | 0 | 0 | 0 | 0 | 0
Econ | Miscellaneous | Space Heating | Residential/split system heat pump | TRC | Existing | NE4163 | Smart Thermostat | Smart Thermostat | NonEquip | 11 |  | 22.46% | Tech/Econ | 10% | 0 | 0 | 0 | 0 | 0 | 0 | 0 | 0 | 0 | 0 | 0 | 0 | 0
Econ | Miscellaneous | Space Heating | Residential/split system heat pump | TRC | Existing | NE3643 | Facility Energy Management System | Facility Energy Management System | NonEquip | 15 |  | 6.861% | Tech/Econ | 20% | 0 | 0 | 0 | 0 | 0 | 0 | 0 | 0 | 0 | 0 | 0 | 0 | 0
Econ | Miscellaneous | Space Heating | Residential/split system heat pump | TRC | Existing | NE3175 | Ceiling Insulation(R2 to R38) | Ceiling Insulation(R2 to R38) | NonEquip | 20 |  | 0% | Tech/Econ | 4.832% | 0 | 0 | 0 | 0 | 0 | 0 | 0 | 0 | 0 | 0 | 0 | 0 | 0
Econ | Miscellaneous | Space Heating | Residential/split system heat pump | TRC | Turnover | ET1335 | High Efficiency PTHP | High Efficiency PTHP | Equip | 15 | Residential/split system heat pump | 49.09% | Tech/Econ | 9.375% | 0 | 0 | 0 | 0 | 0 | 0 | 0 | 0 | 0 | 0 | 0 | 0 | 0
Econ | Miscellaneous | Space Heating | Residential/split system heat pump | TRC | New | EN1361 | High Efficiency PTHP | High Efficiency PTHP | Equip | 15 | Residential/split system heat pump | 49.09% | Tech/Econ | 9.375% | 0 | 0 | 0 | 0 | 0 | 0 | 0 | 0 | 0 | 0 | 0 | 0 | 0
Econ | Miscellaneous | Refrigeration | Residential style | TRC | New | NN4826 | PSC to ECM Evaporator Fan Motor (Reach-In) | PSC to ECM Evaporator Fan Motor (Reach-In) | NonEquip | 15 | Display cases | 0% | Tech/Econ | 37.5% | 0 | 0 | 0 | 0 | 0 | 0 | 0 | 0 | 0 | 0 | 0 | 0 | 0
Econ | Miscellaneous | Refrigeration | Residential style | TRC | Existing | NE4813 | PSC to ECM Evaporator Fan Motor (Reach-In) | PSC to ECM Evaporator Fan Motor (Reach-In) | NonEquip | 15 | Display cases | 0% | Tech/Econ | 37.5% | 0 | 0 | 0 | 0 | 0 | 0 | 0 | 0 | 0 | 0 | 0 | 0 | 0
Econ | Miscellaneous | Miscellaneous | Pool pump | TRC | New | NN4540 | VSD Controlled Compressor | VSD Controlled Compressor | NonEquip | 15 | Others | 0% | Tech/Econ | 20.79% | 0 | 0 | 0 | 0 | 0 | 0 | 0 | 0 | 0 | 0 | 0 | 0 | 0
Econ | Miscellaneous | Miscellaneous | Pool pump | TRC | Existing | NE4527 | VSD Controlled Compressor | VSD Controlled Compressor | NonEquip | 15 | Others | 0% | Tech/Econ | 20.79% | 0 | 0 | 0 | 0 | 0 | 0 | 0 | 0 | 0 | 0 | 0 | 0 | 0
Econ | Miscellaneous | Miscellaneous | Pool pump | TRC | Turnover | ET1998 | Solar Pool Heater | Solar Pool Heater | Equip | 15 | Pool pump | 0% | Tech/Econ | 86.11% | 0 | 0 | 0 | 0 | 0 | 0 | 0 | 0 | 0 | 0 | 0 | 0 | 0
Econ | Miscellaneous | Miscellaneous | Pool pump | TRC | New | EN2024 | Solar Pool Heater | Solar Pool Heater | Equip | 15 | Pool pump | 0% | Tech/Econ | 86.11% | 0 | 0 | 0 | 0 | 0 | 0 | 0 | 0 | 0 | 0 | 0 | 0 | 0
Econ | Miscellaneous | Space Heating | Packaged central unit | TRC | New | NN4176 | Smart Thermostat | Smart Thermostat | NonEquip | 11 |  | 22.46% | Tech/Econ | 10% | 0 | 0 | 0 | 0 | 0 | 0 | 0 | 0 | 0 | 0 | 0 | 0 | 0
Econ | Miscellaneous | Space Heating | Packaged central unit | TRC | New | NN3656 | Facility Energy Management System | Facility Energy Management System | NonEquip | 15 |  | 6.861% | Tech/Econ | 20% | 0 | 0 | 0 | 0 | 0 | 0 | 0 | 0 | 0 | 0 | 0 | 0 | 0
Econ | Miscellaneous | Space Heating | Packaged central unit | TRC | New | NN3188 | Ceiling Insulation(R2 to R38) | Ceiling Insulation(R2 to R38) | NonEquip | 20 |  | 0% | Tech/Econ | 4.379% | 0 | 0 | 0 | 0 | 0 | 0 | 0 | 0 | 0 | 0 | 0 | 0 | 0
Econ | Miscellaneous | Space Heating | Packaged central unit | TRC | Existing | NE4163 | Smart Thermostat | Smart Thermostat | NonEquip | 11 |  | 22.46% | Tech/Econ | 10% | 27283.532 | 0 | -4.4831 | 3189.1723 | 3284.8474 | 3383.3928 | 3484.8946 | 3589.4415 | 3697.1247 | 3808.0385 | 3922.2796 | 4039.948 | 4161.1464
Econ | Miscellaneous | Space Heating | Packaged central unit | TRC | Existing | NE3643 | Facility Energy Management System | Facility Energy Management System | NonEquip | 15 |  | 6.861% | Tech/Econ | 20% | 16898.5212 | 0 | 0.30457 | 1995.4459 | 2055.3093 | 2116.9686 | 2180.4776 | 2245.892 | 2313.2687 | 2382.6668 | 2454.1468 | 2527.7712 | 2603.6043
Econ | Miscellaneous | Space Heating | Packaged central unit | TRC | Existing | NE3175 | Ceiling Insulation(R2 to R38) | Ceiling Insulation(R2 to R38) | NonEquip | 20 |  | 0% | Tech/Econ | 4.832% | 0 | 0 | 0 | 0 | 0 | 0 | 0 | 0 | 0 | 0 | 0 | 0 | 0
Econ | Miscellaneous | Space Cooling | Packaged air conditioning units (RTUs) | TRC | New | NN4150 | Smart Thermostat | Smart Thermostat | NonEquip | 11 |  | 22.46% | Tech/Econ | 10% | 0 | 0 | 0 | 0 | 0 | 0 | 0 | 0 | 0 | 0 | 0 | 0 | 0
Econ | Miscellaneous | Space Cooling | Packaged air conditioning units (RTUs) | TRC | New | NN3682 | Facility Energy Management System | Facility Energy Management System | NonEquip | 15 |  | 6.861% | Tech/Econ | 20% | 0 | 0 | 0 | 0 | 0 | 0 | 0 | 0 | 0 | 0 | 0 | 0 | 0
Econ | Miscellaneous | Space Cooling | Packaged air conditioning units (RTUs) | TRC | New | NN3214 | Ceiling Insulation(R2 to R38) | Ceiling Insulation(R2 to R38) | NonEquip | 20 |  | 0% | Tech/Econ | 1.22% | 0 | 0 | 0 | 0 | 0 | 0 | 0 | 0 | 0 | 0 | 0 | 0 | 0
Econ | Miscellaneous | Space Cooling | Packaged air conditioning units (RTUs) | TRC | Existing | NE4137 | Smart Thermostat | Smart Thermostat | NonEquip | 11 |  | 22.46% | Tech/Econ | 10% | 49870.8899 | 0.59216 | 0 | 5829.4087 | 6004.2909 | 6184.4197 | 6369.9523 | 6561.0508 | 6757.8824 | 6960.6188 | 7169.4374 | 7384.5205 | 7606.0561
Econ | Miscellaneous | Space Cooling | Packaged air conditioning units (RTUs) | TRC | Existing | NE3669 | Facility Energy Management System | Facility Energy Management System | NonEquip | 15 |  | 6.861% | Tech/Econ | 20% | 30888.3867 | 6.474 | 0 | 3647.426 | 3756.8488 | 3869.5542 | 3985.6409 | 4105.2101 | 4228.3664 | 4355.2174 | 4485.8739 | 4620.4501 | 4759.0636
Econ | Miscellaneous | Space Cooling | Packaged air conditioning units (RTUs) | TRC | Existing | NE3201 | Ceiling Insulation(R2 to R38) | Ceiling Insulation(R2 to R38) | NonEquip | 20 |  | 0% | Tech/Econ | 1.22% | 0 | 0 | 0 | 0 | 0 | 0 | 0 | 0 | 0 | 0 | 0 | 0 | 0
Econ | Miscellaneous | Interior Lighting | Overhead (fluorescent/LED/CFL U-shape) | TRC | New | NN4436 | Interior Lighting Controls | Interior Lighting Controls | NonEquip | 8 | Overhead (fluorescent/LED/CFL U-shape) | 15.09% | Tech/Econ | 28% | 0 | 0 | 0 | 0 | 0 | 0 | 0 | 0 | 0 | 0 | 0 | 0 | 0
Econ | Miscellaneous | Interior Lighting | Overhead (fluorescent/LED/CFL U-shape) | TRC | New | NN3708 | Facility Energy Management System | Facility Energy Management System | NonEquip | 15 |  | 6.861% | Tech/Econ | 24% | 0 | 0 | 0 | 0 | 0 | 0 | 0 | 0 | 0 | 0 | 0 | 0 | 0
Econ | Miscellaneous | Interior Lighting | Overhead (fluorescent/LED/CFL U-shape) | TRC | Existing | NE4423 | Interior Lighting Controls | Interior Lighting Controls | NonEquip | 8 | Overhead (fluorescent/LED/CFL U-shape) | 15.09% | Tech/Econ | 28% | 180023.5836 | 0 | 0 | 21030.049 | 21660.9505 | 22310.779 | 22980.1023 | 23669.5054 | 24379.5906 | 25110.9783 | 25864.3076 | 26640.2369 | 27439.444
Econ | Miscellaneous | Interior Lighting | Overhead (fluorescent/LED/CFL U-shape) | TRC | Existing | NE3695 | Facility Energy Management System | Facility Energy Management System | NonEquip | 15 |  | 6.861% | Tech/Econ | 24% | 71348.9588 | 14.9543 | 1.2859 | 8425.1745 | 8677.9297 | 8938.2676 | 9206.4156 | 9482.6081 | 9767.0863 | 10060.0989 | 10361.9019 | 10672.759 | 10992.9417
Econ | Miscellaneous | Miscellaneous | Others | TRC | New | NN4540 | VSD Controlled Compressor | VSD Controlled Compressor | NonEquip | 15 | Others | 23.37% | Tech/Econ | 20.79% | 0 | 0 | 0 | 0 | 0 | 0 | 0 | 0 | 0 | 0 | 0 | 0 | 0
Econ | Miscellaneous | Miscellaneous | Others | TRC | Existing | NE4527 | VSD Controlled Compressor | VSD Controlled Compressor | NonEquip | 15 | Others | 23.37% | Tech/Econ | 20.79% | 229092.3229 | 34.5435 | 16.1678 | 26970.787 | 27779.9107 | 28613.308 | 29471.7072 | 30355.8584 | 31266.5342 | 32204.5302 | 33170.6661 | 34165.7861 | 35190.7597
Econ | Miscellaneous | Office Equipment | Other office | TRC | Turnover | ET2265 | Energy Star Uninterruptable Power Supply | Energy Star Uninterruptable Power Supply | Equip | 10 | Other office | 22.4% | Tech/Econ | 1.878% | 757.966 | 0.086526 | 0.086526 | 89.0668 | 91.7388 | 94.491 | 97.3257 | 100.2455 | 103.2529 | 106.3505 | 109.541 | 112.8272 | 116.212
Econ | Miscellaneous | Office Equipment | Other office | TRC | New | EN2291 | Energy Star Uninterruptable Power Supply | Energy Star Uninterruptable Power Supply | Equip | 10 | Other office | 22.4% | Tech/Econ | 1.878% | 0 | 0 | 0 | 0 | 0 | 0 | 0 | 0 | 0 | 0 | 0 | 0 | 0
Econ | Miscellaneous | Miscellaneous | Medical equipment | TRC | New | NN4540 | VSD Controlled Compressor | VSD Controlled Compressor | NonEquip | 15 | Others | 0% | Tech/Econ | 20.79% | 0 | 0 | 0 | 0 | 0 | 0 | 0 | 0 | 0 | 0 | 0 | 0 | 0
Econ | Miscellaneous | Miscellaneous | Medical equipment | TRC | Existing | NE4527 | VSD Controlled Compressor | VSD Controlled Compressor | NonEquip | 15 | Others | 0% | Tech/Econ | 20.79% | 0 | 0 | 0 | 0 | 0 | 0 | 0 | 0 | 0 | 0 | 0 | 0 | 0
Econ | Miscellaneous | Refrigeration | Large cold storage | TRC | New | NN4826 | PSC to ECM Evaporator Fan Motor (Reach-In) | PSC to ECM Evaporator Fan Motor (Reach-In) | NonEquip | 15 | Display cases | 0% | Tech/Econ | 37.5% | 0 | 0 | 0 | 0 | 0 | 0 | 0 | 0 | 0 | 0 | 0 | 0 | 0
Econ | Miscellaneous | Refrigeration | Large cold storage | TRC | Existing | NE4813 | PSC to ECM Evaporator Fan Motor (Reach-In) | PSC to ECM Evaporator Fan Motor (Reach-In) | NonEquip | 15 | Display cases | 0% | Tech/Econ | 37.5% | 0 | 0 | 0 | 0 | 0 | 0 | 0 | 0 | 0 | 0 | 0 | 0 | 0
Econ | Miscellaneous | Miscellaneous | Laboratory equipment | TRC | New | NN4540 | VSD Controlled Compressor | VSD Controlled Compressor | NonEquip | 15 | Others | 0% | Tech/Econ | 20.79% | 0 | 0 | 0 | 0 | 0 | 0 | 0 | 0 | 0 | 0 | 0 | 0 | 0
Econ | Miscellaneous | Miscellaneous | Laboratory equipment | TRC | Existing | NE4527 | VSD Controlled Compressor | VSD Controlled Compressor | NonEquip | 15 | Others | 0% | Tech/Econ | 20.79% | 0 | 0 | 0 | 0 | 0 | 0 | 0 | 0 | 0 | 0 | 0 | 0 | 0
Econ | Miscellaneous | Space Heating | Individual room heating | TRC | New | NN4176 | Smart Thermostat | Smart Thermostat | NonEquip | 11 |  | 22.46% | Tech/Econ | 10% | 0 | 0 | 0 | 0 | 0 | 0 | 0 | 0 | 0 | 0 | 0 | 0 | 0
Econ | Miscellaneous | Space Heating | Individual room heating | TRC | New | NN3656 | Facility Energy Management System | Facility Energy Management System | NonEquip | 15 |  | 6.861% | Tech/Econ | 20% | 0 | 0 | 0 | 0 | 0 | 0 | 0 | 0 | 0 | 0 | 0 | 0 | 0
Econ | Miscellaneous | Space Heating | Individual room heating | TRC | New | NN3188 | Ceiling Insulation(R2 to R38) | Ceiling Insulation(R2 to R38) | NonEquip | 20 |  | 0% | Tech/Econ | 4.379% | 0 | 0 | 0 | 0 | 0 | 0 | 0 | 0 | 0 | 0 | 0 | 0 | 0
Econ | Miscellaneous | Space Heating | Individual room heating | TRC | Existing | NE4163 | Smart Thermostat | Smart Thermostat | NonEquip | 11 |  | 22.46% | Tech/Econ | 10% | 7.3547 | 0 | -0.0012085 | 0.85969 | 0.88548 | 0.91205 | 0.93941 | 0.96759 | 0.99662 | 1.0265 | 1.0573 | 1.089 | 1.1217
Econ | Miscellaneous | Space Heating | Individual room heating | TRC | Existing | NE3643 | Facility Energy Management System | Facility Energy Management System | NonEquip | 15 |  | 6.861% | Tech/Econ | 20% | 4.5553 | 0 | 8.2101e-05 | 0.5379 | 0.55404 | 0.57066 | 0.58778 | 0.60542 | 0.62358 | 0.64229 | 0.66155 | 0.6814 | 0.70184
Econ | Miscellaneous | Space Heating | Individual room heating | TRC | Existing | NE3175 | Ceiling Insulation(R2 to R38) | Ceiling Insulation(R2 to R38) | NonEquip | 20 |  | 0% | Tech/Econ | 4.832% | 0 | 0 | 0 | 0 | 0 | 0 | 0 | 0 | 0 | 0 | 0 | 0 | 0
Econ | Miscellaneous | Space Cooling | Individual room air conditioners | TRC | New | NN4150 | Smart Thermostat | Smart Thermostat | NonEquip | 11 |  | 22.46% | Tech/Econ | 10% | 0 | 0 | 0 | 0 | 0 | 0 | 0 | 0 | 0 | 0 | 0 | 0 | 0
Econ | Miscellaneous | Space Cooling | Individual room air conditioners | TRC | New | NN3682 | Facility Energy Management System | Facility Energy Management System | NonEquip | 15 |  | 6.861% | Tech/Econ | 20% | 0 | 0 | 0 | 0 | 0 | 0 | 0 | 0 | 0 | 0 | 0 | 0 | 0
Econ | Miscellaneous | Space Cooling | Individual room air conditioners | TRC | New | NN3214 | Ceiling Insulation(R2 to R38) | Ceiling Insulation(R2 to R38) | NonEquip | 20 |  | 0% | Tech/Econ | 1.22% | 0 | 0 | 0 | 0 | 0 | 0 | 0 | 0 | 0 | 0 | 0 | 0 | 0
Econ | Miscellaneous | Space Cooling | Individual room air conditioners | TRC | Existing | NE4137 | Smart Thermostat | Smart Thermostat | NonEquip | 11 |  | 22.46% | Tech/Econ | 10% | 0 | 0 | 0 | 0 | 0 | 0 | 0 | 0 | 0 | 0 | 0 | 0 | 0
Econ | Miscellaneous | Space Cooling | Individual room air conditioners | TRC | Existing | NE3669 | Facility Energy Management System | Facility Energy Management System | NonEquip | 15 |  | 6.861% | Tech/Econ | 20% | 0 | 0 | 0 | 0 | 0 | 0 | 0 | 0 | 0 | 0 | 0 | 0 | 0
Econ | Miscellaneous | Space Cooling | Individual room air conditioners | TRC | Existing | NE3201 | Ceiling Insulation(R2 to R38) | Ceiling Insulation(R2 to R38) | NonEquip | 20 |  | 0% | Tech/Econ | 1.22% | 0 | 0 | 0 | 0 | 0 | 0 | 0 | 0 | 0 | 0 | 0 | 0 | 0
Econ | Miscellaneous | Interior Lighting | High bay | TRC | New | NN4436 | Interior Lighting Controls | Interior Lighting Controls | NonEquip | 8 | Overhead (fluorescent/LED/CFL U-shape) | 0% | Tech/Econ | 28% | 0 | 0 | 0 | 0 | 0 | 0 | 0 | 0 | 0 | 0 | 0 | 0 | 0
Econ | Miscellaneous | Interior Lighting | High bay | TRC | New | NN3708 | Facility Energy Management System | Facility Energy Management System | NonEquip | 15 |  | 6.861% | Tech/Econ | 24% | 0 | 0 | 0 | 0 | 0 | 0 | 0 | 0 | 0 | 0 | 0 | 0 | 0
Econ | Miscellaneous | Interior Lighting | High bay | TRC | Existing | NE4423 | Interior Lighting Controls | Interior Lighting Controls | NonEquip | 8 | Overhead (fluorescent/LED/CFL U-shape) | 0% | Tech/Econ | 28% | 0 | 0 | 0 | 0 | 0 | 0 | 0 | 0 | 0 | 0 | 0 | 0 | 0
Econ | Miscellaneous | Interior Lighting | High bay | TRC | Existing | NE3695 | Facility Energy Management System | Facility Energy Management System | NonEquip | 15 |  | 6.861% | Tech/Econ | 24% | 94113.3683 | 19.7256 | 1.6962 | 11113.2883 | 11446.6869 | 11790.0876 | 12143.7902 | 12508.1039 | 12883.347 | 13269.8474 | 13667.9428 | 14077.9811 | 14500.3206
Econ | Miscellaneous | Space Heating | Forced air furnace | TRC | New | NN4176 | Smart Thermostat | Smart Thermostat | NonEquip | 11 |  | 22.46% | Tech/Econ | 10% | 0 | 0 | 0 | 0 | 0 | 0 | 0 | 0 | 0 | 0 | 0 | 0 | 0
Econ | Miscellaneous | Space Heating | Forced air furnace | TRC | New | NN3656 | Facility Energy Management System | Facility Energy Management System | NonEquip | 15 |  | 6.861% | Tech/Econ | 20% | 0 | 0 | 0 | 0 | 0 | 0 | 0 | 0 | 0 | 0 | 0 | 0 | 0
Econ | Miscellaneous | Space Heating | Forced air furnace | TRC | New | NN3188 | Ceiling Insulation(R2 to R38) | Ceiling Insulation(R2 to R38) | NonEquip | 20 |  | 0% | Tech/Econ | 4.379% | 0 | 0 | 0 | 0 | 0 | 0 | 0 | 0 | 0 | 0 | 0 | 0 | 0
Econ | Miscellaneous | Space Heating | Forced air furnace | TRC | Existing | NE4163 | Smart Thermostat | Smart Thermostat | NonEquip | 11 |  | 22.46% | Tech/Econ | 10% | 1910.3866 | 0 | -0.3139 | 223.3051 | 230.0043 | 236.9044 | 244.0115 | 251.3319 | 258.8718 | 266.638 | 274.6371 | 282.8762 | 291.3625
Econ | Miscellaneous | Space Heating | Forced air furnace | TRC | Existing | NE3643 | Facility Energy Management System | Facility Energy Management System | NonEquip | 15 |  | 6.861% | Tech/Econ | 20% | 1183.2305 | 0 | 0.021326 | 139.7207 | 143.9123 | 148.2296 | 152.6765 | 157.2568 | 161.9745 | 166.8338 | 171.8388 | 176.994 | 182.3038
Econ | Miscellaneous | Space Heating | Forced air furnace | TRC | Existing | NE3175 | Ceiling Insulation(R2 to R38) | Ceiling Insulation(R2 to R38) | NonEquip | 20 |  | 0% | Tech/Econ | 4.832% | 0 | 0 | 0 | 0 | 0 | 0 | 0 | 0 | 0 | 0 | 0 | 0 | 0
Econ | Miscellaneous | Miscellaneous | Elevators/Escalators | TRC | New | NN4540 | VSD Controlled Compressor | VSD Controlled Compressor | NonEquip | 15 | Others | 0% | Tech/Econ | 20.79% | 0 | 0 | 0 | 0 | 0 | 0 | 0 | 0 | 0 | 0 | 0 | 0 | 0
Econ | Miscellaneous | Miscellaneous | Elevators/Escalators | TRC | Existing | NE4527 | VSD Controlled Compressor | VSD Controlled Compressor | NonEquip | 15 | Others | 0% | Tech/Econ | 20.79% | 0 | 0 | 0 | 0 | 0 | 0 | 0 | 0 | 0 | 0 | 0 | 0 | 0
Econ | Miscellaneous | Space Cooling | District chilled water piped | TRC | New | NN4150 | Smart Thermostat | Smart Thermostat | NonEquip | 11 |  | 22.46% | Tech/Econ | 10% | 0 | 0 | 0 | 0 | 0 | 0 | 0 | 0 | 0 | 0 | 0 | 0 | 0
Econ | Miscellaneous | Space Cooling | District chilled water piped | TRC | New | NN3682 | Facility Energy Management System | Facility Energy Management System | NonEquip | 15 |  | 6.861% | Tech/Econ | 20% | 0 | 0 | 0 | 0 | 0 | 0 | 0 | 0 | 0 | 0 | 0 | 0 | 0
Econ | Miscellaneous | Space Cooling | District chilled water piped | TRC | New | NN3214 | Ceiling Insulation(R2 to R38) | Ceiling Insulation(R2 to R38) | NonEquip | 20 |  | 0% | Tech/Econ | 1.22% | 0 | 0 | 0 | 0 | 0 | 0 | 0 | 0 | 0 | 0 | 0 | 0 | 0
Econ | Miscellaneous | Space Cooling | District chilled water piped | TRC | Existing | NE4137 | Smart Thermostat | Smart Thermostat | NonEquip | 11 |  | 22.46% | Tech/Econ | 10% | 0 | 0 | 0 | 0 | 0 | 0 | 0 | 0 | 0 | 0 | 0 | 0 | 0
Econ | Miscellaneous | Space Cooling | District chilled water piped | TRC | Existing | NE3669 | Facility Energy Management System | Facility Energy Management System | NonEquip | 15 |  | 6.861% | Tech/Econ | 20% | 0 | 0 | 0 | 0 | 0 | 0 | 0 | 0 | 0 | 0 | 0 | 0 | 0
Econ | Miscellaneous | Space Cooling | District chilled water piped | TRC | Existing | NE3201 | Ceiling Insulation(R2 to R38) | Ceiling Insulation(R2 to R38) | NonEquip | 20 |  | 0% | Tech/Econ | 1.22% | 0 | 0 | 0 | 0 | 0 | 0 | 0 | 0 | 0 | 0 | 0 | 0 | 0
Econ | Miscellaneous | Refrigeration | Display cases | TRC | New | NN4826 | PSC to ECM Evaporator Fan Motor (Reach-In) | PSC to ECM Evaporator Fan Motor (Reach-In) | NonEquip | 15 | Display cases | 0% | Tech/Econ | 37.5% | 0 | 0 | 0 | 0 | 0 | 0 | 0 | 0 | 0 | 0 | 0 | 0 | 0
Econ | Miscellaneous | Refrigeration | Display cases | TRC | Existing | NE4813 | PSC to ECM Evaporator Fan Motor (Reach-In) | PSC to ECM Evaporator Fan Motor (Reach-In) | NonEquip | 15 | Display cases | 0% | Tech/Econ | 37.5% | 0 | 0 | 0 | 0 | 0 | 0 | 0 | 0 | 0 | 0 | 0 | 0 | 0
Econ | Miscellaneous | Cooking | Cooking Other | TRC | Turnover | ET9 | Efficient Exhaust Hood | Efficient Exhaust Hood | Equip | 15 | Cooking Other | 0% | Tech/Econ | 42.5% | 0 | 0 | 0 | 0 | 0 | 0 | 0 | 0 | 0 | 0 | 0 | 0 | 0
Econ | Miscellaneous | Cooking | Cooking Other | TRC | New | EN35 | Efficient Exhaust Hood | Efficient Exhaust Hood | Equip | 15 | Cooking Other | 0% | Tech/Econ | 42.5% | 0 | 0 | 0 | 0 | 0 | 0 | 0 | 0 | 0 | 0 | 0 | 0 | 0
Econ | Miscellaneous | Space Cooling | Central chillers inside | TRC | New | NN4150 | Smart Thermostat | Smart Thermostat | NonEquip | 11 |  | 22.46% | Tech/Econ | 10% | 0 | 0 | 0 | 0 | 0 | 0 | 0 | 0 | 0 | 0 | 0 | 0 | 0
Econ | Miscellaneous | Space Cooling | Central chillers inside | TRC | New | NN3682 | Facility Energy Management System | Facility Energy Management System | NonEquip | 15 |  | 6.861% | Tech/Econ | 20% | 0 | 0 | 0 | 0 | 0 | 0 | 0 | 0 | 0 | 0 | 0 | 0 | 0
Econ | Miscellaneous | Space Cooling | Central chillers inside | TRC | New | NN3214 | Ceiling Insulation(R2 to R38) | Ceiling Insulation(R2 to R38) | NonEquip | 20 |  | 0% | Tech/Econ | 1.22% | 0 | 0 | 0 | 0 | 0 | 0 | 0 | 0 | 0 | 0 | 0 | 0 | 0
Econ | Miscellaneous | Space Cooling | Central chillers inside | TRC | Existing | NE4137 | Smart Thermostat | Smart Thermostat | NonEquip | 11 |  | 22.46% | Tech/Econ | 10% | 18847.8828 | 0.2238 | 0 | 2203.1292 | 2269.223 | 2337.2997 | 2407.4187 | 2479.6413 | 2554.0305 | 2630.6514 | 2709.571 | 2790.8581 | 2874.5838
Econ | Miscellaneous | Space Cooling | Central chillers inside | TRC | Existing | NE3669 | Facility Energy Management System | Facility Energy Management System | NonEquip | 15 |  | 6.861% | Tech/Econ | 20% | 11673.7578 | 2.4467 | 0 | 1378.4847 | 1419.8392 | 1462.4344 | 1506.3074 | 1551.4967 | 1598.0416 | 1645.9828 | 1695.3623 | 1746.2231 | 1798.6098
Econ | Miscellaneous | Space Cooling | Central chillers inside | TRC | Existing | NE3201 | Ceiling Insulation(R2 to R38) | Ceiling Insulation(R2 to R38) | NonEquip | 20 |  | 0% | Tech/Econ | 1.22% | 0 | 0 | 0 | 0 | 0 | 0 | 0 | 0 | 0 | 0 | 0 | 0 | 0
Econ | Miscellaneous | Interior Lighting | case lighting | TRC | New | NN4436 | Interior Lighting Controls | Interior Lighting Controls | NonEquip | 8 | Overhead (fluorescent/LED/CFL U-shape) | 0% | Tech/Econ | 28% | 0 | 0 | 0 | 0 | 0 | 0 | 0 | 0 | 0 | 0 | 0 | 0 | 0
Econ | Miscellaneous | Interior Lighting | case lighting | TRC | New | NN3708 | Facility Energy Management System | Facility Energy Management System | NonEquip | 15 |  | 6.861% | Tech/Econ | 24% | 0 | 0 | 0 | 0 | 0 | 0 | 0 | 0 | 0 | 0 | 0 | 0 | 0
Econ | Miscellaneous | Interior Lighting | case lighting | TRC | Existing | NE4423 | Interior Lighting Controls | Interior Lighting Controls | NonEquip | 8 | Overhead (fluorescent/LED/CFL U-shape) | 0% | Tech/Econ | 28% | 0 | 0 | 0 | 0 | 0 | 0 | 0 | 0 | 0 | 0 | 0 | 0 | 0
Econ | Miscellaneous | Interior Lighting | case lighting | TRC | Existing | NE3695 | Facility Energy Management System | Facility Energy Management System | NonEquip | 15 |  | 6.861% | Tech/Econ | 24% | 11.7128 | 0.0024549 | 0.0002111 | 1.3831 | 1.4246 | 1.4673 | 1.5113 | 1.5567 | 1.6034 | 1.6515 | 1.701 | 1.7521 | 1.8046
Econ | Miscellaneous | Space Heating | Boilers | TRC | New | NN4176 | Smart Thermostat | Smart Thermostat | NonEquip | 11 |  | 22.46% | Tech/Econ | 10% | 0 | 0 | 0 | 0 | 0 | 0 | 0 | 0 | 0 | 0 | 0 | 0 | 0
Econ | Miscellaneous | Space Heating | Boilers | TRC | New | NN3656 | Facility Energy Management System | Facility Energy Management System | NonEquip | 15 |  | 6.861% | Tech/Econ | 20% | 0 | 0 | 0 | 0 | 0 | 0 | 0 | 0 | 0 | 0 | 0 | 0 | 0
Econ | Miscellaneous | Space Heating | Boilers | TRC | New | NN3188 | Ceiling Insulation(R2 to R38) | Ceiling Insulation(R2 to R38) | NonEquip | 20 |  | 0% | Tech/Econ | 4.379% | 0 | 0 | 0 | 0 | 0 | 0 | 0 | 0 | 0 | 0 | 0 | 0 | 0
Econ | Miscellaneous | Space Heating | Boilers | TRC | Existing | NE4163 | Smart Thermostat | Smart Thermostat | NonEquip | 11 |  | 22.46% | Tech/Econ | 10% | 0 | 0 | 0 | 0 | 0 | 0 | 0 | 0 | 0 | 0 | 0 | 0 | 0
Econ | Miscellaneous | Space Heating | Boilers | TRC | Existing | NE3643 | Facility Energy Management System | Facility Energy Management System | NonEquip | 15 |  | 6.861% | Tech/Econ | 20% | 0 | 0 | 0 | 0 | 0 | 0 | 0 | 0 | 0 | 0 | 0 | 0 | 0
Econ | Miscellaneous | Space Heating | Boilers | TRC | Existing | NE3175 | Ceiling Insulation(R2 to R38) | Ceiling Insulation(R2 to R38) | NonEquip | 20 |  | 0% | Tech/Econ | 4.832% | 0 | 0 | 0 | 0 | 0 | 0 | 0 | 0 | 0 | 0 | 0 | 0 | 0
Econ | Offices | Refrigeration | Walk-in cooler | TRC | New | NN4827 | PSC to ECM Evaporator Fan Motor (Reach-In) | PSC to ECM Evaporator Fan Motor (Reach-In) | NonEquip | 15 | Display cases | 0% | Tech/Econ | 37.5% | 0 | 0 | 0 | 0 | 0 | 0 | 0 | 0 | 0 | 0 | 0 | 0 | 0
Econ | Offices | Refrigeration | Walk-in cooler | TRC | Existing | NE4814 | PSC to ECM Evaporator Fan Motor (Reach-In) | PSC to ECM Evaporator Fan Motor (Reach-In) | NonEquip | 15 | Display cases | 0% | Tech/Econ | 37.5% | 0 | 0 | 0 | 0 | 0 | 0 | 0 | 0 | 0 | 0 | 0 | 0 | 0
Econ | Offices | Refrigeration | Vending and ice makers | TRC | New | NN4827 | PSC to ECM Evaporator Fan Motor (Reach-In) | PSC to ECM Evaporator Fan Motor (Reach-In) | NonEquip | 15 | Display cases | 0% | Tech/Econ | 37.5% | 0 | 0 | 0 | 0 | 0 | 0 | 0 | 0 | 0 | 0 | 0 | 0 | 0
Econ | Offices | Refrigeration | Vending and ice makers | TRC | Existing | NE4814 | PSC to ECM Evaporator Fan Motor (Reach-In) | PSC to ECM Evaporator Fan Motor (Reach-In) | NonEquip | 15 | Display cases | 0% | Tech/Econ | 37.5% | 0 | 0 | 0 | 0 | 0 | 0 | 0 | 0 | 0 | 0 | 0 | 0 | 0
Econ | Offices | Space Cooling | Residential-type central air conditioners | TRC | New | NN3215 | Ceiling Insulation(R2 to R38) | Ceiling Insulation(R2 to R38) | NonEquip | 20 |  | 0% | Tech/Econ | 2.248% | 0 | 0 | 0 | 0 | 0 | 0 | 0 | 0 | 0 | 0 | 0 | 0 | 0
Econ | Offices | Space Cooling | Residential-type central air conditioners | TRC | Existing | NE3202 | Ceiling Insulation(R2 to R38) | Ceiling Insulation(R2 to R38) | NonEquip | 20 |  | 45.6% | Tech/Econ | 2.248% | 1257.7203 | 0.025167 | 0 | 147.0767 | 151.489 | 156.0337 | 160.7147 | 165.5362 | 170.5023 | 175.6173 | 180.8858 | 186.3124 | 191.9018
Econ | Offices | Space Heating | Residential/split system heat pump | TRC | New | NN3189 | Ceiling Insulation(R2 to R38) | Ceiling Insulation(R2 to R38) | NonEquip | 20 |  | 0% | Tech/Econ | 8.068% | 0 | 0 | 0 | 0 | 0 | 0 | 0 | 0 | 0 | 0 | 0 | 0 | 0
Econ | Offices | Space Heating | Residential/split system heat pump | TRC | Existing | NE3176 | Ceiling Insulation(R2 to R38) | Ceiling Insulation(R2 to R38) | NonEquip | 20 |  | 45.6% | Tech/Econ | 8.903% | 83801.7171 | 0 | 37.8012 | 9799.7011 | 10093.6922 | 10396.5029 | 10708.398 | 11029.65 | 11360.5394 | 11701.3556 | 12052.3963 | 12413.9682 | 12786.3872
Econ | Offices | Refrigeration | Residential style | TRC | New | NN4827 | PSC to ECM Evaporator Fan Motor (Reach-In) | PSC to ECM Evaporator Fan Motor (Reach-In) | NonEquip | 15 | Display cases | 0% | Tech/Econ | 37.5% | 0 | 0 | 0 | 0 | 0 | 0 | 0 | 0 | 0 | 0 | 0 | 0 | 0
Econ | Offices | Refrigeration | Residential style | TRC | Existing | NE4814 | PSC to ECM Evaporator Fan Motor (Reach-In) | PSC to ECM Evaporator Fan Motor (Reach-In) | NonEquip | 15 | Display cases | 0% | Tech/Econ | 37.5% | 0 | 0 | 0 | 0 | 0 | 0 | 0 | 0 | 0 | 0 | 0 | 0 | 0
Econ | Offices | Miscellaneous | Pool pump | TRC | New | NN4541 | VSD Controlled Compressor | VSD Controlled Compressor | NonEquip | 15 | Others | 0% | Tech/Econ | 20.79% | 0 | 0 | 0 | 0 | 0 | 0 | 0 | 0 | 0 | 0 | 0 | 0 | 0
Econ | Offices | Miscellaneous | Pool pump | TRC | Existing | NE4528 | VSD Controlled Compressor | VSD Controlled Compressor | NonEquip | 15 | Others | 0% | Tech/Econ | 20.79% | 0 | 0 | 0 | 0 | 0 | 0 | 0 | 0 | 0 | 0 | 0 | 0 | 0
Econ | Offices | Miscellaneous | Pool pump | TRC | Turnover | ET1999 | Solar Pool Heater | Solar Pool Heater | Equip | 15 | Pool pump | 0% | Tech/Econ | 86.11% | 0 | 0 | 0 | 0 | 0 | 0 | 0 | 0 | 0 | 0 | 0 | 0 | 0
Econ | Offices | Miscellaneous | Pool pump | TRC | New | EN2025 | Solar Pool Heater | Solar Pool Heater | Equip | 15 | Pool pump | 0% | Tech/Econ | 86.11% | 0 | 0 | 0 | 0 | 0 | 0 | 0 | 0 | 0 | 0 | 0 | 0 | 0
Econ | Offices | Space Heating | Packaged central unit | TRC | New | NN3189 | Ceiling Insulation(R2 to R38) | Ceiling Insulation(R2 to R38) | NonEquip | 20 |  | 0% | Tech/Econ | 8.068% | 0 | 0 | 0 | 0 | 0 | 0 | 0 | 0 | 0 | 0 | 0 | 0 | 0
Econ | Offices | Space Heating | Packaged central unit | TRC | Existing | NE3176 | Ceiling Insulation(R2 to R38) | Ceiling Insulation(R2 to R38) | NonEquip | 20 |  | 45.6% | Tech/Econ | 8.903% | 50803.6068 | 0 | 22.9164 | 5940.9303 | 6119.1582 | 6302.733 | 6491.815 | 6686.5694 | 6887.1665 | 7093.7815 | 7306.5949 | 7525.7928 | 7751.5666
Econ | Offices | Space Cooling | Packaged air conditioning units (RTUs) | TRC | New | NN3215 | Ceiling Insulation(R2 to R38) | Ceiling Insulation(R2 to R38) | NonEquip | 20 |  | 0% | Tech/Econ | 2.248% | 0 | 0 | 0 | 0 | 0 | 0 | 0 | 0 | 0 | 0 | 0 | 0 | 0
Econ | Offices | Space Cooling | Packaged air conditioning units (RTUs) | TRC | Existing | NE3202 | Ceiling Insulation(R2 to R38) | Ceiling Insulation(R2 to R38) | NonEquip | 20 |  | 45.6% | Tech/Econ | 2.248% | 55342.8933 | 1.1074 | 0 | 6471.7506 | 6665.9031 | 6865.8802 | 7071.8566 | 7284.0123 | 7502.5327 | 7727.6087 | 7959.4369 | 8198.22 | 8444.1666
Econ | Offices | Miscellaneous | Others | TRC | New | NN4541 | VSD Controlled Compressor | VSD Controlled Compressor | NonEquip | 15 | Others | 27.75% | Tech/Econ | 20.79% | 3851.901 | 0.58081 | 0.27184 | 453.4801 | 467.0845 | 481.097 | 495.5299 | 510.3958 | 525.7077 | 541.4789 | 557.7233 | 574.455 | 591.6886
Econ | Offices | Miscellaneous | Others | TRC | Existing | NE4528 | VSD Controlled Compressor | VSD Controlled Compressor | NonEquip | 15 | Others | 5.549% | Tech/Econ | 20.79% | 40647.9101 | 6.1291 | 2.8687 | 4785.4337 | 4928.9967 | 5076.8666 | 5229.1726 | 5386.0478 | 5547.6292 | 5714.0581 | 5885.4799 | 6062.0443 | 6243.9056
Econ | Offices | Office Equipment | Other office | TRC | Turnover | ET2266 | Energy Star Uninterruptable Power Supply | Energy Star Uninterruptable Power Supply | Equip | 10 | Other office | 22.4% | Tech/Econ | 1.878% | 11018.8333 | 1.2579 | 1.2579 | 1294.7977 | 1333.6416 | 1373.6509 | 1414.8604 | 1457.3062 | 1501.0254 | 1546.0562 | 1592.4378 | 1640.211 | 1689.4173
Econ | Offices | Office Equipment | Other office | TRC | New | EN2292 | Energy Star Uninterruptable Power Supply | Energy Star Uninterruptable Power Supply | Equip | 10 | Other office | 22.4% | Tech/Econ | 1.878% | 208.8346 | 0.02384 | 0.02384 | 24.5397 | 25.2759 | 26.0341 | 26.8152 | 27.6196 | 28.4482 | 29.3017 | 30.1807 | 31.0861 | 32.0187
Econ | Offices | Miscellaneous | Medical equipment | TRC | New | NN4541 | VSD Controlled Compressor | VSD Controlled Compressor | NonEquip | 15 | Others | 0% | Tech/Econ | 20.79% | 0 | 0 | 0 | 0 | 0 | 0 | 0 | 0 | 0 | 0 | 0 | 0 | 0
Econ | Offices | Miscellaneous | Medical equipment | TRC | Existing | NE4528 | VSD Controlled Compressor | VSD Controlled Compressor | NonEquip | 15 | Others | 0% | Tech/Econ | 20.79% | 0 | 0 | 0 | 0 | 0 | 0 | 0 | 0 | 0 | 0 | 0 | 0 | 0
Econ | Offices | Refrigeration | Large cold storage | TRC | New | NN4827 | PSC to ECM Evaporator Fan Motor (Reach-In) | PSC to ECM Evaporator Fan Motor (Reach-In) | NonEquip | 15 | Display cases | 0% | Tech/Econ | 37.5% | 0 | 0 | 0 | 0 | 0 | 0 | 0 | 0 | 0 | 0 | 0 | 0 | 0
Econ | Offices | Refrigeration | Large cold storage | TRC | Existing | NE4814 | PSC to ECM Evaporator Fan Motor (Reach-In) | PSC to ECM Evaporator Fan Motor (Reach-In) | NonEquip | 15 | Display cases | 0% | Tech/Econ | 37.5% | 0 | 0 | 0 | 0 | 0 | 0 | 0 | 0 | 0 | 0 | 0 | 0 | 0
Econ | Offices | Miscellaneous | Laboratory equipment | TRC | New | NN4541 | VSD Controlled Compressor | VSD Controlled Compressor | NonEquip | 15 | Others | 0% | Tech/Econ | 20.79% | 0 | 0 | 0 | 0 | 0 | 0 | 0 | 0 | 0 | 0 | 0 | 0 | 0
Econ | Offices | Miscellaneous | Laboratory equipment | TRC | Existing | NE4528 | VSD Controlled Compressor | VSD Controlled Compressor | NonEquip | 15 | Others | 0% | Tech/Econ | 20.79% | 0 | 0 | 0 | 0 | 0 | 0 | 0 | 0 | 0 | 0 | 0 | 0 | 0
Econ | Offices | Space Heating | Individual room heating | TRC | New | NN3189 | Ceiling Insulation(R2 to R38) | Ceiling Insulation(R2 to R38) | NonEquip | 20 |  | 0% | Tech/Econ | 8.068% | 0 | 0 | 0 | 0 | 0 | 0 | 0 | 0 | 0 | 0 | 0 | 0 | 0
Econ | Offices | Space Heating | Individual room heating | TRC | Existing | NE3176 | Ceiling Insulation(R2 to R38) | Ceiling Insulation(R2 to R38) | NonEquip | 20 |  | 45.6% | Tech/Econ | 8.903% | 55.0776 | 0 | 0.024844 | 6.4407 | 6.634 | 6.833 | 7.038 | 7.2491 | 7.4666 | 7.6906 | 7.9213 | 8.1589 | 8.4037
Econ | Offices | Space Cooling | Individual room air conditioners | TRC | New | NN3215 | Ceiling Insulation(R2 to R38) | Ceiling Insulation(R2 to R38) | NonEquip | 20 |  | 0% | Tech/Econ | 2.248% | 0 | 0 | 0 | 0 | 0 | 0 | 0 | 0 | 0 | 0 | 0 | 0 | 0
Econ | Offices | Space Cooling | Individual room air conditioners | TRC | Existing | NE3202 | Ceiling Insulation(R2 to R38) | Ceiling Insulation(R2 to R38) | NonEquip | 20 |  | 45.6% | Tech/Econ | 2.248% | 8772.5078 | 0.17554 | 0 | 1025.8496 | 1056.6251 | 1088.3238 | 1120.9735 | 1154.6027 | 1189.2408 | 1224.918 | 1261.6656 | 1299.5155 | 1338.501
Econ | Offices | Space Heating | Forced air furnace | TRC | New | NN3189 | Ceiling Insulation(R2 to R38) | Ceiling Insulation(R2 to R38) | NonEquip | 20 |  | 0% | Tech/Econ | 8.068% | 0 | 0 | 0 | 0 | 0 | 0 | 0 | 0 | 0 | 0 | 0 | 0 | 0
Econ | Offices | Space Heating | Forced air furnace | TRC | Existing | NE3176 | Ceiling Insulation(R2 to R38) | Ceiling Insulation(R2 to R38) | NonEquip | 20 |  | 45.6% | Tech/Econ | 8.903% | 8782.679 | 0 | 3.9617 | 1027.039 | 1057.8501 | 1089.5856 | 1122.2732 | 1155.9414 | 1190.6197 | 1226.3382 | 1263.1284 | 1301.0222 | 1340.0529
Econ | Offices | Miscellaneous | Elevators/Escalators | TRC | New | NN4541 | VSD Controlled Compressor | VSD Controlled Compressor | NonEquip | 15 | Others | 0% | Tech/Econ | 20.79% | 0 | 0 | 0 | 0 | 0 | 0 | 0 | 0 | 0 | 0 | 0 | 0 | 0
Econ | Offices | Miscellaneous | Elevators/Escalators | TRC | Existing | NE4528 | VSD Controlled Compressor | VSD Controlled Compressor | NonEquip | 15 | Others | 0% | Tech/Econ | 20.79% | 0 | 0 | 0 | 0 | 0 | 0 | 0 | 0 | 0 | 0 | 0 | 0 | 0
Econ | Offices | Space Cooling | District chilled water piped | TRC | New | NN3215 | Ceiling Insulation(R2 to R38) | Ceiling Insulation(R2 to R38) | NonEquip | 20 |  | 0% | Tech/Econ | 2.248% | 0 | 0 | 0 | 0 | 0 | 0 | 0 | 0 | 0 | 0 | 0 | 0 | 0
Econ | Offices | Space Cooling | District chilled water piped | TRC | Existing | NE3202 | Ceiling Insulation(R2 to R38) | Ceiling Insulation(R2 to R38) | NonEquip | 20 |  | 45.6% | Tech/Econ | 2.248% | 3132.8753 | 0.06269 | 0 | 366.3558 | 377.3464 | 388.6668 | 400.3268 | 412.3366 | 424.7067 | 437.4479 | 450.5714 | 464.0885 | 478.0112
Econ | Offices | Space Cooling | District chilled water piped | TRC | Turnover | ET946 | High Efficiency Chiller (Air Cooled, 50 tons) | High Efficiency Chiller (Air Cooled, 50 tons) | Equip | 20 | District chilled water piped | 31.91% | Tech/Econ | 8.759% | 8454.4929 | 1.9606 | 0.45225 | 1002.1712 | 1032.2363 | 1063.2034 | 1095.0995 | 1127.9525 | 1161.7911 | 1196.6448 | 1232.5441 | 1269.5205 | 1307.6061
Econ | Offices | Space Cooling | District chilled water piped | TRC | Turnover | ET1024 | High Efficiency Chiller (Water cooled-centrifugal, 200 tons) | High Efficiency Chiller (Water cooled-centrifugal, 200 tons) | Equip | 20 | District chilled water piped | 31.91% | Tech/Econ | 4.362% | 4092.9879 | 1.313 | 0.012927 | 487.8676 | 502.5036 | 517.5787 | 533.106 | 549.0992 | 565.5722 | 582.5394 | 600.0156 | 618.016 | 636.5565
Econ | Offices | Space Cooling | District chilled water piped | TRC | New | EN972 | High Efficiency Chiller (Air Cooled, 50 tons) | High Efficiency Chiller (Air Cooled, 50 tons) | Equip | 20 | District chilled water piped | 31.91% | Tech/Econ | 8.759% | 161.8938 | 0.037544 | 0.00866 | 19.1904 | 19.7661 | 20.3591 | 20.9699 | 21.599 | 22.247 | 22.9144 | 23.6018 | 24.3098 | 25.0391
Econ | Offices | Space Cooling | District chilled water piped | TRC | New | EN1050 | High Efficiency Chiller (Water cooled-centrifugal, 200 tons) | High Efficiency Chiller (Water cooled-centrifugal, 200 tons) | Equip | 20 | District chilled water piped | 31.91% | Tech/Econ | 4.362% | 78.376 | 0.025143 | 0.00024753 | 9.3421 | 9.6224 | 9.911 | 10.2084 | 10.5146 | 10.8301 | 11.155 | 11.4896 | 11.8343 | 12.1893
Econ | Offices | Refrigeration | Display cases | TRC | New | NN4827 | PSC to ECM Evaporator Fan Motor (Reach-In) | PSC to ECM Evaporator Fan Motor (Reach-In) | NonEquip | 15 | Display cases | 0% | Tech/Econ | 37.5% | 0 | 0 | 0 | 0 | 0 | 0 | 0 | 0 | 0 | 0 | 0 | 0 | 0
Econ | Offices | Refrigeration | Display cases | TRC | Existing | NE4814 | PSC to ECM Evaporator Fan Motor (Reach-In) | PSC to ECM Evaporator Fan Motor (Reach-In) | NonEquip | 15 | Display cases | 0% | Tech/Econ | 37.5% | 0 | 0 | 0 | 0 | 0 | 0 | 0 | 0 | 0 | 0 | 0 | 0 | 0
Econ | Offices | Cooking | Cooking Other | TRC | Turnover | ET10 | Efficient Exhaust Hood | Efficient Exhaust Hood | Equip | 15 | Cooking Other | 0% | Tech/Econ | 42.5% | 0 | 0 | 0 | 0 | 0 | 0 | 0 | 0 | 0 | 0 | 0 | 0 | 0
Econ | Offices | Cooking | Cooking Other | TRC | New | EN36 | Efficient Exhaust Hood | Efficient Exhaust Hood | Equip | 15 | Cooking Other | 0% | Tech/Econ | 42.5% | 0 | 0 | 0 | 0 | 0 | 0 | 0 | 0 | 0 | 0 | 0 | 0 | 0
Econ | Offices | Space Cooling | Central chillers inside | TRC | New | NN3215 | Ceiling Insulation(R2 to R38) | Ceiling Insulation(R2 to R38) | NonEquip | 20 |  | 0% | Tech/Econ | 2.248% | 0 | 0 | 0 | 0 | 0 | 0 | 0 | 0 | 0 | 0 | 0 | 0 | 0
Econ | Offices | Space Cooling | Central chillers inside | TRC | Existing | NE3202 | Ceiling Insulation(R2 to R38) | Ceiling Insulation(R2 to R38) | NonEquip | 20 |  | 45.6% | Tech/Econ | 2.248% | 26391.1038 | 0.5281 | 0 | 3086.1531 | 3178.7377 | 3274.0998 | 3372.3228 | 3473.4925 | 3577.6973 | 3685.0282 | 3795.5791 | 3909.4464 | 4026.7298
Econ | Offices | Space Cooling | Central chillers inside | TRC | Turnover | ET985 | High Efficiency Chiller (Water cooled-centrifugal, 200 tons) | High Efficiency Chiller (Water cooled-centrifugal, 200 tons) | Equip | 20 | Central chillers inside | 31.91% | Tech/Econ | 4.362% | 34479.0195 | 11.0607 | 0.10889 | 4109.7592 | 4233.052 | 4360.0435 | 4490.8449 | 4625.5702 | 4764.3373 | 4907.2674 | 5054.4854 | 5206.12 | 5362.3036
Econ | Offices | Space Cooling | Central chillers inside | TRC | Turnover | ET907 | High Efficiency Chiller (Air Cooled, 50 tons) | High Efficiency Chiller (Air Cooled, 50 tons) | Equip | 20 | Central chillers inside | 31.91% | Tech/Econ | 8.759% | 71220.0069 | 16.5162 | 3.8097 | 8442.2139 | 8695.4803 | 8956.3447 | 9225.0351 | 9501.7861 | 9786.8397 | 10080.4449 | 10382.8583 | 10694.344 | 11015.1743
Econ | Offices | Space Cooling | Central chillers inside | TRC | New | EN933 | High Efficiency Chiller (Air Cooled, 50 tons) | High Efficiency Chiller (Air Cooled, 50 tons) | Equip | 20 | Central chillers inside | 31.91% | Tech/Econ | 8.759% | 1363.7807 | 0.31627 | 0.072951 | 161.6586 | 166.5084 | 171.5036 | 176.6487 | 181.9482 | 187.4067 | 193.0289 | 198.8197 | 204.7843 | 210.9278
Econ | Offices | Space Cooling | Central chillers inside | TRC | New | EN1011 | High Efficiency Chiller (Water cooled-centrifugal, 200 tons) | High Efficiency Chiller (Water cooled-centrifugal, 200 tons) | Equip | 20 | Central chillers inside | 31.91% | Tech/Econ | 4.362% | 660.2333 | 0.2118 | 0.0020852 | 78.6971 | 81.058 | 83.4898 | 85.9945 | 88.5743 | 91.2315 | 93.9685 | 96.7875 | 99.6912 | 102.6819
Econ | Offices | Space Heating | Boilers | TRC | New | NN3189 | Ceiling Insulation(R2 to R38) | Ceiling Insulation(R2 to R38) | NonEquip | 20 |  | 0% | Tech/Econ | 8.068% | 0 | 0 | 0 | 0 | 0 | 0 | 0 | 0 | 0 | 0 | 0 | 0 | 0
Econ | Offices | Space Heating | Boilers | TRC | Existing | NE3176 | Ceiling Insulation(R2 to R38) | Ceiling Insulation(R2 to R38) | NonEquip | 20 |  | 45.6% | Tech/Econ | 8.903% | 0 | 0 | 0 | 0 | 0 | 0 | 0 | 0 | 0 | 0 | 0 | 0 | 0
Econ | Restaurants | Refrigeration | Walk-in cooler | TRC | New | NN5114 | ENERGY STAR certified buildings program | ENERGY STAR certified buildings program | NonEquip | 20 |  | 0% | Tech/Econ | 11% | 0 | 0 | 0 | 0 | 0 | 0 | 0 | 0 | 0 | 0 | 0 | 0 | 0
Econ | Restaurants | Refrigeration | Walk-in cooler | TRC | New | NN4828 | PSC to ECM Evaporator Fan Motor (Reach-In) | PSC to ECM Evaporator Fan Motor (Reach-In) | NonEquip | 15 | Display cases | 0% | Tech/Econ | 37.5% | 0 | 0 | 0 | 0 | 0 | 0 | 0 | 0 | 0 | 0 | 0 | 0 | 0
Econ | Restaurants | Refrigeration | Walk-in cooler | TRC | Existing | NE5101 | ENERGY STAR certified buildings program | ENERGY STAR certified buildings program | NonEquip | 20 |  | 0% | Tech/Econ | 11% | 0 | 0 | 0 | 0 | 0 | 0 | 0 | 0 | 0 | 0 | 0 | 0 | 0
Econ | Restaurants | Refrigeration | Walk-in cooler | TRC | Existing | NE4815 | PSC to ECM Evaporator Fan Motor (Reach-In) | PSC to ECM Evaporator Fan Motor (Reach-In) | NonEquip | 15 | Display cases | 0% | Tech/Econ | 37.5% | 0 | 0 | 0 | 0 | 0 | 0 | 0 | 0 | 0 | 0 | 0 | 0 | 0
Econ | Restaurants | Refrigeration | Vending and ice makers | TRC | New | NN5114 | ENERGY STAR certified buildings program | ENERGY STAR certified buildings program | NonEquip | 20 |  | 0% | Tech/Econ | 11% | 0 | 0 | 0 | 0 | 0 | 0 | 0 | 0 | 0 | 0 | 0 | 0 | 0
Econ | Restaurants | Refrigeration | Vending and ice makers | TRC | New | NN4828 | PSC to ECM Evaporator Fan Motor (Reach-In) | PSC to ECM Evaporator Fan Motor (Reach-In) | NonEquip | 15 | Display cases | 0% | Tech/Econ | 37.5% | 0 | 0 | 0 | 0 | 0 | 0 | 0 | 0 | 0 | 0 | 0 | 0 | 0
Econ | Restaurants | Refrigeration | Vending and ice makers | TRC | Existing | NE5101 | ENERGY STAR certified buildings program | ENERGY STAR certified buildings program | NonEquip | 20 |  | 0% | Tech/Econ | 11% | 0 | 0 | 0 | 0 | 0 | 0 | 0 | 0 | 0 | 0 | 0 | 0 | 0
Econ | Restaurants | Refrigeration | Vending and ice makers | TRC | Existing | NE4815 | PSC to ECM Evaporator Fan Motor (Reach-In) | PSC to ECM Evaporator Fan Motor (Reach-In) | NonEquip | 15 | Display cases | 0% | Tech/Econ | 37.5% | 0 | 0 | 0 | 0 | 0 | 0 | 0 | 0 | 0 | 0 | 0 | 0 | 0
Econ | Restaurants | Exterior Lighting | Street lighting | TRC | New | NN5036 | ENERGY STAR certified buildings program | ENERGY STAR certified buildings program | NonEquip | 20 |  | 0% | Tech/Econ | 11% | 0 | 0 | 0 | 0 | 0 | 0 | 0 | 0 | 0 | 0 | 0 | 0 | 0
Econ | Restaurants | Exterior Lighting | Street lighting | TRC | Existing | NE5023 | ENERGY STAR certified buildings program | ENERGY STAR certified buildings program | NonEquip | 20 |  | 0% | Tech/Econ | 11% | 0 | 0 | 0 | 0 | 0 | 0 | 0 | 0 | 0 | 0 | 0 | 0 | 0
Econ | Restaurants | Cooking | Steamer | TRC | New | NN5088 | ENERGY STAR certified buildings program | ENERGY STAR certified buildings program | NonEquip | 20 |  | 0% | Tech/Econ | 11% | 0 | 0 | 0 | 0 | 0 | 0 | 0 | 0 | 0 | 0 | 0 | 0 | 0
Econ | Restaurants | Cooking | Steamer | TRC | Existing | NE5075 | ENERGY STAR certified buildings program | ENERGY STAR certified buildings program | NonEquip | 20 |  | 0% | Tech/Econ | 11% | 0 | 0 | 0 | 0 | 0 | 0 | 0 | 0 | 0 | 0 | 0 | 0 | 0
Econ | Restaurants | Exterior Lighting | Spot lighting/Security/Flood | TRC | New | NN5036 | ENERGY STAR certified buildings program | ENERGY STAR certified buildings program | NonEquip | 20 |  | 0% | Tech/Econ | 11% | 0 | 0 | 0 | 0 | 0 | 0 | 0 | 0 | 0 | 0 | 0 | 0 | 0
Econ | Restaurants | Exterior Lighting | Spot lighting/Security/Flood | TRC | Existing | NE5023 | ENERGY STAR certified buildings program | ENERGY STAR certified buildings program | NonEquip | 20 |  | 0% | Tech/Econ | 11% | 0 | 0 | 0 | 0 | 0 | 0 | 0 | 0 | 0 | 0 | 0 | 0 | 0
Econ | Restaurants | Interior Lighting | Spot lighting | TRC | New | NN5010 | ENERGY STAR certified buildings program | ENERGY STAR certified buildings program | NonEquip | 20 |  | 0% | Tech/Econ | 11% | 0 | 0 | 0 | 0 | 0 | 0 | 0 | 0 | 0 | 0 | 0 | 0 | 0
Econ | Restaurants | Interior Lighting | Spot lighting | TRC | Existing | NE4997 | ENERGY STAR certified buildings program | ENERGY STAR certified buildings program | NonEquip | 20 |  | 0% | Tech/Econ | 11% | 0 | 0 | 0 | 0 | 0 | 0 | 0 | 0 | 0 | 0 | 0 | 0 | 0
Econ | Restaurants | Office Equipment | Servers | TRC | New | NN5062 | ENERGY STAR certified buildings program | ENERGY STAR certified buildings program | NonEquip | 20 |  | 0% | Tech/Econ | 11% | 0 | 0 | 0 | 0 | 0 | 0 | 0 | 0 | 0 | 0 | 0 | 0 | 0
Econ | Restaurants | Office Equipment | Servers | TRC | Existing | NE5049 | ENERGY STAR certified buildings program | ENERGY STAR certified buildings program | NonEquip | 20 |  | 0% | Tech/Econ | 11% | 0 | 0 | 0 | 0 | 0 | 0 | 0 | 0 | 0 | 0 | 0 | 0 | 0
Econ | Restaurants | Space Cooling | Residential-type central air conditioners | TRC | New | NN5166 | ENERGY STAR certified buildings program | ENERGY STAR certified buildings program | NonEquip | 20 |  | 0% | Tech/Econ | 11% | 0 | 0 | 0 | 0 | 0 | 0 | 0 | 0 | 0 | 0 | 0 | 0 | 0
Econ | Restaurants | Space Cooling | Residential-type central air conditioners | TRC | New | NN3216 | Ceiling Insulation(R2 to R38) | Ceiling Insulation(R2 to R38) | NonEquip | 20 |  | 0% | Tech/Econ | 4.173% | 0 | 0 | 0 | 0 | 0 | 0 | 0 | 0 | 0 | 0 | 0 | 0 | 0
Econ | Restaurants | Space Cooling | Residential-type central air conditioners | TRC | Existing | NE5153 | ENERGY STAR certified buildings program | ENERGY STAR certified buildings program | NonEquip | 20 |  | 0% | Tech/Econ | 11% | 0 | 0 | 0 | 0 | 0 | 0 | 0 | 0 | 0 | 0 | 0 | 0 | 0
Econ | Restaurants | Space Cooling | Residential-type central air conditioners | TRC | Existing | NE4217 | Wall Insulation | Wall Insulation | NonEquip | 20 |  | 0% | Tech/Econ | 3.66% | 0 | 0 | 0 | 0 | 0 | 0 | 0 | 0 | 0 | 0 | 0 | 0 | 0
Econ | Restaurants | Space Cooling | Residential-type central air conditioners | TRC | Existing | NE3203 | Ceiling Insulation(R2 to R38) | Ceiling Insulation(R2 to R38) | NonEquip | 20 |  | 0% | Tech/Econ | 4.173% | 0 | 0 | 0 | 0 | 0 | 0 | 0 | 0 | 0 | 0 | 0 | 0 | 0
Econ | Restaurants | Space Heating | Residential/split system heat pump | TRC | New | NN5140 | ENERGY STAR certified buildings program | ENERGY STAR certified buildings program | NonEquip | 20 |  | 0% | Tech/Econ | 11% | 0 | 0 | 0 | 0 | 0 | 0 | 0 | 0 | 0 | 0 | 0 | 0 | 0
Econ | Restaurants | Space Heating | Residential/split system heat pump | TRC | New | NN3190 | Ceiling Insulation(R2 to R38) | Ceiling Insulation(R2 to R38) | NonEquip | 20 |  | 0% | Tech/Econ | 14.98% | 0 | 0 | 0 | 0 | 0 | 0 | 0 | 0 | 0 | 0 | 0 | 0 | 0
Econ | Restaurants | Space Heating | Residential/split system heat pump | TRC | Existing | NE5127 | ENERGY STAR certified buildings program | ENERGY STAR certified buildings program | NonEquip | 20 |  | 0% | Tech/Econ | 11% | 0 | 0 | 0 | 0 | 0 | 0 | 0 | 0 | 0 | 0 | 0 | 0 | 0
Econ | Restaurants | Space Heating | Residential/split system heat pump | TRC | Existing | NE4243 | Wall Insulation | Wall Insulation | NonEquip | 20 |  | 0% | Tech/Econ | 2.116% | 0 | 0 | 0 | 0 | 0 | 0 | 0 | 0 | 0 | 0 | 0 | 0 | 0
Econ | Restaurants | Space Heating | Residential/split system heat pump | TRC | Existing | NE3177 | Ceiling Insulation(R2 to R38) | Ceiling Insulation(R2 to R38) | NonEquip | 20 |  | 0% | Tech/Econ | 16.53% | 0 | 0 | 0 | 0 | 0 | 0 | 0 | 0 | 0 | 0 | 0 | 0 | 0
Econ | Restaurants | Refrigeration | Residential style | TRC | New | NN5114 | ENERGY STAR certified buildings program | ENERGY STAR certified buildings program | NonEquip | 20 |  | 0% | Tech/Econ | 11% | 0 | 0 | 0 | 0 | 0 | 0 | 0 | 0 | 0 | 0 | 0 | 0 | 0
Econ | Restaurants | Refrigeration | Residential style | TRC | New | NN4828 | PSC to ECM Evaporator Fan Motor (Reach-In) | PSC to ECM Evaporator Fan Motor (Reach-In) | NonEquip | 15 | Display cases | 0% | Tech/Econ | 37.5% | 0 | 0 | 0 | 0 | 0 | 0 | 0 | 0 | 0 | 0 | 0 | 0 | 0
Econ | Restaurants | Refrigeration | Residential style | TRC | Existing | NE5101 | ENERGY STAR certified buildings program | ENERGY STAR certified buildings program | NonEquip | 20 |  | 0% | Tech/Econ | 11% | 0 | 0 | 0 | 0 | 0 | 0 | 0 | 0 | 0 | 0 | 0 | 0 | 0
Econ | Restaurants | Refrigeration | Residential style | TRC | Existing | NE4815 | PSC to ECM Evaporator Fan Motor (Reach-In) | PSC to ECM Evaporator Fan Motor (Reach-In) | NonEquip | 15 | Display cases | 0% | Tech/Econ | 37.5% | 0 | 0 | 0 | 0 | 0 | 0 | 0 | 0 | 0 | 0 | 0 | 0 | 0
Econ | Restaurants | Cooking | Range | TRC | New | NN5088 | ENERGY STAR certified buildings program | ENERGY STAR certified buildings program | NonEquip | 20 |  | 0% | Tech/Econ | 11% | 0 | 0 | 0 | 0 | 0 | 0 | 0 | 0 | 0 | 0 | 0 | 0 | 0
Econ | Restaurants | Cooking | Range | TRC | Existing | NE5075 | ENERGY STAR certified buildings program | ENERGY STAR certified buildings program | NonEquip | 20 |  | 0% | Tech/Econ | 11% | 0 | 0 | 0 | 0 | 0 | 0 | 0 | 0 | 0 | 0 | 0 | 0 | 0
Econ | Restaurants | Miscellaneous | Pool pump | TRC | New | NN5244 | ENERGY STAR certified buildings program | ENERGY STAR certified buildings program | NonEquip | 20 |  | 0% | Tech/Econ | 11% | 0 | 0 | 0 | 0 | 0 | 0 | 0 | 0 | 0 | 0 | 0 | 0 | 0
Econ | Restaurants | Miscellaneous | Pool pump | TRC | New | NN4542 | VSD Controlled Compressor | VSD Controlled Compressor | NonEquip | 15 | Others | 0% | Tech/Econ | 20.79% | 0 | 0 | 0 | 0 | 0 | 0 | 0 | 0 | 0 | 0 | 0 | 0 | 0
Econ | Restaurants | Miscellaneous | Pool pump | TRC | Existing | NE5231 | ENERGY STAR certified buildings program | ENERGY STAR certified buildings program | NonEquip | 20 |  | 0% | Tech/Econ | 11% | 0 | 0 | 0 | 0 | 0 | 0 | 0 | 0 | 0 | 0 | 0 | 0 | 0
Econ | Restaurants | Miscellaneous | Pool pump | TRC | Existing | NE4529 | VSD Controlled Compressor | VSD Controlled Compressor | NonEquip | 15 | Others | 0% | Tech/Econ | 20.79% | 0 | 0 | 0 | 0 | 0 | 0 | 0 | 0 | 0 | 0 | 0 | 0 | 0
Econ | Restaurants | Miscellaneous | Pool pump | TRC | Turnover | ET2000 | Solar Pool Heater | Solar Pool Heater | Equip | 15 | Pool pump | 0% | Tech/Econ | 86.11% | 0 | 0 | 0 | 0 | 0 | 0 | 0 | 0 | 0 | 0 | 0 | 0 | 0
Econ | Restaurants | Miscellaneous | Pool pump | TRC | New | EN2026 | Solar Pool Heater | Solar Pool Heater | Equip | 15 | Pool pump | 0% | Tech/Econ | 86.11% | 0 | 0 | 0 | 0 | 0 | 0 | 0 | 0 | 0 | 0 | 0 | 0 | 0
Econ | Restaurants | Space Heating | Packaged central unit | TRC | New | NN5140 | ENERGY STAR certified buildings program | ENERGY STAR certified buildings program | NonEquip | 20 |  | 0% | Tech/Econ | 11% | 0 | 0 | 0 | 0 | 0 | 0 | 0 | 0 | 0 | 0 | 0 | 0 | 0
Econ | Restaurants | Space Heating | Packaged central unit | TRC | New | NN3190 | Ceiling Insulation(R2 to R38) | Ceiling Insulation(R2 to R38) | NonEquip | 20 |  | 0% | Tech/Econ | 14.98% | 0 | 0 | 0 | 0 | 0 | 0 | 0 | 0 | 0 | 0 | 0 | 0 | 0
Econ | Restaurants | Space Heating | Packaged central unit | TRC | Existing | NE5127 | ENERGY STAR certified buildings program | ENERGY STAR certified buildings program | NonEquip | 20 |  | 0% | Tech/Econ | 11% | 0 | 0 | 0 | 0 | 0 | 0 | 0 | 0 | 0 | 0 | 0 | 0 | 0
Econ | Restaurants | Space Heating | Packaged central unit | TRC | Existing | NE4243 | Wall Insulation | Wall Insulation | NonEquip | 20 |  | 0% | Tech/Econ | 2.116% | 0 | 0 | 0 | 0 | 0 | 0 | 0 | 0 | 0 | 0 | 0 | 0 | 0
Econ | Restaurants | Space Heating | Packaged central unit | TRC | Existing | NE3177 | Ceiling Insulation(R2 to R38) | Ceiling Insulation(R2 to R38) | NonEquip | 20 |  | 0% | Tech/Econ | 16.53% | 0 | 0 | 0 | 0 | 0 | 0 | 0 | 0 | 0 | 0 | 0 | 0 | 0
Econ | Restaurants | Space Cooling | Packaged air conditioning units (RTUs) | TRC | New | NN5166 | ENERGY STAR certified buildings program | ENERGY STAR certified buildings program | NonEquip | 20 |  | 0% | Tech/Econ | 11% | 0 | 0 | 0 | 0 | 0 | 0 | 0 | 0 | 0 | 0 | 0 | 0 | 0
Econ | Restaurants | Space Cooling | Packaged air conditioning units (RTUs) | TRC | New | NN3216 | Ceiling Insulation(R2 to R38) | Ceiling Insulation(R2 to R38) | NonEquip | 20 |  | 0% | Tech/Econ | 4.173% | 0 | 0 | 0 | 0 | 0 | 0 | 0 | 0 | 0 | 0 | 0 | 0 | 0
Econ | Restaurants | Space Cooling | Packaged air conditioning units (RTUs) | TRC | Existing | NE5153 | ENERGY STAR certified buildings program | ENERGY STAR certified buildings program | NonEquip | 20 |  | 0% | Tech/Econ | 11% | 0 | 0 | 0 | 0 | 0 | 0 | 0 | 0 | 0 | 0 | 0 | 0 | 0
Econ | Restaurants | Space Cooling | Packaged air conditioning units (RTUs) | TRC | Existing | NE4217 | Wall Insulation | Wall Insulation | NonEquip | 20 |  | 0% | Tech/Econ | 3.66% | 0 | 0 | 0 | 0 | 0 | 0 | 0 | 0 | 0 | 0 | 0 | 0 | 0
Econ | Restaurants | Space Cooling | Packaged air conditioning units (RTUs) | TRC | Existing | NE3203 | Ceiling Insulation(R2 to R38) | Ceiling Insulation(R2 to R38) | NonEquip | 20 |  | 0% | Tech/Econ | 4.173% | 0 | 0 | 0 | 0 | 0 | 0 | 0 | 0 | 0 | 0 | 0 | 0 | 0
Econ | Restaurants | Interior Lighting | Overhead (fluorescent/LED/CFL U-shape) | TRC | New | NN5010 | ENERGY STAR certified buildings program | ENERGY STAR certified buildings program | NonEquip | 20 |  | 0% | Tech/Econ | 11% | 0 | 0 | 0 | 0 | 0 | 0 | 0 | 0 | 0 | 0 | 0 | 0 | 0
Econ | Restaurants | Interior Lighting | Overhead (fluorescent/LED/CFL U-shape) | TRC | Existing | NE4997 | ENERGY STAR certified buildings program | ENERGY STAR certified buildings program | NonEquip | 20 |  | 0% | Tech/Econ | 11% | 0 | 0 | 0 | 0 | 0 | 0 | 0 | 0 | 0 | 0 | 0 | 0 | 0
Econ | Restaurants | Cooking | Oven | TRC | New | NN5088 | ENERGY STAR certified buildings program | ENERGY STAR certified buildings program | NonEquip | 20 |  | 0% | Tech/Econ | 11% | 0 | 0 | 0 | 0 | 0 | 0 | 0 | 0 | 0 | 0 | 0 | 0 | 0
Econ | Restaurants | Cooking | Oven | TRC | Existing | NE5075 | ENERGY STAR certified buildings program | ENERGY STAR certified buildings program | NonEquip | 20 |  | 0% | Tech/Econ | 11% | 0 | 0 | 0 | 0 | 0 | 0 | 0 | 0 | 0 | 0 | 0 | 0 | 0
Econ | Restaurants | Miscellaneous | Others | TRC | New | NN5244 | ENERGY STAR certified buildings program | ENERGY STAR certified buildings program | NonEquip | 20 |  | 0% | Tech/Econ | 11% | 0 | 0 | 0 | 0 | 0 | 0 | 0 | 0 | 0 | 0 | 0 | 0 | 0
Econ | Restaurants | Miscellaneous | Others | TRC | New | NN4542 | VSD Controlled Compressor | VSD Controlled Compressor | NonEquip | 15 | Others | 36.99% | Tech/Econ | 20.79% | 475.2392 | 0.061617 | 0.051612 | 55.8887 | 57.5654 | 59.2924 | 61.0711 | 62.9033 | 64.7904 | 66.7341 | 68.7361 | 70.7982 | 72.9221
Econ | Restaurants | Miscellaneous | Others | TRC | Existing | NE5231 | ENERGY STAR certified buildings program | ENERGY STAR certified buildings program | NonEquip | 20 |  | 0% | Tech/Econ | 11% | 0 | 0 | 0 | 0 | 0 | 0 | 0 | 0 | 0 | 0 | 0 | 0 | 0
Econ | Restaurants | Miscellaneous | Others | TRC | Existing | NE4529 | VSD Controlled Compressor | VSD Controlled Compressor | NonEquip | 15 | Others | 7.399% | Tech/Econ | 20.79% | 7570.1 | 0.9815 | 0.82213 | 890.2536 | 916.9612 | 944.47 | 972.8041 | 1001.9883 | 1032.0479 | 1063.0094 | 1094.8996 | 1127.7466 | 1161.579
Econ | Restaurants | Office Equipment | Other office | TRC | New | NN5062 | ENERGY STAR certified buildings program | ENERGY STAR certified buildings program | NonEquip | 20 |  | 0% | Tech/Econ | 11% | 0 | 0 | 0 | 0 | 0 | 0 | 0 | 0 | 0 | 0 | 0 | 0 | 0
Econ | Restaurants | Office Equipment | Other office | TRC | Existing | NE5049 | ENERGY STAR certified buildings program | ENERGY STAR certified buildings program | NonEquip | 20 |  | 0% | Tech/Econ | 11% | 0 | 0 | 0 | 0 | 0 | 0 | 0 | 0 | 0 | 0 | 0 | 0 | 0
Econ | Restaurants | Office Equipment | Other office | TRC | Turnover | ET2267 | Energy Star Uninterruptable Power Supply | Energy Star Uninterruptable Power Supply | Equip | 10 | Other office | 0% | Tech/Econ | 1.878% | 0 | 0 | 0 | 0 | 0 | 0 | 0 | 0 | 0 | 0 | 0 | 0 | 0
Econ | Restaurants | Office Equipment | Other office | TRC | New | EN2293 | Energy Star Uninterruptable Power Supply | Energy Star Uninterruptable Power Supply | Equip | 10 | Other office | 0% | Tech/Econ | 1.878% | 0 | 0 | 0 | 0 | 0 | 0 | 0 | 0 | 0 | 0 | 0 | 0 | 0
Econ | Restaurants | Ventilation and Circulation | Motor/Fan | TRC | New | NN5192 | ENERGY STAR certified buildings program | ENERGY STAR certified buildings program | NonEquip | 20 |  | 0% | Tech/Econ | 11% | 0 | 0 | 0 | 0 | 0 | 0 | 0 | 0 | 0 | 0 | 0 | 0 | 0
Econ | Restaurants | Ventilation and Circulation | Motor/Fan | TRC | Existing | NE5179 | ENERGY STAR certified buildings program | ENERGY STAR certified buildings program | NonEquip | 20 |  | 0% | Tech/Econ | 11% | 0 | 0 | 0 | 0 | 0 | 0 | 0 | 0 | 0 | 0 | 0 | 0 | 0
Econ | Restaurants | Miscellaneous | Medical equipment | TRC | New | NN5244 | ENERGY STAR certified buildings program | ENERGY STAR certified buildings program | NonEquip | 20 |  | 0% | Tech/Econ | 11% | 0 | 0 | 0 | 0 | 0 | 0 | 0 | 0 | 0 | 0 | 0 | 0 | 0
Econ | Restaurants | Miscellaneous | Medical equipment | TRC | New | NN4542 | VSD Controlled Compressor | VSD Controlled Compressor | NonEquip | 15 | Others | 0% | Tech/Econ | 20.79% | 0 | 0 | 0 | 0 | 0 | 0 | 0 | 0 | 0 | 0 | 0 | 0 | 0
Econ | Restaurants | Miscellaneous | Medical equipment | TRC | Existing | NE5231 | ENERGY STAR certified buildings program | ENERGY STAR certified buildings program | NonEquip | 20 |  | 0% | Tech/Econ | 11% | 0 | 0 | 0 | 0 | 0 | 0 | 0 | 0 | 0 | 0 | 0 | 0 | 0
Econ | Restaurants | Miscellaneous | Medical equipment | TRC | Existing | NE4529 | VSD Controlled Compressor | VSD Controlled Compressor | NonEquip | 15 | Others | 0% | Tech/Econ | 20.79% | 0 | 0 | 0 | 0 | 0 | 0 | 0 | 0 | 0 | 0 | 0 | 0 | 0
Econ | Restaurants | Refrigeration | Large cold storage | TRC | New | NN5114 | ENERGY STAR certified buildings program | ENERGY STAR certified buildings program | NonEquip | 20 |  | 0% | Tech/Econ | 11% | 0 | 0 | 0 | 0 | 0 | 0 | 0 | 0 | 0 | 0 | 0 | 0 | 0
Econ | Restaurants | Refrigeration | Large cold storage | TRC | New | NN4828 | PSC to ECM Evaporator Fan Motor (Reach-In) | PSC to ECM Evaporator Fan Motor (Reach-In) | NonEquip | 15 | Display cases | 0% | Tech/Econ | 37.5% | 0 | 0 | 0 | 0 | 0 | 0 | 0 | 0 | 0 | 0 | 0 | 0 | 0
Econ | Restaurants | Refrigeration | Large cold storage | TRC | Existing | NE5101 | ENERGY STAR certified buildings program | ENERGY STAR certified buildings program | NonEquip | 20 |  | 0% | Tech/Econ | 11% | 0 | 0 | 0 | 0 | 0 | 0 | 0 | 0 | 0 | 0 | 0 | 0 | 0
Econ | Restaurants | Refrigeration | Large cold storage | TRC | Existing | NE4815 | PSC to ECM Evaporator Fan Motor (Reach-In) | PSC to ECM Evaporator Fan Motor (Reach-In) | NonEquip | 15 | Display cases | 0% | Tech/Econ | 37.5% | 0 | 0 | 0 | 0 | 0 | 0 | 0 | 0 | 0 | 0 | 0 | 0 | 0
Econ | Restaurants | Miscellaneous | Laboratory equipment | TRC | New | NN5244 | ENERGY STAR certified buildings program | ENERGY STAR certified buildings program | NonEquip | 20 |  | 0% | Tech/Econ | 11% | 0 | 0 | 0 | 0 | 0 | 0 | 0 | 0 | 0 | 0 | 0 | 0 | 0
Econ | Restaurants | Miscellaneous | Laboratory equipment | TRC | New | NN4542 | VSD Controlled Compressor | VSD Controlled Compressor | NonEquip | 15 | Others | 0% | Tech/Econ | 20.79% | 0 | 0 | 0 | 0 | 0 | 0 | 0 | 0 | 0 | 0 | 0 | 0 | 0
Econ | Restaurants | Miscellaneous | Laboratory equipment | TRC | Existing | NE5231 | ENERGY STAR certified buildings program | ENERGY STAR certified buildings program | NonEquip | 20 |  | 0% | Tech/Econ | 11% | 0 | 0 | 0 | 0 | 0 | 0 | 0 | 0 | 0 | 0 | 0 | 0 | 0
Econ | Restaurants | Miscellaneous | Laboratory equipment | TRC | Existing | NE4529 | VSD Controlled Compressor | VSD Controlled Compressor | NonEquip | 15 | Others | 0% | Tech/Econ | 20.79% | 0 | 0 | 0 | 0 | 0 | 0 | 0 | 0 | 0 | 0 | 0 | 0 | 0
Econ | Restaurants | Ventilation and Circulation | Individual room ventilation | TRC | New | NN5192 | ENERGY STAR certified buildings program | ENERGY STAR certified buildings program | NonEquip | 20 |  | 0% | Tech/Econ | 11% | 0 | 0 | 0 | 0 | 0 | 0 | 0 | 0 | 0 | 0 | 0 | 0 | 0
Econ | Restaurants | Ventilation and Circulation | Individual room ventilation | TRC | Existing | NE5179 | ENERGY STAR certified buildings program | ENERGY STAR certified buildings program | NonEquip | 20 |  | 0% | Tech/Econ | 11% | 0 | 0 | 0 | 0 | 0 | 0 | 0 | 0 | 0 | 0 | 0 | 0 | 0
Econ | Restaurants | Space Heating | Individual room heating | TRC | New | NN5140 | ENERGY STAR certified buildings program | ENERGY STAR certified buildings program | NonEquip | 20 |  | 0% | Tech/Econ | 11% | 0 | 0 | 0 | 0 | 0 | 0 | 0 | 0 | 0 | 0 | 0 | 0 | 0
Econ | Restaurants | Space Heating | Individual room heating | TRC | New | NN3190 | Ceiling Insulation(R2 to R38) | Ceiling Insulation(R2 to R38) | NonEquip | 20 |  | 0% | Tech/Econ | 14.98% | 0 | 0 | 0 | 0 | 0 | 0 | 0 | 0 | 0 | 0 | 0 | 0 | 0
Econ | Restaurants | Space Heating | Individual room heating | TRC | Existing | NE5127 | ENERGY STAR certified buildings program | ENERGY STAR certified buildings program | NonEquip | 20 |  | 0% | Tech/Econ | 11% | 0 | 0 | 0 | 0 | 0 | 0 | 0 | 0 | 0 | 0 | 0 | 0 | 0
Econ | Restaurants | Space Heating | Individual room heating | TRC | Existing | NE4243 | Wall Insulation | Wall Insulation | NonEquip | 20 |  | 0% | Tech/Econ | 2.116% | 0 | 0 | 0 | 0 | 0 | 0 | 0 | 0 | 0 | 0 | 0 | 0 | 0
Econ | Restaurants | Space Heating | Individual room heating | TRC | Existing | NE3177 | Ceiling Insulation(R2 to R38) | Ceiling Insulation(R2 to R38) | NonEquip | 20 |  | 0% | Tech/Econ | 16.53% | 0 | 0 | 0 | 0 | 0 | 0 | 0 | 0 | 0 | 0 | 0 | 0 | 0
Econ | Restaurants | Space Cooling | Individual room air conditioners | TRC | New | NN5166 | ENERGY STAR certified buildings program | ENERGY STAR certified buildings program | NonEquip | 20 |  | 0% | Tech/Econ | 11% | 0 | 0 | 0 | 0 | 0 | 0 | 0 | 0 | 0 | 0 | 0 | 0 | 0
Econ | Restaurants | Space Cooling | Individual room air conditioners | TRC | New | NN3216 | Ceiling Insulation(R2 to R38) | Ceiling Insulation(R2 to R38) | NonEquip | 20 |  | 0% | Tech/Econ | 4.173% | 0 | 0 | 0 | 0 | 0 | 0 | 0 | 0 | 0 | 0 | 0 | 0 | 0
Econ | Restaurants | Space Cooling | Individual room air conditioners | TRC | Existing | NE5153 | ENERGY STAR certified buildings program | ENERGY STAR certified buildings program | NonEquip | 20 |  | 0% | Tech/Econ | 11% | 0 | 0 | 0 | 0 | 0 | 0 | 0 | 0 | 0 | 0 | 0 | 0 | 0
Econ | Restaurants | Space Cooling | Individual room air conditioners | TRC | Existing | NE4217 | Wall Insulation | Wall Insulation | NonEquip | 20 |  | 0% | Tech/Econ | 3.66% | 0 | 0 | 0 | 0 | 0 | 0 | 0 | 0 | 0 | 0 | 0 | 0 | 0
Econ | Restaurants | Space Cooling | Individual room air conditioners | TRC | Existing | NE3203 | Ceiling Insulation(R2 to R38) | Ceiling Insulation(R2 to R38) | NonEquip | 20 |  | 0% | Tech/Econ | 4.173% | 0 | 0 | 0 | 0 | 0 | 0 | 0 | 0 | 0 | 0 | 0 | 0 | 0
Econ | Restaurants | Interior Lighting | High bay | TRC | New | NN5010 | ENERGY STAR certified buildings program | ENERGY STAR certified buildings program | NonEquip | 20 |  | 0% | Tech/Econ | 11% | 0 | 0 | 0 | 0 | 0 | 0 | 0 | 0 | 0 | 0 | 0 | 0 | 0
Econ | Restaurants | Interior Lighting | High bay | TRC | Existing | NE4997 | ENERGY STAR certified buildings program | ENERGY STAR certified buildings program | NonEquip | 20 |  | 0% | Tech/Econ | 11% | 0 | 0 | 0 | 0 | 0 | 0 | 0 | 0 | 0 | 0 | 0 | 0 | 0
Econ | Restaurants | Cooking | Fryer | TRC | New | NN5088 | ENERGY STAR certified buildings program | ENERGY STAR certified buildings program | NonEquip | 20 |  | 0% | Tech/Econ | 11% | 0 | 0 | 0 | 0 | 0 | 0 | 0 | 0 | 0 | 0 | 0 | 0 | 0
Econ | Restaurants | Cooking | Fryer | TRC | Existing | NE5075 | ENERGY STAR certified buildings program | ENERGY STAR certified buildings program | NonEquip | 20 |  | 0% | Tech/Econ | 11% | 0 | 0 | 0 | 0 | 0 | 0 | 0 | 0 | 0 | 0 | 0 | 0 | 0
Econ | Restaurants | Space Heating | Forced air furnace | TRC | New | NN5140 | ENERGY STAR certified buildings program | ENERGY STAR certified buildings program | NonEquip | 20 |  | 0% | Tech/Econ | 11% | 0 | 0 | 0 | 0 | 0 | 0 | 0 | 0 | 0 | 0 | 0 | 0 | 0
Econ | Restaurants | Space Heating | Forced air furnace | TRC | New | NN3190 | Ceiling Insulation(R2 to R38) | Ceiling Insulation(R2 to R38) | NonEquip | 20 |  | 0% | Tech/Econ | 14.98% | 0 | 0 | 0 | 0 | 0 | 0 | 0 | 0 | 0 | 0 | 0 | 0 | 0
Econ | Restaurants | Space Heating | Forced air furnace | TRC | Existing | NE5127 | ENERGY STAR certified buildings program | ENERGY STAR certified buildings program | NonEquip | 20 |  | 0% | Tech/Econ | 11% | 0 | 0 | 0 | 0 | 0 | 0 | 0 | 0 | 0 | 0 | 0 | 0 | 0
Econ | Restaurants | Space Heating | Forced air furnace | TRC | Existing | NE4243 | Wall Insulation | Wall Insulation | NonEquip | 20 |  | 0% | Tech/Econ | 2.116% | 0 | 0 | 0 | 0 | 0 | 0 | 0 | 0 | 0 | 0 | 0 | 0 | 0
Econ | Restaurants | Space Heating | Forced air furnace | TRC | Existing | NE3177 | Ceiling Insulation(R2 to R38) | Ceiling Insulation(R2 to R38) | NonEquip | 20 |  | 0% | Tech/Econ | 16.53% | 0 | 0 | 0 | 0 | 0 | 0 | 0 | 0 | 0 | 0 | 0 | 0 | 0
Econ | Restaurants | Exterior Lighting | Exterior parking/lot lighting | TRC | New | NN5036 | ENERGY STAR certified buildings program | ENERGY STAR certified buildings program | NonEquip | 20 |  | 0% | Tech/Econ | 11% | 0 | 0 | 0 | 0 | 0 | 0 | 0 | 0 | 0 | 0 | 0 | 0 | 0
Econ | Restaurants | Exterior Lighting | Exterior parking/lot lighting | TRC | Existing | NE5023 | ENERGY STAR certified buildings program | ENERGY STAR certified buildings program | NonEquip | 20 |  | 0% | Tech/Econ | 11% | 0 | 0 | 0 | 0 | 0 | 0 | 0 | 0 | 0 | 0 | 0 | 0 | 0
Econ | Restaurants | Exterior Lighting | Exterior marquis | TRC | New | NN5036 | ENERGY STAR certified buildings program | ENERGY STAR certified buildings program | NonEquip | 20 |  | 0% | Tech/Econ | 11% | 0 | 0 | 0 | 0 | 0 | 0 | 0 | 0 | 0 | 0 | 0 | 0 | 0
Econ | Restaurants | Exterior Lighting | Exterior marquis | TRC | Existing | NE5023 | ENERGY STAR certified buildings program | ENERGY STAR certified buildings program | NonEquip | 20 |  | 0% | Tech/Econ | 11% | 0 | 0 | 0 | 0 | 0 | 0 | 0 | 0 | 0 | 0 | 0 | 0 | 0
Econ | Restaurants | Miscellaneous | Elevators/Escalators | TRC | New | NN5244 | ENERGY STAR certified buildings program | ENERGY STAR certified buildings program | NonEquip | 20 |  | 0% | Tech/Econ | 11% | 0 | 0 | 0 | 0 | 0 | 0 | 0 | 0 | 0 | 0 | 0 | 0 | 0
Econ | Restaurants | Miscellaneous | Elevators/Escalators | TRC | New | NN4542 | VSD Controlled Compressor | VSD Controlled Compressor | NonEquip | 15 | Others | 0% | Tech/Econ | 20.79% | 0 | 0 | 0 | 0 | 0 | 0 | 0 | 0 | 0 | 0 | 0 | 0 | 0
Econ | Restaurants | Miscellaneous | Elevators/Escalators | TRC | Existing | NE5231 | ENERGY STAR certified buildings program | ENERGY STAR certified buildings program | NonEquip | 20 |  | 0% | Tech/Econ | 11% | 0 | 0 | 0 | 0 | 0 | 0 | 0 | 0 | 0 | 0 | 0 | 0 | 0
Econ | Restaurants | Miscellaneous | Elevators/Escalators | TRC | Existing | NE4529 | VSD Controlled Compressor | VSD Controlled Compressor | NonEquip | 15 | Others | 0% | Tech/Econ | 20.79% | 0 | 0 | 0 | 0 | 0 | 0 | 0 | 0 | 0 | 0 | 0 | 0 | 0
Econ | Restaurants | Office Equipment | Document production | TRC | New | NN5062 | ENERGY STAR certified buildings program | ENERGY STAR certified buildings program | NonEquip | 20 |  | 0% | Tech/Econ | 11% | 0 | 0 | 0 | 0 | 0 | 0 | 0 | 0 | 0 | 0 | 0 | 0 | 0
Econ | Restaurants | Office Equipment | Document production | TRC | Existing | NE5049 | ENERGY STAR certified buildings program | ENERGY STAR certified buildings program | NonEquip | 20 |  | 0% | Tech/Econ | 11% | 0 | 0 | 0 | 0 | 0 | 0 | 0 | 0 | 0 | 0 | 0 | 0 | 0
Econ | Restaurants | Space Cooling | District chilled water piped | TRC | New | NN5166 | ENERGY STAR certified buildings program | ENERGY STAR certified buildings program | NonEquip | 20 |  | 0% | Tech/Econ | 11% | 0 | 0 | 0 | 0 | 0 | 0 | 0 | 0 | 0 | 0 | 0 | 0 | 0
Econ | Restaurants | Space Cooling | District chilled water piped | TRC | New | NN3216 | Ceiling Insulation(R2 to R38) | Ceiling Insulation(R2 to R38) | NonEquip | 20 |  | 0% | Tech/Econ | 4.173% | 0 | 0 | 0 | 0 | 0 | 0 | 0 | 0 | 0 | 0 | 0 | 0 | 0
Econ | Restaurants | Space Cooling | District chilled water piped | TRC | Existing | NE5153 | ENERGY STAR certified buildings program | ENERGY STAR certified buildings program | NonEquip | 20 |  | 0% | Tech/Econ | 11% | 0 | 0 | 0 | 0 | 0 | 0 | 0 | 0 | 0 | 0 | 0 | 0 | 0
Econ | Restaurants | Space Cooling | District chilled water piped | TRC | Existing | NE4217 | Wall Insulation | Wall Insulation | NonEquip | 20 |  | 0% | Tech/Econ | 3.66% | 0 | 0 | 0 | 0 | 0 | 0 | 0 | 0 | 0 | 0 | 0 | 0 | 0
Econ | Restaurants | Space Cooling | District chilled water piped | TRC | Existing | NE3203 | Ceiling Insulation(R2 to R38) | Ceiling Insulation(R2 to R38) | NonEquip | 20 |  | 0% | Tech/Econ | 4.173% | 0 | 0 | 0 | 0 | 0 | 0 | 0 | 0 | 0 | 0 | 0 | 0 | 0
Econ | Restaurants | Space Cooling | District chilled water piped | TRC | Turnover | ET947 | High Efficiency Chiller (Air Cooled, 50 tons) | High Efficiency Chiller (Air Cooled, 50 tons) | Equip | 20 | District chilled water piped | 28.37% | Tech/Econ | 8.759% | 387.9639 | 0.08997 | 0.020753 | 45.9881 | 47.3678 | 48.7888 | 50.2525 | 51.76 | 53.3128 | 54.9122 | 56.5596 | 58.2564 | 60.0041
Econ | Restaurants | Space Cooling | District chilled water piped | TRC | Turnover | ET1025 | High Efficiency Chiller (Water cooled-centrifugal, 200 tons) | High Efficiency Chiller (Water cooled-centrifugal, 200 tons) | Equip | 20 | District chilled water piped | 28.37% | Tech/Econ | 4.362% | 188.4212 | 0.060444 | 0.00059508 | 22.459 | 23.1328 | 23.8268 | 24.5416 | 25.2778 | 26.0362 | 26.8173 | 27.6218 | 28.4504 | 29.304
Econ | Restaurants | Space Cooling | District chilled water piped | TRC | New | EN973 | High Efficiency Chiller (Air Cooled, 50 tons) | High Efficiency Chiller (Air Cooled, 50 tons) | Equip | 20 | District chilled water piped | 28.37% | Tech/Econ | 8.759% | 4.8712 | 0.0011296 | 0.00026057 | 0.57741 | 0.59473 | 0.61258 | 0.63095 | 0.64988 | 0.66938 | 0.68946 | 0.71014 | 0.73145 | 0.75339
Econ | Restaurants | Space Cooling | District chilled water piped | TRC | New | EN1051 | High Efficiency Chiller (Water cooled-centrifugal, 200 tons) | High Efficiency Chiller (Water cooled-centrifugal, 200 tons) | Equip | 20 | District chilled water piped | 28.37% | Tech/Econ | 4.362% | 2.3658 | 0.00075892 | 7.4716e-06 | 0.28199 | 0.29045 | 0.29916 | 0.30814 | 0.31738 | 0.3269 | 0.33671 | 0.34681 | 0.35721 | 0.36793
Econ | Restaurants | Refrigeration | Display cases | TRC | New | NN5114 | ENERGY STAR certified buildings program | ENERGY STAR certified buildings program | NonEquip | 20 |  | 0% | Tech/Econ | 11% | 0 | 0 | 0 | 0 | 0 | 0 | 0 | 0 | 0 | 0 | 0 | 0 | 0
Econ | Restaurants | Refrigeration | Display cases | TRC | New | NN4828 | PSC to ECM Evaporator Fan Motor (Reach-In) | PSC to ECM Evaporator Fan Motor (Reach-In) | NonEquip | 15 | Display cases | 68.68% | Tech/Econ | 37.5% | 2348.9259 | 0.30455 | 0.2551 | 276.2367 | 284.5238 | 293.0596 | 301.8513 | 310.9069 | 320.2341 | 329.8411 | 339.7363 | 349.9284 | 360.4263
Econ | Restaurants | Refrigeration | Display cases | TRC | Existing | NE5101 | ENERGY STAR certified buildings program | ENERGY STAR certified buildings program | NonEquip | 20 |  | 0% | Tech/Econ | 11% | 0 | 0 | 0 | 0 | 0 | 0 | 0 | 0 | 0 | 0 | 0 | 0 | 0
Econ | Restaurants | Refrigeration | Display cases | TRC | Existing | NE4815 | PSC to ECM Evaporator Fan Motor (Reach-In) | PSC to ECM Evaporator Fan Motor (Reach-In) | NonEquip | 15 | Display cases | 17.17% | Tech/Econ | 37.5% | 46770.1449 | 6.064 | 5.0794 | 5500.2298 | 5665.2367 | 5835.1938 | 6010.2496 | 6190.5571 | 6376.2738 | 6567.5621 | 6764.5889 | 6967.5266 | 7176.5524
Econ | Restaurants | Cooking | Cooking Other | TRC | New | NN5088 | ENERGY STAR certified buildings program | ENERGY STAR certified buildings program | NonEquip | 20 |  | 0% | Tech/Econ | 11% | 0 | 0 | 0 | 0 | 0 | 0 | 0 | 0 | 0 | 0 | 0 | 0 | 0
Econ | Restaurants | Cooking | Cooking Other | TRC | Existing | NE5075 | ENERGY STAR certified buildings program | ENERGY STAR certified buildings program | NonEquip | 20 |  | 0% | Tech/Econ | 11% | 0 | 0 | 0 | 0 | 0 | 0 | 0 | 0 | 0 | 0 | 0 | 0 | 0
Econ | Restaurants | Cooking | Cooking Other | TRC | Turnover | ET11 | Efficient Exhaust Hood | Efficient Exhaust Hood | Equip | 15 | Cooking Other | 14.03% | Tech/Econ | 42.5% | 178004.0827 | 38.9152 | 15.2741 | 21029.1468 | 21660.0212 | 22309.8219 | 22979.1165 | 23668.49 | 24378.5447 | 25109.9011 | 25863.1981 | 26639.0941 | 27438.2669
Econ | Restaurants | Cooking | Cooking Other | TRC | New | EN37 | Efficient Exhaust Hood | Efficient Exhaust Hood | Equip | 15 | Cooking Other | 14.03% | Tech/Econ | 42.5% | 2234.9642 | 0.48861 | 0.19178 | 264.0355 | 271.9565 | 280.1152 | 288.5187 | 297.1742 | 306.0895 | 315.2721 | 324.7303 | 334.4722 | 344.5064
Econ | Restaurants | Office Equipment | Computers | TRC | New | NN5062 | ENERGY STAR certified buildings program | ENERGY STAR certified buildings program | NonEquip | 20 |  | 0% | Tech/Econ | 11% | 0 | 0 | 0 | 0 | 0 | 0 | 0 | 0 | 0 | 0 | 0 | 0 | 0
Econ | Restaurants | Office Equipment | Computers | TRC | Existing | NE5049 | ENERGY STAR certified buildings program | ENERGY STAR certified buildings program | NonEquip | 20 |  | 0% | Tech/Econ | 11% | 0 | 0 | 0 | 0 | 0 | 0 | 0 | 0 | 0 | 0 | 0 | 0 | 0
Econ | Restaurants | Domestic Hot Water | Centralized water heaters | TRC | New | NN5218 | ENERGY STAR certified buildings program | ENERGY STAR certified buildings program | NonEquip | 20 |  | 0% | Tech/Econ | 11% | 0 | 0 | 0 | 0 | 0 | 0 | 0 | 0 | 0 | 0 | 0 | 0 | 0
Econ | Restaurants | Domestic Hot Water | Centralized water heaters | TRC | Existing | NE5205 | ENERGY STAR certified buildings program | ENERGY STAR certified buildings program | NonEquip | 20 |  | 0% | Tech/Econ | 11% | 0 | 0 | 0 | 0 | 0 | 0 | 0 | 0 | 0 | 0 | 0 | 0 | 0
Econ | Restaurants | Space Cooling | Central chillers inside | TRC | New | NN5166 | ENERGY STAR certified buildings program | ENERGY STAR certified buildings program | NonEquip | 20 |  | 0% | Tech/Econ | 11% | 0 | 0 | 0 | 0 | 0 | 0 | 0 | 0 | 0 | 0 | 0 | 0 | 0
Econ | Restaurants | Space Cooling | Central chillers inside | TRC | New | NN3216 | Ceiling Insulation(R2 to R38) | Ceiling Insulation(R2 to R38) | NonEquip | 20 |  | 0% | Tech/Econ | 4.173% | 0 | 0 | 0 | 0 | 0 | 0 | 0 | 0 | 0 | 0 | 0 | 0 | 0
Econ | Restaurants | Space Cooling | Central chillers inside | TRC | Existing | NE5153 | ENERGY STAR certified buildings program | ENERGY STAR certified buildings program | NonEquip | 20 |  | 0% | Tech/Econ | 11% | 0 | 0 | 0 | 0 | 0 | 0 | 0 | 0 | 0 | 0 | 0 | 0 | 0
Econ | Restaurants | Space Cooling | Central chillers inside | TRC | Existing | NE4217 | Wall Insulation | Wall Insulation | NonEquip | 20 |  | 0% | Tech/Econ | 3.66% | 0 | 0 | 0 | 0 | 0 | 0 | 0 | 0 | 0 | 0 | 0 | 0 | 0
Econ | Restaurants | Space Cooling | Central chillers inside | TRC | Existing | NE3203 | Ceiling Insulation(R2 to R38) | Ceiling Insulation(R2 to R38) | NonEquip | 20 |  | 0% | Tech/Econ | 4.173% | 0 | 0 | 0 | 0 | 0 | 0 | 0 | 0 | 0 | 0 | 0 | 0 | 0
Econ | Restaurants | Space Cooling | Central chillers inside | TRC | Turnover | ET986 | High Efficiency Chiller (Water cooled-centrifugal, 200 tons) | High Efficiency Chiller (Water cooled-centrifugal, 200 tons) | Equip | 20 | Central chillers inside | 28.37% | Tech/Econ | 4.362% | 1341.7527 | 0.43043 | 0.0042376 | 159.9315 | 164.7294 | 169.6713 | 174.7614 | 180.0043 | 185.4044 | 190.9665 | 196.6955 | 202.5964 | 208.6743
Econ | Restaurants | Space Cooling | Central chillers inside | TRC | Turnover | ET908 | High Efficiency Chiller (Air Cooled, 50 tons) | High Efficiency Chiller (Air Cooled, 50 tons) | Equip | 20 | Central chillers inside | 28.37% | Tech/Econ | 8.759% | 2762.7019 | 0.64068 | 0.14778 | 327.4827 | 337.3072 | 347.4264 | 357.8492 | 368.5847 | 379.6422 | 391.0315 | 402.7624 | 414.8453 | 427.2907
Econ | Restaurants | Space Cooling | Central chillers inside | TRC | New | EN934 | High Efficiency Chiller (Air Cooled, 50 tons) | High Efficiency Chiller (Air Cooled, 50 tons) | Equip | 20 | Central chillers inside | 28.37% | Tech/Econ | 8.759% | 34.6876 | 0.0080442 | 0.0018555 | 4.1118 | 4.2351 | 4.3622 | 4.493 | 4.6278 | 4.7667 | 4.9097 | 5.057 | 5.2087 | 5.3649
Econ | Restaurants | Space Cooling | Central chillers inside | TRC | New | EN1012 | High Efficiency Chiller (Water cooled-centrifugal, 200 tons) | High Efficiency Chiller (Water cooled-centrifugal, 200 tons) | Equip | 20 | Central chillers inside | 28.37% | Tech/Econ | 4.362% | 16.8466 | 0.0054043 | 5.3205e-05 | 2.0081 | 2.0683 | 2.1303 | 2.1943 | 2.2601 | 2.3279 | 2.3977 | 2.4696 | 2.5437 | 2.62
Econ | Restaurants | Ventilation and Circulation | Central air-handling unit | TRC | New | NN5192 | ENERGY STAR certified buildings program | ENERGY STAR certified buildings program | NonEquip | 20 |  | 0% | Tech/Econ | 11% | 0 | 0 | 0 | 0 | 0 | 0 | 0 | 0 | 0 | 0 | 0 | 0 | 0
Econ | Restaurants | Ventilation and Circulation | Central air-handling unit | TRC | Existing | NE5179 | ENERGY STAR certified buildings program | ENERGY STAR certified buildings program | NonEquip | 20 |  | 0% | Tech/Econ | 11% | 0 | 0 | 0 | 0 | 0 | 0 | 0 | 0 | 0 | 0 | 0 | 0 | 0
Econ | Restaurants | Interior Lighting | case lighting | TRC | New | NN5010 | ENERGY STAR certified buildings program | ENERGY STAR certified buildings program | NonEquip | 20 |  | 0% | Tech/Econ | 11% | 0 | 0 | 0 | 0 | 0 | 0 | 0 | 0 | 0 | 0 | 0 | 0 | 0
Econ | Restaurants | Interior Lighting | case lighting | TRC | Existing | NE4997 | ENERGY STAR certified buildings program | ENERGY STAR certified buildings program | NonEquip | 20 |  | 0% | Tech/Econ | 11% | 0 | 0 | 0 | 0 | 0 | 0 | 0 | 0 | 0 | 0 | 0 | 0 | 0
Econ | Restaurants | Space Heating | Boilers | TRC | New | NN5140 | ENERGY STAR certified buildings program | ENERGY STAR certified buildings program | NonEquip | 20 |  | 0% | Tech/Econ | 11% | 0 | 0 | 0 | 0 | 0 | 0 | 0 | 0 | 0 | 0 | 0 | 0 | 0
Econ | Restaurants | Space Heating | Boilers | TRC | New | NN3190 | Ceiling Insulation(R2 to R38) | Ceiling Insulation(R2 to R38) | NonEquip | 20 |  | 0% | Tech/Econ | 14.98% | 0 | 0 | 0 | 0 | 0 | 0 | 0 | 0 | 0 | 0 | 0 | 0 | 0
Econ | Restaurants | Space Heating | Boilers | TRC | Existing | NE5127 | ENERGY STAR certified buildings program | ENERGY STAR certified buildings program | NonEquip | 20 |  | 0% | Tech/Econ | 11% | 0 | 0 | 0 | 0 | 0 | 0 | 0 | 0 | 0 | 0 | 0 | 0 | 0
Econ | Restaurants | Space Heating | Boilers | TRC | Existing | NE4243 | Wall Insulation | Wall Insulation | NonEquip | 20 |  | 0% | Tech/Econ | 2.116% | 0 | 0 | 0 | 0 | 0 | 0 | 0 | 0 | 0 | 0 | 0 | 0 | 0
Econ | Restaurants | Space Heating | Boilers | TRC | Existing | NE3177 | Ceiling Insulation(R2 to R38) | Ceiling Insulation(R2 to R38) | NonEquip | 20 |  | 0% | Tech/Econ | 16.53% | 0 | 0 | 0 | 0 | 0 | 0 | 0 | 0 | 0 | 0 | 0 | 0 | 0
Econ | Restaurants | Domestic Hot Water | "Point-of-Use" water heaters | TRC | New | NN5218 | ENERGY STAR certified buildings program | ENERGY STAR certified buildings program | NonEquip | 20 |  | 0% | Tech/Econ | 11% | 0 | 0 | 0 | 0 | 0 | 0 | 0 | 0 | 0 | 0 | 0 | 0 | 0
Econ | Restaurants | Domestic Hot Water | "Point-of-Use" water heaters | TRC | Existing | NE5205 | ENERGY STAR certified buildings program | ENERGY STAR certified buildings program | NonEquip | 20 |  | 0% | Tech/Econ | 11% | 0 | 0 | 0 | 0 | 0 | 0 | 0 | 0 | 0 | 0 | 0 | 0 | 0
Econ | Retail | Refrigeration | Walk-in cooler | TRC | New | NN4829 | PSC to ECM Evaporator Fan Motor (Reach-In) | PSC to ECM Evaporator Fan Motor (Reach-In) | NonEquip | 15 | Display cases | 0% | Tech/Econ | 37.5% | 0 | 0 | 0 | 0 | 0 | 0 | 0 | 0 | 0 | 0 | 0 | 0 | 0
Econ | Retail | Refrigeration | Walk-in cooler | TRC | Existing | NE4816 | PSC to ECM Evaporator Fan Motor (Reach-In) | PSC to ECM Evaporator Fan Motor (Reach-In) | NonEquip | 15 | Display cases | 0% | Tech/Econ | 37.5% | 0 | 0 | 0 | 0 | 0 | 0 | 0 | 0 | 0 | 0 | 0 | 0 | 0
Econ | Retail | Refrigeration | Vending and ice makers | TRC | New | NN4829 | PSC to ECM Evaporator Fan Motor (Reach-In) | PSC to ECM Evaporator Fan Motor (Reach-In) | NonEquip | 15 | Display cases | 0% | Tech/Econ | 37.5% | 0 | 0 | 0 | 0 | 0 | 0 | 0 | 0 | 0 | 0 | 0 | 0 | 0
Econ | Retail | Refrigeration | Vending and ice makers | TRC | Existing | NE4816 | PSC to ECM Evaporator Fan Motor (Reach-In) | PSC to ECM Evaporator Fan Motor (Reach-In) | NonEquip | 15 | Display cases | 0% | Tech/Econ | 37.5% | 0 | 0 | 0 | 0 | 0 | 0 | 0 | 0 | 0 | 0 | 0 | 0 | 0
Econ | Retail | Interior Lighting | Spot lighting | TRC | New | NN3711 | Facility Energy Management System | Facility Energy Management System | NonEquip | 15 |  | 4.276% | Tech/Econ | 24% | 0.051411 | 1.3416e-05 | 6.1687e-06 | 0.0060868 | 0.0062694 | 0.0064575 | 0.0066512 | 0.0068507 | 0.0070562 | 0.0072679 | 0.007486 | 0.0077105 | 0.0079419
Econ | Retail | Interior Lighting | Spot lighting | TRC | Existing | NE3698 | Facility Energy Management System | Facility Energy Management System | NonEquip | 15 |  | 4.3% | Tech/Econ | 24% | 5.3339 | 0.0013919 | 0.00064 | 0.6315 | 0.65045 | 0.66996 | 0.69006 | 0.71076 | 0.73208 | 0.75405 | 0.77667 | 0.79997 | 0.82397
Econ | Retail | Space Cooling | Residential-type central air conditioners | TRC | New | NN3685 | Facility Energy Management System | Facility Energy Management System | NonEquip | 15 |  | 4.276% | Tech/Econ | 20% | 0.1037 | 2.7063e-05 | 0 | 0.012278 | 0.012646 | 0.013026 | 0.013417 | 0.013819 | 0.014234 | 0.014661 | 0.0151 | 0.015553 | 0.01602
Econ | Retail | Space Cooling | Residential-type central air conditioners | TRC | New | NN3217 | Ceiling Insulation(R2 to R38) | Ceiling Insulation(R2 to R38) | NonEquip | 20 |  | 0% | Tech/Econ | 21.87% | 0 | 0 | 0 | 0 | 0 | 0 | 0 | 0 | 0 | 0 | 0 | 0 | 0
Econ | Retail | Space Cooling | Residential-type central air conditioners | TRC | Existing | NE4218 | Wall Insulation | Wall Insulation | NonEquip | 20 |  | 15.96% | Tech/Econ | 12.2% | 24.1454 | 0.0049274 | 0 | 2.8504 | 2.9359 | 3.024 | 3.1147 | 3.2081 | 3.3044 | 3.4035 | 3.5056 | 3.6108 | 3.7191
Econ | Retail | Space Cooling | Residential-type central air conditioners | TRC | Existing | NE3672 | Facility Energy Management System | Facility Energy Management System | NonEquip | 15 |  | 4.3% | Tech/Econ | 20% | 10.7593 | 0.0028078 | 0 | 1.2738 | 1.3121 | 1.3514 | 1.392 | 1.4337 | 1.4767 | 1.521 | 1.5667 | 1.6137 | 1.6621
Econ | Retail | Space Cooling | Residential-type central air conditioners | TRC | Existing | NE3204 | Ceiling Insulation(R2 to R38) | Ceiling Insulation(R2 to R38) | NonEquip | 20 |  | 0% | Tech/Econ | 21.87% | 0 | 0 | 0 | 0 | 0 | 0 | 0 | 0 | 0 | 0 | 0 | 0 | 0
Econ | Retail | Space Heating | Residential/split system heat pump | TRC | New | NN3659 | Facility Energy Management System | Facility Energy Management System | NonEquip | 15 |  | 4.276% | Tech/Econ | 20% | 31.4602 | 0 | 0.0037748 | 3.7247 | 3.8364 | 3.9515 | 4.0701 | 4.1922 | 4.318 | 4.4475 | 4.5809 | 4.7183 | 4.8599
Econ | Retail | Space Heating | Residential/split system heat pump | TRC | New | NN3581 | ECM Motors on Furnaces | ECM Motors on Furnaces | NonEquip | 15 | Forced air furnace | 0% | Tech/Econ | 1.706% | 0 | 0 | 0 | 0 | 0 | 0 | 0 | 0 | 0 | 0 | 0 | 0 | 0
Econ | Retail | Space Heating | Residential/split system heat pump | TRC | New | NN3191 | Ceiling Insulation(R2 to R38) | Ceiling Insulation(R2 to R38) | NonEquip | 20 |  | 0% | Tech/Econ | 78.49% | 0 | 0 | 0 | 0 | 0 | 0 | 0 | 0 | 0 | 0 | 0 | 0 | 0
Econ | Retail | Space Heating | Residential/split system heat pump | TRC | Existing | NE4244 | Wall Insulation | Wall Insulation | NonEquip | 20 |  | 15.96% | Tech/Econ | 7.052% | 4235.0275 | 0 | 1.9765 | 499.948 | 514.9464 | 530.3948 | 546.3066 | 562.6958 | 579.5767 | 596.964 | 614.8729 | 633.3191 | 652.3187
Econ | Retail | Space Heating | Residential/split system heat pump | TRC | Existing | NE3646 | Facility Energy Management System | Facility Energy Management System | NonEquip | 15 |  | 4.3% | Tech/Econ | 20% | 3263.9873 | 0 | 0.39164 | 386.4374 | 398.0305 | 409.9714 | 422.2706 | 434.9387 | 447.9868 | 461.4264 | 475.2692 | 489.5273 | 504.2131
Econ | Retail | Space Heating | Residential/split system heat pump | TRC | Existing | NE3568 | ECM Motors on Furnaces | ECM Motors on Furnaces | NonEquip | 15 | Forced air furnace | 0% | Tech/Econ | 1.706% | 0 | 0 | 0 | 0 | 0 | 0 | 0 | 0 | 0 | 0 | 0 | 0 | 0
Econ | Retail | Space Heating | Residential/split system heat pump | TRC | Existing | NE3178 | Ceiling Insulation(R2 to R38) | Ceiling Insulation(R2 to R38) | NonEquip | 20 |  | 0% | Tech/Econ | 86.61% | 0 | 0 | 0 | 0 | 0 | 0 | 0 | 0 | 0 | 0 | 0 | 0 | 0
Econ | Retail | Refrigeration | Residential style | TRC | New | NN4829 | PSC to ECM Evaporator Fan Motor (Reach-In) | PSC to ECM Evaporator Fan Motor (Reach-In) | NonEquip | 15 | Display cases | 0% | Tech/Econ | 37.5% | 0 | 0 | 0 | 0 | 0 | 0 | 0 | 0 | 0 | 0 | 0 | 0 | 0
Econ | Retail | Refrigeration | Residential style | TRC | Existing | NE4816 | PSC to ECM Evaporator Fan Motor (Reach-In) | PSC to ECM Evaporator Fan Motor (Reach-In) | NonEquip | 15 | Display cases | 0% | Tech/Econ | 37.5% | 0 | 0 | 0 | 0 | 0 | 0 | 0 | 0 | 0 | 0 | 0 | 0 | 0
Econ | Retail | Miscellaneous | Pool pump | TRC | New | NN4543 | VSD Controlled Compressor | VSD Controlled Compressor | NonEquip | 15 | Others | 0% | Tech/Econ | 20.79% | 0 | 0 | 0 | 0 | 0 | 0 | 0 | 0 | 0 | 0 | 0 | 0 | 0
Econ | Retail | Miscellaneous | Pool pump | TRC | Existing | NE4530 | VSD Controlled Compressor | VSD Controlled Compressor | NonEquip | 15 | Others | 0% | Tech/Econ | 20.79% | 0 | 0 | 0 | 0 | 0 | 0 | 0 | 0 | 0 | 0 | 0 | 0 | 0
Econ | Retail | Miscellaneous | Pool pump | TRC | Turnover | ET2001 | Solar Pool Heater | Solar Pool Heater | Equip | 15 | Pool pump | 0% | Tech/Econ | 86.11% | 0 | 0 | 0 | 0 | 0 | 0 | 0 | 0 | 0 | 0 | 0 | 0 | 0
Econ | Retail | Miscellaneous | Pool pump | TRC | New | EN2027 | Solar Pool Heater | Solar Pool Heater | Equip | 15 | Pool pump | 0% | Tech/Econ | 86.11% | 0 | 0 | 0 | 0 | 0 | 0 | 0 | 0 | 0 | 0 | 0 | 0 | 0
Econ | Retail | Space Heating | Packaged central unit | TRC | New | NN3659 | Facility Energy Management System | Facility Energy Management System | NonEquip | 15 |  | 4.276% | Tech/Econ | 20% | 83.5576 | 0 | 0.010026 | 9.8927 | 10.1895 | 10.4952 | 10.8101 | 11.1344 | 11.4684 | 11.8124 | 12.1668 | 12.5318 | 12.9078
Econ | Retail | Space Heating | Packaged central unit | TRC | New | NN3581 | ECM Motors on Furnaces | ECM Motors on Furnaces | NonEquip | 15 | Forced air furnace | 0% | Tech/Econ | 1.706% | 0 | 0 | 0 | 0 | 0 | 0 | 0 | 0 | 0 | 0 | 0 | 0 | 0
Econ | Retail | Space Heating | Packaged central unit | TRC | New | NN3191 | Ceiling Insulation(R2 to R38) | Ceiling Insulation(R2 to R38) | NonEquip | 20 |  | 0% | Tech/Econ | 78.49% | 0 | 0 | 0 | 0 | 0 | 0 | 0 | 0 | 0 | 0 | 0 | 0 | 0
Econ | Retail | Space Heating | Packaged central unit | TRC | Existing | NE4244 | Wall Insulation | Wall Insulation | NonEquip | 20 |  | 15.96% | Tech/Econ | 7.052% | 11248.1369 | 0 | 5.2495 | 1327.8505 | 1367.686 | 1408.7165 | 1450.978 | 1494.5074 | 1539.3426 | 1585.5229 | 1633.0886 | 1682.0812 | 1732.5437
Econ | Retail | Space Heating | Packaged central unit | TRC | Existing | NE3646 | Facility Energy Management System | Facility Energy Management System | NonEquip | 15 |  | 4.3% | Tech/Econ | 20% | 8669.0762 | 0 | 1.0402 | 1026.3689 | 1057.16 | 1088.8748 | 1121.541 | 1155.1872 | 1189.8428 | 1225.5381 | 1262.3043 | 1300.1734 | 1339.1786
Econ | Retail | Space Heating | Packaged central unit | TRC | Existing | NE3568 | ECM Motors on Furnaces | ECM Motors on Furnaces | NonEquip | 15 | Forced air furnace | 0% | Tech/Econ | 1.706% | 0 | 0 | 0 | 0 | 0 | 0 | 0 | 0 | 0 | 0 | 0 | 0 | 0
Econ | Retail | Space Heating | Packaged central unit | TRC | Existing | NE3178 | Ceiling Insulation(R2 to R38) | Ceiling Insulation(R2 to R38) | NonEquip | 20 |  | 0% | Tech/Econ | 86.61% | 0 | 0 | 0 | 0 | 0 | 0 | 0 | 0 | 0 | 0 | 0 | 0 | 0
Econ | Retail | Space Cooling | Packaged air conditioning units (RTUs) | TRC | New | NN3685 | Facility Energy Management System | Facility Energy Management System | NonEquip | 15 |  | 4.276% | Tech/Econ | 20% | 811.9606 | 0.21189 | 0 | 96.1315 | 99.0154 | 101.9859 | 105.0455 | 108.1968 | 111.4427 | 114.786 | 118.2296 | 121.7765 | 125.4298
Econ | Retail | Space Cooling | Packaged air conditioning units (RTUs) | TRC | New | NN3217 | Ceiling Insulation(R2 to R38) | Ceiling Insulation(R2 to R38) | NonEquip | 20 |  | 0% | Tech/Econ | 21.87% | 0 | 0 | 0 | 0 | 0 | 0 | 0 | 0 | 0 | 0 | 0 | 0 | 0
Econ | Retail | Space Cooling | Packaged air conditioning units (RTUs) | TRC | Existing | NE4218 | Wall Insulation | Wall Insulation | NonEquip | 20 |  | 15.96% | Tech/Econ | 12.2% | 189047.4728 | 38.579 | 0 | 22317.1868 | 22986.7024 | 23676.3035 | 24386.5926 | 25118.1904 | 25871.7361 | 26647.8882 | 27447.3248 | 28270.7445 | 29118.8669
Econ | Retail | Space Cooling | Packaged air conditioning units (RTUs) | TRC | Existing | NE3672 | Facility Energy Management System | Facility Energy Management System | NonEquip | 15 |  | 4.3% | Tech/Econ | 20% | 84240.6874 | 21.9835 | 0 | 9973.6141 | 10272.8226 | 10581.0072 | 10898.4375 | 11225.3906 | 11562.1523 | 11909.0169 | 12266.2874 | 12634.276 | 13013.3043
Econ | Retail | Space Cooling | Packaged air conditioning units (RTUs) | TRC | Existing | NE3204 | Ceiling Insulation(R2 to R38) | Ceiling Insulation(R2 to R38) | NonEquip | 20 |  | 0% | Tech/Econ | 21.87% | 0 | 0 | 0 | 0 | 0 | 0 | 0 | 0 | 0 | 0 | 0 | 0 | 0
Econ | Retail | Interior Lighting | Overhead (fluorescent/LED/CFL U-shape) | TRC | New | NN3711 | Facility Energy Management System | Facility Energy Management System | NonEquip | 15 |  | 4.276% | Tech/Econ | 24% | 640.5816 | 0.16717 | 0.076861 | 75.8412 | 78.1164 | 80.4599 | 82.8737 | 85.3599 | 87.9207 | 90.5583 | 93.2751 | 96.0733 | 98.9555
Econ | Retail | Interior Lighting | Overhead (fluorescent/LED/CFL U-shape) | TRC | Existing | NE3698 | Facility Energy Management System | Facility Energy Management System | NonEquip | 15 |  | 4.3% | Tech/Econ | 24% | 66460.1613 | 17.3435 | 7.9743 | 7868.5018 | 8104.5569 | 8347.6936 | 8598.1244 | 8856.0682 | 9121.7502 | 9395.4027 | 9677.2648 | 9967.5827 | 10266.6102
Econ | Retail | Miscellaneous | Others | TRC | New | NN4543 | VSD Controlled Compressor | VSD Controlled Compressor | NonEquip | 15 | Others | 36.99% | Tech/Econ | 20.79% | 1444.3147 | 0.21778 | 0.10193 | 170.0376 | 175.1387 | 180.3929 | 185.8047 | 191.3788 | 197.1202 | 203.0338 | 209.1248 | 215.3985 | 221.8605
Econ | Retail | Miscellaneous | Others | TRC | Existing | NE4530 | VSD Controlled Compressor | VSD Controlled Compressor | NonEquip | 15 | Others | 7.399% | Tech/Econ | 20.79% | 29801.0272 | 4.4935 | 2.1032 | 3508.4421 | 3613.6954 | 3722.1063 | 3833.7694 | 3948.7825 | 4067.246 | 4189.2634 | 4314.9413 | 4444.3895 | 4577.7212
Econ | Retail | Office Equipment | Other office | TRC | Turnover | ET2268 | Energy Star Uninterruptable Power Supply | Energy Star Uninterruptable Power Supply | Equip | 10 | Other office | 0% | Tech/Econ | 1.878% | 0 | 0 | 0 | 0 | 0 | 0 | 0 | 0 | 0 | 0 | 0 | 0 | 0
Econ | Retail | Office Equipment | Other office | TRC | New | EN2294 | Energy Star Uninterruptable Power Supply | Energy Star Uninterruptable Power Supply | Equip | 10 | Other office | 0% | Tech/Econ | 1.878% | 0 | 0 | 0 | 0 | 0 | 0 | 0 | 0 | 0 | 0 | 0 | 0 | 0
Econ | Retail | Ventilation and Circulation | Motor/Fan | TRC | New | NN4959 | Demand Controlled Ventilation | Demand Controlled Ventilation | NonEquip | 10 |  | 23.39% | Tech/Econ | 50% | 19.9211 | 0.0020741 | 0.011677 | 2.3397 | 2.4099 | 2.4822 | 2.5566 | 2.6333 | 2.7123 | 2.7937 | 2.8775 | 2.9638 | 3.0528
Econ | Retail | Ventilation and Circulation | Motor/Fan | TRC | Existing | NE4946 | Demand Controlled Ventilation | Demand Controlled Ventilation | NonEquip | 10 |  | 23.39% | Tech/Econ | 50% | 2055.1974 | 0.21398 | 1.2047 | 241.3769 | 248.6182 | 256.0767 | 263.759 | 271.6718 | 279.822 | 288.2166 | 296.8631 | 305.769 | 314.9421
Econ | Retail | Miscellaneous | Medical equipment | TRC | New | NN4543 | VSD Controlled Compressor | VSD Controlled Compressor | NonEquip | 15 | Others | 0% | Tech/Econ | 20.79% | 0 | 0 | 0 | 0 | 0 | 0 | 0 | 0 | 0 | 0 | 0 | 0 | 0
Econ | Retail | Miscellaneous | Medical equipment | TRC | Existing | NE4530 | VSD Controlled Compressor | VSD Controlled Compressor | NonEquip | 15 | Others | 0% | Tech/Econ | 20.79% | 0 | 0 | 0 | 0 | 0 | 0 | 0 | 0 | 0 | 0 | 0 | 0 | 0
Econ | Retail | Refrigeration | Large cold storage | TRC | New | NN4829 | PSC to ECM Evaporator Fan Motor (Reach-In) | PSC to ECM Evaporator Fan Motor (Reach-In) | NonEquip | 15 | Display cases | 0% | Tech/Econ | 37.5% | 0 | 0 | 0 | 0 | 0 | 0 | 0 | 0 | 0 | 0 | 0 | 0 | 0
Econ | Retail | Refrigeration | Large cold storage | TRC | Existing | NE4816 | PSC to ECM Evaporator Fan Motor (Reach-In) | PSC to ECM Evaporator Fan Motor (Reach-In) | NonEquip | 15 | Display cases | 0% | Tech/Econ | 37.5% | 0 | 0 | 0 | 0 | 0 | 0 | 0 | 0 | 0 | 0 | 0 | 0 | 0
Econ | Retail | Miscellaneous | Laboratory equipment | TRC | New | NN4543 | VSD Controlled Compressor | VSD Controlled Compressor | NonEquip | 15 | Others | 0% | Tech/Econ | 20.79% | 0 | 0 | 0 | 0 | 0 | 0 | 0 | 0 | 0 | 0 | 0 | 0 | 0
Econ | Retail | Miscellaneous | Laboratory equipment | TRC | Existing | NE4530 | VSD Controlled Compressor | VSD Controlled Compressor | NonEquip | 15 | Others | 0% | Tech/Econ | 20.79% | 0 | 0 | 0 | 0 | 0 | 0 | 0 | 0 | 0 | 0 | 0 | 0 | 0
Econ | Retail | Ventilation and Circulation | Individual room ventilation | TRC | New | NN4959 | Demand Controlled Ventilation | Demand Controlled Ventilation | NonEquip | 10 |  | 23.39% | Tech/Econ | 50% | 9.9606 | 0.001037 | 0.0058385 | 1.1698 | 1.2049 | 1.2411 | 1.2783 | 1.3167 | 1.3562 | 1.3968 | 1.4388 | 1.4819 | 1.5264
Econ | Retail | Ventilation and Circulation | Individual room ventilation | TRC | Existing | NE4946 | Demand Controlled Ventilation | Demand Controlled Ventilation | NonEquip | 10 |  | 23.39% | Tech/Econ | 50% | 1027.5987 | 0.10699 | 0.60234 | 120.6884 | 124.3091 | 128.0384 | 131.8795 | 135.8359 | 139.911 | 144.1083 | 148.4316 | 152.8845 | 157.471
Econ | Retail | Space Heating | Individual room heating | TRC | New | NN3659 | Facility Energy Management System | Facility Energy Management System | NonEquip | 15 |  | 4.276% | Tech/Econ | 20% | 0.058032 | 0 | 6.9631e-06 | 0.0068707 | 0.0070768 | 0.0072891 | 0.0075078 | 0.007733 | 0.007965 | 0.008204 | 0.0084501 | 0.0087036 | 0.0089647
Econ | Retail | Space Heating | Individual room heating | TRC | New | NN3581 | ECM Motors on Furnaces | ECM Motors on Furnaces | NonEquip | 15 | Forced air furnace | 0% | Tech/Econ | 1.706% | 0 | 0 | 0 | 0 | 0 | 0 | 0 | 0 | 0 | 0 | 0 | 0 | 0
Econ | Retail | Space Heating | Individual room heating | TRC | New | NN3191 | Ceiling Insulation(R2 to R38) | Ceiling Insulation(R2 to R38) | NonEquip | 20 |  | 0% | Tech/Econ | 78.49% | 0 | 0 | 0 | 0 | 0 | 0 | 0 | 0 | 0 | 0 | 0 | 0 | 0
Econ | Retail | Space Heating | Individual room heating | TRC | Existing | NE4244 | Wall Insulation | Wall Insulation | NonEquip | 20 |  | 15.96% | Tech/Econ | 7.052% | 7.812 | 0 | 0.0036459 | 0.92222 | 0.94988 | 0.97838 | 1.0077 | 1.038 | 1.0691 | 1.1012 | 1.1342 | 1.1682 | 1.2033
Econ | Retail | Space Heating | Individual room heating | TRC | Existing | NE3646 | Facility Energy Management System | Facility Energy Management System | NonEquip | 15 |  | 4.3% | Tech/Econ | 20% | 6.0208 | 0 | 0.00072242 | 0.71283 | 0.73422 | 0.75624 | 0.77893 | 0.8023 | 0.82637 | 0.85116 | 0.87669 | 0.90299 | 0.93008
Econ | Retail | Space Heating | Individual room heating | TRC | Existing | NE3568 | ECM Motors on Furnaces | ECM Motors on Furnaces | NonEquip | 15 | Forced air furnace | 0% | Tech/Econ | 1.706% | 0 | 0 | 0 | 0 | 0 | 0 | 0 | 0 | 0 | 0 | 0 | 0 | 0
Econ | Retail | Space Heating | Individual room heating | TRC | Existing | NE3178 | Ceiling Insulation(R2 to R38) | Ceiling Insulation(R2 to R38) | NonEquip | 20 |  | 0% | Tech/Econ | 86.61% | 0 | 0 | 0 | 0 | 0 | 0 | 0 | 0 | 0 | 0 | 0 | 0 | 0
Econ | Retail | Space Cooling | Individual room air conditioners | TRC | New | NN3685 | Facility Energy Management System | Facility Energy Management System | NonEquip | 15 |  | 4.276% | Tech/Econ | 20% | 80.8896 | 0.021109 | 0 | 9.5769 | 9.8642 | 10.1601 | 10.4649 | 10.7788 | 11.1022 | 11.4353 | 11.7783 | 12.1317 | 12.4956
Econ | Retail | Space Cooling | Individual room air conditioners | TRC | New | NN3217 | Ceiling Insulation(R2 to R38) | Ceiling Insulation(R2 to R38) | NonEquip | 20 |  | 0% | Tech/Econ | 21.87% | 0 | 0 | 0 | 0 | 0 | 0 | 0 | 0 | 0 | 0 | 0 | 0 | 0
Econ | Retail | Space Cooling | Individual room air conditioners | TRC | Existing | NE4218 | Wall Insulation | Wall Insulation | NonEquip | 20 |  | 15.96% | Tech/Econ | 12.2% | 18833.3843 | 3.8433 | 0 | 2223.2942 | 2289.9931 | 2358.6929 | 2429.4536 | 2502.3372 | 2577.4074 | 2654.7296 | 2734.3715 | 2816.4026 | 2900.8947
Econ | Retail | Space Cooling | Individual room air conditioners | TRC | Existing | NE3672 | Facility Energy Management System | Facility Energy Management System | NonEquip | 15 |  | 4.3% | Tech/Econ | 20% | 8392.269 | 2.19 | 0 | 993.5965 | 1023.4044 | 1054.1065 | 1085.7297 | 1118.3016 | 1151.8507 | 1186.4062 | 1221.9984 | 1258.6583 | 1296.4181
Econ | Retail | Space Cooling | Individual room air conditioners | TRC | Existing | NE3204 | Ceiling Insulation(R2 to R38) | Ceiling Insulation(R2 to R38) | NonEquip | 20 |  | 0% | Tech/Econ | 21.87% | 0 | 0 | 0 | 0 | 0 | 0 | 0 | 0 | 0 | 0 | 0 | 0 | 0
Econ | Retail | Interior Lighting | High bay | TRC | New | NN3711 | Facility Energy Management System | Facility Energy Management System | NonEquip | 15 |  | 4.276% | Tech/Econ | 24% | 812.2945 | 0.21198 | 0.097465 | 96.171 | 99.0561 | 102.0278 | 105.0887 | 108.2413 | 111.4886 | 114.8332 | 118.2782 | 121.8266 | 125.4814
Econ | Retail | Interior Lighting | High bay | TRC | Existing | NE3698 | Facility Energy Management System | Facility Energy Management System | NonEquip | 15 |  | 4.3% | Tech/Econ | 24% | 84275.3249 | 21.9925 | 10.1119 | 9977.715 | 10277.0465 | 10585.3579 | 10902.9186 | 11230.0062 | 11566.9064 | 11913.9135 | 12271.3309 | 12639.4709 | 13018.655
Econ | Retail | Space Heating | Forced air furnace | TRC | New | NN3659 | Facility Energy Management System | Facility Energy Management System | NonEquip | 15 |  | 4.276% | Tech/Econ | 20% | 0.80583 | 0 | 9.6689e-05 | 0.095405 | 0.098268 | 0.10122 | 0.10425 | 0.10738 | 0.1106 | 0.11392 | 0.11734 | 0.12086 | 0.12448
Econ | Retail | Space Heating | Forced air furnace | TRC | New | NN3581 | ECM Motors on Furnaces | ECM Motors on Furnaces | NonEquip | 15 | Forced air furnace | 47.78% | Tech/Econ | 1.706% | 0.77455 | 0 | 8.8419e-05 | 0.090482 | 0.093196 | 0.095992 | 0.098872 | 0.10184 | 0.10489 | 0.10804 | 0.11128 | 0.11462 | 0.11806
Econ | Retail | Space Heating | Forced air furnace | TRC | New | NN3191 | Ceiling Insulation(R2 to R38) | Ceiling Insulation(R2 to R38) | NonEquip | 20 |  | 0% | Tech/Econ | 78.49% | 0 | 0 | 0 | 0 | 0 | 0 | 0 | 0 | 0 | 0 | 0 | 0 | 0
Econ | Retail | Space Heating | Forced air furnace | TRC | Existing | NE4244 | Wall Insulation | Wall Insulation | NonEquip | 20 |  | 15.96% | Tech/Econ | 7.052% | 108.4769 | 0 | 0.050626 | 12.8058 | 13.1899 | 13.5856 | 13.9932 | 14.413 | 14.8454 | 15.2908 | 15.7495 | 16.222 | 16.7086
Econ | Retail | Space Heating | Forced air furnace | TRC | Existing | NE3646 | Facility Energy Management System | Facility Energy Management System | NonEquip | 15 |  | 4.3% | Tech/Econ | 20% | 83.6045 | 0 | 0.010031 | 9.8983 | 10.1952 | 10.5011 | 10.8161 | 11.1406 | 11.4748 | 11.8191 | 12.1736 | 12.5389 | 12.915
Econ | Retail | Space Heating | Forced air furnace | TRC | Existing | NE3568 | ECM Motors on Furnaces | ECM Motors on Furnaces | NonEquip | 15 | Forced air furnace | 47.78% | Tech/Econ | 1.706% | 79.9079 | 0 | 0.0091219 | 9.3347 | 9.6147 | 9.9032 | 10.2003 | 10.5063 | 10.8215 | 11.1461 | 11.4805 | 11.8249 | 12.1797
Econ | Retail | Space Heating | Forced air furnace | TRC | Existing | NE3178 | Ceiling Insulation(R2 to R38) | Ceiling Insulation(R2 to R38) | NonEquip | 20 |  | 0% | Tech/Econ | 86.61% | 0 | 0 | 0 | 0 | 0 | 0 | 0 | 0 | 0 | 0 | 0 | 0 | 0
Econ | Retail | Miscellaneous | Elevators/Escalators | TRC | New | NN4543 | VSD Controlled Compressor | VSD Controlled Compressor | NonEquip | 15 | Others | 0% | Tech/Econ | 20.79% | 0 | 0 | 0 | 0 | 0 | 0 | 0 | 0 | 0 | 0 | 0 | 0 | 0
Econ | Retail | Miscellaneous | Elevators/Escalators | TRC | Existing | NE4530 | VSD Controlled Compressor | VSD Controlled Compressor | NonEquip | 15 | Others | 0% | Tech/Econ | 20.79% | 0 | 0 | 0 | 0 | 0 | 0 | 0 | 0 | 0 | 0 | 0 | 0 | 0
Econ | Retail | Space Cooling | District chilled water piped | TRC | New | NN3685 | Facility Energy Management System | Facility Energy Management System | NonEquip | 15 |  | 4.276% | Tech/Econ | 20% | 0 | 0 | 0 | 0 | 0 | 0 | 0 | 0 | 0 | 0 | 0 | 0 | 0
Econ | Retail | Space Cooling | District chilled water piped | TRC | New | NN3217 | Ceiling Insulation(R2 to R38) | Ceiling Insulation(R2 to R38) | NonEquip | 20 |  | 0% | Tech/Econ | 21.87% | 0 | 0 | 0 | 0 | 0 | 0 | 0 | 0 | 0 | 0 | 0 | 0 | 0
Econ | Retail | Space Cooling | District chilled water piped | TRC | Existing | NE4218 | Wall Insulation | Wall Insulation | NonEquip | 20 |  | 15.96% | Tech/Econ | 12.2% | 0 | 0 | 0 | 0 | 0 | 0 | 0 | 0 | 0 | 0 | 0 | 0 | 0
Econ | Retail | Space Cooling | District chilled water piped | TRC | Existing | NE3672 | Facility Energy Management System | Facility Energy Management System | NonEquip | 15 |  | 4.3% | Tech/Econ | 20% | 0 | 0 | 0 | 0 | 0 | 0 | 0 | 0 | 0 | 0 | 0 | 0 | 0
Econ | Retail | Space Cooling | District chilled water piped | TRC | Existing | NE3204 | Ceiling Insulation(R2 to R38) | Ceiling Insulation(R2 to R38) | NonEquip | 20 |  | 0% | Tech/Econ | 21.87% | 0 | 0 | 0 | 0 | 0 | 0 | 0 | 0 | 0 | 0 | 0 | 0 | 0
Econ | Retail | Space Cooling | District chilled water piped | TRC | Turnover | ET948 | High Efficiency Chiller (Air Cooled, 50 tons) | High Efficiency Chiller (Air Cooled, 50 tons) | Equip | 20 | District chilled water piped | 28.37% | Tech/Econ | 8.759% | 0 | 0 | 0 | 0 | 0 | 0 | 0 | 0 | 0 | 0 | 0 | 0 | 0
Econ | Retail | Space Cooling | District chilled water piped | TRC | Turnover | ET1026 | High Efficiency Chiller (Water cooled-centrifugal, 200 tons) | High Efficiency Chiller (Water cooled-centrifugal, 200 tons) | Equip | 20 | District chilled water piped | 28.37% | Tech/Econ | 4.362% | 0 | 0 | 0 | 0 | 0 | 0 | 0 | 0 | 0 | 0 | 0 | 0 | 0
Econ | Retail | Space Cooling | District chilled water piped | TRC | New | EN974 | High Efficiency Chiller (Air Cooled, 50 tons) | High Efficiency Chiller (Air Cooled, 50 tons) | Equip | 20 | District chilled water piped | 28.37% | Tech/Econ | 8.759% | 0 | 0 | 0 | 0 | 0 | 0 | 0 | 0 | 0 | 0 | 0 | 0 | 0
Econ | Retail | Space Cooling | District chilled water piped | TRC | New | EN1052 | High Efficiency Chiller (Water cooled-centrifugal, 200 tons) | High Efficiency Chiller (Water cooled-centrifugal, 200 tons) | Equip | 20 | District chilled water piped | 28.37% | Tech/Econ | 4.362% | 0 | 0 | 0 | 0 | 0 | 0 | 0 | 0 | 0 | 0 | 0 | 0 | 0
Econ | Retail | Refrigeration | Display cases | TRC | New | NN4829 | PSC to ECM Evaporator Fan Motor (Reach-In) | PSC to ECM Evaporator Fan Motor (Reach-In) | NonEquip | 15 | Display cases | 68.68% | Tech/Econ | 37.5% | 458.5007 | 0.063815 | 0.005846 | 53.9467 | 55.5651 | 57.232 | 58.949 | 60.7174 | 62.539 | 64.4151 | 66.3476 | 68.338 | 70.3882
Econ | Retail | Refrigeration | Display cases | TRC | Existing | NE4816 | PSC to ECM Evaporator Fan Motor (Reach-In) | PSC to ECM Evaporator Fan Motor (Reach-In) | NonEquip | 15 | Display cases | 17.17% | Tech/Econ | 37.5% | 11825.498 | 1.6459 | 0.15078 | 1391.3744 | 1433.1156 | 1476.1091 | 1520.3923 | 1566.0041 | 1612.9842 | 1661.3738 | 1711.215 | 1762.5514 | 1815.428
Econ | Retail | Cooking | Cooking Other | TRC | Turnover | ET12 | Efficient Exhaust Hood | Efficient Exhaust Hood | Equip | 15 | Cooking Other | 0% | Tech/Econ | 42.5% | 0 | 0 | 0 | 0 | 0 | 0 | 0 | 0 | 0 | 0 | 0 | 0 | 0
Econ | Retail | Cooking | Cooking Other | TRC | New | EN38 | Efficient Exhaust Hood | Efficient Exhaust Hood | Equip | 15 | Cooking Other | 0% | Tech/Econ | 42.5% | 0 | 0 | 0 | 0 | 0 | 0 | 0 | 0 | 0 | 0 | 0 | 0 | 0
Econ | Retail | Space Cooling | Central chillers inside | TRC | New | NN3685 | Facility Energy Management System | Facility Energy Management System | NonEquip | 15 |  | 4.276% | Tech/Econ | 20% | 0 | 0 | 0 | 0 | 0 | 0 | 0 | 0 | 0 | 0 | 0 | 0 | 0
Econ | Retail | Space Cooling | Central chillers inside | TRC | New | NN3217 | Ceiling Insulation(R2 to R38) | Ceiling Insulation(R2 to R38) | NonEquip | 20 |  | 0% | Tech/Econ | 21.87% | 0 | 0 | 0 | 0 | 0 | 0 | 0 | 0 | 0 | 0 | 0 | 0 | 0
Econ | Retail | Space Cooling | Central chillers inside | TRC | Existing | NE4218 | Wall Insulation | Wall Insulation | NonEquip | 20 |  | 15.96% | Tech/Econ | 12.2% | 0 | 0 | 0 | 0 | 0 | 0 | 0 | 0 | 0 | 0 | 0 | 0 | 0
Econ | Retail | Space Cooling | Central chillers inside | TRC | Existing | NE3672 | Facility Energy Management System | Facility Energy Management System | NonEquip | 15 |  | 4.3% | Tech/Econ | 20% | 0 | 0 | 0 | 0 | 0 | 0 | 0 | 0 | 0 | 0 | 0 | 0 | 0
Econ | Retail | Space Cooling | Central chillers inside | TRC | Existing | NE3204 | Ceiling Insulation(R2 to R38) | Ceiling Insulation(R2 to R38) | NonEquip | 20 |  | 0% | Tech/Econ | 21.87% | 0 | 0 | 0 | 0 | 0 | 0 | 0 | 0 | 0 | 0 | 0 | 0 | 0
Econ | Retail | Space Cooling | Central chillers inside | TRC | Turnover | ET987 | High Efficiency Chiller (Water cooled-centrifugal, 200 tons) | High Efficiency Chiller (Water cooled-centrifugal, 200 tons) | Equip | 20 | Central chillers inside | 28.37% | Tech/Econ | 4.362% | 0 | 0 | 0 | 0 | 0 | 0 | 0 | 0 | 0 | 0 | 0 | 0 | 0
Econ | Retail | Space Cooling | Central chillers inside | TRC | Turnover | ET909 | High Efficiency Chiller (Air Cooled, 50 tons) | High Efficiency Chiller (Air Cooled, 50 tons) | Equip | 20 | Central chillers inside | 28.37% | Tech/Econ | 8.759% | 0 | 0 | 0 | 0 | 0 | 0 | 0 | 0 | 0 | 0 | 0 | 0 | 0
Econ | Retail | Space Cooling | Central chillers inside | TRC | New | EN935 | High Efficiency Chiller (Air Cooled, 50 tons) | High Efficiency Chiller (Air Cooled, 50 tons) | Equip | 20 | Central chillers inside | 28.37% | Tech/Econ | 8.759% | 0 | 0 | 0 | 0 | 0 | 0 | 0 | 0 | 0 | 0 | 0 | 0 | 0
Econ | Retail | Space Cooling | Central chillers inside | TRC | New | EN1013 | High Efficiency Chiller (Water cooled-centrifugal, 200 tons) | High Efficiency Chiller (Water cooled-centrifugal, 200 tons) | Equip | 20 | Central chillers inside | 28.37% | Tech/Econ | 4.362% | 0 | 0 | 0 | 0 | 0 | 0 | 0 | 0 | 0 | 0 | 0 | 0 | 0
Econ | Retail | Ventilation and Circulation | Central air-handling unit | TRC | New | NN4959 | Demand Controlled Ventilation | Demand Controlled Ventilation | NonEquip | 10 |  | 23.39% | Tech/Econ | 50% | 2288.7079 | 0.23829 | 1.3416 | 268.802 | 276.8661 | 285.1721 | 293.7272 | 302.539 | 311.6152 | 320.9637 | 330.5926 | 340.5104 | 350.7257
Econ | Retail | Ventilation and Circulation | Central air-handling unit | TRC | Existing | NE4946 | Demand Controlled Ventilation | Demand Controlled Ventilation | NonEquip | 10 |  | 23.39% | Tech/Econ | 50% | 236118.37 | 24.5834 | 138.4045 | 27731.408 | 28563.3502 | 29420.2507 | 30302.8583 | 31211.944 | 32148.3023 | 33112.7514 | 34106.1339 | 35129.318 | 36183.1975
Econ | Retail | Interior Lighting | case lighting | TRC | New | NN3711 | Facility Energy Management System | Facility Energy Management System | NonEquip | 15 |  | 4.276% | Tech/Econ | 24% | 0.051411 | 1.3416e-05 | 6.1687e-06 | 0.0060868 | 0.0062694 | 0.0064575 | 0.0066512 | 0.0068507 | 0.0070562 | 0.0072679 | 0.007486 | 0.0077105 | 0.0079419
Econ | Retail | Interior Lighting | case lighting | TRC | Existing | NE3698 | Facility Energy Management System | Facility Energy Management System | NonEquip | 15 |  | 4.3% | Tech/Econ | 24% | 5.3339 | 0.0013919 | 0.00064 | 0.6315 | 0.65045 | 0.66996 | 0.69006 | 0.71076 | 0.73208 | 0.75405 | 0.77667 | 0.79997 | 0.82397
Econ | Retail | Space Heating | Boilers | TRC | New | NN3659 | Facility Energy Management System | Facility Energy Management System | NonEquip | 15 |  | 4.276% | Tech/Econ | 20% | 0 | 0 | 0 | 0 | 0 | 0 | 0 | 0 | 0 | 0 | 0 | 0 | 0
Econ | Retail | Space Heating | Boilers | TRC | New | NN3581 | ECM Motors on Furnaces | ECM Motors on Furnaces | NonEquip | 15 | Forced air furnace | 0% | Tech/Econ | 1.706% | 0 | 0 | 0 | 0 | 0 | 0 | 0 | 0 | 0 | 0 | 0 | 0 | 0
Econ | Retail | Space Heating | Boilers | TRC | New | NN3191 | Ceiling Insulation(R2 to R38) | Ceiling Insulation(R2 to R38) | NonEquip | 20 |  | 0% | Tech/Econ | 78.49% | 0 | 0 | 0 | 0 | 0 | 0 | 0 | 0 | 0 | 0 | 0 | 0 | 0
Econ | Retail | Space Heating | Boilers | TRC | Existing | NE4244 | Wall Insulation | Wall Insulation | NonEquip | 20 |  | 15.96% | Tech/Econ | 7.052% | 0 | 0 | 0 | 0 | 0 | 0 | 0 | 0 | 0 | 0 | 0 | 0 | 0
Econ | Retail | Space Heating | Boilers | TRC | Existing | NE3646 | Facility Energy Management System | Facility Energy Management System | NonEquip | 15 |  | 4.3% | Tech/Econ | 20% | 0 | 0 | 0 | 0 | 0 | 0 | 0 | 0 | 0 | 0 | 0 | 0 | 0
Econ | Retail | Space Heating | Boilers | TRC | Existing | NE3568 | ECM Motors on Furnaces | ECM Motors on Furnaces | NonEquip | 15 | Forced air furnace | 0% | Tech/Econ | 1.706% | 0 | 0 | 0 | 0 | 0 | 0 | 0 | 0 | 0 | 0 | 0 | 0 | 0
Econ | Retail | Space Heating | Boilers | TRC | Existing | NE3178 | Ceiling Insulation(R2 to R38) | Ceiling Insulation(R2 to R38) | NonEquip | 20 |  | 0% | Tech/Econ | 86.61% | 0 | 0 | 0 | 0 | 0 | 0 | 0 | 0 | 0 | 0 | 0 | 0 | 0
Econ | Schools K-12 | Refrigeration | Walk-in cooler | TRC | New | NN4830 | PSC to ECM Evaporator Fan Motor (Reach-In) | PSC to ECM Evaporator Fan Motor (Reach-In) | NonEquip | 15 | Display cases | 0% | Tech/Econ | 37.5% | 0 | 0 | 0 | 0 | 0 | 0 | 0 | 0 | 0 | 0 | 0 | 0 | 0
Econ | Schools K-12 | Refrigeration | Walk-in cooler | TRC | Existing | NE4817 | PSC to ECM Evaporator Fan Motor (Reach-In) | PSC to ECM Evaporator Fan Motor (Reach-In) | NonEquip | 15 | Display cases | 0% | Tech/Econ | 37.5% | 0 | 0 | 0 | 0 | 0 | 0 | 0 | 0 | 0 | 0 | 0 | 0 | 0
Econ | Schools K-12 | Refrigeration | Vending and ice makers | TRC | New | NN4830 | PSC to ECM Evaporator Fan Motor (Reach-In) | PSC to ECM Evaporator Fan Motor (Reach-In) | NonEquip | 15 | Display cases | 0% | Tech/Econ | 37.5% | 0 | 0 | 0 | 0 | 0 | 0 | 0 | 0 | 0 | 0 | 0 | 0 | 0
Econ | Schools K-12 | Refrigeration | Vending and ice makers | TRC | Existing | NE4817 | PSC to ECM Evaporator Fan Motor (Reach-In) | PSC to ECM Evaporator Fan Motor (Reach-In) | NonEquip | 15 | Display cases | 0% | Tech/Econ | 37.5% | 0 | 0 | 0 | 0 | 0 | 0 | 0 | 0 | 0 | 0 | 0 | 0 | 0
Econ | Schools K-12 | Space Cooling | Residential-type central air conditioners | TRC | New | NN3530 | Duct Sealing Repair | Duct Sealing Repair | NonEquip | 15 |  | 0% | Tech/Econ | 12% | 0 | 0 | 0 | 0 | 0 | 0 | 0 | 0 | 0 | 0 | 0 | 0 | 0
Econ | Schools K-12 | Space Cooling | Residential-type central air conditioners | TRC | New | NN3218 | Ceiling Insulation(R2 to R38) | Ceiling Insulation(R2 to R38) | NonEquip | 20 |  | 0% | Tech/Econ | 25.63% | 0 | 0 | 0 | 0 | 0 | 0 | 0 | 0 | 0 | 0 | 0 | 0 | 0
Econ | Schools K-12 | Space Cooling | Residential-type central air conditioners | TRC | Existing | NE3517 | Duct Sealing Repair | Duct Sealing Repair | NonEquip | 15 |  | 0% | Tech/Econ | 12% | 0 | 0 | 0 | 0 | 0 | 0 | 0 | 0 | 0 | 0 | 0 | 0 | 0
Econ | Schools K-12 | Space Cooling | Residential-type central air conditioners | TRC | Existing | NE3205 | Ceiling Insulation(R2 to R38) | Ceiling Insulation(R2 to R38) | NonEquip | 20 |  | 0% | Tech/Econ | 25.63% | 0 | 0 | 0 | 0 | 0 | 0 | 0 | 0 | 0 | 0 | 0 | 0 | 0
Econ | Schools K-12 | Space Heating | Residential/split system heat pump | TRC | New | NN3582 | ECM Motors on Furnaces | ECM Motors on Furnaces | NonEquip | 15 | Forced air furnace | 0% | Tech/Econ | 1.706% | 0 | 0 | 0 | 0 | 0 | 0 | 0 | 0 | 0 | 0 | 0 | 0 | 0
Econ | Schools K-12 | Space Heating | Residential/split system heat pump | TRC | New | NN3556 | Duct Sealing Repair | Duct Sealing Repair | NonEquip | 15 |  | 0% | Tech/Econ | 12% | 0 | 0 | 0 | 0 | 0 | 0 | 0 | 0 | 0 | 0 | 0 | 0 | 0
Econ | Schools K-12 | Space Heating | Residential/split system heat pump | TRC | New | NN3192 | Ceiling Insulation(R2 to R38) | Ceiling Insulation(R2 to R38) | NonEquip | 20 |  | 0% | Tech/Econ | 91.97% | 0 | 0 | 0 | 0 | 0 | 0 | 0 | 0 | 0 | 0 | 0 | 0 | 0
Econ | Schools K-12 | Space Heating | Residential/split system heat pump | TRC | Existing | NE3569 | ECM Motors on Furnaces | ECM Motors on Furnaces | NonEquip | 15 | Forced air furnace | 0% | Tech/Econ | 1.706% | 0 | 0 | 0 | 0 | 0 | 0 | 0 | 0 | 0 | 0 | 0 | 0 | 0
Econ | Schools K-12 | Space Heating | Residential/split system heat pump | TRC | Existing | NE3543 | Duct Sealing Repair | Duct Sealing Repair | NonEquip | 15 |  | 0% | Tech/Econ | 12% | 0 | 0 | 0 | 0 | 0 | 0 | 0 | 0 | 0 | 0 | 0 | 0 | 0
Econ | Schools K-12 | Space Heating | Residential/split system heat pump | TRC | Existing | NE3179 | Ceiling Insulation(R2 to R38) | Ceiling Insulation(R2 to R38) | NonEquip | 20 |  | 0% | Tech/Econ | 94.74% | 0 | 0 | 0 | 0 | 0 | 0 | 0 | 0 | 0 | 0 | 0 | 0 | 0
Econ | Schools K-12 | Refrigeration | Residential style | TRC | New | NN4830 | PSC to ECM Evaporator Fan Motor (Reach-In) | PSC to ECM Evaporator Fan Motor (Reach-In) | NonEquip | 15 | Display cases | 0% | Tech/Econ | 37.5% | 0 | 0 | 0 | 0 | 0 | 0 | 0 | 0 | 0 | 0 | 0 | 0 | 0
Econ | Schools K-12 | Refrigeration | Residential style | TRC | Existing | NE4817 | PSC to ECM Evaporator Fan Motor (Reach-In) | PSC to ECM Evaporator Fan Motor (Reach-In) | NonEquip | 15 | Display cases | 0% | Tech/Econ | 37.5% | 0 | 0 | 0 | 0 | 0 | 0 | 0 | 0 | 0 | 0 | 0 | 0 | 0
Econ | Schools K-12 | Miscellaneous | Pool pump | TRC | New | NN4544 | VSD Controlled Compressor | VSD Controlled Compressor | NonEquip | 15 | Others | 0% | Tech/Econ | 20.79% | 0 | 0 | 0 | 0 | 0 | 0 | 0 | 0 | 0 | 0 | 0 | 0 | 0
Econ | Schools K-12 | Miscellaneous | Pool pump | TRC | Existing | NE4531 | VSD Controlled Compressor | VSD Controlled Compressor | NonEquip | 15 | Others | 0% | Tech/Econ | 20.79% | 0 | 0 | 0 | 0 | 0 | 0 | 0 | 0 | 0 | 0 | 0 | 0 | 0
Econ | Schools K-12 | Miscellaneous | Pool pump | TRC | Turnover | ET2002 | Solar Pool Heater | Solar Pool Heater | Equip | 15 | Pool pump | 16.92% | Tech/Econ | 86.11% | 0 | 0 | 0 | 0 | 0 | 0 | 0 | 0 | 0 | 0 | 0 | 0 | 0
Econ | Schools K-12 | Miscellaneous | Pool pump | TRC | New | EN2028 | Solar Pool Heater | Solar Pool Heater | Equip | 15 | Pool pump | 16.92% | Tech/Econ | 86.11% | 0 | 0 | 0 | 0 | 0 | 0 | 0 | 0 | 0 | 0 | 0 | 0 | 0
Econ | Schools K-12 | Space Heating | Packaged central unit | TRC | New | NN3582 | ECM Motors on Furnaces | ECM Motors on Furnaces | NonEquip | 15 | Forced air furnace | 0% | Tech/Econ | 1.706% | 0 | 0 | 0 | 0 | 0 | 0 | 0 | 0 | 0 | 0 | 0 | 0 | 0
Econ | Schools K-12 | Space Heating | Packaged central unit | TRC | New | NN3556 | Duct Sealing Repair | Duct Sealing Repair | NonEquip | 15 |  | 0% | Tech/Econ | 12% | 0 | 0 | 0 | 0 | 0 | 0 | 0 | 0 | 0 | 0 | 0 | 0 | 0
Econ | Schools K-12 | Space Heating | Packaged central unit | TRC | New | NN3192 | Ceiling Insulation(R2 to R38) | Ceiling Insulation(R2 to R38) | NonEquip | 20 |  | 0% | Tech/Econ | 91.97% | 0 | 0 | 0 | 0 | 0 | 0 | 0 | 0 | 0 | 0 | 0 | 0 | 0
Econ | Schools K-12 | Space Heating | Packaged central unit | TRC | Existing | NE3569 | ECM Motors on Furnaces | ECM Motors on Furnaces | NonEquip | 15 | Forced air furnace | 0% | Tech/Econ | 1.706% | 0 | 0 | 0 | 0 | 0 | 0 | 0 | 0 | 0 | 0 | 0 | 0 | 0
Econ | Schools K-12 | Space Heating | Packaged central unit | TRC | Existing | NE3543 | Duct Sealing Repair | Duct Sealing Repair | NonEquip | 15 |  | 0% | Tech/Econ | 12% | 0 | 0 | 0 | 0 | 0 | 0 | 0 | 0 | 0 | 0 | 0 | 0 | 0
Econ | Schools K-12 | Space Heating | Packaged central unit | TRC | Existing | NE3179 | Ceiling Insulation(R2 to R38) | Ceiling Insulation(R2 to R38) | NonEquip | 20 |  | 0% | Tech/Econ | 94.74% | 0 | 0 | 0 | 0 | 0 | 0 | 0 | 0 | 0 | 0 | 0 | 0 | 0
Econ | Schools K-12 | Space Cooling | Packaged air conditioning units (RTUs) | TRC | New | NN3530 | Duct Sealing Repair | Duct Sealing Repair | NonEquip | 15 |  | 0% | Tech/Econ | 12% | 0 | 0 | 0 | 0 | 0 | 0 | 0 | 0 | 0 | 0 | 0 | 0 | 0
Econ | Schools K-12 | Space Cooling | Packaged air conditioning units (RTUs) | TRC | New | NN3218 | Ceiling Insulation(R2 to R38) | Ceiling Insulation(R2 to R38) | NonEquip | 20 |  | 0% | Tech/Econ | 25.63% | 0 | 0 | 0 | 0 | 0 | 0 | 0 | 0 | 0 | 0 | 0 | 0 | 0
Econ | Schools K-12 | Space Cooling | Packaged air conditioning units (RTUs) | TRC | Existing | NE3517 | Duct Sealing Repair | Duct Sealing Repair | NonEquip | 15 |  | 0% | Tech/Econ | 12% | 0 | 0 | 0 | 0 | 0 | 0 | 0 | 0 | 0 | 0 | 0 | 0 | 0
Econ | Schools K-12 | Space Cooling | Packaged air conditioning units (RTUs) | TRC | Existing | NE3205 | Ceiling Insulation(R2 to R38) | Ceiling Insulation(R2 to R38) | NonEquip | 20 |  | 0% | Tech/Econ | 25.63% | 0 | 0 | 0 | 0 | 0 | 0 | 0 | 0 | 0 | 0 | 0 | 0 | 0
Econ | Schools K-12 | Miscellaneous | Others | TRC | New | NN4544 | VSD Controlled Compressor | VSD Controlled Compressor | NonEquip | 15 | Others | 36.99% | Tech/Econ | 20.79% | 667.0972 | 0.086493 | 0.072448 | 78.4515 | 80.805 | 83.2292 | 85.7261 | 88.2979 | 90.9468 | 93.6752 | 96.4854 | 99.38 | 102.3614
Econ | Schools K-12 | Miscellaneous | Others | TRC | Existing | NE4531 | VSD Controlled Compressor | VSD Controlled Compressor | NonEquip | 15 | Others | 7.399% | Tech/Econ | 20.79% | 17896.2346 | 2.3203 | 1.9436 | 2104.6205 | 2167.7591 | 2232.7918 | 2299.7756 | 2368.7689 | 2439.8319 | 2513.0269 | 2588.4177 | 2666.0702 | 2746.0523
Econ | Schools K-12 | Office Equipment | Other office | TRC | Turnover | ET2269 | Energy Star Uninterruptable Power Supply | Energy Star Uninterruptable Power Supply | Equip | 10 | Other office | 22.4% | Tech/Econ | 1.878% | 4367.2307 | 0.49854 | 0.49854 | 513.1832 | 528.5787 | 544.4361 | 560.7691 | 577.5922 | 594.92 | 612.7676 | 631.1506 | 650.0851 | 669.5877
Econ | Schools K-12 | Office Equipment | Other office | TRC | New | EN2295 | Energy Star Uninterruptable Power Supply | Energy Star Uninterruptable Power Supply | Equip | 10 | Other office | 22.4% | Tech/Econ | 1.878% | 32.5584 | 0.0037167 | 0.0037167 | 3.8259 | 3.9406 | 4.0589 | 4.1806 | 4.306 | 4.4352 | 4.5683 | 4.7053 | 4.8465 | 4.9919
Econ | Schools K-12 | Miscellaneous | Medical equipment | TRC | New | NN4544 | VSD Controlled Compressor | VSD Controlled Compressor | NonEquip | 15 | Others | 0% | Tech/Econ | 20.79% | 0 | 0 | 0 | 0 | 0 | 0 | 0 | 0 | 0 | 0 | 0 | 0 | 0
Econ | Schools K-12 | Miscellaneous | Medical equipment | TRC | Existing | NE4531 | VSD Controlled Compressor | VSD Controlled Compressor | NonEquip | 15 | Others | 0% | Tech/Econ | 20.79% | 0 | 0 | 0 | 0 | 0 | 0 | 0 | 0 | 0 | 0 | 0 | 0 | 0
Econ | Schools K-12 | Refrigeration | Large cold storage | TRC | New | NN4830 | PSC to ECM Evaporator Fan Motor (Reach-In) | PSC to ECM Evaporator Fan Motor (Reach-In) | NonEquip | 15 | Display cases | 0% | Tech/Econ | 37.5% | 0 | 0 | 0 | 0 | 0 | 0 | 0 | 0 | 0 | 0 | 0 | 0 | 0
Econ | Schools K-12 | Refrigeration | Large cold storage | TRC | Existing | NE4817 | PSC to ECM Evaporator Fan Motor (Reach-In) | PSC to ECM Evaporator Fan Motor (Reach-In) | NonEquip | 15 | Display cases | 0% | Tech/Econ | 37.5% | 0 | 0 | 0 | 0 | 0 | 0 | 0 | 0 | 0 | 0 | 0 | 0 | 0
Econ | Schools K-12 | Miscellaneous | Laboratory equipment | TRC | New | NN4544 | VSD Controlled Compressor | VSD Controlled Compressor | NonEquip | 15 | Others | 0% | Tech/Econ | 20.79% | 0 | 0 | 0 | 0 | 0 | 0 | 0 | 0 | 0 | 0 | 0 | 0 | 0
Econ | Schools K-12 | Miscellaneous | Laboratory equipment | TRC | Existing | NE4531 | VSD Controlled Compressor | VSD Controlled Compressor | NonEquip | 15 | Others | 0% | Tech/Econ | 20.79% | 0 | 0 | 0 | 0 | 0 | 0 | 0 | 0 | 0 | 0 | 0 | 0 | 0
Econ | Schools K-12 | Space Heating | Individual room heating | TRC | New | NN3582 | ECM Motors on Furnaces | ECM Motors on Furnaces | NonEquip | 15 | Forced air furnace | 0% | Tech/Econ | 1.706% | 0 | 0 | 0 | 0 | 0 | 0 | 0 | 0 | 0 | 0 | 0 | 0 | 0
Econ | Schools K-12 | Space Heating | Individual room heating | TRC | New | NN3556 | Duct Sealing Repair | Duct Sealing Repair | NonEquip | 15 |  | 0% | Tech/Econ | 12% | 0 | 0 | 0 | 0 | 0 | 0 | 0 | 0 | 0 | 0 | 0 | 0 | 0
Econ | Schools K-12 | Space Heating | Individual room heating | TRC | New | NN3192 | Ceiling Insulation(R2 to R38) | Ceiling Insulation(R2 to R38) | NonEquip | 20 |  | 0% | Tech/Econ | 91.97% | 0 | 0 | 0 | 0 | 0 | 0 | 0 | 0 | 0 | 0 | 0 | 0 | 0
Econ | Schools K-12 | Space Heating | Individual room heating | TRC | Existing | NE3569 | ECM Motors on Furnaces | ECM Motors on Furnaces | NonEquip | 15 | Forced air furnace | 0% | Tech/Econ | 1.706% | 0 | 0 | 0 | 0 | 0 | 0 | 0 | 0 | 0 | 0 | 0 | 0 | 0
Econ | Schools K-12 | Space Heating | Individual room heating | TRC | Existing | NE3543 | Duct Sealing Repair | Duct Sealing Repair | NonEquip | 15 |  | 0% | Tech/Econ | 12% | 0 | 0 | 0 | 0 | 0 | 0 | 0 | 0 | 0 | 0 | 0 | 0 | 0
Econ | Schools K-12 | Space Heating | Individual room heating | TRC | Existing | NE3179 | Ceiling Insulation(R2 to R38) | Ceiling Insulation(R2 to R38) | NonEquip | 20 |  | 0% | Tech/Econ | 94.74% | 0 | 0 | 0 | 0 | 0 | 0 | 0 | 0 | 0 | 0 | 0 | 0 | 0
Econ | Schools K-12 | Space Cooling | Individual room air conditioners | TRC | New | NN3530 | Duct Sealing Repair | Duct Sealing Repair | NonEquip | 15 |  | 0% | Tech/Econ | 12% | 0 | 0 | 0 | 0 | 0 | 0 | 0 | 0 | 0 | 0 | 0 | 0 | 0
Econ | Schools K-12 | Space Cooling | Individual room air conditioners | TRC | New | NN3218 | Ceiling Insulation(R2 to R38) | Ceiling Insulation(R2 to R38) | NonEquip | 20 |  | 0% | Tech/Econ | 25.63% | 0 | 0 | 0 | 0 | 0 | 0 | 0 | 0 | 0 | 0 | 0 | 0 | 0
Econ | Schools K-12 | Space Cooling | Individual room air conditioners | TRC | Existing | NE3517 | Duct Sealing Repair | Duct Sealing Repair | NonEquip | 15 |  | 0% | Tech/Econ | 12% | 0 | 0 | 0 | 0 | 0 | 0 | 0 | 0 | 0 | 0 | 0 | 0 | 0
Econ | Schools K-12 | Space Cooling | Individual room air conditioners | TRC | Existing | NE3205 | Ceiling Insulation(R2 to R38) | Ceiling Insulation(R2 to R38) | NonEquip | 20 |  | 0% | Tech/Econ | 25.63% | 0 | 0 | 0 | 0 | 0 | 0 | 0 | 0 | 0 | 0 | 0 | 0 | 0
Econ | Schools K-12 | Interior Lighting | High bay | TRC | Turnover | ET1534 | High Bay LED | High Bay LED | Equip | 15 | High bay | 0% | Tech/Econ | 64.78% | 0 | 0 | 0 | 0 | 0 | 0 | 0 | 0 | 0 | 0 | 0 | 0 | 0
Econ | Schools K-12 | Interior Lighting | High bay | TRC | New | EN1560 | High Bay LED | High Bay LED | Equip | 15 | High bay | 0% | Tech/Econ | 64.78% | 0 | 0 | 0 | 0 | 0 | 0 | 0 | 0 | 0 | 0 | 0 | 0 | 0
Econ | Schools K-12 | Space Heating | Forced air furnace | TRC | New | NN3582 | ECM Motors on Furnaces | ECM Motors on Furnaces | NonEquip | 15 | Forced air furnace | 47.78% | Tech/Econ | 1.706% | 0 | 0 | 0 | 0 | 0 | 0 | 0 | 0 | 0 | 0 | 0 | 0 | 0
Econ | Schools K-12 | Space Heating | Forced air furnace | TRC | New | NN3556 | Duct Sealing Repair | Duct Sealing Repair | NonEquip | 15 |  | 0% | Tech/Econ | 12% | 0 | 0 | 0 | 0 | 0 | 0 | 0 | 0 | 0 | 0 | 0 | 0 | 0
Econ | Schools K-12 | Space Heating | Forced air furnace | TRC | New | NN3192 | Ceiling Insulation(R2 to R38) | Ceiling Insulation(R2 to R38) | NonEquip | 20 |  | 0% | Tech/Econ | 91.97% | 0 | 0 | 0 | 0 | 0 | 0 | 0 | 0 | 0 | 0 | 0 | 0 | 0
Econ | Schools K-12 | Space Heating | Forced air furnace | TRC | Existing | NE3569 | ECM Motors on Furnaces | ECM Motors on Furnaces | NonEquip | 15 | Forced air furnace | 47.78% | Tech/Econ | 1.706% | 0 | 0 | 0 | 0 | 0 | 0 | 0 | 0 | 0 | 0 | 0 | 0 | 0
Econ | Schools K-12 | Space Heating | Forced air furnace | TRC | Existing | NE3543 | Duct Sealing Repair | Duct Sealing Repair | NonEquip | 15 |  | 0% | Tech/Econ | 12% | 0 | 0 | 0 | 0 | 0 | 0 | 0 | 0 | 0 | 0 | 0 | 0 | 0
Econ | Schools K-12 | Space Heating | Forced air furnace | TRC | Existing | NE3179 | Ceiling Insulation(R2 to R38) | Ceiling Insulation(R2 to R38) | NonEquip | 20 |  | 0% | Tech/Econ | 94.74% | 0 | 0 | 0 | 0 | 0 | 0 | 0 | 0 | 0 | 0 | 0 | 0 | 0
Econ | Schools K-12 | Miscellaneous | Elevators/Escalators | TRC | New | NN4544 | VSD Controlled Compressor | VSD Controlled Compressor | NonEquip | 15 | Others | 0% | Tech/Econ | 20.79% | 0 | 0 | 0 | 0 | 0 | 0 | 0 | 0 | 0 | 0 | 0 | 0 | 0
Econ | Schools K-12 | Miscellaneous | Elevators/Escalators | TRC | Existing | NE4531 | VSD Controlled Compressor | VSD Controlled Compressor | NonEquip | 15 | Others | 0% | Tech/Econ | 20.79% | 0 | 0 | 0 | 0 | 0 | 0 | 0 | 0 | 0 | 0 | 0 | 0 | 0
Econ | Schools K-12 | Space Cooling | District chilled water piped | TRC | New | NN3530 | Duct Sealing Repair | Duct Sealing Repair | NonEquip | 15 |  | 0% | Tech/Econ | 12% | 0 | 0 | 0 | 0 | 0 | 0 | 0 | 0 | 0 | 0 | 0 | 0 | 0
Econ | Schools K-12 | Space Cooling | District chilled water piped | TRC | New | NN3218 | Ceiling Insulation(R2 to R38) | Ceiling Insulation(R2 to R38) | NonEquip | 20 |  | 0% | Tech/Econ | 25.63% | 0 | 0 | 0 | 0 | 0 | 0 | 0 | 0 | 0 | 0 | 0 | 0 | 0
Econ | Schools K-12 | Space Cooling | District chilled water piped | TRC | Existing | NE3517 | Duct Sealing Repair | Duct Sealing Repair | NonEquip | 15 |  | 0% | Tech/Econ | 12% | 0 | 0 | 0 | 0 | 0 | 0 | 0 | 0 | 0 | 0 | 0 | 0 | 0
Econ | Schools K-12 | Space Cooling | District chilled water piped | TRC | Existing | NE3205 | Ceiling Insulation(R2 to R38) | Ceiling Insulation(R2 to R38) | NonEquip | 20 |  | 0% | Tech/Econ | 25.63% | 0 | 0 | 0 | 0 | 0 | 0 | 0 | 0 | 0 | 0 | 0 | 0 | 0
Econ | Schools K-12 | Space Cooling | District chilled water piped | TRC | Turnover | ET949 | High Efficiency Chiller (Air Cooled, 50 tons) | High Efficiency Chiller (Air Cooled, 50 tons) | Equip | 20 | District chilled water piped | 28.37% | Tech/Econ | 8.759% | 63684.5708 | 14.7687 | 3.4066 | 7548.9851 | 7775.4546 | 8008.7183 | 8248.9798 | 8496.4492 | 8751.3427 | 9013.883 | 9284.2995 | 9562.8284 | 9849.7133
Econ | Schools K-12 | Space Cooling | District chilled water piped | TRC | New | EN975 | High Efficiency Chiller (Air Cooled, 50 tons) | High Efficiency Chiller (Air Cooled, 50 tons) | Equip | 20 | District chilled water piped | 28.37% | Tech/Econ | 8.759% | 474.7792 | 0.1101 | 0.025397 | 56.279 | 57.9673 | 59.7063 | 61.4975 | 63.3425 | 65.2427 | 67.2 | 69.216 | 71.2925 | 73.4313
Econ | Schools K-12 | Refrigeration | Display cases | TRC | New | NN4830 | PSC to ECM Evaporator Fan Motor (Reach-In) | PSC to ECM Evaporator Fan Motor (Reach-In) | NonEquip | 15 | Display cases | 68.68% | Tech/Econ | 37.5% | 54.8081 | 0.0071062 | 0.0059523 | 6.4455 | 6.6389 | 6.838 | 7.0432 | 7.2545 | 7.4721 | 7.6963 | 7.9272 | 8.165 | 8.4099
Econ | Schools K-12 | Refrigeration | Display cases | TRC | Existing | NE4817 | PSC to ECM Evaporator Fan Motor (Reach-In) | PSC to ECM Evaporator Fan Motor (Reach-In) | NonEquip | 15 | Display cases | 17.17% | Tech/Econ | 37.5% | 1837.9233 | 0.2383 | 0.1996 | 216.1422 | 222.6264 | 229.3052 | 236.1844 | 243.2699 | 250.568 | 258.0851 | 265.8276 | 273.8024 | 282.0165
Econ | Schools K-12 | Cooking | Cooking Other | TRC | Turnover | ET13 | Efficient Exhaust Hood | Efficient Exhaust Hood | Equip | 15 | Cooking Other | 10.93% | Tech/Econ | 42.5% | 9329.1196 | 2.0395 | 0.80051 | 1102.1288 | 1135.1927 | 1169.2484 | 1204.3259 | 1240.4557 | 1277.6693 | 1315.9994 | 1355.4794 | 1396.1438 | 1438.0281
Econ | Schools K-12 | Cooking | Cooking Other | TRC | New | EN39 | Efficient Exhaust Hood | Efficient Exhaust Hood | Equip | 15 | Cooking Other | 10.93% | Tech/Econ | 42.5% | 69.5502 | 0.015205 | 0.0059679 | 8.2166 | 8.4631 | 8.7169 | 8.9785 | 9.2478 | 9.5252 | 9.811 | 10.1053 | 10.4085 | 10.7207
Econ | Schools K-12 | Space Cooling | Central chillers inside | TRC | New | NN3530 | Duct Sealing Repair | Duct Sealing Repair | NonEquip | 15 |  | 0% | Tech/Econ | 12% | 0 | 0 | 0 | 0 | 0 | 0 | 0 | 0 | 0 | 0 | 0 | 0 | 0
Econ | Schools K-12 | Space Cooling | Central chillers inside | TRC | New | NN3218 | Ceiling Insulation(R2 to R38) | Ceiling Insulation(R2 to R38) | NonEquip | 20 |  | 0% | Tech/Econ | 25.63% | 0 | 0 | 0 | 0 | 0 | 0 | 0 | 0 | 0 | 0 | 0 | 0 | 0
Econ | Schools K-12 | Space Cooling | Central chillers inside | TRC | Existing | NE3517 | Duct Sealing Repair | Duct Sealing Repair | NonEquip | 15 |  | 0% | Tech/Econ | 12% | 0 | 0 | 0 | 0 | 0 | 0 | 0 | 0 | 0 | 0 | 0 | 0 | 0
Econ | Schools K-12 | Space Cooling | Central chillers inside | TRC | Existing | NE3205 | Ceiling Insulation(R2 to R38) | Ceiling Insulation(R2 to R38) | NonEquip | 20 |  | 0% | Tech/Econ | 25.63% | 0 | 0 | 0 | 0 | 0 | 0 | 0 | 0 | 0 | 0 | 0 | 0 | 0
Econ | Schools K-12 | Space Cooling | Central chillers inside | TRC | Turnover | ET910 | High Efficiency Chiller (Air Cooled, 50 tons) | High Efficiency Chiller (Air Cooled, 50 tons) | Equip | 20 | Central chillers inside | 28.37% | Tech/Econ | 8.759% | 80050.6508 | 18.5641 | 4.2821 | 9488.9729 | 9773.6421 | 10066.8514 | 10368.8569 | 10679.9226 | 11000.3203 | 11330.3299 | 11670.2398 | 12020.347 | 12380.9574
Econ | Schools K-12 | Space Cooling | Central chillers inside | TRC | New | EN936 | High Efficiency Chiller (Air Cooled, 50 tons) | High Efficiency Chiller (Air Cooled, 50 tons) | Equip | 20 | Central chillers inside | 28.37% | Tech/Econ | 8.759% | 596.7911 | 0.1384 | 0.031924 | 70.7419 | 72.8641 | 75.0501 | 77.3016 | 79.6206 | 82.0092 | 84.4695 | 87.0036 | 89.6137 | 92.3021
Econ | Schools K-12 | Space Heating | Boilers | TRC | New | NN3582 | ECM Motors on Furnaces | ECM Motors on Furnaces | NonEquip | 15 | Forced air furnace | 0% | Tech/Econ | 1.706% | 0 | 0 | 0 | 0 | 0 | 0 | 0 | 0 | 0 | 0 | 0 | 0 | 0
Econ | Schools K-12 | Space Heating | Boilers | TRC | New | NN3556 | Duct Sealing Repair | Duct Sealing Repair | NonEquip | 15 |  | 0% | Tech/Econ | 12% | 0 | 0 | 0 | 0 | 0 | 0 | 0 | 0 | 0 | 0 | 0 | 0 | 0
Econ | Schools K-12 | Space Heating | Boilers | TRC | New | NN3192 | Ceiling Insulation(R2 to R38) | Ceiling Insulation(R2 to R38) | NonEquip | 20 |  | 0% | Tech/Econ | 91.97% | 0 | 0 | 0 | 0 | 0 | 0 | 0 | 0 | 0 | 0 | 0 | 0 | 0
Econ | Schools K-12 | Space Heating | Boilers | TRC | Existing | NE3569 | ECM Motors on Furnaces | ECM Motors on Furnaces | NonEquip | 15 | Forced air furnace | 0% | Tech/Econ | 1.706% | 0 | 0 | 0 | 0 | 0 | 0 | 0 | 0 | 0 | 0 | 0 | 0 | 0
Econ | Schools K-12 | Space Heating | Boilers | TRC | Existing | NE3543 | Duct Sealing Repair | Duct Sealing Repair | NonEquip | 15 |  | 0% | Tech/Econ | 12% | 0 | 0 | 0 | 0 | 0 | 0 | 0 | 0 | 0 | 0 | 0 | 0 | 0
Econ | Schools K-12 | Space Heating | Boilers | TRC | Existing | NE3179 | Ceiling Insulation(R2 to R38) | Ceiling Insulation(R2 to R38) | NonEquip | 20 |  | 0% | Tech/Econ | 94.74% | 0 | 0 | 0 | 0 | 0 | 0 | 0 | 0 | 0 | 0 | 0 | 0 | 0
Econ | Warehouse | Refrigeration | Walk-in cooler | TRC | New | NN4831 | PSC to ECM Evaporator Fan Motor (Reach-In) | PSC to ECM Evaporator Fan Motor (Reach-In) | NonEquip | 15 | Display cases | 0% | Tech/Econ | 37.5% | 0 | 0 | 0 | 0 | 0 | 0 | 0 | 0 | 0 | 0 | 0 | 0 | 0
Econ | Warehouse | Refrigeration | Walk-in cooler | TRC | Existing | NE4818 | PSC to ECM Evaporator Fan Motor (Reach-In) | PSC to ECM Evaporator Fan Motor (Reach-In) | NonEquip | 15 | Display cases | 0% | Tech/Econ | 37.5% | 0 | 0 | 0 | 0 | 0 | 0 | 0 | 0 | 0 | 0 | 0 | 0 | 0
Econ | Warehouse | Refrigeration | Vending and ice makers | TRC | New | NN4831 | PSC to ECM Evaporator Fan Motor (Reach-In) | PSC to ECM Evaporator Fan Motor (Reach-In) | NonEquip | 15 | Display cases | 0% | Tech/Econ | 37.5% | 0 | 0 | 0 | 0 | 0 | 0 | 0 | 0 | 0 | 0 | 0 | 0 | 0
Econ | Warehouse | Refrigeration | Vending and ice makers | TRC | Existing | NE4818 | PSC to ECM Evaporator Fan Motor (Reach-In) | PSC to ECM Evaporator Fan Motor (Reach-In) | NonEquip | 15 | Display cases | 0% | Tech/Econ | 37.5% | 0 | 0 | 0 | 0 | 0 | 0 | 0 | 0 | 0 | 0 | 0 | 0 | 0
Econ | Warehouse | Refrigeration | Residential style | TRC | New | NN4831 | PSC to ECM Evaporator Fan Motor (Reach-In) | PSC to ECM Evaporator Fan Motor (Reach-In) | NonEquip | 15 | Display cases | 0% | Tech/Econ | 37.5% | 0 | 0 | 0 | 0 | 0 | 0 | 0 | 0 | 0 | 0 | 0 | 0 | 0
Econ | Warehouse | Refrigeration | Residential style | TRC | Existing | NE4818 | PSC to ECM Evaporator Fan Motor (Reach-In) | PSC to ECM Evaporator Fan Motor (Reach-In) | NonEquip | 15 | Display cases | 0% | Tech/Econ | 37.5% | 0 | 0 | 0 | 0 | 0 | 0 | 0 | 0 | 0 | 0 | 0 | 0 | 0
Econ | Warehouse | Miscellaneous | Pool pump | TRC | New | NN4545 | VSD Controlled Compressor | VSD Controlled Compressor | NonEquip | 15 | Others | 0% | Tech/Econ | 20.79% | 0 | 0 | 0 | 0 | 0 | 0 | 0 | 0 | 0 | 0 | 0 | 0 | 0
Econ | Warehouse | Miscellaneous | Pool pump | TRC | Existing | NE4532 | VSD Controlled Compressor | VSD Controlled Compressor | NonEquip | 15 | Others | 0% | Tech/Econ | 20.79% | 0 | 0 | 0 | 0 | 0 | 0 | 0 | 0 | 0 | 0 | 0 | 0 | 0
Econ | Warehouse | Miscellaneous | Pool pump | TRC | Turnover | ET2003 | Solar Pool Heater | Solar Pool Heater | Equip | 15 | Pool pump | 0% | Tech/Econ | 86.11% | 0 | 0 | 0 | 0 | 0 | 0 | 0 | 0 | 0 | 0 | 0 | 0 | 0
Econ | Warehouse | Miscellaneous | Pool pump | TRC | New | EN2029 | Solar Pool Heater | Solar Pool Heater | Equip | 15 | Pool pump | 0% | Tech/Econ | 86.11% | 0 | 0 | 0 | 0 | 0 | 0 | 0 | 0 | 0 | 0 | 0 | 0 | 0
Econ | Warehouse | Miscellaneous | Others | TRC | New | NN4545 | VSD Controlled Compressor | VSD Controlled Compressor | NonEquip | 15 | Others | 36.99% | Tech/Econ | 20.79% | 156.6288 | 0.023617 | 0.011054 | 18.4397 | 18.9929 | 19.5627 | 20.1496 | 20.7541 | 21.3767 | 22.018 | 22.6785 | 23.3589 | 24.0597
Econ | Warehouse | Miscellaneous | Others | TRC | Existing | NE4532 | VSD Controlled Compressor | VSD Controlled Compressor | NonEquip | 15 | Others | 7.399% | Tech/Econ | 20.79% | 5369.667 | 0.80966 | 0.37895 | 632.165 | 651.1299 | 670.6638 | 690.7838 | 711.5073 | 732.8525 | 754.8381 | 777.4832 | 800.8077 | 824.8319
Econ | Warehouse | Office Equipment | Other office | TRC | Turnover | ET2270 | Energy Star Uninterruptable Power Supply | Energy Star Uninterruptable Power Supply | Equip | 10 | Other office | 0% | Tech/Econ | 1.878% | 0 | 0 | 0 | 0 | 0 | 0 | 0 | 0 | 0 | 0 | 0 | 0 | 0
Econ | Warehouse | Office Equipment | Other office | TRC | New | EN2296 | Energy Star Uninterruptable Power Supply | Energy Star Uninterruptable Power Supply | Equip | 10 | Other office | 0% | Tech/Econ | 1.878% | 0 | 0 | 0 | 0 | 0 | 0 | 0 | 0 | 0 | 0 | 0 | 0 | 0
Econ | Warehouse | Miscellaneous | Medical equipment | TRC | New | NN4545 | VSD Controlled Compressor | VSD Controlled Compressor | NonEquip | 15 | Others | 0% | Tech/Econ | 20.79% | 0 | 0 | 0 | 0 | 0 | 0 | 0 | 0 | 0 | 0 | 0 | 0 | 0
Econ | Warehouse | Miscellaneous | Medical equipment | TRC | Existing | NE4532 | VSD Controlled Compressor | VSD Controlled Compressor | NonEquip | 15 | Others | 0% | Tech/Econ | 20.79% | 0 | 0 | 0 | 0 | 0 | 0 | 0 | 0 | 0 | 0 | 0 | 0 | 0
Econ | Warehouse | Refrigeration | Large cold storage | TRC | New | NN4831 | PSC to ECM Evaporator Fan Motor (Reach-In) | PSC to ECM Evaporator Fan Motor (Reach-In) | NonEquip | 15 | Display cases | 0% | Tech/Econ | 37.5% | 0 | 0 | 0 | 0 | 0 | 0 | 0 | 0 | 0 | 0 | 0 | 0 | 0
Econ | Warehouse | Refrigeration | Large cold storage | TRC | Existing | NE4818 | PSC to ECM Evaporator Fan Motor (Reach-In) | PSC to ECM Evaporator Fan Motor (Reach-In) | NonEquip | 15 | Display cases | 0% | Tech/Econ | 37.5% | 0 | 0 | 0 | 0 | 0 | 0 | 0 | 0 | 0 | 0 | 0 | 0 | 0
Econ | Warehouse | Miscellaneous | Laboratory equipment | TRC | New | NN4545 | VSD Controlled Compressor | VSD Controlled Compressor | NonEquip | 15 | Others | 0% | Tech/Econ | 20.79% | 0 | 0 | 0 | 0 | 0 | 0 | 0 | 0 | 0 | 0 | 0 | 0 | 0
Econ | Warehouse | Miscellaneous | Laboratory equipment | TRC | Existing | NE4532 | VSD Controlled Compressor | VSD Controlled Compressor | NonEquip | 15 | Others | 0% | Tech/Econ | 20.79% | 0 | 0 | 0 | 0 | 0 | 0 | 0 | 0 | 0 | 0 | 0 | 0 | 0
Econ | Warehouse | Miscellaneous | Elevators/Escalators | TRC | New | NN4545 | VSD Controlled Compressor | VSD Controlled Compressor | NonEquip | 15 | Others | 0% | Tech/Econ | 20.79% | 0 | 0 | 0 | 0 | 0 | 0 | 0 | 0 | 0 | 0 | 0 | 0 | 0
Econ | Warehouse | Miscellaneous | Elevators/Escalators | TRC | Existing | NE4532 | VSD Controlled Compressor | VSD Controlled Compressor | NonEquip | 15 | Others | 0% | Tech/Econ | 20.79% | 0 | 0 | 0 | 0 | 0 | 0 | 0 | 0 | 0 | 0 | 0 | 0 | 0
Econ | Warehouse | Refrigeration | Display cases | TRC | New | NN4831 | PSC to ECM Evaporator Fan Motor (Reach-In) | PSC to ECM Evaporator Fan Motor (Reach-In) | NonEquip | 15 | Display cases | 0% | Tech/Econ | 37.5% | 0 | 0 | 0 | 0 | 0 | 0 | 0 | 0 | 0 | 0 | 0 | 0 | 0
Econ | Warehouse | Refrigeration | Display cases | TRC | Existing | NE4818 | PSC to ECM Evaporator Fan Motor (Reach-In) | PSC to ECM Evaporator Fan Motor (Reach-In) | NonEquip | 15 | Display cases | 0% | Tech/Econ | 37.5% | 0 | 0 | 0 | 0 | 0 | 0 | 0 | 0 | 0 | 0 | 0 | 0 | 0
Econ | Warehouse | Cooking | Cooking Other | TRC | Turnover | ET14 | Efficient Exhaust Hood | Efficient Exhaust Hood | Equip | 15 | Cooking Other | 0% | Tech/Econ | 42.5% | 0 | 0 | 0 | 0 | 0 | 0 | 0 | 0 | 0 | 0 | 0 | 0 | 0
Econ | Warehouse | Cooking | Cooking Other | TRC | New | EN40 | Efficient Exhaust Hood | Efficient Exhaust Hood | Equip | 15 | Cooking Other | 0% | Tech/Econ | 42.5% | 0 | 0 | 0 | 0 | 0 | 0 | 0 | 0 | 0 | 0 | 0 | 0 | 0

## FPU_Econ_IND_TRC
Scenario | Segment | EndUse | EquipType | CE Test | Vintage | Measure Code | Name | Description | Type | Measure Life | Competition Group | Applicability | Adoption Curve | Energy Savings % | 2020 Energy Savings | Assigned Load Shape | 2020 Summer Peak Savings | 2020 Winter Peak Savings | Measure Incremental Cost (per kWh) | Rate Impact Yr 1 | Rate Impact Yr 2 | Rate Impact Yr 3 | Rate Impact Yr 4 | Rate Impact Yr 5 | Rate Impact Yr 6 | Rate Impact Yr 7 | Rate Impact Yr 8 | Rate Impact Yr 9 | Rate Impact Yr 10
Econ | Agriculture and Assembly | Process Specific | Process Specific | TRC | New | NN74 | Plant Energy Management | Plant Energy Management | NonEquip | 10.5 | Process Specific | 24.68% | Tech/Econ | 31% | 0 | ProcessHeating | 0 | 0 | 0.12074 | 0 | 0 | 0 | 0 | 0 | 0 | 0 | 0 | 0 | 0
Econ | Agriculture and Assembly | Process Specific | Process Specific | TRC | Existing | NE73 | Plant Energy Management | Plant Energy Management | NonEquip | 10.5 | Process Specific | 24.68% | Tech/Econ | 31% | 9490.7673 | ProcessHeating | 1.3066 | 1.2744 | 0.12074 | 707.021 | 728.2316 | 750.0786 | 772.5809 | 795.7583 | 819.6311 | 844.22 | 869.5466 | 895.633 | 922.502
Econ | Agriculture and Assembly | Process Heating | Process Heating | TRC | New | NN68 | Plant Energy Management | Plant Energy Management | NonEquip | 10.5 | Process Heating | 24.68% | Tech/Econ | 31% | 0 | ProcessHeating | 0 | 0 | 0.12074 | 0 | 0 | 0 | 0 | 0 | 0 | 0 | 0 | 0 | 0
Econ | Agriculture and Assembly | Process Heating | Process Heating | TRC | Existing | NE67 | Plant Energy Management | Plant Energy Management | NonEquip | 10.5 | Process Heating | 24.68% | Tech/Econ | 31% | 19577.395 | ProcessHeating | 2.6953 | 2.6288 | 0.12074 | 1458.431 | 1502.1839 | 1547.2494 | 1593.6669 | 1641.4769 | 1690.7212 | 1741.4428 | 1793.6861 | 1847.4967 | 1902.9216
Econ | Agriculture and Assembly | Process Cooling | Process Cooling | TRC | New | NN59 | Plant Energy Management | Plant Energy Management | NonEquip | 10.5 | Process Cooling | 24.68% | Tech/Econ | 31% | 0 | ProcessHeating | 0 | 0 | 0.12074 | 0 | 0 | 0 | 0 | 0 | 0 | 0 | 0 | 0 | 0
Econ | Agriculture and Assembly | Process Cooling | Process Cooling | TRC | Existing | NE58 | Plant Energy Management | Plant Energy Management | NonEquip | 10.5 | Process Cooling | 24.68% | Tech/Econ | 31% | 119270.3797 | ProcessHeating | 16.4202 | 16.0153 | 0.12074 | 8885.1257 | 9151.6795 | 9426.2299 | 9709.0168 | 10000.2873 | 10300.2959 | 10609.3048 | 10927.5839 | 11255.4114 | 11593.0738
Econ | Agriculture and Assembly | Process Cooling | Process Cooling | TRC | Turnover | ET64 | Process Refrig Equipment Upgrade | Process Refrig Equipment Upgrade | Equip | 10 | Process Cooling | 21% | Tech/Econ | 2.408% | 7279.8533 | ProcessHeating | 1.0022 | 0.97752 | 0.18383 | 542.3175 | 558.587 | 575.3446 | 592.605 | 610.3831 | 628.6946 | 647.5554 | 666.9821 | 686.9916 | 707.6013
Econ | Agriculture and Assembly | Process Cooling | Process Cooling | TRC | New | EN63 | Process Refrig Equipment Upgrade | Process Refrig Equipment Upgrade | Equip | 10 | Process Cooling | 21% | Tech/Econ | 2.408% | 0 | ProcessHeating | 0 | 0 | 0.18383 | 0 | 0 | 0 | 0 | 0 | 0 | 0 | 0 | 0 | 0
Econ | Agriculture and Assembly | Other | Other | TRC | New | NN57 | Plant Energy Management | Plant Energy Management | NonEquip | 10.5 | Other | 24.68% | Tech/Econ | 31% | 0 | Other | 0 | 0 | 0.12074 | 0 | 0 | 0 | 0 | 0 | 0 | 0 | 0 | 0 | 0
Econ | Agriculture and Assembly | Other | Other | TRC | Existing | NE56 | Plant Energy Management | Plant Energy Management | NonEquip | 10.5 | Other | 24.68% | Tech/Econ | 31% | 35481.3409 | Other | 5.1187 | 5.206 | 0.12074 | 2643.2059 | 2722.5021 | 2804.1772 | 2888.3025 | 2974.9516 | 3064.2001 | 3156.1261 | 3250.8099 | 3348.3342 | 3448.7842
Econ | Agriculture and Assembly | Motors Pumps | Motors Pumps | TRC | New | NN48 | Plant Energy Management | Plant Energy Management | NonEquip | 10.5 | Motors Pumps | 24.68% | Tech/Econ | 31% | 0 | MachineDrives | 0 | 0 | 0.12074 | 0 | 0 | 0 | 0 | 0 | 0 | 0 | 0 | 0 | 0
Econ | Agriculture and Assembly | Motors Pumps | Motors Pumps | TRC | New | NN46 | Motor Optimization | Motor Optimization | NonEquip | 10 | Motors Pumps | 27% | Tech/Econ | 15.77% | 0 | MachineDrives | 0 | 0 | 0.12852 | 0 | 0 | 0 | 0 | 0 | 0 | 0 | 0 | 0 | 0
Econ | Agriculture and Assembly | Motors Pumps | Motors Pumps | TRC | Existing | NE47 | Plant Energy Management | Plant Energy Management | NonEquip | 10.5 | Motors Pumps | 24.68% | Tech/Econ | 31% | 89202.5643 | MachineDrives | 12.0121 | 11.6948 | 0.12074 | 6645.204 | 6844.5601 | 7049.8969 | 7261.3938 | 7479.2356 | 7703.6127 | 7934.721 | 8172.7627 | 8417.9456 | 8670.4839
Econ | Agriculture and Assembly | Motors Pumps | Motors Pumps | TRC | Existing | NE45 | Motor Optimization | Motor Optimization | NonEquip | 10 | Motors Pumps | 27% | Tech/Econ | 15.77% | 45852.2718 | MachineDrives | 6.1745 | 6.0114 | 0.12852 | 3388.3111 | 3489.9604 | 3594.6592 | 3702.499 | 3813.574 | 3927.9812 | 4045.8206 | 4167.1953 | 4292.2111 | 4420.9775
Econ | Agriculture and Assembly | Motors Pumps | Motors Pumps | TRC | Turnover | ET51 | Pump Equipment Upgrade | Pump Equipment Upgrade | Equip | 15 | Motors Pumps | 73.72% | Tech/Econ | 3.913% | 29180.2655 | MachineDrives | 3.9294 | 3.8257 | 0.29703 | 2156.3123 | 2221.0017 | 2287.6317 | 2356.2607 | 2426.9485 | 2499.7569 | 2574.7496 | 2651.9921 | 2731.5519 | 2813.4985
Econ | Agriculture and Assembly | Motors Pumps | Motors Pumps | TRC | Turnover | ET42 | Motor Equipment Upgrades | Motor Equipment Upgrades | Equip | 10 | Motors Pumps | 88.47% | Tech/Econ | 2.116% | 19296.5083 | MachineDrives | 2.5985 | 2.5299 | 0.15835 | 1425.9397 | 1468.7179 | 1512.7794 | 1558.1628 | 1604.9077 | 1653.0549 | 1702.6465 | 1753.7259 | 1806.3377 | 1860.5278
Econ | Agriculture and Assembly | Motors Pumps | Motors Pumps | TRC | New | EN50 | Pump Equipment Upgrade | Pump Equipment Upgrade | Equip | 15 | Motors Pumps | 73.72% | Tech/Econ | 3.913% | 0 | MachineDrives | 0 | 0 | 0.29703 | 0 | 0 | 0 | 0 | 0 | 0 | 0 | 0 | 0 | 0
Econ | Agriculture and Assembly | Motors Pumps | Motors Pumps | TRC | New | EN41 | Motor Equipment Upgrades | Motor Equipment Upgrades | Equip | 10 | Motors Pumps | 88.47% | Tech/Econ | 2.116% | 0 | MachineDrives | 0 | 0 | 0.15835 | 0 | 0 | 0 | 0 | 0 | 0 | 0 | 0 | 0 | 0
Econ | Agriculture and Assembly | Motors Fans Blowers | Motors Fans Blowers | TRC | New | NN39 | Plant Energy Management | Plant Energy Management | NonEquip | 10.5 | Motors Fans Blowers | 24.68% | Tech/Econ | 31% | 0 | MachineDrives | 0 | 0 | 0.12074 | 0 | 0 | 0 | 0 | 0 | 0 | 0 | 0 | 0 | 0
Econ | Agriculture and Assembly | Motors Fans Blowers | Motors Fans Blowers | TRC | Existing | NE38 | Plant Energy Management | Plant Energy Management | NonEquip | 10.5 | Motors Fans Blowers | 24.68% | Tech/Econ | 31% | 50972.894 | MachineDrives | 6.8641 | 6.6828 | 0.12074 | 3797.2594 | 3911.1772 | 4028.5125 | 4149.3679 | 4273.8489 | 4402.0644 | 4534.1263 | 4670.1501 | 4810.2546 | 4954.5623
Econ | Agriculture and Assembly | Motors Fans Blowers | Motors Fans Blowers | TRC | Turnover | ET35 | Fan Equipment Upgrades | Fan Equipment Upgrades | Equip | 15 | Motors Fans Blowers | 75.1% | Tech/Econ | 4.463% | 20622.5282 | MachineDrives | 2.7771 | 2.7037 | 0.21615 | 1523.9276 | 1569.6454 | 1616.7348 | 1665.2368 | 1715.1939 | 1766.6497 | 1819.6492 | 1874.2387 | 1930.4659 | 1988.3798
Econ | Agriculture and Assembly | Motors Fans Blowers | Motors Fans Blowers | TRC | New | EN34 | Fan Equipment Upgrades | Fan Equipment Upgrades | Equip | 15 | Motors Fans Blowers | 75.1% | Tech/Econ | 4.463% | 0 | MachineDrives | 0 | 0 | 0.21615 | 0 | 0 | 0 | 0 | 0 | 0 | 0 | 0 | 0 | 0
Econ | Agriculture and Assembly | Industrial Lighting | Industrial Lighting | TRC | New | NN32 | Lighting Controls | Lighting Controls | NonEquip | 10 | Industrial Lighting | 30% | Tech/Econ | 17.57% | 0 | Lighting | 0 | 0 | 0.12644 | 0 | 0 | 0 | 0 | 0 | 0 | 0 | 0 | 0 | 0
Econ | Agriculture and Assembly | Industrial Lighting | Industrial Lighting | TRC | Existing | NE31 | Lighting Controls | Lighting Controls | NonEquip | 10 | Industrial Lighting | 30% | Tech/Econ | 17.57% | 20147.4949 | Lighting | 2.8758 | 2.7954 | 0.12644 | 1521.2152 | 1566.8516 | 1613.8572 | 1662.2729 | 1712.1411 | 1763.5053 | 1816.4104 | 1870.9028 | 1927.0298 | 1984.8407
Econ | Agriculture and Assembly | Industrial Lighting | Industrial Lighting | TRC | Turnover | ET30 | Efficient Lighting - Other Interior Lighting | Efficient Lighting - Other Interior Lighting | Equip | 14.4667 | Industrial Lighting | 88.57% | Tech/Econ | 38.99% | 71424.4737 | Lighting | 10.1949 | 9.9097 | 0.39837 | 5392.8288 | 5554.6137 | 5721.2521 | 5892.8897 | 6069.6764 | 6251.7667 | 6439.3197 | 6632.4993 | 6831.4742 | 7036.4185
Econ | Agriculture and Assembly | Industrial Lighting | Industrial Lighting | TRC | Turnover | ET27 | Efficient Lighting - High Bay | Efficient Lighting - High Bay | Equip | 13.6667 | Industrial Lighting | 88.57% | Tech/Econ | 48.41% | 155223.0889 | Lighting | 22.1561 | 21.5363 | 0.21586 | 11719.9541 | 12071.5527 | 12433.6993 | 12806.7103 | 13190.9116 | 13586.6389 | 13994.2381 | 14414.0652 | 14846.4872 | 15291.8818
Econ | Agriculture and Assembly | Industrial Lighting | Industrial Lighting | TRC | New | EN29 | Efficient Lighting - Other Interior Lighting | Efficient Lighting - Other Interior Lighting | Equip | 14.4667 | Industrial Lighting | 88.57% | Tech/Econ | 38.99% | 0 | Lighting | 0 | 0 | 0.39837 | 0 | 0 | 0 | 0 | 0 | 0 | 0 | 0 | 0 | 0
Econ | Agriculture and Assembly | Industrial Lighting | Industrial Lighting | TRC | New | EN26 | Efficient Lighting - High Bay | Efficient Lighting - High Bay | Equip | 13.6667 | Industrial Lighting | 88.57% | Tech/Econ | 48.41% | 0 | Lighting | 0 | 0 | 0.21586 | 0 | 0 | 0 | 0 | 0 | 0 | 0 | 0 | 0 | 0
Econ | Agriculture and Assembly | HVAC | HVAC | TRC | New | NN17 | Building Envelope Improvements | Building Envelope Improvements | NonEquip | 15 | HVAC | 59.61% | Tech/Econ | 16.86% | 0 | HVAC | 0 | 0 | 0.1613 | 0 | 0 | 0 | 0 | 0 | 0 | 0 | 0 | 0 | 0
Econ | Agriculture and Assembly | HVAC | HVAC | TRC | Existing | NE16 | Building Envelope Improvements | Building Envelope Improvements | NonEquip | 15 | HVAC | 59.61% | Tech/Econ | 16.86% | 44725.2867 | HVAC | 6.3713 | 6.2167 | 0.1613 | 3374.4104 | 3475.6427 | 3579.912 | 3687.3093 | 3797.9286 | 3911.8664 | 4029.2224 | 4150.0991 | 4274.6021 | 4402.8401
Econ | Agriculture and Assembly | HVAC | HVAC | TRC | Turnover | ET20 | HVAC Equipment Upgrades | HVAC Equipment Upgrades | Equip | 18 | HVAC | 59.61% | Tech/Econ | 12.46% | 35692.025 | HVAC | 5.0845 | 4.9611 | 0.1245 | 2692.8735 | 2773.6597 | 2856.8695 | 2942.5756 | 3030.8528 | 3121.7784 | 3215.4318 | 3311.8947 | 3411.2516 | 3513.5891
Econ | Agriculture and Assembly | HVAC | HVAC | TRC | New | EN19 | HVAC Equipment Upgrades | HVAC Equipment Upgrades | Equip | 18 | HVAC | 59.61% | Tech/Econ | 12.46% | 0 | HVAC | 0 | 0 | 0.1245 | 0 | 0 | 0 | 0 | 0 | 0 | 0 | 0 | 0 | 0
Econ | Agriculture and Assembly | Exterior Lighting | Exterior Lighting | TRC | New | NN15 | Lighting Controls - Exterior | Lighting Controls - Exterior | NonEquip | 10 | Exterior Lighting | 17% | Tech/Econ | 28% | 0 | Exterior | 0 | 0 | 0.12644 | 0 | 0 | 0 | 0 | 0 | 0 | 0 | 0 | 0 | 0
Econ | Agriculture and Assembly | Exterior Lighting | Exterior Lighting | TRC | Existing | NE14 | Lighting Controls - Exterior | Lighting Controls - Exterior | NonEquip | 10 | Exterior Lighting | 17% | Tech/Econ | 28% | 1820.9067 | Exterior | 0 | 0 | 0.12644 | 85.7465 | 88.3189 | 90.9685 | 93.6975 | 96.5084 | 99.4037 | 102.3858 | 105.4574 | 108.6211 | 111.8797
Econ | Agriculture and Assembly | Exterior Lighting | Exterior Lighting | TRC | Turnover | ET13 | Efficient Lighting - Exterior | Efficient Lighting - Exterior | Equip | 13.6 | Exterior Lighting | 15.29% | Tech/Econ | 78.74% | 5235.5491 | Exterior | 0 | 0 | 0.1144 | 246.542 | 253.9383 | 261.5564 | 269.4031 | 277.4852 | 285.8098 | 294.384 | 303.2156 | 312.312 | 321.6814
Econ | Agriculture and Assembly | Exterior Lighting | Exterior Lighting | TRC | New | EN12 | Efficient Lighting - Exterior | Efficient Lighting - Exterior | Equip | 13.6 | Exterior Lighting | 15.29% | Tech/Econ | 78.74% | 0 | Exterior | 0 | 0 | 0.1144 | 0 | 0 | 0 | 0 | 0 | 0 | 0 | 0 | 0 | 0
Econ | Agriculture and Assembly | Compressed Air | Compressed Air | TRC | New | NN3 | Compressed Air Controls | Compressed Air Controls | NonEquip | 12.5 | Compressed Air | 88.47% | Tech/Econ | 6.388% | 0 | MachineDrives | 0 | 0 | 0.24522 | 0 | 0 | 0 | 0 | 0 | 0 | 0 | 0 | 0 | 0
Econ | Agriculture and Assembly | Compressed Air | Compressed Air | TRC | New | NN10 | Plant Energy Management | Plant Energy Management | NonEquip | 10.5 | Compressed Air | 24.68% | Tech/Econ | 31% | 0 | MachineDrives | 0 | 0 | 0.12074 | 0 | 0 | 0 | 0 | 0 | 0 | 0 | 0 | 0 | 0
Econ | Agriculture and Assembly | Compressed Air | Compressed Air | TRC | Existing | NE9 | Plant Energy Management | Plant Energy Management | NonEquip | 10.5 | Compressed Air | 24.68% | Tech/Econ | 31% | 50972.894 | MachineDrives | 6.8641 | 6.6828 | 0.12074 | 3797.2594 | 3911.1772 | 4028.5125 | 4149.3679 | 4273.8489 | 4402.0644 | 4534.1263 | 4670.1501 | 4810.2546 | 4954.5623
Econ | Agriculture and Assembly | Compressed Air | Compressed Air | TRC | Existing | NE2 | Compressed Air Controls | Compressed Air Controls | NonEquip | 12.5 | Compressed Air | 88.47% | Tech/Econ | 6.388% | 31812.1904 | MachineDrives | 4.2839 | 4.1707 | 0.24522 | 2350.8017 | 2421.3257 | 2493.9655 | 2568.7845 | 2645.848 | 2725.2234 | 2806.9801 | 2891.1895 | 2977.9252 | 3067.263
Econ | Agriculture and Assembly | Compressed Air | Compressed Air | TRC | Turnover | ET6 | Compressed Air Equipment | Compressed Air Equipment | Equip | 15 | Compressed Air | 88.47% | Tech/Econ | 9.607% | 52287.3149 | MachineDrives | 7.0411 | 6.8551 | 0.23044 | 3863.8367 | 3979.7518 | 4099.1443 | 4222.1187 | 4348.7822 | 4479.2457 | 4613.623 | 4752.0317 | 4894.5927 | 5041.4305
Econ | Agriculture and Assembly | Compressed Air | Compressed Air | TRC | New | EN5 | Compressed Air Equipment | Compressed Air Equipment | Equip | 15 | Compressed Air | 88.47% | Tech/Econ | 9.607% | 0 | MachineDrives | 0 | 0 | 0.23044 | 0 | 0 | 0 | 0 | 0 | 0 | 0 | 0 | 0 | 0
Econ | Chemicals and Plastics | Process Heating | Process Heating | TRC | Turnover | ET146 | Process Heat Equipment Upgrade | Process Heat Equipment Upgrade | Equip | 10 | Process Heating | 8.729% | Tech/Econ | 75% | 73839.6106 | ProcessHeating | 10.1657 | 9.915 | 0.232 | 5500.7306 | 5665.7525 | 5835.7251 | 6010.7968 | 6191.1207 | 6376.8543 | 6568.16 | 6765.2048 | 6968.1609 | 7177.2057
Econ | Chemicals and Plastics | Process Heating | Process Heating | TRC | New | EN145 | Process Heat Equipment Upgrade | Process Heat Equipment Upgrade | Equip | 10 | Process Heating | 8.729% | Tech/Econ | 75% | 0 | ProcessHeating | 0 | 0 | 0.232 | 0 | 0 | 0 | 0 | 0 | 0 | 0 | 0 | 0 | 0
Econ | Chemicals and Plastics | Process Cooling | Process Cooling | TRC | New | NN136 | Process Refrig Controls | Process Refrig Controls | NonEquip | 15 | Process Cooling | 20.77% | Tech/Econ | 5.077% | 0 | ProcessHeating | 0 | 0 | 0.31821 | 0 | 0 | 0 | 0 | 0 | 0 | 0 | 0 | 0 | 0
Econ | Chemicals and Plastics | Process Cooling | Process Cooling | TRC | Existing | NE135 | Process Refrig Controls | Process Refrig Controls | NonEquip | 15 | Process Cooling | 20.77% | Tech/Econ | 5.077% | 14613.354 | ProcessHeating | 2.0119 | 1.9622 | 0.31821 | 1088.6315 | 1121.2904 | 1154.9291 | 1189.577 | 1225.2643 | 1262.0222 | 1299.8829 | 1338.8794 | 1379.0458 | 1420.4171
Econ | Chemicals and Plastics | Process Cooling | Process Cooling | TRC | Turnover | ET139 | Process Refrig Equipment Upgrade | Process Refrig Equipment Upgrade | Equip | 10 | Process Cooling | 24.6% | Tech/Econ | 18.71% | 66847.32 | ProcessHeating | 9.203 | 8.9761 | 0.16662 | 4979.8353 | 5129.2303 | 5283.1072 | 5441.6004 | 5604.8485 | 5772.9939 | 5946.1837 | 6124.5692 | 6308.3063 | 6497.5555
Econ | Chemicals and Plastics | Process Cooling | Process Cooling | TRC | New | EN138 | Process Refrig Equipment Upgrade | Process Refrig Equipment Upgrade | Equip | 10 | Process Cooling | 24.6% | Tech/Econ | 18.71% | 0 | ProcessHeating | 0 | 0 | 0.16662 | 0 | 0 | 0 | 0 | 0 | 0 | 0 | 0 | 0 | 0
Econ | Chemicals and Plastics | Motors Pumps | Motors Pumps | TRC | New | NN130 | Pump System Optimization | Pump System Optimization | NonEquip | 10 | Motors Pumps | 88.09% | Tech/Econ | 4.586% | 0 | MachineDrives | 0 | 0 | 0.096673 | 0 | 0 | 0 | 0 | 0 | 0 | 0 | 0 | 0 | 0
Econ | Chemicals and Plastics | Motors Pumps | Motors Pumps | TRC | New | NN119 | Motor Improved Controls | Motor Improved Controls | NonEquip | 15 | Motors Pumps | 59.98% | Tech/Econ | 0.8482% | 0 | MachineDrives | 0 | 0 | 0.10598 | 0 | 0 | 0 | 0 | 0 | 0 | 0 | 0 | 0 | 0
Econ | Chemicals and Plastics | Motors Pumps | Motors Pumps | TRC | Existing | NE129 | Pump System Optimization | Pump System Optimization | NonEquip | 10 | Motors Pumps | 88.09% | Tech/Econ | 4.586% | 219876.1177 | MachineDrives | 29.6088 | 28.8267 | 0.096673 | 16248.0213 | 16735.4619 | 17237.5258 | 17754.6516 | 18287.2911 | 18835.9098 | 19400.9871 | 19983.0168 | 20582.5073 | 21199.9825
Econ | Chemicals and Plastics | Motors Pumps | Motors Pumps | TRC | Existing | NE118 | Motor Improved Controls | Motor Improved Controls | NonEquip | 15 | Motors Pumps | 59.98% | Tech/Econ | 0.8482% | 27834.9123 | MachineDrives | 3.7483 | 3.6493 | 0.10598 | 2056.8957 | 2118.6026 | 2182.1607 | 2247.6255 | 2315.0543 | 2384.5059 | 2456.0411 | 2529.7223 | 2605.614 | 2683.7824
Econ | Chemicals and Plastics | Motors Pumps | Motors Pumps | TRC | Turnover | ET126 | Pump Equipment Upgrade | Pump Equipment Upgrade | Equip | 15 | Motors Pumps | 76.18% | Tech/Econ | 4.305% | 171303.3224 | MachineDrives | 23.0679 | 22.4586 | 0.22678 | 12658.6737 | 13038.4339 | 13429.5869 | 13832.4745 | 14247.4488 | 14674.8722 | 15115.1184 | 15568.572 | 16035.6291 | 16516.698
Econ | Chemicals and Plastics | Motors Pumps | Motors Pumps | TRC | Turnover | ET117 | Motor Equipment Upgrades | Motor Equipment Upgrades | Equip | 10 | Motors Pumps | 56.53% | Tech/Econ | 2.421% | 69132.2107 | MachineDrives | 9.3094 | 9.0635 | 0.21443 | 5108.6114 | 5261.8697 | 5419.7258 | 5582.3176 | 5749.7871 | 5922.2807 | 6099.9491 | 6282.9476 | 6471.436 | 6665.5791
Econ | Chemicals and Plastics | Motors Pumps | Motors Pumps | TRC | New | EN125 | Pump Equipment Upgrade | Pump Equipment Upgrade | Equip | 15 | Motors Pumps | 76.18% | Tech/Econ | 4.305% | 0 | MachineDrives | 0 | 0 | 0.22678 | 0 | 0 | 0 | 0 | 0 | 0 | 0 | 0 | 0 | 0
Econ | Chemicals and Plastics | Motors Pumps | Motors Pumps | TRC | New | EN116 | Motor Equipment Upgrades | Motor Equipment Upgrades | Equip | 10 | Motors Pumps | 56.53% | Tech/Econ | 2.421% | 0 | MachineDrives | 0 | 0 | 0.21443 | 0 | 0 | 0 | 0 | 0 | 0 | 0 | 0 | 0 | 0
Econ | Chemicals and Plastics | Motors Fans Blowers | Motors Fans Blowers | TRC | Turnover | ET108 | Fan Equipment Upgrades | Fan Equipment Upgrades | Equip | 15 | Motors Fans Blowers | 34.28% | Tech/Econ | 2.244% | 24046.4215 | MachineDrives | 3.2381 | 3.1526 | 0.22709 | 1776.9405 | 1830.2487 | 1885.1561 | 1941.7108 | 1999.9621 | 2059.961 | 2121.7598 | 2185.4126 | 2250.975 | 2318.5043
Econ | Chemicals and Plastics | Motors Fans Blowers | Motors Fans Blowers | TRC | New | EN107 | Fan Equipment Upgrades | Fan Equipment Upgrades | Equip | 15 | Motors Fans Blowers | 34.28% | Tech/Econ | 2.244% | 0 | MachineDrives | 0 | 0 | 0.22709 | 0 | 0 | 0 | 0 | 0 | 0 | 0 | 0 | 0 | 0
Econ | Chemicals and Plastics | Industrial Lighting | Industrial Lighting | TRC | New | NN105 | Lighting Controls | Lighting Controls | NonEquip | 10 | Industrial Lighting | 30% | Tech/Econ | 18.84% | 0 | Lighting | 0 | 0 | 0.14161 | 0 | 0 | 0 | 0 | 0 | 0 | 0 | 0 | 0 | 0
Econ | Chemicals and Plastics | Industrial Lighting | Industrial Lighting | TRC | Existing | NE104 | Lighting Controls | Lighting Controls | NonEquip | 10 | Industrial Lighting | 30% | Tech/Econ | 18.84% | 51925.3663 | Lighting | 7.4117 | 7.2044 | 0.14161 | 3920.5695 | 4038.1866 | 4159.3322 | 4284.1122 | 4412.6355 | 4545.0146 | 4681.365 | 4821.806 | 4966.4601 | 5115.454
Econ | Chemicals and Plastics | Industrial Lighting | Industrial Lighting | TRC | Turnover | ET103 | Efficient Lighting - Other Interior Lighting | Efficient Lighting - Other Interior Lighting | Equip | 14.4667 | Industrial Lighting | 71.94% | Tech/Econ | 38.99% | 219561.9333 | Lighting | 31.3397 | 30.463 | 0.39837 | 16577.79 | 17075.1237 | 17587.3774 | 18114.9988 | 18658.4487 | 19218.2022 | 19794.7482 | 20388.5907 | 21000.2484 | 21630.2559
Econ | Chemicals and Plastics | Industrial Lighting | Industrial Lighting | TRC | Turnover | ET100 | Efficient Lighting - High Bay | Efficient Lighting - High Bay | Equip | 13.6667 | Industrial Lighting | 20% | Tech/Econ | 48.41% | 83897.7822 | Lighting | 11.9753 | 11.6404 | 0.21586 | 6334.6127 | 6524.6511 | 6720.3906 | 6922.0024 | 7129.6624 | 7343.5523 | 7563.8589 | 7790.7746 | 8024.4979 | 8265.2328
Econ | Chemicals and Plastics | Industrial Lighting | Industrial Lighting | TRC | New | EN99 | Efficient Lighting - High Bay | Efficient Lighting - High Bay | Equip | 13.6667 | Industrial Lighting | 20% | Tech/Econ | 48.41% | 0 | Lighting | 0 | 0 | 0.21586 | 0 | 0 | 0 | 0 | 0 | 0 | 0 | 0 | 0 | 0
Econ | Chemicals and Plastics | Industrial Lighting | Industrial Lighting | TRC | New | EN102 | Efficient Lighting - Other Interior Lighting | Efficient Lighting - Other Interior Lighting | Equip | 14.4667 | Industrial Lighting | 71.94% | Tech/Econ | 38.99% | 0 | Lighting | 0 | 0 | 0.39837 | 0 | 0 | 0 | 0 | 0 | 0 | 0 | 0 | 0 | 0
Econ | Chemicals and Plastics | HVAC | HVAC | TRC | New | NN92 | Building Envelope Improvements | Building Envelope Improvements | NonEquip | 15 | HVAC | 16.42% | Tech/Econ | 9.595% | 0 | HVAC | 0 | 0 | 0.11178 | 0 | 0 | 0 | 0 | 0 | 0 | 0 | 0 | 0 | 0
Econ | Chemicals and Plastics | HVAC | HVAC | TRC | Existing | NE91 | Building Envelope Improvements | Building Envelope Improvements | NonEquip | 15 | HVAC | 16.42% | Tech/Econ | 9.595% | 20752.7816 | HVAC | 2.9563 | 2.8846 | 0.11178 | 1565.7452 | 1612.7175 | 1661.099 | 1710.932 | 1762.26 | 1815.1278 | 1869.5816 | 1925.6691 | 1983.4391 | 2042.9423
Econ | Chemicals and Plastics | HVAC | HVAC | TRC | Turnover | ET95 | HVAC Equipment Upgrades | HVAC Equipment Upgrades | Equip | 18 | HVAC | 18.8% | Tech/Econ | 22.01% | 56895.0454 | HVAC | 8.1049 | 7.9083 | 0.095141 | 4292.588 | 4421.3657 | 4554.0067 | 4690.6268 | 4831.3457 | 4976.286 | 5125.5746 | 5279.3418 | 5437.7221 | 5600.8538
Econ | Chemicals and Plastics | HVAC | HVAC | TRC | New | EN94 | HVAC Equipment Upgrades | HVAC Equipment Upgrades | Equip | 18 | HVAC | 18.8% | Tech/Econ | 22.01% | 0 | HVAC | 0 | 0 | 0.095141 | 0 | 0 | 0 | 0 | 0 | 0 | 0 | 0 | 0 | 0
Econ | Chemicals and Plastics | Exterior Lighting | Exterior Lighting | TRC | New | NN90 | Lighting Controls - Exterior | Lighting Controls - Exterior | NonEquip | 10 | Exterior Lighting | 17% | Tech/Econ | 28% | 0 | Exterior | 0 | 0 | 0.14161 | 0 | 0 | 0 | 0 | 0 | 0 | 0 | 0 | 0 | 0
Econ | Chemicals and Plastics | Exterior Lighting | Exterior Lighting | TRC | Existing | NE89 | Lighting Controls - Exterior | Lighting Controls - Exterior | NonEquip | 10 | Exterior Lighting | 17% | Tech/Econ | 28% | 4376.168 | Exterior | 0 | 0 | 0.14161 | 206.0738 | 212.256 | 218.6236 | 225.1824 | 231.9378 | 238.896 | 246.0628 | 253.4447 | 261.0481 | 268.8795
Econ | Chemicals and Plastics | Exterior Lighting | Exterior Lighting | TRC | Turnover | ET88 | Efficient Lighting - Exterior | Efficient Lighting - Exterior | Equip | 13.6 | Exterior Lighting | 15.29% | Tech/Econ | 78.74% | 12582.5464 | Exterior | 0 | 0 | 0.1144 | 592.5121 | 610.2875 | 628.5961 | 647.454 | 666.8776 | 686.8839 | 707.4904 | 728.7152 | 750.5766 | 773.0939
Econ | Chemicals and Plastics | Exterior Lighting | Exterior Lighting | TRC | New | EN87 | Efficient Lighting - Exterior | Efficient Lighting - Exterior | Equip | 13.6 | Exterior Lighting | 15.29% | Tech/Econ | 78.74% | 0 | Exterior | 0 | 0 | 0.1144 | 0 | 0 | 0 | 0 | 0 | 0 | 0 | 0 | 0 | 0
Econ | Chemicals and Plastics | Compressed Air | Compressed Air | TRC | New | NN78 | Compressed Air Controls | Compressed Air Controls | NonEquip | 12.5 | Compressed Air | 89.11% | Tech/Econ | 8.298% | 0 | MachineDrives | 0 | 0 | 0.18208 | 0 | 0 | 0 | 0 | 0 | 0 | 0 | 0 | 0 | 0
Econ | Chemicals and Plastics | Compressed Air | Compressed Air | TRC | Existing | NE77 | Compressed Air Controls | Compressed Air Controls | NonEquip | 12.5 | Compressed Air | 89.11% | Tech/Econ | 8.298% | 206766.3666 | MachineDrives | 27.8434 | 27.108 | 0.18208 | 15279.2598 | 15737.6376 | 16209.7667 | 16696.0597 | 17196.9415 | 17712.8498 | 18244.2353 | 18791.5623 | 19355.3092 | 19935.9685
Econ | Chemicals and Plastics | Compressed Air | Compressed Air | TRC | Turnover | ET81 | Compressed Air Equipment | Compressed Air Equipment | Equip | 15 | Compressed Air | 89.09% | Tech/Econ | 11.85% | 330056.3707 | MachineDrives | 44.4457 | 43.2718 | 0.13494 | 24389.9292 | 25121.6271 | 25875.2759 | 26651.5341 | 27451.0802 | 28274.6126 | 29122.851 | 29996.5365 | 30896.4326 | 31823.3256
Econ | Chemicals and Plastics | Compressed Air | Compressed Air | TRC | New | EN80 | Compressed Air Equipment | Compressed Air Equipment | Equip | 15 | Compressed Air | 89.09% | Tech/Econ | 11.85% | 0 | MachineDrives | 0 | 0 | 0.13494 | 0 | 0 | 0 | 0 | 0 | 0 | 0 | 0 | 0 | 0
Econ | Construction | Process Cooling | Process Cooling | TRC | New | NN221 | Process Refrig System Optimization | Process Refrig System Optimization | NonEquip | 4.6667 | Process Cooling | 13.75% | Tech/Econ | 45.35% | 0 | ProcessHeating | 0 | 0 | 0.11299 | 0 | 0 | 0 | 0 | 0 | 0 | 0 | 0 | 0 | 0
Econ | Construction | Process Cooling | Process Cooling | TRC | Existing | NE220 | Process Refrig System Optimization | Process Refrig System Optimization | NonEquip | 4.6667 | Process Cooling | 13.75% | Tech/Econ | 45.35% | 11861.9256 | ProcessHeating | 1.6331 | 1.5928 | 0.11299 | 883.662 | 910.1718 | 937.477 | 965.6013 | 994.5693 | 1024.4064 | 1055.1386 | 1086.7928 | 1119.3966 | 1152.9785
Econ | Construction | Process Cooling | Process Cooling | TRC | Turnover | ET219 | Process Refrig Equipment Upgrade | Process Refrig Equipment Upgrade | Equip | 10 | Process Cooling | 22.05% | Tech/Econ | 31.43% | 12362.8395 | ProcessHeating | 1.702 | 1.6601 | 0.20671 | 920.9779 | 948.6072 | 977.0654 | 1006.3774 | 1036.5687 | 1067.6658 | 1099.6958 | 1132.6866 | 1166.6672 | 1201.6673
Econ | Construction | Process Cooling | Process Cooling | TRC | New | EN218 | Process Refrig Equipment Upgrade | Process Refrig Equipment Upgrade | Equip | 10 | Process Cooling | 22.05% | Tech/Econ | 31.43% | 0 | ProcessHeating | 0 | 0 | 0.20671 | 0 | 0 | 0 | 0 | 0 | 0 | 0 | 0 | 0 | 0
Econ | Construction | Motors Pumps | Motors Pumps | TRC | New | NN199 | Motor Improved Controls | Motor Improved Controls | NonEquip | 15 | Motors Pumps | 42.04% | Tech/Econ | 0.4056% | 0 | MachineDrives | 0 | 0 | 0.10371 | 0 | 0 | 0 | 0 | 0 | 0 | 0 | 0 | 0 | 0
Econ | Construction | Motors Pumps | Motors Pumps | TRC | Existing | NE198 | Motor Improved Controls | Motor Improved Controls | NonEquip | 15 | Motors Pumps | 42.04% | Tech/Econ | 0.4056% | 1003.0107 | MachineDrives | 0.13507 | 0.1315 | 0.10371 | 74.1187 | 76.3423 | 78.6326 | 80.9915 | 83.4213 | 85.9239 | 88.5016 | 91.1567 | 93.8914 | 96.7081
Econ | Construction | Motors Pumps | Motors Pumps | TRC | Turnover | ET206 | Pump Equipment Upgrade | Pump Equipment Upgrade | Equip | 15 | Motors Pumps | 70.57% | Tech/Econ | 12.43% | 51498.0368 | MachineDrives | 6.9348 | 6.7516 | 0.13315 | 3805.512 | 3919.6773 | 4037.2677 | 4158.3857 | 4283.1373 | 4411.6314 | 4543.9803 | 4680.2997 | 4820.7087 | 4965.33
Econ | Construction | Motors Pumps | Motors Pumps | TRC | Turnover | ET197 | Motor Equipment Upgrades | Motor Equipment Upgrades | Equip | 10 | Motors Pumps | 54.51% | Tech/Econ | 2.132% | 6226.3168 | MachineDrives | 0.83844 | 0.8163 | 0.1667 | 460.1015 | 473.9045 | 488.1217 | 502.7653 | 517.8483 | 533.3837 | 549.3852 | 565.8668 | 582.8428 | 600.3281
Econ | Construction | Motors Pumps | Motors Pumps | TRC | New | EN205 | Pump Equipment Upgrade | Pump Equipment Upgrade | Equip | 15 | Motors Pumps | 70.57% | Tech/Econ | 12.43% | 0 | MachineDrives | 0 | 0 | 0.13315 | 0 | 0 | 0 | 0 | 0 | 0 | 0 | 0 | 0 | 0
Econ | Construction | Motors Pumps | Motors Pumps | TRC | New | EN196 | Motor Equipment Upgrades | Motor Equipment Upgrades | Equip | 10 | Motors Pumps | 54.51% | Tech/Econ | 2.132% | 0 | MachineDrives | 0 | 0 | 0.1667 | 0 | 0 | 0 | 0 | 0 | 0 | 0 | 0 | 0 | 0
Econ | Construction | Motors Fans Blowers | Motors Fans Blowers | TRC | Turnover | ET188 | Fan Equipment Upgrades | Fan Equipment Upgrades | Equip | 15 | Motors Fans Blowers | 63.42% | Tech/Econ | 3.425% | 7302.6431 | MachineDrives | 0.98338 | 0.95741 | 0.1824 | 539.638 | 555.8271 | 572.5019 | 589.677 | 607.3673 | 625.5883 | 644.3559 | 663.6866 | 683.5972 | 704.1051
Econ | Construction | Motors Fans Blowers | Motors Fans Blowers | TRC | New | EN187 | Fan Equipment Upgrades | Fan Equipment Upgrades | Equip | 15 | Motors Fans Blowers | 63.42% | Tech/Econ | 3.425% | 0 | MachineDrives | 0 | 0 | 0.1824 | 0 | 0 | 0 | 0 | 0 | 0 | 0 | 0 | 0 | 0
Econ | Construction | Industrial Lighting | Industrial Lighting | TRC | New | NN185 | Lighting Controls | Lighting Controls | NonEquip | 10 | Industrial Lighting | 33.43% | Tech/Econ | 16.92% | 0 | Lighting | 0 | 0 | 0.13992 | 0 | 0 | 0 | 0 | 0 | 0 | 0 | 0 | 0 | 0
Econ | Construction | Industrial Lighting | Industrial Lighting | TRC | Existing | NE184 | Lighting Controls | Lighting Controls | NonEquip | 10 | Industrial Lighting | 33.43% | Tech/Econ | 16.92% | 8674.4588 | Lighting | 1.2382 | 1.2035 | 0.13992 | 654.9558 | 674.6044 | 694.8426 | 715.6879 | 737.1585 | 759.2732 | 782.0514 | 805.513 | 829.6784 | 854.5687
Econ | Construction | Industrial Lighting | Industrial Lighting | TRC | Turnover | ET183 | Efficient Lighting - Other Interior Lighting | Efficient Lighting - Other Interior Lighting | Equip | 14.4667 | Industrial Lighting | 62.16% | Tech/Econ | 38.99% | 29848.3886 | Lighting | 4.2605 | 4.1413 | 0.39837 | 2253.6708 | 2321.2809 | 2390.9194 | 2462.6469 | 2536.5263 | 2612.6221 | 2691.0008 | 2771.7308 | 2854.8827 | 2940.5292
Econ | Construction | Industrial Lighting | Industrial Lighting | TRC | Turnover | ET180 | Efficient Lighting - High Bay | Efficient Lighting - High Bay | Equip | 13.6667 | Industrial Lighting | 30.8% | Tech/Econ | 48.41% | 21580.8279 | Lighting | 3.0804 | 2.9942 | 0.21586 | 1629.4374 | 1678.3206 | 1728.6702 | 1780.5303 | 1833.9462 | 1888.9646 | 1945.6335 | 2004.0025 | 2064.1226 | 2126.0463
Econ | Construction | Industrial Lighting | Industrial Lighting | TRC | New | EN182 | Efficient Lighting - Other Interior Lighting | Efficient Lighting - Other Interior Lighting | Equip | 14.4667 | Industrial Lighting | 62.16% | Tech/Econ | 38.99% | 0 | Lighting | 0 | 0 | 0.39837 | 0 | 0 | 0 | 0 | 0 | 0 | 0 | 0 | 0 | 0
Econ | Construction | Industrial Lighting | Industrial Lighting | TRC | New | EN179 | Efficient Lighting - High Bay | Efficient Lighting - High Bay | Equip | 13.6667 | Industrial Lighting | 30.8% | Tech/Econ | 48.41% | 0 | Lighting | 0 | 0 | 0.21586 | 0 | 0 | 0 | 0 | 0 | 0 | 0 | 0 | 0 | 0
Econ | Construction | HVAC | HVAC | TRC | New | NN177 | HVAC Recommissioning | HVAC Recommissioning | NonEquip | 10 | HVAC | 35.73% | Tech/Econ | 18.86% | 0 | HVAC | 0 | 0 | 0.23103 | 0 | 0 | 0 | 0 | 0 | 0 | 0 | 0 | 0 | 0
Econ | Construction | HVAC | HVAC | TRC | New | NN170 | Building Envelope Improvements | Building Envelope Improvements | NonEquip | 15 | HVAC | 32.06% | Tech/Econ | 14.68% | 0 | HVAC | 0 | 0 | 0.1444 | 0 | 0 | 0 | 0 | 0 | 0 | 0 | 0 | 0 | 0
Econ | Construction | HVAC | HVAC | TRC | Existing | NE176 | HVAC Recommissioning | HVAC Recommissioning | NonEquip | 10 | HVAC | 35.73% | Tech/Econ | 18.86% | 15284.2879 | HVAC | 2.1773 | 2.1245 | 0.23103 | 1153.1611 | 1187.7559 | 1223.3886 | 1260.0902 | 1297.8929 | 1336.8297 | 1376.9346 | 1418.2427 | 1460.7899 | 1504.6136
Econ | Construction | HVAC | HVAC | TRC | Existing | NE169 | Building Envelope Improvements | Building Envelope Improvements | NonEquip | 15 | HVAC | 32.06% | Tech/Econ | 14.68% | 11201.5486 | HVAC | 1.5957 | 1.557 | 0.1444 | 845.1287 | 870.4825 | 896.597 | 923.4949 | 951.1998 | 979.7357 | 1009.1278 | 1039.4017 | 1070.5837 | 1102.7012
Econ | Construction | HVAC | HVAC | TRC | Turnover | ET173 | HVAC Equipment Upgrades | HVAC Equipment Upgrades | Equip | 18 | HVAC | 28.85% | Tech/Econ | 14.08% | 10075.2032 | HVAC | 1.4352 | 1.4004 | 0.13731 | 760.1487 | 782.9532 | 806.4418 | 830.635 | 855.5541 | 881.2207 | 907.6573 | 934.8871 | 962.9337 | 991.8217
Econ | Construction | HVAC | HVAC | TRC | New | EN172 | HVAC Equipment Upgrades | HVAC Equipment Upgrades | Equip | 18 | HVAC | 28.85% | Tech/Econ | 14.08% | 0 | HVAC | 0 | 0 | 0.13731 | 0 | 0 | 0 | 0 | 0 | 0 | 0 | 0 | 0 | 0
Econ | Construction | Exterior Lighting | Exterior Lighting | TRC | New | NN168 | Lighting Controls - Exterior | Lighting Controls - Exterior | NonEquip | 10 | Exterior Lighting | 17% | Tech/Econ | 28% | 0 | Exterior | 0 | 0 | 0.13992 | 0 | 0 | 0 | 0 | 0 | 0 | 0 | 0 | 0 | 0
Econ | Construction | Exterior Lighting | Exterior Lighting | TRC | Existing | NE167 | Lighting Controls - Exterior | Lighting Controls - Exterior | NonEquip | 10 | Exterior Lighting | 17% | Tech/Econ | 28% | 730.8672 | Exterior | 0 | 0 | 0.13992 | 34.4165 | 35.449 | 36.5125 | 37.6079 | 38.7361 | 39.8982 | 41.0951 | 42.328 | 43.5978 | 44.9058
Econ | Construction | Exterior Lighting | Exterior Lighting | TRC | Turnover | ET166 | Efficient Lighting - Exterior | Efficient Lighting - Exterior | Equip | 13.6 | Exterior Lighting | 15.29% | Tech/Econ | 78.74% | 2101.4206 | Exterior | 0 | 0 | 0.1144 | 98.9559 | 101.9246 | 104.9823 | 108.1318 | 111.3757 | 114.717 | 118.1585 | 121.7033 | 125.3544 | 129.115
Econ | Construction | Exterior Lighting | Exterior Lighting | TRC | New | EN165 | Efficient Lighting - Exterior | Efficient Lighting - Exterior | Equip | 13.6 | Exterior Lighting | 15.29% | Tech/Econ | 78.74% | 0 | Exterior | 0 | 0 | 0.1144 | 0 | 0 | 0 | 0 | 0 | 0 | 0 | 0 | 0 | 0
Econ | Construction | Compressed Air | Compressed Air | TRC | Turnover | ET159 | Compressed Air Equipment | Compressed Air Equipment | Equip | 15 | Compressed Air | 71.22% | Tech/Econ | 4.001% | 9579.0071 | MachineDrives | 1.2899 | 1.2558 | 0.10354 | 707.8527 | 729.0883 | 750.961 | 773.4898 | 796.6945 | 820.5953 | 845.2132 | 870.5696 | 896.6867 | 923.5873
Econ | Construction | Compressed Air | Compressed Air | TRC | New | EN158 | Compressed Air Equipment | Compressed Air Equipment | Equip | 15 | Compressed Air | 71.22% | Tech/Econ | 4.001% | 0 | MachineDrives | 0 | 0 | 0.10354 | 0 | 0 | 0 | 0 | 0 | 0 | 0 | 0 | 0 | 0
Econ | Electrical and Electronic Equip. | Process Specific | Process Specific | TRC | New | NN298 | Process Other Systems Optimization | Process Other Systems Optimization | NonEquip | 5.3333 | Process Specific | 2.916% | Tech/Econ | 25.45% | 0 | ProcessHeating | 0 | 0 | 0.11983 | 0 | 0 | 0 | 0 | 0 | 0 | 0 | 0 | 0 | 0
Econ | Electrical and Electronic Equip. | Process Specific | Process Specific | TRC | Existing | NE297 | Process Other Systems Optimization | Process Other Systems Optimization | NonEquip | 5.3333 | Process Specific | 2.916% | Tech/Econ | 25.45% | 2718.2151 | ProcessHeating | 0.37422 | 0.365 | 0.11983 | 202.4952 | 208.5701 | 214.8272 | 221.272 | 227.9102 | 234.7475 | 241.7899 | 249.0436 | 256.5149 | 264.2103
Econ | Electrical and Electronic Equip. | Motors Pumps | Motors Pumps | TRC | Turnover | ET269 | Motor Equipment Upgrades | Motor Equipment Upgrades | Equip | 10 | Motors Pumps | 87.54% | Tech/Econ | 1.253% | 4448.8462 | MachineDrives | 0.59909 | 0.58326 | 0.16441 | 328.7531 | 338.6157 | 348.7741 | 359.2373 | 370.0145 | 381.1149 | 392.5483 | 404.3248 | 416.4545 | 428.9482
Econ | Electrical and Electronic Equip. | Motors Pumps | Motors Pumps | TRC | New | EN268 | Motor Equipment Upgrades | Motor Equipment Upgrades | Equip | 10 | Motors Pumps | 87.54% | Tech/Econ | 1.253% | 0 | MachineDrives | 0 | 0 | 0.16441 | 0 | 0 | 0 | 0 | 0 | 0 | 0 | 0 | 0 | 0
Econ | Electrical and Electronic Equip. | Industrial Lighting | Industrial Lighting | TRC | New | NN262 | Lighting Controls | Lighting Controls | NonEquip | 10 | Industrial Lighting | 30% | Tech/Econ | 15.17% | 0 | Lighting | 0 | 0 | 0.14448 | 0 | 0 | 0 | 0 | 0 | 0 | 0 | 0 | 0 | 0
Econ | Electrical and Electronic Equip. | Industrial Lighting | Industrial Lighting | TRC | Existing | NE261 | Lighting Controls | Lighting Controls | NonEquip | 10 | Industrial Lighting | 30% | Tech/Econ | 15.17% | 13809.518 | Lighting | 1.9711 | 1.916 | 0.14448 | 1042.673 | 1073.9531 | 1106.1717 | 1139.3569 | 1173.5376 | 1208.7437 | 1245.006 | 1282.3562 | 1320.8269 | 1360.4517
Econ | Electrical and Electronic Equip. | Industrial Lighting | Industrial Lighting | TRC | Turnover | ET260 | Efficient Lighting - Other Interior Lighting | Efficient Lighting - Other Interior Lighting | Equip | 14.4667 | Industrial Lighting | 69.19% | Tech/Econ | 38.99% | 70584.8361 | Lighting | 10.0751 | 9.7933 | 0.39837 | 5329.4329 | 5489.3159 | 5653.9954 | 5823.6152 | 5998.3237 | 6178.2734 | 6363.6216 | 6554.5302 | 6751.1662 | 6953.7011
Econ | Electrical and Electronic Equip. | Industrial Lighting | Industrial Lighting | TRC | Turnover | ET257 | Efficient Lighting - High Bay | Efficient Lighting - High Bay | Equip | 13.6667 | Industrial Lighting | 20% | Tech/Econ | 48.41% | 28043.191 | Lighting | 4.0028 | 3.8908 | 0.21586 | 2117.3713 | 2180.8924 | 2246.3192 | 2313.7088 | 2383.12 | 2454.6136 | 2528.252 | 2604.0996 | 2682.2226 | 2762.6893
Econ | Electrical and Electronic Equip. | Industrial Lighting | Industrial Lighting | TRC | New | EN259 | Efficient Lighting - Other Interior Lighting | Efficient Lighting - Other Interior Lighting | Equip | 14.4667 | Industrial Lighting | 69.19% | Tech/Econ | 38.99% | 0 | Lighting | 0 | 0 | 0.39837 | 0 | 0 | 0 | 0 | 0 | 0 | 0 | 0 | 0 | 0
Econ | Electrical and Electronic Equip. | Industrial Lighting | Industrial Lighting | TRC | New | EN256 | Efficient Lighting - High Bay | Efficient Lighting - High Bay | Equip | 13.6667 | Industrial Lighting | 20% | Tech/Econ | 48.41% | 0 | Lighting | 0 | 0 | 0.21586 | 0 | 0 | 0 | 0 | 0 | 0 | 0 | 0 | 0 | 0
Econ | Electrical and Electronic Equip. | HVAC | HVAC | TRC | New | NN252 | HVAC Improved Controls | HVAC Improved Controls | NonEquip | 15 | HVAC | 22.26% | Tech/Econ | 5.529% | 0 | HVAC | 0 | 0 | 0.136 | 0 | 0 | 0 | 0 | 0 | 0 | 0 | 0 | 0 | 0
Econ | Electrical and Electronic Equip. | HVAC | HVAC | TRC | New | NN247 | Building Envelope Improvements | Building Envelope Improvements | NonEquip | 15 | HVAC | 22.26% | Tech/Econ | 13.92% | 0 | HVAC | 0 | 0 | 0.17391 | 0 | 0 | 0 | 0 | 0 | 0 | 0 | 0 | 0 | 0
Econ | Electrical and Electronic Equip. | HVAC | HVAC | TRC | Existing | NE251 | HVAC Improved Controls | HVAC Improved Controls | NonEquip | 15 | HVAC | 22.26% | Tech/Econ | 5.529% | 9579.6074 | HVAC | 1.3647 | 1.3315 | 0.136 | 722.7573 | 744.44 | 766.7732 | 789.7764 | 813.4697 | 837.8738 | 863.01 | 888.9003 | 915.5673 | 943.0343
Econ | Electrical and Electronic Equip. | HVAC | HVAC | TRC | Existing | NE246 | Building Envelope Improvements | Building Envelope Improvements | NonEquip | 15 | HVAC | 22.26% | Tech/Econ | 13.92% | 23817.9215 | HVAC | 3.393 | 3.3106 | 0.17391 | 1797.0023 | 1850.9123 | 1906.4397 | 1963.6329 | 2022.5419 | 2083.2181 | 2145.7147 | 2210.0861 | 2276.3887 | 2344.6804
Econ | Electrical and Electronic Equip. | HVAC | HVAC | TRC | Turnover | ET250 | HVAC Equipment Upgrades | HVAC Equipment Upgrades | Equip | 18 | HVAC | 22.26% | Tech/Econ | 12.46% | 22199.2647 | HVAC | 3.1624 | 3.0856 | 0.1245 | 1674.8787 | 1725.125 | 1776.8788 | 1830.1851 | 1885.0907 | 1941.6434 | 1999.8927 | 2059.8895 | 2121.6862 | 2185.3368
Econ | Electrical and Electronic Equip. | HVAC | HVAC | TRC | New | EN249 | HVAC Equipment Upgrades | HVAC Equipment Upgrades | Equip | 18 | HVAC | 22.26% | Tech/Econ | 12.46% | 0 | HVAC | 0 | 0 | 0.1245 | 0 | 0 | 0 | 0 | 0 | 0 | 0 | 0 | 0 | 0
Econ | Electrical and Electronic Equip. | Exterior Lighting | Exterior Lighting | TRC | New | NN245 | Lighting Controls - Exterior | Lighting Controls - Exterior | NonEquip | 10 | Exterior Lighting | 17% | Tech/Econ | 28% | 0 | Exterior | 0 | 0 | 0.14448 | 0 | 0 | 0 | 0 | 0 | 0 | 0 | 0 | 0 | 0
Econ | Electrical and Electronic Equip. | Exterior Lighting | Exterior Lighting | TRC | Existing | NE244 | Lighting Controls - Exterior | Lighting Controls - Exterior | NonEquip | 10 | Exterior Lighting | 17% | Tech/Econ | 28% | 1445.8544 | Exterior | 0 | 0 | 0.14448 | 68.0853 | 70.1278 | 72.2317 | 74.3986 | 76.6306 | 78.9295 | 81.2974 | 83.7363 | 86.2484 | 88.8359
Econ | Electrical and Electronic Equip. | Exterior Lighting | Exterior Lighting | TRC | Turnover | ET243 | Efficient Lighting - Exterior | Efficient Lighting - Exterior | Equip | 13.6 | Exterior Lighting | 15.29% | Tech/Econ | 78.74% | 4157.1825 | Exterior | 0 | 0 | 0.1144 | 195.7617 | 201.6346 | 207.6836 | 213.9141 | 220.3315 | 226.9415 | 233.7497 | 240.7622 | 247.9851 | 255.4246
Econ | Electrical and Electronic Equip. | Exterior Lighting | Exterior Lighting | TRC | New | EN242 | Efficient Lighting - Exterior | Efficient Lighting - Exterior | Equip | 13.6 | Exterior Lighting | 15.29% | Tech/Econ | 78.74% | 0 | Exterior | 0 | 0 | 0.1144 | 0 | 0 | 0 | 0 | 0 | 0 | 0 | 0 | 0 | 0
Econ | Lumber/Furniture/Pulp/Paper | Process Specific | Process Specific | TRC | New | NN372 | Process Other Systems Optimization | Process Other Systems Optimization | NonEquip | 5.3333 | Process Specific | 26.34% | Tech/Econ | 1.054% | 0 | ProcessHeating | 0 | 0 | 0.11789 | 0 | 0 | 0 | 0 | 0 | 0 | 0 | 0 | 0 | 0
Econ | Lumber/Furniture/Pulp/Paper | Process Specific | Process Specific | TRC | New | NN367 | Plant Energy Management | Plant Energy Management | NonEquip | 10.5 | Process Specific | 24.68% | Tech/Econ | 31% | 0 | ProcessHeating | 0 | 0 | 0.12074 | 0 | 0 | 0 | 0 | 0 | 0 | 0 | 0 | 0 | 0
Econ | Lumber/Furniture/Pulp/Paper | Process Specific | Process Specific | TRC | Existing | NE371 | Process Other Systems Optimization | Process Other Systems Optimization | NonEquip | 5.3333 | Process Specific | 26.34% | Tech/Econ | 1.054% | 837.9254 | ProcessHeating | 0.11536 | 0.11251 | 0.11789 | 62.4218 | 64.2945 | 66.2233 | 68.21 | 70.2563 | 72.364 | 74.5349 | 76.771 | 79.0741 | 81.4463
Econ | Lumber/Furniture/Pulp/Paper | Process Specific | Process Specific | TRC | Existing | NE366 | Plant Energy Management | Plant Energy Management | NonEquip | 10.5 | Process Specific | 24.68% | Tech/Econ | 31% | 24999.9721 | ProcessHeating | 3.4418 | 3.3569 | 0.12074 | 1862.3894 | 1918.2611 | 1975.809 | 2035.0832 | 2096.1357 | 2159.0198 | 2223.7904 | 2290.5041 | 2359.2192 | 2429.9958
Econ | Lumber/Furniture/Pulp/Paper | Process Heating | Process Heating | TRC | New | NN361 | Plant Energy Management | Plant Energy Management | NonEquip | 10.5 | Process Heating | 24.68% | Tech/Econ | 31% | 0 | ProcessHeating | 0 | 0 | 0.12074 | 0 | 0 | 0 | 0 | 0 | 0 | 0 | 0 | 0 | 0
Econ | Lumber/Furniture/Pulp/Paper | Process Heating | Process Heating | TRC | Existing | NE360 | Plant Energy Management | Plant Energy Management | NonEquip | 10.5 | Process Heating | 24.68% | Tech/Econ | 31% | 24600.5757 | ProcessHeating | 3.3868 | 3.3033 | 0.12074 | 1832.6361 | 1887.6152 | 1944.2437 | 2002.571 | 2062.6481 | 2124.5276 | 2188.2634 | 2253.9113 | 2321.5286 | 2391.1745
Econ | Lumber/Furniture/Pulp/Paper | Process Cooling | Process Cooling | TRC | New | NN354 | Plant Energy Management | Plant Energy Management | NonEquip | 10.5 | Process Cooling | 24.68% | Tech/Econ | 31% | 0 | ProcessHeating | 0 | 0 | 0.12074 | 0 | 0 | 0 | 0 | 0 | 0 | 0 | 0 | 0 | 0
Econ | Lumber/Furniture/Pulp/Paper | Process Cooling | Process Cooling | TRC | Existing | NE353 | Plant Energy Management | Plant Energy Management | NonEquip | 10.5 | Process Cooling | 24.68% | Tech/Econ | 31% | 13903.6661 | ProcessHeating | 1.9141 | 1.867 | 0.12074 | 1035.7628 | 1066.8357 | 1098.8407 | 1131.806 | 1165.7601 | 1200.7329 | 1236.7549 | 1273.8576 | 1312.0733 | 1351.4355
Econ | Lumber/Furniture/Pulp/Paper | Process Cooling | Process Cooling | TRC | Turnover | ET359 | Process Refrig Equipment Upgrade | Process Refrig Equipment Upgrade | Equip | 10 | Process Cooling | 21% | Tech/Econ | 2.956% | 1041.5892 | ProcessHeating | 0.1434 | 0.13986 | 0.23937 | 77.5939 | 79.9217 | 82.3193 | 84.7889 | 87.3326 | 89.9526 | 92.6511 | 95.4307 | 98.2936 | 101.2424
Econ | Lumber/Furniture/Pulp/Paper | Process Cooling | Process Cooling | TRC | New | EN358 | Process Refrig Equipment Upgrade | Process Refrig Equipment Upgrade | Equip | 10 | Process Cooling | 21% | Tech/Econ | 2.956% | 0 | ProcessHeating | 0 | 0 | 0.23937 | 0 | 0 | 0 | 0 | 0 | 0 | 0 | 0 | 0 | 0
Econ | Lumber/Furniture/Pulp/Paper | Other | Other | TRC | New | NN352 | Plant Energy Management | Plant Energy Management | NonEquip | 10.5 | Other | 24.68% | Tech/Econ | 31% | 0 | Other | 0 | 0 | 0.12074 | 0 | 0 | 0 | 0 | 0 | 0 | 0 | 0 | 0 | 0
Econ | Lumber/Furniture/Pulp/Paper | Other | Other | TRC | Existing | NE351 | Plant Energy Management | Plant Energy Management | NonEquip | 10.5 | Other | 24.68% | Tech/Econ | 31% | 26464.4305 | Other | 3.8178 | 3.883 | 0.12074 | 1971.4852 | 2030.6298 | 2091.5487 | 2154.2951 | 2218.924 | 2285.4917 | 2354.0565 | 2424.6782 | 2497.4185 | 2572.3411
Econ | Lumber/Furniture/Pulp/Paper | Motors Pumps | Motors Pumps | TRC | New | NN350 | Pump System Optimization | Pump System Optimization | NonEquip | 10 | Motors Pumps | 15.43% | Tech/Econ | 43.19% | 0 | MachineDrives | 0 | 0 | 0.25304 | 0 | 0 | 0 | 0 | 0 | 0 | 0 | 0 | 0 | 0
Econ | Lumber/Furniture/Pulp/Paper | Motors Pumps | Motors Pumps | TRC | New | NN343 | Plant Energy Management | Plant Energy Management | NonEquip | 10.5 | Motors Pumps | 24.68% | Tech/Econ | 31% | 0 | MachineDrives | 0 | 0 | 0.12074 | 0 | 0 | 0 | 0 | 0 | 0 | 0 | 0 | 0 | 0
Econ | Lumber/Furniture/Pulp/Paper | Motors Pumps | Motors Pumps | TRC | Existing | NE349 | Pump System Optimization | Pump System Optimization | NonEquip | 10 | Motors Pumps | 15.43% | Tech/Econ | 43.19% | 138595.9139 | MachineDrives | 18.6635 | 18.1705 | 0.25304 | 10241.7188 | 10548.9703 | 10865.4394 | 11191.4026 | 11527.1447 | 11872.959 | 12229.1478 | 12596.0222 | 12973.9029 | 13363.12
Econ | Lumber/Furniture/Pulp/Paper | Motors Pumps | Motors Pumps | TRC | Existing | NE342 | Plant Energy Management | Plant Energy Management | NonEquip | 10.5 | Motors Pumps | 24.68% | Tech/Econ | 31% | 181909.5797 | MachineDrives | 24.4961 | 23.8491 | 0.12074 | 13551.4743 | 13958.0185 | 14376.7591 | 14808.0619 | 15252.3037 | 15709.8728 | 16181.169 | 16666.6041 | 17166.6022 | 17681.6003
Econ | Lumber/Furniture/Pulp/Paper | Motors Pumps | Motors Pumps | TRC | Turnover | ET346 | Pump Equipment Upgrade | Pump Equipment Upgrade | Equip | 15 | Motors Pumps | 54.35% | Tech/Econ | 9.741% | 116235.1902 | MachineDrives | 15.6524 | 15.2389 | 0.31607 | 8589.3451 | 8847.0254 | 9112.4362 | 9385.8093 | 9667.3835 | 9957.405 | 10256.1272 | 10563.811 | 10880.7253 | 11207.1471
Econ | Lumber/Furniture/Pulp/Paper | Motors Pumps | Motors Pumps | TRC | New | EN345 | Pump Equipment Upgrade | Pump Equipment Upgrade | Equip | 15 | Motors Pumps | 54.35% | Tech/Econ | 9.741% | 0 | MachineDrives | 0 | 0 | 0.31607 | 0 | 0 | 0 | 0 | 0 | 0 | 0 | 0 | 0 | 0
Econ | Lumber/Furniture/Pulp/Paper | Motors Fans Blowers | Motors Fans Blowers | TRC | New | NN334 | Plant Energy Management | Plant Energy Management | NonEquip | 10.5 | Motors Fans Blowers | 24.68% | Tech/Econ | 31% | 0 | MachineDrives | 0 | 0 | 0.12074 | 0 | 0 | 0 | 0 | 0 | 0 | 0 | 0 | 0 | 0
Econ | Lumber/Furniture/Pulp/Paper | Motors Fans Blowers | Motors Fans Blowers | TRC | Existing | NE333 | Plant Energy Management | Plant Energy Management | NonEquip | 10.5 | Motors Fans Blowers | 24.68% | Tech/Econ | 31% | 142429.5808 | MachineDrives | 19.1797 | 18.6731 | 0.12074 | 10610.3857 | 10928.6973 | 11256.5582 | 11594.2549 | 11942.0826 | 12300.3451 | 12669.3554 | 13049.4361 | 13440.9192 | 13844.1467
Econ | Lumber/Furniture/Pulp/Paper | Motors Fans Blowers | Motors Fans Blowers | TRC | Turnover | ET328 | Fan Equipment Upgrades | Fan Equipment Upgrades | Equip | 15 | Motors Fans Blowers | 29.97% | Tech/Econ | 19.42% | 100066.5395 | MachineDrives | 13.4751 | 13.1192 | 0.23152 | 7394.5424 | 7616.3786 | 7844.87 | 8080.2161 | 8322.6226 | 8572.3012 | 8829.4703 | 9094.3544 | 9367.185 | 9648.2006
Econ | Lumber/Furniture/Pulp/Paper | Motors Fans Blowers | Motors Fans Blowers | TRC | New | EN327 | Fan Equipment Upgrades | Fan Equipment Upgrades | Equip | 15 | Motors Fans Blowers | 29.97% | Tech/Econ | 19.42% | 0 | MachineDrives | 0 | 0 | 0.23152 | 0 | 0 | 0 | 0 | 0 | 0 | 0 | 0 | 0 | 0
Econ | Lumber/Furniture/Pulp/Paper | Industrial Lighting | Industrial Lighting | TRC | New | NN325 | Lighting Controls | Lighting Controls | NonEquip | 10 | Industrial Lighting | 30% | Tech/Econ | 19.92% | 0 | Lighting | 0 | 0 | 0.17451 | 0 | 0 | 0 | 0 | 0 | 0 | 0 | 0 | 0 | 0
Econ | Lumber/Furniture/Pulp/Paper | Industrial Lighting | Industrial Lighting | TRC | Existing | NE324 | Lighting Controls | Lighting Controls | NonEquip | 10 | Industrial Lighting | 30% | Tech/Econ | 19.92% | 22535.8517 | Lighting | 3.2167 | 3.1267 | 0.17451 | 1701.5455 | 1752.5919 | 1805.1696 | 1859.3247 | 1915.1044 | 1972.5576 | 2031.7343 | 2092.6863 | 2155.4669 | 2220.1309
Econ | Lumber/Furniture/Pulp/Paper | Industrial Lighting | Industrial Lighting | TRC | Turnover | ET323 | Efficient Lighting - Other Interior Lighting | Efficient Lighting - Other Interior Lighting | Equip | 14.4667 | Industrial Lighting | 40.46% | Tech/Econ | 38.99% | 50518.3822 | Lighting | 7.2109 | 7.0091 | 0.39837 | 3814.3367 | 3928.7668 | 4046.6298 | 4168.0287 | 4293.0695 | 4421.8616 | 4554.5175 | 4691.153 | 4831.8876 | 4976.8442
Econ | Lumber/Furniture/Pulp/Paper | Industrial Lighting | Industrial Lighting | TRC | Turnover | ET320 | Efficient Lighting - High Bay | Efficient Lighting - High Bay | Equip | 13.6667 | Industrial Lighting | 20% | Tech/Econ | 48.41% | 34321.5044 | Lighting | 4.899 | 4.7619 | 0.21586 | 2591.4086 | 2669.1509 | 2749.2254 | 2831.7022 | 2916.6533 | 3004.1529 | 3094.2774 | 3187.1058 | 3282.7189 | 3381.2005
Econ | Lumber/Furniture/Pulp/Paper | Industrial Lighting | Industrial Lighting | TRC | New | EN322 | Efficient Lighting - Other Interior Lighting | Efficient Lighting - Other Interior Lighting | Equip | 14.4667 | Industrial Lighting | 40.46% | Tech/Econ | 38.99% | 0 | Lighting | 0 | 0 | 0.39837 | 0 | 0 | 0 | 0 | 0 | 0 | 0 | 0 | 0 | 0
Econ | Lumber/Furniture/Pulp/Paper | Industrial Lighting | Industrial Lighting | TRC | New | EN319 | Efficient Lighting - High Bay | Efficient Lighting - High Bay | Equip | 13.6667 | Industrial Lighting | 20% | Tech/Econ | 48.41% | 0 | Lighting | 0 | 0 | 0.21586 | 0 | 0 | 0 | 0 | 0 | 0 | 0 | 0 | 0 | 0
Econ | Lumber/Furniture/Pulp/Paper | HVAC | HVAC | TRC | Turnover | ET315 | HVAC Equipment Upgrades | HVAC Equipment Upgrades | Equip | 18 | HVAC | 5.166% | Tech/Econ | 12.46% | 3625.7688 | HVAC | 0.5165 | 0.50397 | 0.1245 | 273.5551 | 281.7618 | 290.2146 | 298.9211 | 307.8887 | 317.1254 | 326.6391 | 336.4383 | 346.5315 | 356.9274
Econ | Lumber/Furniture/Pulp/Paper | HVAC | HVAC | TRC | New | EN314 | HVAC Equipment Upgrades | HVAC Equipment Upgrades | Equip | 18 | HVAC | 5.166% | Tech/Econ | 12.46% | 0 | HVAC | 0 | 0 | 0.1245 | 0 | 0 | 0 | 0 | 0 | 0 | 0 | 0 | 0 | 0
Econ | Lumber/Furniture/Pulp/Paper | Exterior Lighting | Exterior Lighting | TRC | New | NN312 | Lighting Controls - Exterior | Lighting Controls - Exterior | NonEquip | 10 | Exterior Lighting | 17% | Tech/Econ | 28% | 0 | Exterior | 0 | 0 | 0.17451 | 0 | 0 | 0 | 0 | 0 | 0 | 0 | 0 | 0 | 0
Econ | Lumber/Furniture/Pulp/Paper | Exterior Lighting | Exterior Lighting | TRC | Existing | NE311 | Lighting Controls - Exterior | Lighting Controls - Exterior | NonEquip | 10 | Exterior Lighting | 17% | Tech/Econ | 28% | 1796.3986 | Exterior | 0 | 0 | 0.17451 | 84.5924 | 87.1302 | 89.7441 | 92.4364 | 95.2095 | 98.0658 | 101.0078 | 104.038 | 107.1591 | 110.3739
Econ | Lumber/Furniture/Pulp/Paper | Exterior Lighting | Exterior Lighting | TRC | Turnover | ET310 | Efficient Lighting - Exterior | Efficient Lighting - Exterior | Equip | 13.6 | Exterior Lighting | 15.29% | Tech/Econ | 78.74% | 5165.0822 | Exterior | 0 | 0 | 0.1144 | 243.2237 | 250.5204 | 258.036 | 265.7771 | 273.7504 | 281.963 | 290.4218 | 299.1345 | 308.1085 | 317.3518
Econ | Lumber/Furniture/Pulp/Paper | Exterior Lighting | Exterior Lighting | TRC | New | EN309 | Efficient Lighting - Exterior | Efficient Lighting - Exterior | Equip | 13.6 | Exterior Lighting | 15.29% | Tech/Econ | 78.74% | 0 | Exterior | 0 | 0 | 0.1144 | 0 | 0 | 0 | 0 | 0 | 0 | 0 | 0 | 0 | 0
Econ | Lumber/Furniture/Pulp/Paper | Compressed Air | Compressed Air | TRC | New | NN307 | Plant Energy Management | Plant Energy Management | NonEquip | 10.5 | Compressed Air | 24.68% | Tech/Econ | 31% | 0 | MachineDrives | 0 | 0 | 0.12074 | 0 | 0 | 0 | 0 | 0 | 0 | 0 | 0 | 0 | 0
Econ | Lumber/Furniture/Pulp/Paper | Compressed Air | Compressed Air | TRC | Existing | NE306 | Plant Energy Management | Plant Energy Management | NonEquip | 10.5 | Compressed Air | 24.68% | Tech/Econ | 31% | 89735.3705 | MachineDrives | 12.0839 | 11.7647 | 0.12074 | 6684.8957 | 6885.4426 | 7092.0059 | 7304.766 | 7523.909 | 7749.6263 | 7982.1151 | 8221.5785 | 8468.2259 | 8722.2726
Econ | Lumber/Furniture/Pulp/Paper | Compressed Air | Compressed Air | TRC | Turnover | ET303 | Compressed Air Equipment | Compressed Air Equipment | Equip | 15 | Compressed Air | 53.07% | Tech/Econ | 25.77% | 185758.5955 | MachineDrives | 25.0145 | 24.3538 | 0.14555 | 13726.8642 | 14138.6702 | 14562.8303 | 14999.7152 | 15449.7066 | 15913.1978 | 16390.5938 | 16882.3116 | 17388.7809 | 17910.4443
Econ | Lumber/Furniture/Pulp/Paper | Compressed Air | Compressed Air | TRC | New | EN302 | Compressed Air Equipment | Compressed Air Equipment | Equip | 15 | Compressed Air | 53.07% | Tech/Econ | 25.77% | 0 | MachineDrives | 0 | 0 | 0.14555 | 0 | 0 | 0 | 0 | 0 | 0 | 0 | 0 | 0 | 0
Econ | Metal Products and Machinery | Process Specific | Process Specific | TRC | New | NN452 | Process Other Systems Optimization | Process Other Systems Optimization | NonEquip | 5.3333 | Process Specific | 22.87% | Tech/Econ | 13.86% | 0 | ProcessHeating | 0 | 0 | 0.17739 | 0 | 0 | 0 | 0 | 0 | 0 | 0 | 0 | 0 | 0
Econ | Metal Products and Machinery | Process Specific | Process Specific | TRC | New | NN450 | Plant Energy Management | Plant Energy Management | NonEquip | 10.5 | Process Specific | 23.15% | Tech/Econ | 16.13% | 0 | ProcessHeating | 0 | 0 | 0.044397 | 0 | 0 | 0 | 0 | 0 | 0 | 0 | 0 | 0 | 0
Econ | Metal Products and Machinery | Process Specific | Process Specific | TRC | Existing | NE451 | Process Other Systems Optimization | Process Other Systems Optimization | NonEquip | 5.3333 | Process Specific | 22.87% | Tech/Econ | 13.86% | 86405.4569 | ProcessHeating | 11.8956 | 11.6023 | 0.17739 | 6436.8316 | 6629.9365 | 6828.8346 | 7033.6997 | 7244.7107 | 7462.052 | 7685.9135 | 7916.491 | 8153.9857 | 8398.6053
Econ | Metal Products and Machinery | Process Specific | Process Specific | TRC | Existing | NE449 | Plant Energy Management | Plant Energy Management | NonEquip | 10.5 | Process Specific | 23.15% | Tech/Econ | 16.13% | 105765.9296 | ProcessHeating | 14.561 | 14.202 | 0.044397 | 7879.1028 | 8115.4759 | 8358.9402 | 8609.7084 | 8867.9996 | 9134.0396 | 9408.0608 | 9690.3026 | 9981.0117 | 10280.442
Econ | Metal Products and Machinery | Process Heating | Process Heating | TRC | New | NN441 | Plant Energy Management | Plant Energy Management | NonEquip | 10.5 | Process Heating | 23.15% | Tech/Econ | 17.94% | 0 | ProcessHeating | 0 | 0 | 0.053695 | 0 | 0 | 0 | 0 | 0 | 0 | 0 | 0 | 0 | 0
Econ | Metal Products and Machinery | Process Heating | Process Heating | TRC | Existing | NE440 | Plant Energy Management | Plant Energy Management | NonEquip | 10.5 | Process Heating | 23.15% | Tech/Econ | 17.94% | 182812.0168 | ProcessHeating | 25.1681 | 24.5476 | 0.053695 | 13618.702 | 14027.263 | 14448.0809 | 14881.5233 | 15327.969 | 15787.8081 | 16261.4423 | 16749.2856 | 17251.7642 | 17769.3171
Econ | Metal Products and Machinery | Process Heating | Process Heating | TRC | Turnover | ET444 | Process Heat Equipment Upgrade | Process Heat Equipment Upgrade | Equip | 10 | Process Heating | 7.861% | Tech/Econ | 28.4% | 100498.049 | ProcessHeating | 13.8358 | 13.4946 | 0.10225 | 7486.6686 | 7711.2686 | 7942.6067 | 8180.8849 | 8426.3114 | 8679.1008 | 8939.4738 | 9207.658 | 9483.8877 | 9768.4044
Econ | Metal Products and Machinery | Process Heating | Process Heating | TRC | New | EN443 | Process Heat Equipment Upgrade | Process Heat Equipment Upgrade | Equip | 10 | Process Heating | 7.861% | Tech/Econ | 28.4% | 0 | ProcessHeating | 0 | 0 | 0.10225 | 0 | 0 | 0 | 0 | 0 | 0 | 0 | 0 | 0 | 0
Econ | Metal Products and Machinery | Process Cooling | Process Cooling | TRC | New | NN432 | Plant Energy Management | Plant Energy Management | NonEquip | 10.5 | Process Cooling | 23.15% | Tech/Econ | 32.81% | 0 | ProcessHeating | 0 | 0 | 0.13003 | 0 | 0 | 0 | 0 | 0 | 0 | 0 | 0 | 0 | 0
Econ | Metal Products and Machinery | Process Cooling | Process Cooling | TRC | Existing | NE431 | Plant Energy Management | Plant Energy Management | NonEquip | 10.5 | Process Cooling | 23.15% | Tech/Econ | 32.81% | 25796.852 | ProcessHeating | 3.5515 | 3.4639 | 0.13003 | 1921.7535 | 1979.4061 | 2038.7883 | 2099.952 | 2162.9505 | 2227.839 | 2294.6742 | 2363.5144 | 2434.4199 | 2507.4525
Econ | Metal Products and Machinery | Process Cooling | Process Cooling | TRC | Turnover | ET437 | Process Refrig Equipment Upgrade | Process Refrig Equipment Upgrade | Equip | 10 | Process Cooling | 21% | Tech/Econ | 16.76% | 11045.4402 | ProcessHeating | 1.5206 | 1.4832 | 0.19556 | 822.8374 | 847.5225 | 872.9482 | 899.1366 | 926.1107 | 953.894 | 982.5108 | 1011.9862 | 1042.3458 | 1073.6161
Econ | Metal Products and Machinery | Process Cooling | Process Cooling | TRC | New | EN436 | Process Refrig Equipment Upgrade | Process Refrig Equipment Upgrade | Equip | 10 | Process Cooling | 21% | Tech/Econ | 16.76% | 0 | ProcessHeating | 0 | 0 | 0.19556 | 0 | 0 | 0 | 0 | 0 | 0 | 0 | 0 | 0 | 0
Econ | Metal Products and Machinery | Other | Other | TRC | New | NN430 | Plant Energy Management | Plant Energy Management | NonEquip | 10.5 | Other | 23.15% | Tech/Econ | 27.13% | 0 | Other | 0 | 0 | 0.10085 | 0 | 0 | 0 | 0 | 0 | 0 | 0 | 0 | 0 | 0
Econ | Metal Products and Machinery | Other | Other | TRC | Existing | NE429 | Plant Energy Management | Plant Energy Management | NonEquip | 10.5 | Other | 23.15% | Tech/Econ | 27.13% | 40296.7195 | Other | 5.8133 | 5.9125 | 0.10085 | 3001.9307 | 3091.9887 | 3184.7483 | 3280.2908 | 3378.6995 | 3480.0605 | 3584.4623 | 3691.9962 | 3802.7561 | 3916.8387
Econ | Metal Products and Machinery | Motors Pumps | Motors Pumps | TRC | New | NN421 | Plant Energy Management | Plant Energy Management | NonEquip | 10.5 | Motors Pumps | 23.15% | Tech/Econ | 29.07% | 0 | MachineDrives | 0 | 0 | 0.11085 | 0 | 0 | 0 | 0 | 0 | 0 | 0 | 0 | 0 | 0
Econ | Metal Products and Machinery | Motors Pumps | Motors Pumps | TRC | Existing | NE420 | Plant Energy Management | Plant Energy Management | NonEquip | 10.5 | Motors Pumps | 23.15% | Tech/Econ | 29.07% | 156069.966 | MachineDrives | 21.0165 | 20.4615 | 0.11085 | 11626.5352 | 11975.3313 | 12334.5912 | 12704.6289 | 13085.7678 | 13478.3409 | 13882.6911 | 14299.1718 | 14728.147 | 15169.9914
Econ | Metal Products and Machinery | Motors Pumps | Motors Pumps | TRC | Turnover | ET424 | Pump Equipment Upgrade | Pump Equipment Upgrade | Equip | 15 | Motors Pumps | 74.82% | Tech/Econ | 3.821% | 61844.4983 | MachineDrives | 8.328 | 8.1081 | 0.14691 | 4570.0767 | 4707.179 | 4848.3944 | 4993.8462 | 5143.6616 | 5297.9714 | 5456.9106 | 5620.6179 | 5789.2364 | 5962.9135
Econ | Metal Products and Machinery | Motors Pumps | Motors Pumps | TRC | Turnover | ET415 | Motor Equipment Upgrades | Motor Equipment Upgrades | Equip | 10 | Motors Pumps | 29.32% | Tech/Econ | 1.441% | 8875.1771 | MachineDrives | 1.1951 | 1.1636 | 0.18316 | 655.8423 | 675.5176 | 695.7831 | 716.6566 | 738.1563 | 760.301 | 783.11 | 806.6034 | 830.8015 | 855.7255
Econ | Metal Products and Machinery | Motors Pumps | Motors Pumps | TRC | New | EN423 | Pump Equipment Upgrade | Pump Equipment Upgrade | Equip | 15 | Motors Pumps | 74.82% | Tech/Econ | 3.821% | 0 | MachineDrives | 0 | 0 | 0.14691 | 0 | 0 | 0 | 0 | 0 | 0 | 0 | 0 | 0 | 0
Econ | Metal Products and Machinery | Motors Pumps | Motors Pumps | TRC | New | EN414 | Motor Equipment Upgrades | Motor Equipment Upgrades | Equip | 10 | Motors Pumps | 29.32% | Tech/Econ | 1.441% | 0 | MachineDrives | 0 | 0 | 0.18316 | 0 | 0 | 0 | 0 | 0 | 0 | 0 | 0 | 0 | 0
Econ | Metal Products and Machinery | Motors Fans Blowers | Motors Fans Blowers | TRC | New | NN412 | Plant Energy Management | Plant Energy Management | NonEquip | 10.5 | Motors Fans Blowers | 23.15% | Tech/Econ | 29.07% | 0 | MachineDrives | 0 | 0 | 0.11085 | 0 | 0 | 0 | 0 | 0 | 0 | 0 | 0 | 0 | 0
Econ | Metal Products and Machinery | Motors Fans Blowers | Motors Fans Blowers | TRC | Existing | NE411 | Plant Energy Management | Plant Energy Management | NonEquip | 10.5 | Motors Fans Blowers | 23.15% | Tech/Econ | 29.07% | 89182.8378 | MachineDrives | 12.0095 | 11.6923 | 0.11085 | 6643.7344 | 6843.0464 | 7048.3378 | 7259.788 | 7477.5816 | 7701.9091 | 7932.9663 | 8170.9553 | 8416.084 | 8668.5665
Econ | Metal Products and Machinery | Motors Fans Blowers | Motors Fans Blowers | TRC | Turnover | ET406 | Fan Equipment Upgrades | Fan Equipment Upgrades | Equip | 15 | Motors Fans Blowers | 75.75% | Tech/Econ | 3.821% | 35779.5752 | MachineDrives | 4.8181 | 4.6909 | 0.14691 | 2643.9766 | 2723.2959 | 2804.9947 | 2889.1446 | 2975.8189 | 3065.0935 | 3157.0463 | 3251.7577 | 3349.3104 | 3449.7897
Econ | Metal Products and Machinery | Motors Fans Blowers | Motors Fans Blowers | TRC | New | EN405 | Fan Equipment Upgrades | Fan Equipment Upgrades | Equip | 15 | Motors Fans Blowers | 75.75% | Tech/Econ | 3.821% | 0 | MachineDrives | 0 | 0 | 0.14691 | 0 | 0 | 0 | 0 | 0 | 0 | 0 | 0 | 0 | 0
Econ | Metal Products and Machinery | Industrial Lighting | Industrial Lighting | TRC | New | NN403 | Lighting Controls | Lighting Controls | NonEquip | 10 | Industrial Lighting | 30% | Tech/Econ | 19.49% | 0 | Lighting | 0 | 0 | 0.15916 | 0 | 0 | 0 | 0 | 0 | 0 | 0 | 0 | 0 | 0
Econ | Metal Products and Machinery | Industrial Lighting | Industrial Lighting | TRC | Existing | NE402 | Lighting Controls | Lighting Controls | NonEquip | 10 | Industrial Lighting | 30% | Tech/Econ | 19.49% | 47650.9955 | Lighting | 6.8016 | 6.6113 | 0.15916 | 3597.8377 | 3705.7728 | 3816.946 | 3931.4544 | 4049.398 | 4170.88 | 4296.0064 | 4424.8865 | 4557.6331 | 4694.3621
Econ | Metal Products and Machinery | Industrial Lighting | Industrial Lighting | TRC | Turnover | ET401 | Efficient Lighting - Other Interior Lighting | Efficient Lighting - Other Interior Lighting | Equip | 14.4667 | Industrial Lighting | 56.6% | Tech/Econ | 38.99% | 134206.774 | Lighting | 19.1563 | 18.6204 | 0.39837 | 10133.1396 | 10437.1338 | 10750.2478 | 11072.7552 | 11404.9379 | 11747.086 | 12099.4986 | 12462.4836 | 12836.3581 | 13221.4488
Econ | Metal Products and Machinery | Industrial Lighting | Industrial Lighting | TRC | Turnover | ET398 | Efficient Lighting - High Bay | Efficient Lighting - High Bay | Equip | 13.6667 | Industrial Lighting | 42.84% | Tech/Econ | 48.41% | 159091.8743 | Lighting | 22.7083 | 22.0731 | 0.21586 | 12012.0626 | 12372.4245 | 12743.5972 | 13125.9051 | 13519.6823 | 13925.2727 | 14343.0309 | 14773.3219 | 15216.5215 | 15673.0172
Econ | Metal Products and Machinery | Industrial Lighting | Industrial Lighting | TRC | New | EN400 | Efficient Lighting - Other Interior Lighting | Efficient Lighting - Other Interior Lighting | Equip | 14.4667 | Industrial Lighting | 56.6% | Tech/Econ | 38.99% | 0 | Lighting | 0 | 0 | 0.39837 | 0 | 0 | 0 | 0 | 0 | 0 | 0 | 0 | 0 | 0
Econ | Metal Products and Machinery | Industrial Lighting | Industrial Lighting | TRC | New | EN397 | Efficient Lighting - High Bay | Efficient Lighting - High Bay | Equip | 13.6667 | Industrial Lighting | 42.84% | Tech/Econ | 48.41% | 0 | Lighting | 0 | 0 | 0.21586 | 0 | 0 | 0 | 0 | 0 | 0 | 0 | 0 | 0 | 0
Econ | Metal Products and Machinery | HVAC | HVAC | TRC | New | NN388 | Building Envelope Improvements | Building Envelope Improvements | NonEquip | 15 | HVAC | 25.69% | Tech/Econ | 21.32% | 0 | HVAC | 0 | 0 | 0.12893 | 0 | 0 | 0 | 0 | 0 | 0 | 0 | 0 | 0 | 0
Econ | Metal Products and Machinery | HVAC | HVAC | TRC | Existing | NE387 | Building Envelope Improvements | Building Envelope Improvements | NonEquip | 15 | HVAC | 25.69% | Tech/Econ | 21.32% | 68386.9899 | HVAC | 9.742 | 9.5056 | 0.12893 | 5159.6263 | 5314.4151 | 5473.8476 | 5638.063 | 5807.2049 | 5981.421 | 6160.8637 | 6345.6896 | 6536.0603 | 6732.1421
Econ | Metal Products and Machinery | HVAC | HVAC | TRC | Turnover | ET391 | HVAC Equipment Upgrades | HVAC Equipment Upgrades | Equip | 18 | HVAC | 25.69% | Tech/Econ | 22.63% | 68597.9954 | HVAC | 9.772 | 9.535 | 0.14861 | 5175.5462 | 5330.8126 | 5490.7369 | 5655.459 | 5825.1228 | 5999.8765 | 6179.8728 | 6365.269 | 6556.227 | 6752.9139
Econ | Metal Products and Machinery | HVAC | HVAC | TRC | New | EN390 | HVAC Equipment Upgrades | HVAC Equipment Upgrades | Equip | 18 | HVAC | 25.69% | Tech/Econ | 22.63% | 0 | HVAC | 0 | 0 | 0.14861 | 0 | 0 | 0 | 0 | 0 | 0 | 0 | 0 | 0 | 0
Econ | Metal Products and Machinery | Exterior Lighting | Exterior Lighting | TRC | New | NN386 | Lighting Controls - Exterior | Lighting Controls - Exterior | NonEquip | 10 | Exterior Lighting | 17% | Tech/Econ | 28% | 0 | Exterior | 0 | 0 | 0.15916 | 0 | 0 | 0 | 0 | 0 | 0 | 0 | 0 | 0 | 0
Econ | Metal Products and Machinery | Exterior Lighting | Exterior Lighting | TRC | Existing | NE385 | Lighting Controls - Exterior | Lighting Controls - Exterior | NonEquip | 10 | Exterior Lighting | 17% | Tech/Econ | 28% | 3882.4606 | Exterior | 0 | 0 | 0.15916 | 182.8251 | 188.3098 | 193.9591 | 199.7779 | 205.7712 | 211.9444 | 218.3027 | 224.8518 | 231.5973 | 238.5453
Econ | Metal Products and Machinery | Exterior Lighting | Exterior Lighting | TRC | Turnover | ET384 | Efficient Lighting - Exterior | Efficient Lighting - Exterior | Equip | 13.6 | Exterior Lighting | 15.29% | Tech/Econ | 78.74% | 11163.0176 | Exterior | 0 | 0 | 0.1144 | 525.6665 | 541.4365 | 557.6796 | 574.41 | 591.6423 | 609.3915 | 627.6733 | 646.5035 | 665.8986 | 685.8755
Econ | Metal Products and Machinery | Exterior Lighting | Exterior Lighting | TRC | New | EN383 | Efficient Lighting - Exterior | Efficient Lighting - Exterior | Equip | 13.6 | Exterior Lighting | 15.29% | Tech/Econ | 78.74% | 0 | Exterior | 0 | 0 | 0.1144 | 0 | 0 | 0 | 0 | 0 | 0 | 0 | 0 | 0 | 0
Econ | Metal Products and Machinery | Compressed Air | Compressed Air | TRC | New | NN381 | Plant Energy Management | Plant Energy Management | NonEquip | 10.5 | Compressed Air | 23.15% | Tech/Econ | 29.07% | 0 | MachineDrives | 0 | 0 | 0.11085 | 0 | 0 | 0 | 0 | 0 | 0 | 0 | 0 | 0 | 0
Econ | Metal Products and Machinery | Compressed Air | Compressed Air | TRC | Existing | NE380 | Plant Energy Management | Plant Energy Management | NonEquip | 10.5 | Compressed Air | 23.15% | Tech/Econ | 29.07% | 85704.5153 | MachineDrives | 11.5411 | 11.2362 | 0.11085 | 6384.6145 | 6576.1529 | 6773.4375 | 6976.6406 | 7185.9399 | 7401.518 | 7623.5636 | 7852.2705 | 8087.8386 | 8330.4738
Econ | Metal Products and Machinery | Compressed Air | Compressed Air | TRC | Turnover | ET377 | Compressed Air Equipment | Compressed Air Equipment | Equip | 15 | Compressed Air | 65.54% | Tech/Econ | 5.951% | 51686.8227 | MachineDrives | 6.9602 | 6.7764 | 0.098681 | 3819.4625 | 3934.0464 | 4052.0678 | 4173.6298 | 4298.8387 | 4427.8039 | 4560.638 | 4697.4572 | 4838.3809 | 4983.5323
Econ | Metal Products and Machinery | Compressed Air | Compressed Air | TRC | New | EN376 | Compressed Air Equipment | Compressed Air Equipment | Equip | 15 | Compressed Air | 65.54% | Tech/Econ | 5.951% | 0 | MachineDrives | 0 | 0 | 0.098681 | 0 | 0 | 0 | 0 | 0 | 0 | 0 | 0 | 0 | 0
Econ | Miscellaneous Manufacturing | Process Cooling | Process Cooling | TRC | Turnover | ET513 | Process Refrig Equipment Upgrade | Process Refrig Equipment Upgrade | Equip | 10 | Process Cooling | 21% | Tech/Econ | 2% | 209.9836 | ProcessHeating | 0.028909 | 0.028196 | 0.23691 | 15.6429 | 16.1122 | 16.5955 | 17.0934 | 17.6062 | 18.1344 | 18.6784 | 19.2388 | 19.8159 | 20.4104
Econ | Miscellaneous Manufacturing | Process Cooling | Process Cooling | TRC | New | EN512 | Process Refrig Equipment Upgrade | Process Refrig Equipment Upgrade | Equip | 10 | Process Cooling | 21% | Tech/Econ | 2% | 0 | ProcessHeating | 0 | 0 | 0.23691 | 0 | 0 | 0 | 0 | 0 | 0 | 0 | 0 | 0 | 0
Econ | Miscellaneous Manufacturing | Motors Pumps | Motors Pumps | TRC | New | NN504 | Pump System Optimization | Pump System Optimization | NonEquip | 10 | Motors Pumps | 23.22% | Tech/Econ | 28.75% | 0 | MachineDrives | 0 | 0 | 0.14064 | 0 | 0 | 0 | 0 | 0 | 0 | 0 | 0 | 0 | 0
Econ | Miscellaneous Manufacturing | Motors Pumps | Motors Pumps | TRC | Existing | NE503 | Pump System Optimization | Pump System Optimization | NonEquip | 10 | Motors Pumps | 23.22% | Tech/Econ | 28.75% | 6262.2486 | MachineDrives | 0.84328 | 0.82101 | 0.14064 | 462.7567 | 476.6394 | 490.9386 | 505.6668 | 520.8368 | 536.4619 | 552.5557 | 569.1324 | 586.2064 | 603.7925
Econ | Miscellaneous Manufacturing | Motors Pumps | Motors Pumps | TRC | Turnover | ET500 | Pump Equipment Upgrade | Pump Equipment Upgrade | Equip | 15 | Motors Pumps | 54.55% | Tech/Econ | 12.43% | 6819.8326 | MachineDrives | 0.91837 | 0.89411 | 0.13315 | 503.9601 | 519.0789 | 534.6512 | 550.6908 | 567.2115 | 584.2279 | 601.7547 | 619.8073 | 638.4015 | 657.5536
Econ | Miscellaneous Manufacturing | Motors Pumps | Motors Pumps | TRC | Turnover | ET491 | Motor Equipment Upgrades | Motor Equipment Upgrades | Equip | 10 | Motors Pumps | 21% | Tech/Econ | 2.863% | 526.3088 | MachineDrives | 0.070873 | 0.069001 | 0.21761 | 38.8922 | 40.059 | 41.2608 | 42.4986 | 43.7736 | 45.0868 | 46.4394 | 47.8326 | 49.2675 | 50.7456
Econ | Miscellaneous Manufacturing | Motors Pumps | Motors Pumps | TRC | New | EN499 | Pump Equipment Upgrade | Pump Equipment Upgrade | Equip | 15 | Motors Pumps | 54.55% | Tech/Econ | 12.43% | 0 | MachineDrives | 0 | 0 | 0.13315 | 0 | 0 | 0 | 0 | 0 | 0 | 0 | 0 | 0 | 0
Econ | Miscellaneous Manufacturing | Motors Pumps | Motors Pumps | TRC | New | EN490 | Motor Equipment Upgrades | Motor Equipment Upgrades | Equip | 10 | Motors Pumps | 21% | Tech/Econ | 2.863% | 0 | MachineDrives | 0 | 0 | 0.21761 | 0 | 0 | 0 | 0 | 0 | 0 | 0 | 0 | 0 | 0
Econ | Miscellaneous Manufacturing | Motors Fans Blowers | Motors Fans Blowers | TRC | Turnover | ET484 | Fan Equipment Upgrades | Fan Equipment Upgrades | Equip | 15 | Motors Fans Blowers | 76.37% | Tech/Econ | 3.425% | 1504.1343 | MachineDrives | 0.20255 | 0.1972 | 0.1824 | 111.1499 | 114.4844 | 117.9189 | 121.4565 | 125.1002 | 128.8532 | 132.7188 | 136.7003 | 140.8014 | 145.0254
Econ | Miscellaneous Manufacturing | Motors Fans Blowers | Motors Fans Blowers | TRC | New | EN483 | Fan Equipment Upgrades | Fan Equipment Upgrades | Equip | 15 | Motors Fans Blowers | 76.37% | Tech/Econ | 3.425% | 0 | MachineDrives | 0 | 0 | 0.1824 | 0 | 0 | 0 | 0 | 0 | 0 | 0 | 0 | 0 | 0
Econ | Miscellaneous Manufacturing | Industrial Lighting | Industrial Lighting | TRC | New | NN481 | Lighting Controls | Lighting Controls | NonEquip | 10 | Industrial Lighting | 30% | Tech/Econ | 23.03% | 0 | Lighting | 0 | 0 | 0.11289 | 0 | 0 | 0 | 0 | 0 | 0 | 0 | 0 | 0 | 0
Econ | Miscellaneous Manufacturing | Industrial Lighting | Industrial Lighting | TRC | Existing | NE480 | Lighting Controls | Lighting Controls | NonEquip | 10 | Industrial Lighting | 30% | Tech/Econ | 23.03% | 6002.4336 | Lighting | 0.85677 | 0.8328 | 0.11289 | 453.2074 | 466.8036 | 480.8077 | 495.2319 | 510.0889 | 525.3915 | 541.1533 | 557.3879 | 574.1095 | 591.3328
Econ | Miscellaneous Manufacturing | Industrial Lighting | Industrial Lighting | TRC | Turnover | ET479 | Efficient Lighting - Other Interior Lighting | Efficient Lighting - Other Interior Lighting | Equip | 14.4667 | Industrial Lighting | 25% | Tech/Econ | 38.99% | 7119.5072 | Lighting | 1.0162 | 0.98779 | 0.39837 | 537.5508 | 553.6773 | 570.2877 | 587.3963 | 605.0182 | 623.1687 | 641.8638 | 661.1197 | 680.9533 | 701.3819
Econ | Miscellaneous Manufacturing | Industrial Lighting | Industrial Lighting | TRC | Turnover | ET476 | Efficient Lighting - High Bay | Efficient Lighting - High Bay | Equip | 13.6667 | Industrial Lighting | 20% | Tech/Econ | 48.41% | 7828.8683 | Lighting | 1.1175 | 1.0862 | 0.21586 | 591.1104 | 608.8437 | 627.109 | 645.9223 | 665.2999 | 685.2589 | 705.8167 | 726.9912 | 748.8009 | 771.265
Econ | Miscellaneous Manufacturing | Industrial Lighting | Industrial Lighting | TRC | New | EN478 | Efficient Lighting - Other Interior Lighting | Efficient Lighting - Other Interior Lighting | Equip | 14.4667 | Industrial Lighting | 25% | Tech/Econ | 38.99% | 0 | Lighting | 0 | 0 | 0.39837 | 0 | 0 | 0 | 0 | 0 | 0 | 0 | 0 | 0 | 0
Econ | Miscellaneous Manufacturing | Industrial Lighting | Industrial Lighting | TRC | New | EN475 | Efficient Lighting - High Bay | Efficient Lighting - High Bay | Equip | 13.6667 | Industrial Lighting | 20% | Tech/Econ | 48.41% | 0 | Lighting | 0 | 0 | 0.21586 | 0 | 0 | 0 | 0 | 0 | 0 | 0 | 0 | 0 | 0
Econ | Miscellaneous Manufacturing | HVAC | HVAC | TRC | New | NN468 | Building Envelope Improvements | Building Envelope Improvements | NonEquip | 15 | HVAC | 91.99% | Tech/Econ | 15.8% | 0 | HVAC | 0 | 0 | 0.099832 | 0 | 0 | 0 | 0 | 0 | 0 | 0 | 0 | 0 | 0
Econ | Miscellaneous Manufacturing | HVAC | HVAC | TRC | Existing | NE467 | Building Envelope Improvements | Building Envelope Improvements | NonEquip | 15 | HVAC | 91.99% | Tech/Econ | 15.8% | 24557.5143 | HVAC | 3.4983 | 3.4134 | 0.099832 | 1852.8027 | 1908.3868 | 1965.6384 | 2024.6075 | 2085.3457 | 2147.9061 | 2212.3433 | 2278.7136 | 2347.075 | 2417.4872
Econ | Miscellaneous Manufacturing | HVAC | HVAC | TRC | Turnover | ET471 | HVAC Equipment Upgrades | HVAC Equipment Upgrades | Equip | 18 | HVAC | 91.99% | Tech/Econ | 21.52% | 28590.0218 | HVAC | 4.0728 | 3.9739 | 0.32494 | 2157.0452 | 2221.7566 | 2288.4093 | 2357.0616 | 2427.7734 | 2500.6066 | 2575.6248 | 2652.8935 | 2732.4804 | 2814.4548
Econ | Miscellaneous Manufacturing | HVAC | HVAC | TRC | New | EN470 | HVAC Equipment Upgrades | HVAC Equipment Upgrades | Equip | 18 | HVAC | 91.99% | Tech/Econ | 21.52% | 0 | HVAC | 0 | 0 | 0.32494 | 0 | 0 | 0 | 0 | 0 | 0 | 0 | 0 | 0 | 0
Econ | Miscellaneous Manufacturing | Exterior Lighting | Exterior Lighting | TRC | New | NN466 | Lighting Controls - Exterior | Lighting Controls - Exterior | NonEquip | 10 | Exterior Lighting | 17% | Tech/Econ | 28% | 0 | Exterior | 0 | 0 | 0.11289 | 0 | 0 | 0 | 0 | 0 | 0 | 0 | 0 | 0 | 0
Econ | Miscellaneous Manufacturing | Exterior Lighting | Exterior Lighting | TRC | Existing | NE465 | Lighting Controls - Exterior | Lighting Controls - Exterior | NonEquip | 10 | Exterior Lighting | 17% | Tech/Econ | 28% | 413.8721 | Exterior | 0 | 0 | 0.11289 | 19.4892 | 20.0739 | 20.6761 | 21.2964 | 21.9353 | 22.5934 | 23.2712 | 23.9693 | 24.6884 | 25.429
Econ | Miscellaneous Manufacturing | Exterior Lighting | Exterior Lighting | TRC | Turnover | ET464 | Efficient Lighting - Exterior | Efficient Lighting - Exterior | Equip | 13.6 | Exterior Lighting | 15.29% | Tech/Econ | 78.74% | 1189.9828 | Exterior | 0 | 0 | 0.1144 | 56.0363 | 57.7174 | 59.4489 | 61.2324 | 63.0693 | 64.9614 | 66.9103 | 68.9176 | 70.9851 | 73.1146
Econ | Miscellaneous Manufacturing | Exterior Lighting | Exterior Lighting | TRC | New | EN463 | Efficient Lighting - Exterior | Efficient Lighting - Exterior | Equip | 13.6 | Exterior Lighting | 15.29% | Tech/Econ | 78.74% | 0 | Exterior | 0 | 0 | 0.1144 | 0 | 0 | 0 | 0 | 0 | 0 | 0 | 0 | 0 | 0
Econ | Primary Resources Industries | Process Specific | Process Specific | TRC | New | NN600 | Process Other Systems Optimization | Process Other Systems Optimization | NonEquip | 5.3333 | Process Specific | 0.2023% | Tech/Econ | 14.46% | 0 | ProcessHeating | 0 | 0 | 0.19278 | 0 | 0 | 0 | 0 | 0 | 0 | 0 | 0 | 0 | 0
Econ | Primary Resources Industries | Process Specific | Process Specific | TRC | Existing | NE599 | Process Other Systems Optimization | Process Other Systems Optimization | NonEquip | 5.3333 | Process Specific | 0.2023% | Tech/Econ | 14.46% | 1371.6935 | ProcessHeating | 0.18884 | 0.18419 | 0.19278 | 102.1852 | 105.2508 | 108.4083 | 111.6605 | 115.0104 | 118.4607 | 122.0145 | 125.6749 | 129.4452 | 133.3285
Econ | Primary Resources Industries | Process Cooling | Process Cooling | TRC | Turnover | ET588 | Process Refrig Equipment Upgrade | Process Refrig Equipment Upgrade | Equip | 10 | Process Cooling | 21% | Tech/Econ | 29.41% | 17632.59 | ProcessHeating | 2.4275 | 2.3677 | 0.14701 | 1313.5514 | 1352.958 | 1393.5467 | 1435.3531 | 1478.4137 | 1522.7661 | 1568.4491 | 1615.5026 | 1663.9677 | 1713.8867
Econ | Primary Resources Industries | Process Cooling | Process Cooling | TRC | New | EN587 | Process Refrig Equipment Upgrade | Process Refrig Equipment Upgrade | Equip | 10 | Process Cooling | 21% | Tech/Econ | 29.41% | 0 | ProcessHeating | 0 | 0 | 0.14701 | 0 | 0 | 0 | 0 | 0 | 0 | 0 | 0 | 0 | 0
Econ | Primary Resources Industries | Motors Pumps | Motors Pumps | TRC | Turnover | ET575 | Pump Equipment Upgrade | Pump Equipment Upgrade | Equip | 15 | Motors Pumps | 72.19% | Tech/Econ | 6.784% | 116194.3797 | MachineDrives | 15.6469 | 15.2336 | 0.11124 | 8586.3293 | 8843.9192 | 9109.2368 | 9382.5139 | 9663.9893 | 9953.909 | 10252.5262 | 10560.102 | 10876.9051 | 11203.2122
Econ | Primary Resources Industries | Motors Pumps | Motors Pumps | TRC | Turnover | ET566 | Motor Equipment Upgrades | Motor Equipment Upgrades | Equip | 10 | Motors Pumps | 7.993% | Tech/Econ | 1.263% | 2278.5328 | MachineDrives | 0.30683 | 0.29873 | 0.17276 | 168.375 | 173.4263 | 178.6291 | 183.9879 | 189.5076 | 195.1928 | 201.0486 | 207.0801 | 213.2925 | 219.6912
Econ | Primary Resources Industries | Motors Pumps | Motors Pumps | TRC | New | EN574 | Pump Equipment Upgrade | Pump Equipment Upgrade | Equip | 15 | Motors Pumps | 72.19% | Tech/Econ | 6.784% | 0 | MachineDrives | 0 | 0 | 0.11124 | 0 | 0 | 0 | 0 | 0 | 0 | 0 | 0 | 0 | 0
Econ | Primary Resources Industries | Motors Pumps | Motors Pumps | TRC | New | EN565 | Motor Equipment Upgrades | Motor Equipment Upgrades | Equip | 10 | Motors Pumps | 7.993% | Tech/Econ | 1.263% | 0 | MachineDrives | 0 | 0 | 0.17276 | 0 | 0 | 0 | 0 | 0 | 0 | 0 | 0 | 0 | 0
Econ | Primary Resources Industries | Motors Fans Blowers | Motors Fans Blowers | TRC | Turnover | ET557 | Fan Equipment Upgrades | Fan Equipment Upgrades | Equip | 15 | Motors Fans Blowers | 73.47% | Tech/Econ | 6.784% | 67576.1766 | MachineDrives | 9.0999 | 8.8595 | 0.11124 | 4993.6263 | 5143.4351 | 5297.7381 | 5456.6702 | 5620.3704 | 5788.9815 | 5962.6509 | 6141.5304 | 6325.7764 | 6515.5496
Econ | Primary Resources Industries | Motors Fans Blowers | Motors Fans Blowers | TRC | New | EN556 | Fan Equipment Upgrades | Fan Equipment Upgrades | Equip | 15 | Motors Fans Blowers | 73.47% | Tech/Econ | 6.784% | 0 | MachineDrives | 0 | 0 | 0.11124 | 0 | 0 | 0 | 0 | 0 | 0 | 0 | 0 | 0 | 0
Econ | Primary Resources Industries | Industrial Lighting | Industrial Lighting | TRC | New | NN554 | Lighting Controls | Lighting Controls | NonEquip | 10 | Industrial Lighting | 30% | Tech/Econ | 25.51% | 0 | Lighting | 0 | 0 | 0.14699 | 0 | 0 | 0 | 0 | 0 | 0 | 0 | 0 | 0 | 0
Econ | Primary Resources Industries | Industrial Lighting | Industrial Lighting | TRC | Existing | NE553 | Lighting Controls | Lighting Controls | NonEquip | 10 | Industrial Lighting | 30% | Tech/Econ | 25.51% | 43090.558 | Lighting | 6.1506 | 5.9786 | 0.14699 | 3253.5067 | 3351.1119 | 3451.6453 | 3555.1946 | 3661.8505 | 3771.706 | 3884.8572 | 4001.4029 | 4121.445 | 4245.0883
Econ | Primary Resources Industries | Industrial Lighting | Industrial Lighting | TRC | Turnover | ET552 | Efficient Lighting - Other Interior Lighting | Efficient Lighting - Other Interior Lighting | Equip | 14.4667 | Industrial Lighting | 41.12% | Tech/Econ | 38.99% | 66771.9181 | Lighting | 9.5308 | 9.2642 | 0.39837 | 5041.5426 | 5192.7889 | 5348.5725 | 5509.0297 | 5674.3006 | 5844.5296 | 6019.8655 | 6200.4615 | 6386.4753 | 6578.0696
Econ | Primary Resources Industries | Industrial Lighting | Industrial Lighting | TRC | Turnover | ET549 | Efficient Lighting - High Bay | Efficient Lighting - High Bay | Equip | 13.6667 | Industrial Lighting | 41.12% | Tech/Econ | 48.41% | 103498.6736 | Lighting | 14.7731 | 14.3599 | 0.21586 | 7814.5572 | 8048.9939 | 8290.4637 | 8539.1776 | 8795.3529 | 9059.2135 | 9330.9899 | 9610.9196 | 9899.2472 | 10196.2246
Econ | Primary Resources Industries | Industrial Lighting | Industrial Lighting | TRC | New | EN551 | Efficient Lighting - Other Interior Lighting | Efficient Lighting - Other Interior Lighting | Equip | 14.4667 | Industrial Lighting | 41.12% | Tech/Econ | 38.99% | 0 | Lighting | 0 | 0 | 0.39837 | 0 | 0 | 0 | 0 | 0 | 0 | 0 | 0 | 0 | 0
Econ | Primary Resources Industries | Industrial Lighting | Industrial Lighting | TRC | New | EN548 | Efficient Lighting - High Bay | Efficient Lighting - High Bay | Equip | 13.6667 | Industrial Lighting | 41.12% | Tech/Econ | 48.41% | 0 | Lighting | 0 | 0 | 0.21586 | 0 | 0 | 0 | 0 | 0 | 0 | 0 | 0 | 0 | 0
Econ | Primary Resources Industries | HVAC | HVAC | TRC | New | NN541 | Building Envelope Improvements | Building Envelope Improvements | NonEquip | 15 | HVAC | 9.958% | Tech/Econ | 10.67% | 0 | HVAC | 0 | 0 | 0.12994 | 0 | 0 | 0 | 0 | 0 | 0 | 0 | 0 | 0 | 0
Econ | Primary Resources Industries | HVAC | HVAC | TRC | Existing | NE540 | Building Envelope Improvements | Building Envelope Improvements | NonEquip | 15 | HVAC | 9.958% | Tech/Econ | 10.67% | 7030.328 | HVAC | 1.0015 | 0.9772 | 0.12994 | 530.4206 | 546.3332 | 562.7232 | 579.6049 | 596.993 | 614.9028 | 633.3499 | 652.3504 | 671.9209 | 692.0785
Econ | Primary Resources Industries | HVAC | HVAC | TRC | Turnover | ET544 | HVAC Equipment Upgrades | HVAC Equipment Upgrades | Equip | 18 | HVAC | 9.958% | Tech/Econ | 24.15% | 15746.3755 | HVAC | 2.2431 | 2.1887 | 0.23957 | 1188.0244 | 1223.6651 | 1260.3751 | 1298.1864 | 1337.1319 | 1377.2459 | 1418.5633 | 1461.1202 | 1504.9538 | 1550.1024
Econ | Primary Resources Industries | HVAC | HVAC | TRC | New | EN543 | HVAC Equipment Upgrades | HVAC Equipment Upgrades | Equip | 18 | HVAC | 9.958% | Tech/Econ | 24.15% | 0 | HVAC | 0 | 0 | 0.23957 | 0 | 0 | 0 | 0 | 0 | 0 | 0 | 0 | 0 | 0
Econ | Primary Resources Industries | Exterior Lighting | Exterior Lighting | TRC | New | NN539 | Lighting Controls - Exterior | Lighting Controls - Exterior | NonEquip | 10 | Exterior Lighting | 17% | Tech/Econ | 28% | 0 | Exterior | 0 | 0 | 0.14699 | 0 | 0 | 0 | 0 | 0 | 0 | 0 | 0 | 0 | 0
Econ | Primary Resources Industries | Exterior Lighting | Exterior Lighting | TRC | Existing | NE538 | Lighting Controls - Exterior | Lighting Controls - Exterior | NonEquip | 10 | Exterior Lighting | 17% | Tech/Econ | 28% | 2682.409 | Exterior | 0 | 0 | 0.14699 | 126.3146 | 130.1041 | 134.0072 | 138.0274 | 142.1682 | 146.4333 | 150.8263 | 155.3511 | 160.0116 | 164.812
Econ | Primary Resources Industries | Exterior Lighting | Exterior Lighting | TRC | Turnover | ET537 | Efficient Lighting - Exterior | Efficient Lighting - Exterior | Equip | 13.6 | Exterior Lighting | 15.29% | Tech/Econ | 78.74% | 7712.5773 | Exterior | 0 | 0 | 0.1144 | 363.1853 | 374.0808 | 385.3032 | 396.8623 | 408.7682 | 421.0313 | 433.6622 | 446.6721 | 460.0722 | 473.8744
Econ | Primary Resources Industries | Exterior Lighting | Exterior Lighting | TRC | New | EN536 | Efficient Lighting - Exterior | Efficient Lighting - Exterior | Equip | 13.6 | Exterior Lighting | 15.29% | Tech/Econ | 78.74% | 0 | Exterior | 0 | 0 | 0.1144 | 0 | 0 | 0 | 0 | 0 | 0 | 0 | 0 | 0 | 0
Econ | Primary Resources Industries | Compressed Air | Compressed Air | TRC | Turnover | ET530 | Compressed Air Equipment | Compressed Air Equipment | Equip | 15 | Compressed Air | 91.5% | Tech/Econ | 6.3% | 78147.2917 | MachineDrives | 10.5234 | 10.2455 | 0.12087 | 5774.7921 | 5948.0358 | 6126.4769 | 6310.2712 | 6499.5793 | 6694.5667 | 6895.4037 | 7102.2658 | 7315.3338 | 7534.7938
Econ | Primary Resources Industries | Compressed Air | Compressed Air | TRC | New | EN529 | Compressed Air Equipment | Compressed Air Equipment | Equip | 15 | Compressed Air | 91.5% | Tech/Econ | 6.3% | 0 | MachineDrives | 0 | 0 | 0.12087 | 0 | 0 | 0 | 0 | 0 | 0 | 0 | 0 | 0 | 0
Econ | Stone/Clay/Glass/Concrete | Process Heating | Process Heating | TRC | Turnover | ET666 | Process Heat Equipment Upgrade | Process Heat Equipment Upgrade | Equip | 10 | Process Heating | 25% | Tech/Econ | 75% | 142817.9903 | ProcessHeating | 19.6621 | 19.1773 | 0.232 | 10639.3205 | 10958.5002 | 11287.2552 | 11625.8728 | 11974.649 | 12333.8885 | 12703.9051 | 13085.0223 | 13477.5729 | 13881.9001
Econ | Stone/Clay/Glass/Concrete | Process Heating | Process Heating | TRC | New | EN665 | Process Heat Equipment Upgrade | Process Heat Equipment Upgrade | Equip | 10 | Process Heating | 25% | Tech/Econ | 75% | 0 | ProcessHeating | 0 | 0 | 0.232 | 0 | 0 | 0 | 0 | 0 | 0 | 0 | 0 | 0 | 0
Econ | Stone/Clay/Glass/Concrete | Process Cooling | Process Cooling | TRC | Turnover | ET661 | Process Refrig Equipment Upgrade | Process Refrig Equipment Upgrade | Equip | 10 | Process Cooling | 21% | Tech/Econ | 10.03% | 2472.7485 | ProcessHeating | 0.34043 | 0.33203 | 0.25761 | 184.209 | 189.7353 | 195.4274 | 201.2902 | 207.3289 | 213.5488 | 219.9552 | 226.5539 | 233.3505 | 240.351
Econ | Stone/Clay/Glass/Concrete | Process Cooling | Process Cooling | TRC | New | EN660 | Process Refrig Equipment Upgrade | Process Refrig Equipment Upgrade | Equip | 10 | Process Cooling | 21% | Tech/Econ | 10.03% | 0 | ProcessHeating | 0 | 0 | 0.25761 | 0 | 0 | 0 | 0 | 0 | 0 | 0 | 0 | 0 | 0
Econ | Stone/Clay/Glass/Concrete | Motors Pumps | Motors Pumps | TRC | Turnover | ET648 | Pump Equipment Upgrade | Pump Equipment Upgrade | Equip | 15 | Motors Pumps | 75.53% | Tech/Econ | 3.425% | 19085.5068 | MachineDrives | 2.5701 | 2.5022 | 0.1824 | 1410.3474 | 1452.6579 | 1496.2376 | 1541.1247 | 1587.3585 | 1634.9792 | 1684.0286 | 1734.5495 | 1786.5859 | 1840.1835
Econ | Stone/Clay/Glass/Concrete | Motors Pumps | Motors Pumps | TRC | New | EN647 | Pump Equipment Upgrade | Pump Equipment Upgrade | Equip | 15 | Motors Pumps | 75.53% | Tech/Econ | 3.425% | 0 | MachineDrives | 0 | 0 | 0.1824 | 0 | 0 | 0 | 0 | 0 | 0 | 0 | 0 | 0 | 0
Econ | Stone/Clay/Glass/Concrete | Motors Fans Blowers | Motors Fans Blowers | TRC | Turnover | ET632 | Fan Equipment Upgrades | Fan Equipment Upgrades | Equip | 15 | Motors Fans Blowers | 76.37% | Tech/Econ | 3.425% | 11026.6661 | MachineDrives | 1.4849 | 1.4456 | 0.1824 | 814.8293 | 839.2742 | 864.4524 | 890.386 | 917.0976 | 944.6105 | 972.9488 | 1002.1373 | 1032.2014 | 1063.1674
Econ | Stone/Clay/Glass/Concrete | Motors Fans Blowers | Motors Fans Blowers | TRC | New | EN631 | Fan Equipment Upgrades | Fan Equipment Upgrades | Equip | 15 | Motors Fans Blowers | 76.37% | Tech/Econ | 3.425% | 0 | MachineDrives | 0 | 0 | 0.1824 | 0 | 0 | 0 | 0 | 0 | 0 | 0 | 0 | 0 | 0
Econ | Stone/Clay/Glass/Concrete | Industrial Lighting | Industrial Lighting | TRC | New | NN629 | Lighting Controls | Lighting Controls | NonEquip | 10 | Industrial Lighting | 30% | Tech/Econ | 17.43% | 0 | Lighting | 0 | 0 | 0.14989 | 0 | 0 | 0 | 0 | 0 | 0 | 0 | 0 | 0 | 0
Econ | Stone/Clay/Glass/Concrete | Industrial Lighting | Industrial Lighting | TRC | Existing | NE628 | Lighting Controls | Lighting Controls | NonEquip | 10 | Industrial Lighting | 30% | Tech/Econ | 17.43% | 6977.3087 | Lighting | 0.99592 | 0.96806 | 0.14989 | 526.8143 | 542.6187 | 558.8973 | 575.6642 | 592.9341 | 610.7221 | 629.0438 | 647.9151 | 667.3525 | 687.3731
Econ | Stone/Clay/Glass/Concrete | Industrial Lighting | Industrial Lighting | TRC | Turnover | ET627 | Efficient Lighting - Other Interior Lighting | Efficient Lighting - Other Interior Lighting | Equip | 14.4667 | Industrial Lighting | 41.63% | Tech/Econ | 38.99% | 18546.5058 | Lighting | 2.6473 | 2.5732 | 0.39837 | 1400.3342 | 1442.3442 | 1485.6145 | 1530.183 | 1576.0884 | 1623.3711 | 1672.0722 | 1722.2344 | 1773.9014 | 1827.1185
Econ | Stone/Clay/Glass/Concrete | Industrial Lighting | Industrial Lighting | TRC | Turnover | ET624 | Efficient Lighting - High Bay | Efficient Lighting - High Bay | Equip | 13.6667 | Industrial Lighting | 20% | Tech/Econ | 48.41% | 12245.9679 | Lighting | 1.748 | 1.6991 | 0.21586 | 924.6188 | 952.3573 | 980.9281 | 1010.3559 | 1040.6666 | 1071.8866 | 1104.0432 | 1137.1645 | 1171.2794 | 1206.4178
Econ | Stone/Clay/Glass/Concrete | Industrial Lighting | Industrial Lighting | TRC | New | EN626 | Efficient Lighting - Other Interior Lighting | Efficient Lighting - Other Interior Lighting | Equip | 14.4667 | Industrial Lighting | 41.63% | Tech/Econ | 38.99% | 0 | Lighting | 0 | 0 | 0.39837 | 0 | 0 | 0 | 0 | 0 | 0 | 0 | 0 | 0 | 0
Econ | Stone/Clay/Glass/Concrete | Industrial Lighting | Industrial Lighting | TRC | New | EN623 | Efficient Lighting - High Bay | Efficient Lighting - High Bay | Equip | 13.6667 | Industrial Lighting | 20% | Tech/Econ | 48.41% | 0 | Lighting | 0 | 0 | 0.21586 | 0 | 0 | 0 | 0 | 0 | 0 | 0 | 0 | 0 | 0
Econ | Stone/Clay/Glass/Concrete | HVAC | HVAC | TRC | New | NN616 | Building Envelope Improvements | Building Envelope Improvements | NonEquip | 15 | HVAC | 1.319% | Tech/Econ | 54.44% | 0 | HVAC | 0 | 0 | 0.15485 | 0 | 0 | 0 | 0 | 0 | 0 | 0 | 0 | 0 | 0
Econ | Stone/Clay/Glass/Concrete | HVAC | HVAC | TRC | Existing | NE615 | Building Envelope Improvements | Building Envelope Improvements | NonEquip | 15 | HVAC | 1.319% | Tech/Econ | 54.44% | 1395.2071 | HVAC | 0.19875 | 0.19393 | 0.15485 | 105.2649 | 108.4228 | 111.6755 | 115.0258 | 118.4765 | 122.0308 | 125.6918 | 129.4625 | 133.3464 | 137.3468
Econ | Stone/Clay/Glass/Concrete | HVAC | HVAC | TRC | Turnover | ET619 | HVAC Equipment Upgrades | HVAC Equipment Upgrades | Equip | 18 | HVAC | 1.319% | Tech/Econ | 12.46% | 319.794 | HVAC | 0.045556 | 0.044451 | 0.1245 | 24.1277 | 24.8515 | 25.597 | 26.3649 | 27.1559 | 27.9706 | 28.8097 | 29.674 | 30.5642 | 31.4811
Econ | Stone/Clay/Glass/Concrete | HVAC | HVAC | TRC | New | EN618 | HVAC Equipment Upgrades | HVAC Equipment Upgrades | Equip | 18 | HVAC | 1.319% | Tech/Econ | 12.46% | 0 | HVAC | 0 | 0 | 0.1245 | 0 | 0 | 0 | 0 | 0 | 0 | 0 | 0 | 0 | 0
Econ | Stone/Clay/Glass/Concrete | Exterior Lighting | Exterior Lighting | TRC | New | NN614 | Lighting Controls - Exterior | Lighting Controls - Exterior | NonEquip | 10 | Exterior Lighting | 17% | Tech/Econ | 28% | 0 | Exterior | 0 | 0 | 0.14989 | 0 | 0 | 0 | 0 | 0 | 0 | 0 | 0 | 0 | 0
Econ | Stone/Clay/Glass/Concrete | Exterior Lighting | Exterior Lighting | TRC | Existing | NE613 | Lighting Controls - Exterior | Lighting Controls - Exterior | NonEquip | 10 | Exterior Lighting | 17% | Tech/Econ | 28% | 635.8908 | Exterior | 0 | 0 | 0.14989 | 29.9441 | 30.8424 | 31.7677 | 32.7207 | 33.7023 | 34.7134 | 35.7548 | 36.8275 | 37.9323 | 39.0703
Econ | Stone/Clay/Glass/Concrete | Exterior Lighting | Exterior Lighting | TRC | Turnover | ET612 | Efficient Lighting - Exterior | Efficient Lighting - Exterior | Equip | 13.6 | Exterior Lighting | 15.29% | Tech/Econ | 78.74% | 1828.3405 | Exterior | 0 | 0 | 0.1144 | 86.0966 | 88.6795 | 91.3398 | 94.08 | 96.9024 | 99.8095 | 102.8038 | 105.8879 | 109.0645 | 112.3365
Econ | Stone/Clay/Glass/Concrete | Exterior Lighting | Exterior Lighting | TRC | New | EN611 | Efficient Lighting - Exterior | Efficient Lighting - Exterior | Equip | 13.6 | Exterior Lighting | 15.29% | Tech/Econ | 78.74% | 0 | Exterior | 0 | 0 | 0.1144 | 0 | 0 | 0 | 0 | 0 | 0 | 0 | 0 | 0 | 0
Econ | Stone/Clay/Glass/Concrete | Compressed Air | Compressed Air | TRC | Turnover | ET605 | Compressed Air Equipment | Compressed Air Equipment | Equip | 15 | Compressed Air | 77.48% | Tech/Econ | 1.973% | 6443.0184 | MachineDrives | 0.86762 | 0.84471 | 0.22138 | 476.1149 | 490.3984 | 505.1103 | 520.2636 | 535.8715 | 551.9477 | 568.5061 | 585.5613 | 603.1281 | 621.222
Econ | Stone/Clay/Glass/Concrete | Compressed Air | Compressed Air | TRC | New | EN604 | Compressed Air Equipment | Compressed Air Equipment | Equip | 15 | Compressed Air | 77.48% | Tech/Econ | 1.973% | 0 | MachineDrives | 0 | 0 | 0.22138 | 0 | 0 | 0 | 0 | 0 | 0 | 0 | 0 | 0 | 0
Econ | Textiles and Leather | Process Cooling | Process Cooling | TRC | Turnover | ET725 | Process Refrig Equipment Upgrade | Process Refrig Equipment Upgrade | Equip | 10 | Process Cooling | 21% | Tech/Econ | 14.49% | 1648.7334 | ProcessHeating | 0.22698 | 0.22139 | 0.16463 | 122.8235 | 126.5082 | 130.3034 | 134.2125 | 138.2389 | 142.3861 | 146.6577 | 151.0574 | 155.5891 | 160.2568
Econ | Textiles and Leather | Process Cooling | Process Cooling | TRC | New | EN724 | Process Refrig Equipment Upgrade | Process Refrig Equipment Upgrade | Equip | 10 | Process Cooling | 21% | Tech/Econ | 14.49% | 0 | ProcessHeating | 0 | 0 | 0.16463 | 0 | 0 | 0 | 0 | 0 | 0 | 0 | 0 | 0 | 0
Econ | Textiles and Leather | Motors Pumps | Motors Pumps | TRC | New | NN715 | Motor Optimization | Motor Optimization | NonEquip | 10 | Motors Pumps | 72.03% | Tech/Econ | 27.02% | 0 | MachineDrives | 0 | 0 | 0.30625 | 0 | 0 | 0 | 0 | 0 | 0 | 0 | 0 | 0 | 0
Econ | Textiles and Leather | Motors Pumps | Motors Pumps | TRC | Existing | NE714 | Motor Optimization | Motor Optimization | NonEquip | 10 | Motors Pumps | 72.03% | Tech/Econ | 27.02% | 65847.7927 | MachineDrives | 8.8671 | 8.6329 | 0.30625 | 4865.9052 | 5011.8823 | 5162.2388 | 5317.106 | 5476.6191 | 5640.9177 | 5810.1452 | 5984.4496 | 6163.9831 | 6348.9026
Econ | Textiles and Leather | Motors Pumps | Motors Pumps | TRC | Turnover | ET718 | Pump Equipment Upgrade | Pump Equipment Upgrade | Equip | 15 | Motors Pumps | 75.53% | Tech/Econ | 4.851% | 12956.9629 | MachineDrives | 1.7448 | 1.6987 | 0.12788 | 957.471 | 986.1951 | 1015.781 | 1046.2544 | 1077.6421 | 1109.9713 | 1143.2705 | 1177.5686 | 1212.8956 | 1249.2825
Econ | Textiles and Leather | Motors Pumps | Motors Pumps | TRC | Turnover | ET711 | Motor Equipment Upgrades | Motor Equipment Upgrades | Equip | 10 | Motors Pumps | 21% | Tech/Econ | 3.252% | 2326.6995 | MachineDrives | 0.31332 | 0.30504 | 0.14068 | 171.9344 | 177.0924 | 182.4052 | 187.8773 | 193.5137 | 199.3191 | 205.2986 | 211.4576 | 217.8013 | 224.3354
Econ | Textiles and Leather | Motors Pumps | Motors Pumps | TRC | New | EN717 | Pump Equipment Upgrade | Pump Equipment Upgrade | Equip | 15 | Motors Pumps | 75.53% | Tech/Econ | 4.851% | 0 | MachineDrives | 0 | 0 | 0.12788 | 0 | 0 | 0 | 0 | 0 | 0 | 0 | 0 | 0 | 0
Econ | Textiles and Leather | Motors Pumps | Motors Pumps | TRC | New | EN710 | Motor Equipment Upgrades | Motor Equipment Upgrades | Equip | 10 | Motors Pumps | 21% | Tech/Econ | 3.252% | 0 | MachineDrives | 0 | 0 | 0.14068 | 0 | 0 | 0 | 0 | 0 | 0 | 0 | 0 | 0 | 0
Econ | Textiles and Leather | Motors Fans Blowers | Motors Fans Blowers | TRC | Turnover | ET706 | Fan Equipment Upgrades | Fan Equipment Upgrades | Equip | 15 | Motors Fans Blowers | 76.37% | Tech/Econ | 4.851% | 7485.8951 | MachineDrives | 1.0081 | 0.98143 | 0.12788 | 553.1796 | 569.775 | 586.8682 | 604.4743 | 622.6085 | 641.2868 | 660.5254 | 680.3411 | 700.7514 | 721.7739
Econ | Textiles and Leather | Motors Fans Blowers | Motors Fans Blowers | TRC | New | EN705 | Fan Equipment Upgrades | Fan Equipment Upgrades | Equip | 15 | Motors Fans Blowers | 76.37% | Tech/Econ | 4.851% | 0 | MachineDrives | 0 | 0 | 0.12788 | 0 | 0 | 0 | 0 | 0 | 0 | 0 | 0 | 0 | 0
Econ | Textiles and Leather | Industrial Lighting | Industrial Lighting | TRC | New | NN703 | Lighting Controls | Lighting Controls | NonEquip | 10 | Industrial Lighting | 30% | Tech/Econ | 16.46% | 0 | Lighting | 0 | 0 | 0.1284 | 0 | 0 | 0 | 0 | 0 | 0 | 0 | 0 | 0 | 0
Econ | Textiles and Leather | Industrial Lighting | Industrial Lighting | TRC | Existing | NE702 | Lighting Controls | Lighting Controls | NonEquip | 10 | Industrial Lighting | 30% | Tech/Econ | 16.46% | 4904.0499 | Lighting | 0.69999 | 0.68041 | 0.1284 | 370.2751 | 381.3833 | 392.8248 | 404.6096 | 416.7479 | 429.2503 | 442.1278 | 455.3916 | 469.0534 | 483.125
Econ | Textiles and Leather | Industrial Lighting | Industrial Lighting | TRC | Turnover | ET701 | Efficient Lighting - Other Interior Lighting | Efficient Lighting - Other Interior Lighting | Equip | 14.4667 | Industrial Lighting | 76.99% | Tech/Econ | 38.99% | 25593.2264 | Lighting | 3.6531 | 3.5509 | 0.39837 | 1932.3893 | 1990.361 | 2050.0718 | 2111.574 | 2174.9212 | 2240.1688 | 2307.3739 | 2376.5951 | 2447.893 | 2521.3298
Econ | Textiles and Leather | Industrial Lighting | Industrial Lighting | TRC | Turnover | ET698 | Efficient Lighting - High Bay | Efficient Lighting - High Bay | Equip | 13.6667 | Industrial Lighting | 20% | Tech/Econ | 48.41% | 9138.4883 | Lighting | 1.3044 | 1.2679 | 0.21586 | 689.9918 | 710.6916 | 732.0123 | 753.9727 | 776.5919 | 799.8896 | 823.8863 | 848.6029 | 874.061 | 900.2828
Econ | Textiles and Leather | Industrial Lighting | Industrial Lighting | TRC | New | EN700 | Efficient Lighting - Other Interior Lighting | Efficient Lighting - Other Interior Lighting | Equip | 14.4667 | Industrial Lighting | 76.99% | Tech/Econ | 38.99% | 0 | Lighting | 0 | 0 | 0.39837 | 0 | 0 | 0 | 0 | 0 | 0 | 0 | 0 | 0 | 0
Econ | Textiles and Leather | Industrial Lighting | Industrial Lighting | TRC | New | EN697 | Efficient Lighting - High Bay | Efficient Lighting - High Bay | Equip | 13.6667 | Industrial Lighting | 20% | Tech/Econ | 48.41% | 0 | Lighting | 0 | 0 | 0.21586 | 0 | 0 | 0 | 0 | 0 | 0 | 0 | 0 | 0 | 0
Econ | Textiles and Leather | HVAC | HVAC | TRC | New | NN688 | Building Envelope Improvements | Building Envelope Improvements | NonEquip | 15 | HVAC | 19.11% | Tech/Econ | 7.051% | 0 | HVAC | 0 | 0 | 0.28165 | 0 | 0 | 0 | 0 | 0 | 0 | 0 | 0 | 0 | 0
Econ | Textiles and Leather | HVAC | HVAC | TRC | Existing | NE687 | Building Envelope Improvements | Building Envelope Improvements | NonEquip | 15 | HVAC | 19.11% | Tech/Econ | 7.051% | 2621.5514 | HVAC | 0.37345 | 0.36439 | 0.28165 | 197.7895 | 203.7231 | 209.8348 | 216.1299 | 222.6138 | 229.2922 | 236.171 | 243.2561 | 250.5538 | 258.0704
Econ | Textiles and Leather | HVAC | HVAC | TRC | Turnover | ET691 | HVAC Equipment Upgrades | HVAC Equipment Upgrades | Equip | 18 | HVAC | 19.11% | Tech/Econ | 15.11% | 5785.4566 | HVAC | 0.82416 | 0.80416 | 0.12765 | 436.4981 | 449.5931 | 463.0809 | 476.9733 | 491.2825 | 506.021 | 521.2016 | 536.8377 | 552.9428 | 569.5311
Econ | Textiles and Leather | HVAC | HVAC | TRC | New | EN690 | HVAC Equipment Upgrades | HVAC Equipment Upgrades | Equip | 18 | HVAC | 19.11% | Tech/Econ | 15.11% | 0 | HVAC | 0 | 0 | 0.12765 | 0 | 0 | 0 | 0 | 0 | 0 | 0 | 0 | 0 | 0
Econ | Textiles and Leather | Exterior Lighting | Exterior Lighting | TRC | New | NN686 | Lighting Controls - Exterior | Lighting Controls - Exterior | NonEquip | 10 | Exterior Lighting | 17% | Tech/Econ | 28% | 0 | Exterior | 0 | 0 | 0.1284 | 0 | 0 | 0 | 0 | 0 | 0 | 0 | 0 | 0 | 0
Econ | Textiles and Leather | Exterior Lighting | Exterior Lighting | TRC | Existing | NE685 | Lighting Controls - Exterior | Lighting Controls - Exterior | NonEquip | 10 | Exterior Lighting | 17% | Tech/Econ | 28% | 473.0878 | Exterior | 0 | 0 | 0.1284 | 22.2777 | 22.946 | 23.6344 | 24.3434 | 25.0738 | 25.826 | 26.6007 | 27.3988 | 28.2207 | 29.0673
Econ | Textiles and Leather | Exterior Lighting | Exterior Lighting | TRC | Turnover | ET684 | Efficient Lighting - Exterior | Efficient Lighting - Exterior | Equip | 13.6 | Exterior Lighting | 15.29% | Tech/Econ | 78.74% | 1360.2423 | Exterior | 0 | 0 | 0.1144 | 64.0538 | 65.9754 | 67.9547 | 69.9933 | 72.0931 | 74.2559 | 76.4836 | 78.7781 | 81.1414 | 83.5757
Econ | Textiles and Leather | Exterior Lighting | Exterior Lighting | TRC | New | EN683 | Efficient Lighting - Exterior | Efficient Lighting - Exterior | Equip | 13.6 | Exterior Lighting | 15.29% | Tech/Econ | 78.74% | 0 | Exterior | 0 | 0 | 0.1144 | 0 | 0 | 0 | 0 | 0 | 0 | 0 | 0 | 0 | 0
Econ | Textiles and Leather | Compressed Air | Compressed Air | TRC | Turnover | ET679 | Compressed Air Equipment | Compressed Air Equipment | Equip | 15 | Compressed Air | 72.03% | Tech/Econ | 4.024% | 5857.5206 | MachineDrives | 0.78878 | 0.76795 | 0.12591 | 432.8488 | 445.8343 | 459.2093 | 472.9856 | 487.1752 | 501.7904 | 516.8441 | 532.3495 | 548.3199 | 564.7695
Econ | Textiles and Leather | Compressed Air | Compressed Air | TRC | New | EN678 | Compressed Air Equipment | Compressed Air Equipment | Equip | 15 | Compressed Air | 72.03% | Tech/Econ | 4.024% | 0 | MachineDrives | 0 | 0 | 0.12591 | 0 | 0 | 0 | 0 | 0 | 0 | 0 | 0 | 0 | 0
Econ | Transportation Equipment | Process Cooling | Process Cooling | TRC | Turnover | ET797 | Process Refrig Equipment Upgrade | Process Refrig Equipment Upgrade | Equip | 10 | Process Cooling | 21% | Tech/Econ | 2.689% | 1024.8557 | ProcessHeating | 0.14109 | 0.13762 | 0.12236 | 76.3473 | 78.6377 | 80.9969 | 83.4268 | 85.9296 | 88.5075 | 91.1627 | 93.8976 | 96.7145 | 99.6159
Econ | Transportation Equipment | Process Cooling | Process Cooling | TRC | New | EN796 | Process Refrig Equipment Upgrade | Process Refrig Equipment Upgrade | Equip | 10 | Process Cooling | 21% | Tech/Econ | 2.689% | 0 | ProcessHeating | 0 | 0 | 0.12236 | 0 | 0 | 0 | 0 | 0 | 0 | 0 | 0 | 0 | 0
Econ | Transportation Equipment | Motors Pumps | Motors Pumps | TRC | Turnover | ET784 | Pump Equipment Upgrade | Pump Equipment Upgrade | Equip | 15 | Motors Pumps | 75.53% | Tech/Econ | 2.752% | 13576.8831 | MachineDrives | 1.8283 | 1.78 | 0.25378 | 1003.2808 | 1033.3792 | 1064.3806 | 1096.312 | 1129.2014 | 1163.0774 | 1197.9697 | 1233.9088 | 1270.9261 | 1309.0539
Econ | Transportation Equipment | Motors Pumps | Motors Pumps | TRC | New | EN783 | Pump Equipment Upgrade | Pump Equipment Upgrade | Equip | 15 | Motors Pumps | 75.53% | Tech/Econ | 2.752% | 0 | MachineDrives | 0 | 0 | 0.25378 | 0 | 0 | 0 | 0 | 0 | 0 | 0 | 0 | 0 | 0
Econ | Transportation Equipment | Motors Fans Blowers | Motors Fans Blowers | TRC | Turnover | ET766 | Fan Equipment Upgrades | Fan Equipment Upgrades | Equip | 15 | Motors Fans Blowers | 76.37% | Tech/Econ | 2.752% | 7844.0544 | MachineDrives | 1.0563 | 1.0284 | 0.25378 | 579.6462 | 597.0356 | 614.9467 | 633.3951 | 652.3969 | 671.9689 | 692.1279 | 712.8918 | 734.2785 | 756.3069
Econ | Transportation Equipment | Motors Fans Blowers | Motors Fans Blowers | TRC | New | EN765 | Fan Equipment Upgrades | Fan Equipment Upgrades | Equip | 15 | Motors Fans Blowers | 76.37% | Tech/Econ | 2.752% | 0 | MachineDrives | 0 | 0 | 0.25378 | 0 | 0 | 0 | 0 | 0 | 0 | 0 | 0 | 0 | 0
Econ | Transportation Equipment | Industrial Lighting | Industrial Lighting | TRC | New | NN763 | Lighting Controls | Lighting Controls | NonEquip | 10 | Industrial Lighting | 77.99% | Tech/Econ | 15.94% | 0 | Lighting | 0 | 0 | 0.13145 | 0 | 0 | 0 | 0 | 0 | 0 | 0 | 0 | 0 | 0
Econ | Transportation Equipment | Industrial Lighting | Industrial Lighting | TRC | Existing | NE762 | Lighting Controls | Lighting Controls | NonEquip | 10 | Industrial Lighting | 77.99% | Tech/Econ | 15.94% | 50353.7343 | Lighting | 7.1874 | 6.9863 | 0.13145 | 3801.9051 | 3915.9622 | 4033.4411 | 4154.4444 | 4279.0777 | 4407.45 | 4539.6735 | 4675.8637 | 4816.1396 | 4960.6238
Econ | Transportation Equipment | Industrial Lighting | Industrial Lighting | TRC | Turnover | ET761 | Efficient Lighting - Other Interior Lighting | Efficient Lighting - Other Interior Lighting | Equip | 14.4667 | Industrial Lighting | 77.99% | Tech/Econ | 38.99% | 97411.0915 | Lighting | 13.9042 | 13.5152 | 0.39837 | 7354.9208 | 7575.5684 | 7802.8354 | 8036.9205 | 8278.0281 | 8526.3689 | 8782.16 | 9045.6248 | 9316.9936 | 9596.5034
Econ | Transportation Equipment | Industrial Lighting | Industrial Lighting | TRC | Turnover | ET758 | Efficient Lighting - High Bay | Efficient Lighting - High Bay | Equip | 13.6667 | Industrial Lighting | 20% | Tech/Econ | 48.41% | 34337.1664 | Lighting | 4.9012 | 4.7641 | 0.21586 | 2592.5912 | 2670.3689 | 2750.48 | 2832.9944 | 2917.9842 | 3005.5238 | 3095.6895 | 3188.5602 | 3284.217 | 3382.7435
Econ | Transportation Equipment | Industrial Lighting | Industrial Lighting | TRC | New | EN760 | Efficient Lighting - Other Interior Lighting | Efficient Lighting - Other Interior Lighting | Equip | 14.4667 | Industrial Lighting | 77.99% | Tech/Econ | 38.99% | 0 | Lighting | 0 | 0 | 0.39837 | 0 | 0 | 0 | 0 | 0 | 0 | 0 | 0 | 0 | 0
Econ | Transportation Equipment | Industrial Lighting | Industrial Lighting | TRC | New | EN757 | Efficient Lighting - High Bay | Efficient Lighting - High Bay | Equip | 13.6667 | Industrial Lighting | 20% | Tech/Econ | 48.41% | 0 | Lighting | 0 | 0 | 0.21586 | 0 | 0 | 0 | 0 | 0 | 0 | 0 | 0 | 0 | 0
Econ | Transportation Equipment | HVAC | HVAC | TRC | New | NN755 | HVAC Recommissioning | HVAC Recommissioning | NonEquip | 10 | HVAC | 48.92% | Tech/Econ | 12.44% | 0 | HVAC | 0 | 0 | 0.23283 | 0 | 0 | 0 | 0 | 0 | 0 | 0 | 0 | 0 | 0
Econ | Transportation Equipment | HVAC | HVAC | TRC | New | NN748 | Building Envelope Improvements | Building Envelope Improvements | NonEquip | 15 | HVAC | 48.92% | Tech/Econ | 11.86% | 0 | HVAC | 0 | 0 | 0.13548 | 0 | 0 | 0 | 0 | 0 | 0 | 0 | 0 | 0 | 0
Econ | Transportation Equipment | HVAC | HVAC | TRC | Existing | NE754 | HVAC Recommissioning | HVAC Recommissioning | NonEquip | 10 | HVAC | 48.92% | Tech/Econ | 12.44% | 36448.6983 | HVAC | 5.1923 | 5.0663 | 0.23283 | 2749.9626 | 2832.4615 | 2917.4353 | 3004.9584 | 3095.1071 | 3187.9603 | 3283.5991 | 3382.1071 | 3483.5703 | 3588.0774
Econ | Transportation Equipment | HVAC | HVAC | TRC | Existing | NE747 | Building Envelope Improvements | Building Envelope Improvements | NonEquip | 15 | HVAC | 48.92% | Tech/Econ | 11.86% | 36880.3194 | HVAC | 5.2537 | 5.1263 | 0.13548 | 2782.5273 | 2866.0031 | 2951.9832 | 3040.5427 | 3131.759 | 3225.7118 | 3322.4831 | 3422.1576 | 3524.8224 | 3630.567
Econ | Transportation Equipment | HVAC | HVAC | TRC | Turnover | ET751 | HVAC Equipment Upgrades | HVAC Equipment Upgrades | Equip | 18 | HVAC | 48.92% | Tech/Econ | 12.46% | 41251.9401 | HVAC | 5.8765 | 5.7339 | 0.1245 | 3112.3551 | 3205.7258 | 3301.8975 | 3400.9544 | 3502.9831 | 3608.0726 | 3716.3148 | 3827.8042 | 3942.6383 | 4060.9175
Econ | Transportation Equipment | HVAC | HVAC | TRC | New | EN750 | HVAC Equipment Upgrades | HVAC Equipment Upgrades | Equip | 18 | HVAC | 48.92% | Tech/Econ | 12.46% | 0 | HVAC | 0 | 0 | 0.1245 | 0 | 0 | 0 | 0 | 0 | 0 | 0 | 0 | 0 | 0
Econ | Transportation Equipment | Exterior Lighting | Exterior Lighting | TRC | New | NN746 | Lighting Controls - Exterior | Lighting Controls - Exterior | NonEquip | 10 | Exterior Lighting | 17% | Tech/Econ | 28% | 0 | Exterior | 0 | 0 | 0.13145 | 0 | 0 | 0 | 0 | 0 | 0 | 0 | 0 | 0 | 0
Econ | Transportation Equipment | Exterior Lighting | Exterior Lighting | TRC | Existing | NE745 | Lighting Controls - Exterior | Lighting Controls - Exterior | NonEquip | 10 | Exterior Lighting | 17% | Tech/Econ | 28% | 1929.7071 | Exterior | 0 | 0 | 0.13145 | 90.8699 | 93.596 | 96.4039 | 99.296 | 102.2749 | 105.3431 | 108.5034 | 111.7585 | 115.1113 | 118.5646
Econ | Transportation Equipment | Exterior Lighting | Exterior Lighting | TRC | Turnover | ET744 | Efficient Lighting - Exterior | Efficient Lighting - Exterior | Equip | 13.6 | Exterior Lighting | 15.29% | Tech/Econ | 78.74% | 5548.3765 | Exterior | 0 | 0 | 0.1144 | 261.2731 | 269.1112 | 277.1846 | 285.5001 | 294.0651 | 302.8871 | 311.9737 | 321.3329 | 330.9729 | 340.9021
Econ | Transportation Equipment | Exterior Lighting | Exterior Lighting | TRC | New | EN743 | Efficient Lighting - Exterior | Efficient Lighting - Exterior | Equip | 13.6 | Exterior Lighting | 15.29% | Tech/Econ | 78.74% | 0 | Exterior | 0 | 0 | 0.1144 | 0 | 0 | 0 | 0 | 0 | 0 | 0 | 0 | 0 | 0
Econ | Water and Wastewater | Process Cooling | Process Cooling | TRC | New | NN951 | Process Refrig System Optimization | Process Refrig System Optimization | NonEquip | 4.6667 | Process Cooling | 13.75% | Tech/Econ | 45.35% | 0 | ProcessHeating | 0 | 0 | 0.11299 | 0 | 0 | 0 | 0 | 0 | 0 | 0 | 0 | 0 | 0
Econ | Water and Wastewater | Process Cooling | Process Cooling | TRC | Existing | NE950 | Process Refrig System Optimization | Process Refrig System Optimization | NonEquip | 4.6667 | Process Cooling | 13.75% | Tech/Econ | 45.35% | 148.8116 | ProcessHeating | 0.020487 | 0.019982 | 0.11299 | 11.0858 | 11.4184 | 11.7609 | 12.1138 | 12.4772 | 12.8515 | 13.237 | 13.6342 | 14.0432 | 14.4645
Econ | Water and Wastewater | Process Cooling | Process Cooling | TRC | Turnover | ET949 | Process Refrig Equipment Upgrade | Process Refrig Equipment Upgrade | Equip | 10 | Process Cooling | 22.05% | Tech/Econ | 31.43% | 155.0957 | ProcessHeating | 0.021352 | 0.020826 | 0.20671 | 11.554 | 11.9006 | 12.2576 | 12.6253 | 13.0041 | 13.3942 | 13.796 | 14.2099 | 14.6362 | 15.0753
Econ | Water and Wastewater | Process Cooling | Process Cooling | TRC | New | EN948 | Process Refrig Equipment Upgrade | Process Refrig Equipment Upgrade | Equip | 10 | Process Cooling | 22.05% | Tech/Econ | 31.43% | 0 | ProcessHeating | 0 | 0 | 0.20671 | 0 | 0 | 0 | 0 | 0 | 0 | 0 | 0 | 0 | 0
Econ | Water and Wastewater | Motors Pumps | Motors Pumps | TRC | New | NN929 | Motor Improved Controls | Motor Improved Controls | NonEquip | 15 | Motors Pumps | 42.04% | Tech/Econ | 0.4056% | 0 | MachineDrives | 0 | 0 | 0.10371 | 0 | 0 | 0 | 0 | 0 | 0 | 0 | 0 | 0 | 0
Econ | Water and Wastewater | Motors Pumps | Motors Pumps | TRC | Existing | NE928 | Motor Improved Controls | Motor Improved Controls | NonEquip | 15 | Motors Pumps | 42.04% | Tech/Econ | 0.4056% | 12.5831 | MachineDrives | 0.0016945 | 0.0016497 | 0.10371 | 0.92984 | 0.95774 | 0.98647 | 1.0161 | 1.0465 | 1.0779 | 1.1103 | 1.1436 | 1.1779 | 1.2132
Econ | Water and Wastewater | Motors Pumps | Motors Pumps | TRC | Turnover | ET936 | Pump Equipment Upgrade | Pump Equipment Upgrade | Equip | 15 | Motors Pumps | 70.57% | Tech/Econ | 12.43% | 646.059 | MachineDrives | 0.086999 | 0.084701 | 0.13315 | 47.7413 | 49.1736 | 50.6488 | 52.1682 | 53.7333 | 55.3453 | 57.0057 | 58.7158 | 60.4773 | 62.2916
Econ | Water and Wastewater | Motors Pumps | Motors Pumps | TRC | Turnover | ET927 | Motor Equipment Upgrades | Motor Equipment Upgrades | Equip | 10 | Motors Pumps | 54.51% | Tech/Econ | 2.132% | 78.1111 | MachineDrives | 0.010519 | 0.010241 | 0.1667 | 5.7721 | 5.9453 | 6.1236 | 6.3073 | 6.4966 | 6.6915 | 6.8922 | 7.099 | 7.3119 | 7.5313
Econ | Water and Wastewater | Motors Pumps | Motors Pumps | TRC | New | EN935 | Pump Equipment Upgrade | Pump Equipment Upgrade | Equip | 15 | Motors Pumps | 70.57% | Tech/Econ | 12.43% | 0 | MachineDrives | 0 | 0 | 0.13315 | 0 | 0 | 0 | 0 | 0 | 0 | 0 | 0 | 0 | 0
Econ | Water and Wastewater | Motors Pumps | Motors Pumps | TRC | New | EN926 | Motor Equipment Upgrades | Motor Equipment Upgrades | Equip | 10 | Motors Pumps | 54.51% | Tech/Econ | 2.132% | 0 | MachineDrives | 0 | 0 | 0.1667 | 0 | 0 | 0 | 0 | 0 | 0 | 0 | 0 | 0 | 0
Econ | Water and Wastewater | Motors Fans Blowers | Motors Fans Blowers | TRC | Turnover | ET918 | Fan Equipment Upgrades | Fan Equipment Upgrades | Equip | 15 | Motors Fans Blowers | 63.42% | Tech/Econ | 3.425% | 91.6139 | MachineDrives | 0.012337 | 0.012011 | 0.1824 | 6.7699 | 6.973 | 7.1822 | 7.3977 | 7.6196 | 7.8482 | 8.0836 | 8.3262 | 8.5759 | 8.8332
Econ | Water and Wastewater | Motors Fans Blowers | Motors Fans Blowers | TRC | New | EN917 | Fan Equipment Upgrades | Fan Equipment Upgrades | Equip | 15 | Motors Fans Blowers | 63.42% | Tech/Econ | 3.425% | 0 | MachineDrives | 0 | 0 | 0.1824 | 0 | 0 | 0 | 0 | 0 | 0 | 0 | 0 | 0 | 0
Econ | Water and Wastewater | Industrial Lighting | Industrial Lighting | TRC | New | NN915 | Lighting Controls | Lighting Controls | NonEquip | 10 | Industrial Lighting | 33.43% | Tech/Econ | 16.92% | 0 | Lighting | 0 | 0 | 0.13992 | 0 | 0 | 0 | 0 | 0 | 0 | 0 | 0 | 0 | 0
Econ | Water and Wastewater | Industrial Lighting | Industrial Lighting | TRC | Existing | NE914 | Lighting Controls | Lighting Controls | NonEquip | 10 | Industrial Lighting | 33.43% | Tech/Econ | 16.92% | 108.8238 | Lighting | 0.015533 | 0.015099 | 0.13992 | 8.2166 | 8.4631 | 8.717 | 8.9785 | 9.2479 | 9.5253 | 9.8111 | 10.1054 | 10.4086 | 10.7208
Econ | Water and Wastewater | Industrial Lighting | Industrial Lighting | TRC | Turnover | ET913 | Efficient Lighting - Other Interior Lighting | Efficient Lighting - Other Interior Lighting | Equip | 14.4667 | Industrial Lighting | 62.16% | Tech/Econ | 38.99% | 374.4574 | Lighting | 0.053449 | 0.051954 | 0.39837 | 28.273 | 29.1212 | 29.9948 | 30.8947 | 31.8215 | 32.7762 | 33.7594 | 34.7722 | 35.8154 | 36.8899
Econ | Water and Wastewater | Industrial Lighting | Industrial Lighting | TRC | Turnover | ET910 | Efficient Lighting - High Bay | Efficient Lighting - High Bay | Equip | 13.6667 | Industrial Lighting | 30.8% | Tech/Econ | 48.41% | 270.7382 | Lighting | 0.038644 | 0.037563 | 0.21586 | 20.4418 | 21.0551 | 21.6867 | 22.3373 | 23.0074 | 23.6977 | 24.4086 | 25.1408 | 25.8951 | 26.6719
Econ | Water and Wastewater | Industrial Lighting | Industrial Lighting | TRC | New | EN912 | Efficient Lighting - Other Interior Lighting | Efficient Lighting - Other Interior Lighting | Equip | 14.4667 | Industrial Lighting | 62.16% | Tech/Econ | 38.99% | 0 | Lighting | 0 | 0 | 0.39837 | 0 | 0 | 0 | 0 | 0 | 0 | 0 | 0 | 0 | 0
Econ | Water and Wastewater | Industrial Lighting | Industrial Lighting | TRC | New | EN909 | Efficient Lighting - High Bay | Efficient Lighting - High Bay | Equip | 13.6667 | Industrial Lighting | 30.8% | Tech/Econ | 48.41% | 0 | Lighting | 0 | 0 | 0.21586 | 0 | 0 | 0 | 0 | 0 | 0 | 0 | 0 | 0 | 0
Econ | Water and Wastewater | HVAC | HVAC | TRC | New | NN907 | HVAC Recommissioning | HVAC Recommissioning | NonEquip | 10 | HVAC | 35.73% | Tech/Econ | 18.86% | 0 | HVAC | 0 | 0 | 0.23103 | 0 | 0 | 0 | 0 | 0 | 0 | 0 | 0 | 0 | 0
Econ | Water and Wastewater | HVAC | HVAC | TRC | New | NN900 | Building Envelope Improvements | Building Envelope Improvements | NonEquip | 15 | HVAC | 32.06% | Tech/Econ | 14.68% | 0 | HVAC | 0 | 0 | 0.1444 | 0 | 0 | 0 | 0 | 0 | 0 | 0 | 0 | 0 | 0
Econ | Water and Wastewater | HVAC | HVAC | TRC | Existing | NE906 | HVAC Recommissioning | HVAC Recommissioning | NonEquip | 10 | HVAC | 35.73% | Tech/Econ | 18.86% | 191.7462 | HVAC | 0.027315 | 0.026652 | 0.23103 | 14.4668 | 14.9008 | 15.3478 | 15.8082 | 16.2825 | 16.7709 | 17.2741 | 17.7923 | 18.3261 | 18.8758
Econ | Water and Wastewater | HVAC | HVAC | TRC | Existing | NE899 | Building Envelope Improvements | Building Envelope Improvements | NonEquip | 15 | HVAC | 32.06% | Tech/Econ | 14.68% | 140.5269 | HVAC | 0.020019 | 0.019533 | 0.1444 | 10.6024 | 10.9205 | 11.2481 | 11.5855 | 11.9331 | 12.2911 | 12.6598 | 13.0396 | 13.4308 | 13.8337
Econ | Water and Wastewater | HVAC | HVAC | TRC | Turnover | ET903 | HVAC Equipment Upgrades | HVAC Equipment Upgrades | Equip | 18 | HVAC | 28.85% | Tech/Econ | 14.08% | 126.3966 | HVAC | 0.018006 | 0.017569 | 0.13731 | 9.5363 | 9.8224 | 10.1171 | 10.4206 | 10.7332 | 11.0552 | 11.3868 | 11.7285 | 12.0803 | 12.4427
Econ | Water and Wastewater | HVAC | HVAC | TRC | New | EN902 | HVAC Equipment Upgrades | HVAC Equipment Upgrades | Equip | 18 | HVAC | 28.85% | Tech/Econ | 14.08% | 0 | HVAC | 0 | 0 | 0.13731 | 0 | 0 | 0 | 0 | 0 | 0 | 0 | 0 | 0 | 0
Econ | Water and Wastewater | Exterior Lighting | Exterior Lighting | TRC | New | NN898 | Lighting Controls - Exterior | Lighting Controls - Exterior | NonEquip | 10 | Exterior Lighting | 17% | Tech/Econ | 28% | 0 | Exterior | 0 | 0 | 0.13992 | 0 | 0 | 0 | 0 | 0 | 0 | 0 | 0 | 0 | 0
Econ | Water and Wastewater | Exterior Lighting | Exterior Lighting | TRC | Existing | NE897 | Lighting Controls - Exterior | Lighting Controls - Exterior | NonEquip | 10 | Exterior Lighting | 17% | Tech/Econ | 28% | 9.169 | Exterior | 0 | 0 | 0.13992 | 0.43177 | 0.44472 | 0.45806 | 0.4718 | 0.48596 | 0.50054 | 0.51555 | 0.53102 | 0.54695 | 0.56336
Econ | Water and Wastewater | Exterior Lighting | Exterior Lighting | TRC | Turnover | ET896 | Efficient Lighting - Exterior | Efficient Lighting - Exterior | Equip | 13.6 | Exterior Lighting | 15.29% | Tech/Econ | 78.74% | 26.363 | Exterior | 0 | 0 | 0.1144 | 1.2414 | 1.2787 | 1.317 | 1.3565 | 1.3972 | 1.4392 | 1.4823 | 1.5268 | 1.5726 | 1.6198
Econ | Water and Wastewater | Exterior Lighting | Exterior Lighting | TRC | New | EN895 | Efficient Lighting - Exterior | Efficient Lighting - Exterior | Equip | 13.6 | Exterior Lighting | 15.29% | Tech/Econ | 78.74% | 0 | Exterior | 0 | 0 | 0.1144 | 0 | 0 | 0 | 0 | 0 | 0 | 0 | 0 | 0 | 0
Econ | Water and Wastewater | Compressed Air | Compressed Air | TRC | Turnover | ET889 | Compressed Air Equipment | Compressed Air Equipment | Equip | 15 | Compressed Air | 71.22% | Tech/Econ | 4.001% | 120.1716 | MachineDrives | 0.016182 | 0.015755 | 0.10354 | 8.8802 | 9.1466 | 9.421 | 9.7037 | 9.9948 | 10.2946 | 10.6035 | 10.9216 | 11.2492 | 11.5867
Econ | Water and Wastewater | Compressed Air | Compressed Air | TRC | New | EN888 | Compressed Air Equipment | Compressed Air Equipment | Equip | 15 | Compressed Air | 71.22% | Tech/Econ | 4.001% | 0 | MachineDrives | 0 | 0 | 0.10354 | 0 | 0 | 0 | 0 | 0 | 0 | 0 | 0 | 0 | 0

## FPU_Ach_RES_TRC
Scenario | Segment | EndUse | EquipType | CE Test | Vintage | Measure Code | Name | Description | Type | Measure Life | Competition Group | Applicability | Adoption Curve | Energy Savings % | 2020 | 2021 | 2022 | 2023 | 2024 | 2025 | 2026 | 2027 | 2028 | 2029 | Cumulative2020 | Cumulative2021 | Cumulative2022 | Cumulative2023 | Cumulative2024 | Cumulative2025 | Cumulative2026 | Cumulative2027 | Cumulative2028 | Cumulative2029 | CumulativeSD2020 | CumulativeSD2021 | CumulativeSD2022 | CumulativeSD2023 | CumulativeSD2024 | CumulativeSD2025 | CumulativeSD2026 | CumulativeSD2027 | CumulativeSD2028 | CumulativeSD2029 | CumulativeWD2020 | CumulativeWD2021 | CumulativeWD2022 | CumulativeWD2023 | CumulativeWD2024 | CumulativeWD2025 | CumulativeWD2026 | CumulativeWD2027 | CumulativeWD2028 | CumulativeWD2029 | Program Cost Yr 1 | Program Cost Yr 2 | Program Cost Yr 3 | Program Cost Yr 4 | Program Cost Yr 5 | Program Cost Yr 6 | Program Cost Yr 7 | Program Cost Yr 8 | Program Cost Yr 9 | Program Cost Yr 10 | NPV Program Cost ($) | Incentive Yr 1 | Incentive Yr 2 | Incentive Yr 3 | Incentive Yr 4 | Incentive Yr 5 | Incentive Yr 6 | Incentive Yr 7 | Incentive Yr 8 | Incentive Yr 9 | Incentive Yr 10 | NPV Incentive Cost ($) | TRC Net Benefit Yr 1 | TRC Net Benefit Yr 2 | TRC Net Benefit Yr 3 | TRC Net Benefit Yr 4 | TRC Net Benefit Yr 5 | TRC Net Benefit Yr 6 | TRC Net Benefit Yr 7 | TRC Net Benefit Yr 8 | TRC Net Benefit Yr 9 | TRC Net Benefit Yr 10 | NPV TRC Net Benefit ($) | RIM Net Benefit Yr 1 | RIM Net Benefit Yr 2 | RIM Net Benefit Yr 3 | RIM Net Benefit Yr 4 | RIM Net Benefit Yr 5 | RIM Net Benefit Yr 6 | RIM Net Benefit Yr 7 | RIM Net Benefit Yr 8 | RIM Net Benefit Yr 9 | RIM Net Benefit Yr 10 | NPV RIM Net Benefit ($) | PCT Net Benefit Yr 1 | PCT Net Benefit Yr 2 | PCT Net Benefit Yr 3 | PCT Net Benefit Yr 4 | PCT Net Benefit Yr 5 | PCT Net Benefit Yr 6 | PCT Net Benefit Yr 7 | PCT Net Benefit Yr 8 | PCT Net Benefit Yr 9 | PCT Net Benefit Yr 10 | NPV PCT Net Benefit ($) | Rate Impact Yr 1 | Rate Impact Yr 2 | Rate Impact Yr 3 | Rate Impact Yr 4 | Rate Impact Yr 5 | Rate Impact Yr 6 | Rate Impact Yr 7 | Rate Impact Yr 8 | Rate Impact Yr 9 | Rate Impact Yr 10
Ach | Single Family | Space Heating | Room heating | TRC | New | NN788 | Programmable Thermostat | Programmable Thermostat | NonEquip | 11 |  | 24.5% | thermo | 1.72% | 1.5038 | 0.96181 | 0.61149 | 0.40103 | 0.26088 | 0.16229 | 0.097348 | 0.058507 | 0.03545 | 0.021874 | 1.5038 | 2.4656 | 3.0771 | 3.4782 | 3.739 | 3.9013 | 3.9987 | 4.0572 | 4.0926 | 4.1145 | 0 | 0 | 0 | 0 | 0 | 0 | 0 | 0 | 0 | 0 | 0 | 0 | 0 | 0 | 0 | 0 | 0 | 0 | 0 | 0 | 0.29782 | 0.19619 | 0.12847 | 0.086785 | 0.058149 | 0.037259 | 0.02302 | 0.01425 | 0.0088935 | 0.0056523 | 0.66657 | 0.068403 | 0.045061 | 0.029508 | 0.019933 | 0.013356 | 0.0085576 | 0.0052872 | 0.003273 | 0.0020427 | 0.0012982 | 0.1531 | 0.017042 | 0.011226 | 0.0073515 | 0.004966 | 0.0033274 | 0.002132 | 0.0013172 | 0.00081542 | 0.0005089 | 0.00032343 | 0.038142 | -1.132 | -0.74573 | -0.48834 | -0.32987 | -0.22103 | -0.14162 | -0.0875 | -0.054165 | -0.033804 | -0.021485 | -2.5337 | 1.1491 | 0.75695 | 0.49569 | 0.33484 | 0.22435 | 0.14375 | 0.088817 | 0.054981 | 0.034313 | 0.021808 | 2.5718 | 0.18381 | 0.31041 | 0.39902 | 0.46455 | 0.51438 | 0.5528 | 0.5836 | 0.6099 | 0.63368 | 0.65618
Ach | Single Family | Space Heating | Room heating | TRC | New | NN638 | Ceiling Insulation(R2 to R38) | Ceiling Insulation(R2 to R38) | NonEquip | 20 |  | 0% | shell | 34.48% | 0 | 0 | 0 | 0 | 0 | 0 | 0 | 0 | 0 | 0 | 0 | 0 | 0 | 0 | 0 | 0 | 0 | 0 | 0 | 0 | 0 | 0 | 0 | 0 | 0 | 0 | 0 | 0 | 0 | 0 | 0 | 0 | 0 | 0 | 0 | 0 | 0 | 0 | 0 | 0 | 0 | 0 | 0 | 0 | 0 | 0 | 0 | 0 | 0 | 0 | 0 | 0 | 0 | 0 | 0 | 0 | 0 | 0 | 0 | 0 | 0 | 0 | 0 | 0 | 0 | 0 | 0 | 0 | 0 | 0 | 0 | 0 | 0 | 0 | 0 | 0 | 0 | 0 | 0 | 0 | 0 | 0 | 0 | 0 | 0 | 0 | 0 | 0 | 0 | 0 | 0 | 0 | 0 | 0 | 0 | 0 | 0 | 0 | 0 | 0 | 0 | 0 | 0 | 0 | 0
Ach | Single Family | Space Heating | Room heating | TRC | Existing | NE635 | Ceiling Insulation(R2 to R38) | Ceiling Insulation(R2 to R38) | NonEquip | 20 |  | 16.25% | shell_existing | 34.48% | 238.2017 | 244.9282 | 244.9103 | 244.7748 | 244.5332 | 244.2721 | 243.9524 | 243.5277 | 242.996 | 242.3936 | 238.2017 | 483.1299 | 728.0402 | 972.815 | 1217.3482 | 1461.6203 | 1705.5726 | 1949.1004 | 2192.0964 | 2434.4899 | 0 | 0 | 0 | 0 | 0 | 0 | 0 | 0 | 0 | 0 | 0.23217 | 0.47091 | 0.70962 | 0.9482 | 1.1865 | 1.4246 | 1.6624 | 1.8998 | 2.1366 | 2.3729 | 47.1736 | 49.9609 | 51.4559 | 52.9703 | 54.5055 | 56.0807 | 57.6876 | 59.3148 | 60.9608 | 62.634 | 328.0753 | 16.4168 | 17.3868 | 17.9071 | 18.4341 | 18.9684 | 19.5166 | 20.0758 | 20.642 | 21.2149 | 21.7972 | 114.173 | 0.33253 | 0.35217 | 0.36271 | 0.37339 | 0.38421 | 0.39531 | 0.40664 | 0.41811 | 0.42971 | 0.44151 | 2.3126 | -280.4738 | -297.0458 | -305.9348 | -314.9386 | -324.0665 | -333.4321 | -342.9855 | -352.6602 | -362.4469 | -372.3948 | -1950.5952 | 280.8064 | 297.398 | 306.2975 | 315.312 | 324.4507 | 333.8274 | 343.3922 | 353.0783 | 362.8766 | 372.8363 | 1952.9078 | 29.115 | 60.8237 | 94.4065 | 129.9313 | 167.4695 | 207.106 | 248.9233 | 292.9994 | 339.4137 | 388.2532
Ach | Single Family | Space Cooling | Room AC | TRC | New | NN782 | Programmable Thermostat | Programmable Thermostat | NonEquip | 11 |  | 24.5% | thermo | 1.72% | 1.4279 | 0.91307 | 0.58039 | 0.38056 | 0.24751 | 0.15394 | 0.092323 | 0.055476 | 0.033607 | 0.020733 | 1.4279 | 2.341 | 2.9214 | 3.3019 | 3.5495 | 3.7034 | 3.7957 | 3.8512 | 3.8848 | 3.9055 | 0.0022731 | 0.0037267 | 0.0046506 | 0.0052565 | 0.0056505 | 0.0058955 | 0.0060425 | 0.0061308 | 0.0061843 | 0.0062173 | 0 | 0 | 0 | 0 | 0 | 0 | 0 | 0 | 0 | 0 | 0.28279 | 0.18625 | 0.12194 | 0.082355 | 0.055169 | 0.035343 | 0.021832 | 0.013512 | 0.008431 | 0.0053573 | 0.63275 | 0.06495 | 0.042778 | 0.028007 | 0.018915 | 0.012671 | 0.0081175 | 0.0050143 | 0.0031034 | 0.0019364 | 0.0012305 | 0.14533 | 0.016181 | 0.010658 | 0.0069776 | 0.0047125 | 0.0031569 | 0.0020224 | 0.0012492 | 0.00077317 | 0.00048244 | 0.00030655 | 0.036207 | -1.0749 | -0.70794 | -0.4635 | -0.31303 | -0.2097 | -0.13434 | -0.082983 | -0.051359 | -0.032047 | -0.020363 | -2.4051 | 1.0911 | 0.7186 | 0.47048 | 0.31775 | 0.21286 | 0.13636 | 0.084232 | 0.052132 | 0.032529 | 0.02067 | 2.4413 | 0.17453 | 0.29472 | 0.37882 | 0.44101 | 0.48829 | 0.52476 | 0.55397 | 0.57893 | 0.6015 | 0.62286
Ach | Single Family | Space Cooling | Room AC | TRC | New | NN644 | Ceiling Insulation(R2 to R38) | Ceiling Insulation(R2 to R38) | NonEquip | 20 |  | 0% | shell | 29.55% | 0 | 0 | 0 | 0 | 0 | 0 | 0 | 0 | 0 | 0 | 0 | 0 | 0 | 0 | 0 | 0 | 0 | 0 | 0 | 0 | 0 | 0 | 0 | 0 | 0 | 0 | 0 | 0 | 0 | 0 | 0 | 0 | 0 | 0 | 0 | 0 | 0 | 0 | 0 | 0 | 0 | 0 | 0 | 0 | 0 | 0 | 0 | 0 | 0 | 0 | 0 | 0 | 0 | 0 | 0 | 0 | 0 | 0 | 0 | 0 | 0 | 0 | 0 | 0 | 0 | 0 | 0 | 0 | 0 | 0 | 0 | 0 | 0 | 0 | 0 | 0 | 0 | 0 | 0 | 0 | 0 | 0 | 0 | 0 | 0 | 0 | 0 | 0 | 0 | 0 | 0 | 0 | 0 | 0 | 0 | 0 | 0 | 0 | 0 | 0 | 0 | 0 | 0 | 0 | 0
Ach | Single Family | Space Cooling | Room AC | TRC | Existing | NE641 | Ceiling Insulation(R2 to R38) | Ceiling Insulation(R2 to R38) | NonEquip | 20 |  | 16.25% | shell_existing | 29.55% | 191.4055 | 199.2706 | 199.256 | 199.1458 | 198.9493 | 198.7368 | 198.4767 | 198.1312 | 197.6986 | 197.2085 | 191.4055 | 390.6761 | 589.9322 | 789.078 | 988.0272 | 1186.7641 | 1385.2407 | 1583.372 | 1781.0706 | 1978.2791 | 0.090982 | 0.1857 | 0.28042 | 0.37508 | 0.46965 | 0.56412 | 0.65846 | 0.75264 | 0.84661 | 0.94035 | 0 | 0 | 0 | 0 | 0 | 0 | 0 | 0 | 0 | 0 | 37.906 | 40.6475 | 41.8639 | 43.096 | 44.345 | 45.6266 | 46.9339 | 48.2578 | 49.597 | 50.9582 | 266.4883 | 13.1916 | 14.1457 | 14.569 | 14.9978 | 15.4325 | 15.8785 | 16.3334 | 16.7941 | 17.2602 | 17.7339 | 92.7402 | 0.2672 | 0.28652 | 0.2951 | 0.30378 | 0.31259 | 0.32162 | 0.33084 | 0.34017 | 0.34961 | 0.3592 | 1.8785 | -225.373 | -241.6729 | -248.9049 | -256.2302 | -263.6566 | -271.2763 | -279.0489 | -286.9201 | -294.8824 | -302.9759 | -1584.4255 | 225.6402 | 241.9594 | 249.2 | 256.534 | 263.9692 | 271.5979 | 279.3797 | 287.2602 | 295.232 | 303.3351 | 1586.3039 | 23.3952 | 49.1843 | 76.4977 | 105.391 | 135.922 | 168.1599 | 202.1718 | 238.0211 | 275.7725 | 315.4965
Ach | Single Family | Space Heating | Heat pump-heating | TRC | New | NN788 | Programmable Thermostat | Programmable Thermostat | NonEquip | 11 |  | 24.5% | thermo | 1.72% | 10.868 | 6.9439 | 4.4103 | 2.8895 | 1.8778 | 1.167 | 0.69931 | 0.41987 | 0.25415 | 0.15667 | 10.868 | 17.8119 | 22.2222 | 25.1118 | 26.9896 | 28.1565 | 28.8558 | 29.2757 | 29.5299 | 29.6865 | 0 | 0 | 0 | 0 | 0 | 0 | 0 | 0 | 0 | 0 | 0 | 0 | 0 | 0 | 0 | 0 | 0 | 0 | 0 | 0 | 2.1523 | 1.4164 | 0.92661 | 0.62531 | 0.41855 | 0.26792 | 0.16537 | 0.10227 | 0.063759 | 0.040482 | 4.8105 | 0.49434 | 0.32532 | 0.21282 | 0.14362 | 0.096133 | 0.061536 | 0.037981 | 0.023488 | 0.014644 | 0.0092979 | 1.1049 | 0.12316 | 0.08105 | 0.053022 | 0.035781 | 0.02395 | 0.015331 | 0.0094625 | 0.0058518 | 0.0036484 | 0.0023164 | 0.27526 | -8.1809 | -5.3839 | -3.5221 | -2.3768 | -1.5909 | -1.0184 | -0.62856 | -0.38871 | -0.24235 | -0.15387 | -18.2846 | 8.3041 | 5.4649 | 3.5751 | 2.4126 | 1.6149 | 1.0337 | 0.63802 | 0.39456 | 0.246 | 0.15619 | 18.5599 | 1.3284 | 2.2424 | 2.8816 | 3.354 | 3.7129 | 3.9897 | 4.2114 | 4.4009 | 4.5723 | 4.7344
Ach | Single Family | Space Heating | Heat pump-heating | TRC | New | NN638 | Ceiling Insulation(R2 to R38) | Ceiling Insulation(R2 to R38) | NonEquip | 20 |  | 0% | shell | 34.48% | 0 | 0 | 0 | 0 | 0 | 0 | 0 | 0 | 0 | 0 | 0 | 0 | 0 | 0 | 0 | 0 | 0 | 0 | 0 | 0 | 0 | 0 | 0 | 0 | 0 | 0 | 0 | 0 | 0 | 0 | 0 | 0 | 0 | 0 | 0 | 0 | 0 | 0 | 0 | 0 | 0 | 0 | 0 | 0 | 0 | 0 | 0 | 0 | 0 | 0 | 0 | 0 | 0 | 0 | 0 | 0 | 0 | 0 | 0 | 0 | 0 | 0 | 0 | 0 | 0 | 0 | 0 | 0 | 0 | 0 | 0 | 0 | 0 | 0 | 0 | 0 | 0 | 0 | 0 | 0 | 0 | 0 | 0 | 0 | 0 | 0 | 0 | 0 | 0 | 0 | 0 | 0 | 0 | 0 | 0 | 0 | 0 | 0 | 0 | 0 | 0 | 0 | 0 | 0 | 0
Ach | Single Family | Space Heating | Heat pump-heating | TRC | Existing | NE635 | Ceiling Insulation(R2 to R38) | Ceiling Insulation(R2 to R38) | NonEquip | 20 |  | 16.25% | shell_existing | 34.48% | 1800.214 | 1770.0662 | 1769.9366 | 1768.9576 | 1767.2114 | 1765.3243 | 1763.0138 | 1759.9451 | 1756.1023 | 1751.7486 | 1800.214 | 3570.2802 | 5340.2168 | 7109.1744 | 8876.3858 | 10641.7101 | 12404.7239 | 14164.669 | 15920.7713 | 17672.5199 | 0 | 0 | 0 | 0 | 0 | 0 | 0 | 0 | 0 | 0 | 1.7547 | 3.4799 | 5.2051 | 6.9293 | 8.6518 | 10.3725 | 12.0909 | 13.8063 | 15.518 | 17.2254 | 356.5151 | 361.061 | 371.8656 | 382.8097 | 393.9048 | 405.2887 | 416.901 | 428.6606 | 440.5563 | 452.648 | 2385.1075 | 124.0703 | 125.6523 | 129.4124 | 133.221 | 137.0822 | 141.0439 | 145.0851 | 149.1775 | 153.3174 | 157.5254 | 830.0377 | 2.5131 | 2.5451 | 2.6213 | 2.6984 | 2.7766 | 2.8569 | 2.9387 | 3.0216 | 3.1055 | 3.1907 | 16.8126 | -2119.6863 | -2146.7139 | -2210.9534 | -2276.0225 | -2341.989 | -2409.6727 | -2478.7145 | -2548.632 | -2619.3591 | -2691.2513 | -14180.827 | 2122.1994 | 2149.2591 | 2213.5747 | 2278.7209 | 2344.7656 | 2412.5296 | 2481.6532 | 2551.6537 | 2622.4646 | 2694.442 | 14197.6397 | 220.0372 | 449.4812 | 692.4769 | 949.5172 | 1221.1164 | 1507.8895 | 1810.4329 | 2129.3104 | 2465.0963 | 2818.4185
Ach | Single Family | Space Cooling | Heat pump-cooling | TRC | New | NN782 | Programmable Thermostat | Programmable Thermostat | NonEquip | 11 |  | 24.5% | thermo | 1.72% | 34.6446 | 22.1422 | 14.0676 | 9.2195 | 5.9932 | 3.7257 | 2.2333 | 1.3413 | 0.81212 | 0.50077 | 34.6446 | 56.7869 | 70.8544 | 80.0739 | 86.0671 | 89.7927 | 92.026 | 93.3673 | 94.1794 | 94.6802 | 0.055152 | 0.090401 | 0.1128 | 0.12747 | 0.13701 | 0.14294 | 0.1465 | 0.14863 | 0.14993 | 0.15072 | 0 | 0 | 0 | 0 | 0 | 0 | 0 | 0 | 0 | 0 | 6.861 | 4.5166 | 2.9556 | 1.9951 | 1.3359 | 0.85535 | 0.5281 | 0.32668 | 0.20374 | 0.1294 | 15.3411 | 1.5758 | 1.0374 | 0.67884 | 0.45824 | 0.30682 | 0.19646 | 0.12129 | 0.075033 | 0.046795 | 0.02972 | 3.5235 | 0.3926 | 0.25845 | 0.16912 | 0.11416 | 0.07644 | 0.048944 | 0.030219 | 0.018693 | 0.011658 | 0.0074043 | 0.87784 | -26.079 | -17.1678 | -11.2343 | -7.5835 | -5.0776 | -3.2512 | -2.0073 | -1.2417 | -0.77442 | -0.49184 | -58.3119 | 26.4716 | 17.4262 | 11.4035 | 7.6977 | 5.1541 | 3.3001 | 2.0375 | 1.2604 | 0.78608 | 0.49925 | 59.1897 | 4.2346 | 7.1492 | 9.1878 | 10.6948 | 11.8402 | 12.7233 | 13.4309 | 14.0355 | 14.5823 | 15.0996
Ach | Single Family | Space Cooling | Heat pump-cooling | TRC | New | NN644 | Ceiling Insulation(R2 to R38) | Ceiling Insulation(R2 to R38) | NonEquip | 20 |  | 0% | shell | 29.55% | 0 | 0 | 0 | 0 | 0 | 0 | 0 | 0 | 0 | 0 | 0 | 0 | 0 | 0 | 0 | 0 | 0 | 0 | 0 | 0 | 0 | 0 | 0 | 0 | 0 | 0 | 0 | 0 | 0 | 0 | 0 | 0 | 0 | 0 | 0 | 0 | 0 | 0 | 0 | 0 | 0 | 0 | 0 | 0 | 0 | 0 | 0 | 0 | 0 | 0 | 0 | 0 | 0 | 0 | 0 | 0 | 0 | 0 | 0 | 0 | 0 | 0 | 0 | 0 | 0 | 0 | 0 | 0 | 0 | 0 | 0 | 0 | 0 | 0 | 0 | 0 | 0 | 0 | 0 | 0 | 0 | 0 | 0 | 0 | 0 | 0 | 0 | 0 | 0 | 0 | 0 | 0 | 0 | 0 | 0 | 0 | 0 | 0 | 0 | 0 | 0 | 0 | 0 | 0 | 0
Ach | Single Family | Space Cooling | Heat pump-cooling | TRC | Existing | NE641 | Ceiling Insulation(R2 to R38) | Ceiling Insulation(R2 to R38) | NonEquip | 20 |  | 16.25% | shell_existing | 29.55% | 4917.1241 | 4834.7779 | 4834.4238 | 4831.75 | 4826.9804 | 4821.8258 | 4815.5149 | 4807.1331 | 4796.6367 | 4784.7451 | 4917.1241 | 9751.902 | 14586.3258 | 19418.0758 | 24245.0562 | 29066.882 | 33882.3969 | 38689.53 | 43486.1667 | 48270.9118 | 2.3373 | 4.6355 | 6.9334 | 9.2302 | 11.5246 | 13.8166 | 16.1056 | 18.3906 | 20.6707 | 22.945 | 0 | 0 | 0 | 0 | 0 | 0 | 0 | 0 | 0 | 0 | 973.7893 | 986.2059 | 1015.7177 | 1045.6106 | 1075.9158 | 1107.0098 | 1138.7278 | 1170.8481 | 1203.3403 | 1236.3678 | 6514.7084 | 338.887 | 343.208 | 353.4784 | 363.8814 | 374.4278 | 385.2488 | 396.287 | 407.4651 | 418.7727 | 430.2665 | 2267.1739 | 6.8642 | 6.9518 | 7.1598 | 7.3705 | 7.5841 | 7.8033 | 8.0269 | 8.2533 | 8.4823 | 8.7151 | 45.9221 | -5789.734 | -5863.5576 | -6039.0221 | -6216.7524 | -6396.9341 | -6581.8061 | -6770.3875 | -6961.3611 | -7154.5459 | -7350.9129 | -38733.6642 | 5796.5983 | 5870.5094 | 6046.1819 | 6224.1229 | 6404.5182 | 6589.6094 | 6778.4144 | 6969.6144 | 7163.0282 | 7359.6281 | 38779.5863 | 601.012 | 1227.7177 | 1891.439 | 2593.5215 | 3335.3704 | 4118.6658 | 4945.036 | 5816.0216 | 6733.1906 | 7698.2588
Ach | Single Family | Space Heating | Central forced air | TRC | New | NN788 | Programmable Thermostat | Programmable Thermostat | NonEquip | 11 |  | 24.5% | thermo | 1.72% | 33.0568 | 21.1613 | 13.4659 | 8.8393 | 5.7553 | 3.5835 | 2.1515 | 1.2942 | 0.7849 | 0.48475 | 33.0568 | 54.2181 | 67.684 | 76.5233 | 82.2786 | 85.8621 | 88.0136 | 89.3078 | 90.0927 | 90.5774 | 0 | 0 | 0 | 0 | 0 | 0 | 0 | 0 | 0 | 0 | 0 | 0 | 0 | 0 | 0 | 0 | 0 | 0 | 0 | 0 | 6.5466 | 4.3165 | 2.8292 | 1.9129 | 1.2828 | 0.82271 | 0.50876 | 0.31523 | 0.19691 | 0.12526 | 14.6711 | 1.5036 | 0.99141 | 0.64981 | 0.43934 | 0.29464 | 0.18896 | 0.11685 | 0.072401 | 0.045226 | 0.028769 | 3.3696 | 0.37461 | 0.247 | 0.16189 | 0.10946 | 0.073405 | 0.047077 | 0.029112 | 0.018038 | 0.011267 | 0.0071675 | 0.8395 | -24.8837 | -16.4072 | -10.7538 | -7.2708 | -4.8761 | -3.1271 | -1.9338 | -1.1982 | -0.74845 | -0.47611 | -55.7652 | 25.2583 | 16.6542 | 10.9157 | 7.3803 | 4.9495 | 3.1742 | 1.9629 | 1.2162 | 0.75972 | 0.48328 | 56.6047 | 4.0405 | 6.8258 | 8.7767 | 10.2206 | 11.319 | 12.1663 | 12.8453 | 13.4252 | 13.9495 | 14.4453
Ach | Single Family | Space Heating | Central forced air | TRC | New | NN638 | Ceiling Insulation(R2 to R38) | Ceiling Insulation(R2 to R38) | NonEquip | 20 |  | 0% | shell | 34.48% | 0 | 0 | 0 | 0 | 0 | 0 | 0 | 0 | 0 | 0 | 0 | 0 | 0 | 0 | 0 | 0 | 0 | 0 | 0 | 0 | 0 | 0 | 0 | 0 | 0 | 0 | 0 | 0 | 0 | 0 | 0 | 0 | 0 | 0 | 0 | 0 | 0 | 0 | 0 | 0 | 0 | 0 | 0 | 0 | 0 | 0 | 0 | 0 | 0 | 0 | 0 | 0 | 0 | 0 | 0 | 0 | 0 | 0 | 0 | 0 | 0 | 0 | 0 | 0 | 0 | 0 | 0 | 0 | 0 | 0 | 0 | 0 | 0 | 0 | 0 | 0 | 0 | 0 | 0 | 0 | 0 | 0 | 0 | 0 | 0 | 0 | 0 | 0 | 0 | 0 | 0 | 0 | 0 | 0 | 0 | 0 | 0 | 0 | 0 | 0 | 0 | 0 | 0 | 0 | 0
Ach | Single Family | Space Heating | Central forced air | TRC | Existing | NE635 | Ceiling Insulation(R2 to R38) | Ceiling Insulation(R2 to R38) | NonEquip | 20 |  | 16.25% | shell_existing | 34.48% | 5430.0271 | 5383.9577 | 5383.5635 | 5380.5859 | 5375.2745 | 5369.5344 | 5362.5067 | 5353.1728 | 5341.4841 | 5328.2418 | 5430.0271 | 10813.9848 | 16197.5483 | 21578.1342 | 26953.4087 | 32322.9431 | 37685.4498 | 43038.6225 | 48380.1067 | 53708.3485 | 0 | 0 | 0 | 0 | 0 | 0 | 0 | 0 | 0 | 0 | 5.2926 | 10.5404 | 15.7877 | 21.0322 | 26.2714 | 31.5051 | 36.732 | 41.9497 | 47.156 | 52.3494 | 1075.3649 | 1098.2285 | 1131.0925 | 1164.3809 | 1198.1285 | 1232.7545 | 1268.0753 | 1303.8441 | 1340.0271 | 1376.8061 | 7246.5141 | 374.2361 | 382.1929 | 393.6298 | 405.2145 | 416.9589 | 429.0091 | 441.301 | 453.7488 | 466.3408 | 479.1402 | 2521.8485 | 7.5802 | 7.7414 | 7.9731 | 8.2077 | 8.4456 | 8.6897 | 8.9387 | 9.1908 | 9.4458 | 9.7051 | 51.0806 | -6393.6586 | -6529.596 | -6724.9914 | -6922.91 | -7123.5584 | -7329.43 | -7539.4322 | -7752.0984 | -7967.2269 | -8185.8992 | -43084.6674 | 6401.2388 | 6537.3374 | 6732.9644 | 6931.1177 | 7132.004 | 7338.1196 | 7548.3708 | 7761.2892 | 7976.6728 | 8195.6043 | 43135.748 | 663.7033 | 1361.4289 | 2100.3696 | 2882.0237 | 3707.956 | 4580.0372 | 5500.0803 | 6469.8009 | 7490.9449 | 8565.4227
Ach | Single Family | Space Cooling | CAC | TRC | New | NN782 | Programmable Thermostat | Programmable Thermostat | NonEquip | 11 |  | 24.5% | thermo | 1.72% | 63.9711 | 40.8241 | 25.8977 | 16.9471 | 11 | 6.8279 | 4.0867 | 2.4507 | 1.4817 | 0.91223 | 63.9711 | 104.7952 | 130.6929 | 147.6399 | 158.64 | 165.4678 | 169.5545 | 172.0052 | 173.4869 | 174.3991 | 0.10184 | 0.16683 | 0.20805 | 0.23503 | 0.25254 | 0.26341 | 0.26992 | 0.27382 | 0.27618 | 0.27763 | 0 | 0 | 0 | 0 | 0 | 0 | 0 | 0 | 0 | 0 | 12.6689 | 8.3274 | 5.4411 | 3.6674 | 2.4519 | 1.5676 | 0.96638 | 0.5969 | 0.3717 | 0.23572 | 28.2674 | 2.9098 | 1.9126 | 1.2497 | 0.84233 | 0.56314 | 0.36004 | 0.22196 | 0.1371 | 0.085373 | 0.05414 | 6.4924 | 0.72493 | 0.4765 | 0.31135 | 0.20985 | 0.1403 | 0.089699 | 0.055298 | 0.034156 | 0.02127 | 0.013488 | 1.6175 | -48.1547 | -31.6525 | -20.6819 | -13.9399 | -9.3196 | -5.9584 | -3.6732 | -2.2688 | -1.4129 | -0.89597 | -107.4452 | 48.8796 | 32.129 | 20.9932 | 14.1498 | 9.4599 | 6.0481 | 3.7285 | 2.303 | 1.4341 | 0.90946 | 109.0627 | 7.8191 | 13.1932 | 16.9472 | 19.7191 | 21.824 | 23.4462 | 24.746 | 25.8568 | 26.8619 | 27.8132
Ach | Single Family | Space Cooling | CAC | TRC | New | NN644 | Ceiling Insulation(R2 to R38) | Ceiling Insulation(R2 to R38) | NonEquip | 20 |  | 0% | shell | 29.55% | 0 | 0 | 0 | 0 | 0 | 0 | 0 | 0 | 0 | 0 | 0 | 0 | 0 | 0 | 0 | 0 | 0 | 0 | 0 | 0 | 0 | 0 | 0 | 0 | 0 | 0 | 0 | 0 | 0 | 0 | 0 | 0 | 0 | 0 | 0 | 0 | 0 | 0 | 0 | 0 | 0 | 0 | 0 | 0 | 0 | 0 | 0 | 0 | 0 | 0 | 0 | 0 | 0 | 0 | 0 | 0 | 0 | 0 | 0 | 0 | 0 | 0 | 0 | 0 | 0 | 0 | 0 | 0 | 0 | 0 | 0 | 0 | 0 | 0 | 0 | 0 | 0 | 0 | 0 | 0 | 0 | 0 | 0 | 0 | 0 | 0 | 0 | 0 | 0 | 0 | 0 | 0 | 0 | 0 | 0 | 0 | 0 | 0 | 0 | 0 | 0 | 0 | 0 | 0 | 0
Ach | Single Family | Space Cooling | CAC | TRC | Existing | NE641 | Ceiling Insulation(R2 to R38) | Ceiling Insulation(R2 to R38) | NonEquip | 20 |  | 16.25% | shell_existing | 29.55% | 9003.7805 | 8927.3908 | 8926.737 | 8921.7997 | 8912.9927 | 8903.4748 | 8891.8218 | 8876.3448 | 8856.9633 | 8835.0056 | 9003.7805 | 17931.1713 | 26857.9083 | 35779.7081 | 44692.7007 | 53596.1755 | 62487.9973 | 71364.342 | 80221.3054 | 89056.3109 | 4.2798 | 8.5234 | 12.7666 | 17.0075 | 21.2442 | 25.4764 | 29.703 | 33.9223 | 38.1323 | 42.3319 | 0 | 0 | 0 | 0 | 0 | 0 | 0 | 0 | 0 | 0 | 1783.1125 | 1821.0238 | 1875.5171 | 1930.7142 | 1986.6725 | 2044.0876 | 2102.6546 | 2161.9646 | 2221.9613 | 2282.9463 | 12015.7821 | 620.5383 | 633.7318 | 652.6959 | 671.905 | 691.3789 | 711.3599 | 731.7417 | 752.3821 | 773.2614 | 794.4847 | 4181.5944 | 12.5691 | 12.8364 | 13.2205 | 13.6096 | 14.004 | 14.4088 | 14.8216 | 15.2397 | 15.6626 | 16.0925 | 84.6991 | -10601.6227 | -10827.0269 | -11151.021 | -11479.1991 | -11811.9036 | -12153.2688 | -12501.4832 | -12854.115 | -13210.8296 | -13573.4202 | -71440.6912 | 10614.1919 | 10839.8633 | 11164.2415 | 11492.8087 | 11825.9076 | 12167.6775 | 12516.3048 | 12869.3546 | 13226.4922 | 13589.5127 | 71525.3903 | 1100.5173 | 2257.4486 | 3482.7205 | 4778.8175 | 6148.3344 | 7594.3727 | 9119.9391 | 10727.8779 | 12421.0841 | 14202.7259
Ach | Single Family | Space Heating | Baseboards | TRC | New | NN788 | Programmable Thermostat | Programmable Thermostat | NonEquip | 11 |  | 24.5% | thermo | 1.72% | 0.0060242 | 0.0038529 | 0.0024496 | 0.0016065 | 0.001045 | 0.00065011 | 0.00038997 | 0.00023437 | 0.00014201 | 8.7626e-05 | 0.0060242 | 0.009877 | 0.012327 | 0.013933 | 0.014978 | 0.015628 | 0.016018 | 0.016253 | 0.016395 | 0.016482 | 0 | 0 | 0 | 0 | 0 | 0 | 0 | 0 | 0 | 0 | 0 | 0 | 0 | 0 | 0 | 0 | 0 | 0 | 0 | 0 | 0.001193 | 0.00078592 | 0.00051465 | 0.00034765 | 0.00023294 | 0.00014925 | 9.2216e-05 | 5.7085e-05 | 3.5626e-05 | 2.2642e-05 | 0.0026702 | 0.00027401 | 0.00018051 | 0.00011821 | 7.9848e-05 | 5.3501e-05 | 3.4281e-05 | 2.118e-05 | 1.3111e-05 | 8.1826e-06 | 5.2005e-06 | 0.00061329 | 6.8267e-05 | 4.4971e-05 | 2.9449e-05 | 1.9893e-05 | 1.3329e-05 | 8.5405e-06 | 5.2767e-06 | 3.2665e-06 | 2.0386e-06 | 1.2956e-06 | 0.00015279 | -0.0045347 | -0.0029873 | -0.0019562 | -0.0013214 | -0.0008854 | -0.00056732 | -0.00035051 | -0.00021698 | -0.00013542 | -8.6065e-05 | -0.01015 | 0.004603 | 0.0030323 | 0.0019857 | 0.0013413 | 0.00089873 | 0.00057586 | 0.00035579 | 0.00022025 | 0.00013745 | 8.736e-05 | 0.010302 | 0.00073632 | 0.0012435 | 0.0015984 | 0.0018609 | 0.0020605 | 0.0022145 | 0.0023378 | 0.0024432 | 0.0025385 | 0.0026286
Ach | Single Family | Space Heating | Baseboards | TRC | New | NN638 | Ceiling Insulation(R2 to R38) | Ceiling Insulation(R2 to R38) | NonEquip | 20 |  | 0% | shell | 34.48% | 0 | 0 | 0 | 0 | 0 | 0 | 0 | 0 | 0 | 0 | 0 | 0 | 0 | 0 | 0 | 0 | 0 | 0 | 0 | 0 | 0 | 0 | 0 | 0 | 0 | 0 | 0 | 0 | 0 | 0 | 0 | 0 | 0 | 0 | 0 | 0 | 0 | 0 | 0 | 0 | 0 | 0 | 0 | 0 | 0 | 0 | 0 | 0 | 0 | 0 | 0 | 0 | 0 | 0 | 0 | 0 | 0 | 0 | 0 | 0 | 0 | 0 | 0 | 0 | 0 | 0 | 0 | 0 | 0 | 0 | 0 | 0 | 0 | 0 | 0 | 0 | 0 | 0 | 0 | 0 | 0 | 0 | 0 | 0 | 0 | 0 | 0 | 0 | 0 | 0 | 0 | 0 | 0 | 0 | 0 | 0 | 0 | 0 | 0 | 0 | 0 | 0 | 0 | 0 | 0
Ach | Single Family | Space Heating | Baseboards | TRC | Existing | NE635 | Ceiling Insulation(R2 to R38) | Ceiling Insulation(R2 to R38) | NonEquip | 20 |  | 16.25% | shell_existing | 34.48% | 0.9845 | 0.98115 | 0.98108 | 0.98054 | 0.97957 | 0.97852 | 0.97724 | 0.97554 | 0.97341 | 0.971 | 0.9845 | 1.9657 | 2.9467 | 3.9273 | 4.9068 | 5.8854 | 6.8626 | 7.8382 | 8.8116 | 9.7826 | 0 | 0 | 0 | 0 | 0 | 0 | 0 | 0 | 0 | 0 | 0.00095959 | 0.0019159 | 0.0028722 | 0.0038279 | 0.0047827 | 0.0057365 | 0.006689 | 0.0076398 | 0.0085886 | 0.009535 | 0.19497 | 0.20014 | 0.20613 | 0.21219 | 0.21834 | 0.22465 | 0.23109 | 0.23761 | 0.2442 | 0.2509 | 1.3197 | 0.067851 | 0.069649 | 0.071734 | 0.073845 | 0.075985 | 0.078181 | 0.080421 | 0.08269 | 0.084984 | 0.087317 | 0.45926 | 0.0013743 | 0.0014108 | 0.001453 | 0.0014957 | 0.0015391 | 0.0015836 | 0.0016289 | 0.0016749 | 0.0017214 | 0.0017686 | 0.0093024 | -1.1592 | -1.1899 | -1.2255 | -1.2616 | -1.2982 | -1.3357 | -1.374 | -1.4127 | -1.4519 | -1.4918 | -7.8462 | 1.1606 | 1.1913 | 1.227 | 1.2631 | 1.2997 | 1.3373 | 1.3756 | 1.4144 | 1.4536 | 1.4935 | 7.8555 | 0.12033 | 0.24747 | 0.38211 | 0.52454 | 0.67503 | 0.83393 | 1.0016 | 1.1783 | 1.3643 | 1.5601
Ach | Manufactured Home | Space Heating | Room heating | TRC | New | NN790 | Programmable Thermostat | Programmable Thermostat | NonEquip | 11 |  | 92% | thermo | 1.72% | 2.4743 | 1.5825 | 1.0061 | 0.65983 | 0.42923 | 0.26702 | 0.16017 | 0.096263 | 0.058327 | 0.035991 | 2.4743 | 4.0568 | 5.0629 | 5.7227 | 6.1519 | 6.419 | 6.5791 | 6.6754 | 6.7337 | 6.7697 | 0 | 0 | 0 | 0 | 0 | 0 | 0 | 0 | 0 | 0 | 0 | 0 | 0 | 0 | 0 | 0 | 0 | 0 | 0 | 0 | 0.49001 | 0.3228 | 0.21138 | 0.14279 | 0.095674 | 0.061303 | 0.037876 | 0.023446 | 0.014633 | 0.0092999 | 1.0967 | 0.12853 | 0.084668 | 0.055444 | 0.037453 | 0.025094 | 0.016079 | 0.0099344 | 0.0061498 | 0.003838 | 0.0024393 | 0.28766 | 0.012059 | 0.0079437 | 0.0052019 | 0.0035139 | 0.0023544 | 0.0015086 | 0.00093207 | 0.00057698 | 0.00036009 | 0.00022886 | 0.026989 | -1.8785 | -1.2375 | -0.81037 | -0.54741 | -0.36678 | -0.23501 | -0.1452 | -0.089884 | -0.056096 | -0.035652 | -4.2045 | 1.8906 | 1.2454 | 0.81557 | 0.55092 | 0.36913 | 0.23652 | 0.14613 | 0.090461 | 0.056457 | 0.035881 | 4.2315 | 0.30243 | 0.51073 | 0.65651 | 0.76434 | 0.84632 | 0.90954 | 0.9602 | 1.0035 | 1.0426 | 1.0796
Ach | Manufactured Home | Space Cooling | Room AC | TRC | New | NN784 | Programmable Thermostat | Programmable Thermostat | NonEquip | 11 |  | 92% | thermo | 1.72% | 1.7061 | 1.0909 | 0.69345 | 0.45469 | 0.29572 | 0.18393 | 0.11031 | 0.066282 | 0.040153 | 0.024771 | 1.7061 | 2.797 | 3.4904 | 3.9451 | 4.2409 | 4.4248 | 4.5351 | 4.6014 | 4.6415 | 4.6663 | 0.0039932 | 0.0065466 | 0.0081696 | 0.0092338 | 0.009926 | 0.010357 | 0.010615 | 0.01077 | 0.010864 | 0.010922 | 0 | 0 | 0 | 0 | 0 | 0 | 0 | 0 | 0 | 0 | 0.33787 | 0.22253 | 0.14569 | 0.098397 | 0.065916 | 0.042227 | 0.026084 | 0.016144 | 0.010073 | 0.0064009 | 0.756 | 0.08862 | 0.058368 | 0.038214 | 0.025809 | 0.017289 | 0.011076 | 0.0068417 | 0.0042344 | 0.0026422 | 0.0016789 | 0.19829 | 0.0083145 | 0.0054762 | 0.0035853 | 0.0024214 | 0.0016221 | 0.0010392 | 0.00064191 | 0.00039728 | 0.00024789 | 0.00015752 | 0.018604 | -1.2953 | -0.8531 | -0.55854 | -0.37722 | -0.2527 | -0.16188 | -0.099998 | -0.06189 | -0.038617 | -0.024539 | -2.8982 | 1.3036 | 0.85858 | 0.56212 | 0.37964 | 0.25432 | 0.16292 | 0.10064 | 0.062287 | 0.038865 | 0.024696 | 2.9168 | 0.20853 | 0.35213 | 0.45261 | 0.52692 | 0.58341 | 0.62697 | 0.66188 | 0.6917 | 0.71867 | 0.74418
Ach | Manufactured Home | Space Heating | Heat pump-heating | TRC | New | NN790 | Programmable Thermostat | Programmable Thermostat | NonEquip | 11 |  | 92% | thermo | 1.72% | 1.5879 | 1.0145 | 0.64437 | 0.42218 | 0.27436 | 0.1705 | 0.10217 | 0.061345 | 0.037133 | 0.02289 | 1.5879 | 2.6024 | 3.2468 | 3.669 | 3.9433 | 4.1138 | 4.216 | 4.2773 | 4.3145 | 4.3374 | 0 | 0 | 0 | 0 | 0 | 0 | 0 | 0 | 0 | 0 | 0 | 0 | 0 | 0 | 0 | 0 | 0 | 0 | 0 | 0 | 0.31446 | 0.20695 | 0.13538 | 0.091361 | 0.061153 | 0.039144 | 0.024161 | 0.014941 | 0.0093156 | 0.0059147 | 0.70283 | 0.082481 | 0.054281 | 0.03551 | 0.023963 | 0.01604 | 0.010267 | 0.0063372 | 0.003919 | 0.0024434 | 0.0015514 | 0.18435 | 0.0077385 | 0.0050927 | 0.0033316 | 0.0022483 | 0.0015049 | 0.0009633 | 0.00059457 | 0.00036769 | 0.00022924 | 0.00014555 | 0.017296 | -1.2055 | -0.79336 | -0.51901 | -0.35024 | -0.23444 | -0.15007 | -0.092624 | -0.05728 | -0.035713 | -0.022675 | -2.6944 | 1.2133 | 0.79846 | 0.52234 | 0.35249 | 0.23594 | 0.15103 | 0.093219 | 0.057648 | 0.035942 | 0.02282 | 2.7117 | 0.19408 | 0.32763 | 0.42102 | 0.49003 | 0.54248 | 0.58291 | 0.61531 | 0.64299 | 0.66803 | 0.69172
Ach | Manufactured Home | Space Cooling | Heat pump-cooling | TRC | New | NN784 | Programmable Thermostat | Programmable Thermostat | NonEquip | 11 |  | 92% | thermo | 1.72% | 7.694 | 4.9175 | 3.1242 | 2.0475 | 1.331 | 0.82741 | 0.49597 | 0.29787 | 0.18036 | 0.11121 | 7.694 | 12.6115 | 15.7357 | 17.7832 | 19.1142 | 19.9416 | 20.4376 | 20.7354 | 20.9158 | 21.027 | 0.018008 | 0.029518 | 0.03683 | 0.041623 | 0.044738 | 0.046675 | 0.047836 | 0.048533 | 0.048955 | 0.049215 | 0 | 0 | 0 | 0 | 0 | 0 | 0 | 0 | 0 | 0 | 1.5237 | 1.0031 | 0.6564 | 0.44309 | 0.29667 | 0.18996 | 0.11728 | 0.072551 | 0.045247 | 0.028737 | 3.407 | 0.39966 | 0.2631 | 0.17217 | 0.11622 | 0.077815 | 0.049825 | 0.030762 | 0.01903 | 0.011868 | 0.0075375 | 0.89363 | 0.037497 | 0.024684 | 0.016153 | 0.010904 | 0.0073008 | 0.0046747 | 0.0028862 | 0.0017854 | 0.0011135 | 0.00070719 | 0.083843 | -5.8414 | -3.8454 | -2.5164 | -1.6986 | -1.1373 | -0.72824 | -0.44962 | -0.27814 | -0.17346 | -0.11017 | -13.0613 | 5.8789 | 3.8701 | 2.5325 | 1.7095 | 1.1446 | 0.73291 | 0.45251 | 0.27992 | 0.17458 | 0.11087 | 13.1451 | 0.94043 | 1.5877 | 2.0405 | 2.3752 | 2.6295 | 2.8256 | 2.9828 | 3.1171 | 3.2385 | 3.3534
Ach | Manufactured Home | Space Heating | Central forced air | TRC | New | NN790 | Programmable Thermostat | Programmable Thermostat | NonEquip | 11 |  | 92% | thermo | 1.72% | 8.0833 | 5.1746 | 3.2928 | 2.1615 | 1.4073 | 0.87627 | 0.5261 | 0.31647 | 0.19193 | 0.11854 | 8.0833 | 13.2579 | 16.5507 | 18.7122 | 20.1195 | 20.9958 | 21.5219 | 21.8383 | 22.0303 | 22.1488 | 0 | 0 | 0 | 0 | 0 | 0 | 0 | 0 | 0 | 0 | 0 | 0 | 0 | 0 | 0 | 0 | 0 | 0 | 0 | 0 | 1.6008 | 1.0555 | 0.69182 | 0.46775 | 0.31369 | 0.20118 | 0.12441 | 0.077082 | 0.04815 | 0.030629 | 3.5875 | 0.41989 | 0.27685 | 0.18146 | 0.12269 | 0.082278 | 0.052767 | 0.032631 | 0.020218 | 0.012629 | 0.0080339 | 0.94098 | 0.039395 | 0.025975 | 0.017025 | 0.011511 | 0.0077195 | 0.0049507 | 0.0030615 | 0.0018969 | 0.0011849 | 0.00075375 | 0.088284 | -6.137 | -4.0465 | -2.6522 | -1.7932 | -1.2026 | -0.77124 | -0.47693 | -0.2955 | -0.18459 | -0.11742 | -13.7532 | 6.1764 | 4.0724 | 2.6692 | 1.8047 | 1.2103 | 0.77619 | 0.47999 | 0.2974 | 0.18577 | 0.11818 | 13.8415 | 0.98801 | 1.6691 | 2.1462 | 2.4992 | 2.7678 | 2.975 | 3.1411 | 3.2829 | 3.4111 | 3.5323
Ach | Manufactured Home | Space Cooling | CAC | TRC | New | NN784 | Programmable Thermostat | Programmable Thermostat | NonEquip | 11 |  | 92% | thermo | 1.72% | 17.3434 | 11.0679 | 7.0212 | 4.5946 | 2.9823 | 1.8511 | 1.1079 | 0.66442 | 0.40169 | 0.24732 | 17.3434 | 28.4113 | 35.4325 | 40.0271 | 43.0093 | 44.8604 | 45.9684 | 46.6328 | 47.0345 | 47.2818 | 0.040593 | 0.066499 | 0.082932 | 0.093686 | 0.10067 | 0.105 | 0.10759 | 0.10915 | 0.11009 | 0.11067 | 0 | 0 | 0 | 0 | 0 | 0 | 0 | 0 | 0 | 0 | 3.4347 | 2.2577 | 1.4752 | 0.99428 | 0.66473 | 0.42499 | 0.262 | 0.16183 | 0.10077 | 0.063907 | 7.6637 | 0.90089 | 0.59217 | 0.38692 | 0.26079 | 0.17435 | 0.11147 | 0.06872 | 0.042446 | 0.026432 | 0.016762 | 2.0101 | 0.084524 | 0.055558 | 0.036302 | 0.024468 | 0.016358 | 0.010458 | 0.0064474 | 0.0039824 | 0.0024799 | 0.0015727 | 0.18859 | -13.1674 | -8.655 | -5.6552 | -3.8117 | -2.5483 | -1.6292 | -1.0044 | -0.62039 | -0.38633 | -0.24499 | -29.3797 | 13.2519 | 8.7106 | 5.6915 | 3.8362 | 2.5647 | 1.6397 | 1.0109 | 0.62437 | 0.38881 | 0.24657 | 29.5683 | 2.1199 | 3.5768 | 4.5946 | 5.3461 | 5.9168 | 6.3566 | 6.709 | 7.0101 | 7.2826 | 7.5405
Ach | Manufactured Home | Space Heating | Baseboards | TRC | New | NN790 | Programmable Thermostat | Programmable Thermostat | NonEquip | 11 |  | 92% | thermo | 1.72% | 0 | 0 | 0 | 0 | 0 | 0 | 0 | 0 | 0 | 0 | 0 | 0 | 0 | 0 | 0 | 0 | 0 | 0 | 0 | 0 | 0 | 0 | 0 | 0 | 0 | 0 | 0 | 0 | 0 | 0 | 0 | 0 | 0 | 0 | 0 | 0 | 0 | 0 | 0 | 0 | 0 | 0 | 0 | 0 | 0 | 0 | 0 | 0 | 0 | 0 | 0 | 0 | 0 | 0 | 0 | 0 | 0 | 0 | 0 | 0 | 0 | 0 | 0 | 0 | 0 | 0 | 0 | 0 | 0 | 0 | 0 | 0 | 0 | 0 | 0 | 0 | 0 | 0 | 0 | 0 | 0 | 0 | 0 | 0 | 0 | 0 | 0 | 0 | 0 | 0 | 0 | 0 | 0 | 0 | 0 | 0 | 0 | 0 | 0 | 0 | 0 | 0 | 0 | 0 | 0

## FPU_Ach_COM_TRC
Scenario | Segment | EndUse | EquipType | CE Test | Vintage | Measure Code | Name | Description | Type | Measure Life | Competition Group | Applicability | Adoption Curve | Energy Savings % | 2020 | 2021 | 2022 | 2023 | 2024 | 2025 | 2026 | 2027 | 2028 | 2029 | Cumulative2020 | Cumulative2021 | Cumulative2022 | Cumulative2023 | Cumulative2024 | Cumulative2025 | Cumulative2026 | Cumulative2027 | Cumulative2028 | Cumulative2029 | CumulativeSD2020 | CumulativeSD2021 | CumulativeSD2022 | CumulativeSD2023 | CumulativeSD2024 | CumulativeSD2025 | CumulativeSD2026 | CumulativeSD2027 | CumulativeSD2028 | CumulativeSD2029 | CumulativeWD2020 | CumulativeWD2021 | CumulativeWD2022 | CumulativeWD2023 | CumulativeWD2024 | CumulativeWD2025 | CumulativeWD2026 | CumulativeWD2027 | CumulativeWD2028 | CumulativeWD2029 | Program Cost Yr 1 | Program Cost Yr 2 | Program Cost Yr 3 | Program Cost Yr 4 | Program Cost Yr 5 | Program Cost Yr 6 | Program Cost Yr 7 | Program Cost Yr 8 | Program Cost Yr 9 | Program Cost Yr 10 | NPV Program Cost ($) | Incentive Yr 1 | Incentive Yr 2 | Incentive Yr 3 | Incentive Yr 4 | Incentive Yr 5 | Incentive Yr 6 | Incentive Yr 7 | Incentive Yr 8 | Incentive Yr 9 | Incentive Yr 10 | NPV Incentive Cost ($) | TRC Net Benefit Yr 1 | TRC Net Benefit Yr 2 | TRC Net Benefit Yr 3 | TRC Net Benefit Yr 4 | TRC Net Benefit Yr 5 | TRC Net Benefit Yr 6 | TRC Net Benefit Yr 7 | TRC Net Benefit Yr 8 | TRC Net Benefit Yr 9 | TRC Net Benefit Yr 10 | NPV TRC Net Benefit ($) | RIM Net Benefit Yr 1 | RIM Net Benefit Yr 2 | RIM Net Benefit Yr 3 | RIM Net Benefit Yr 4 | RIM Net Benefit Yr 5 | RIM Net Benefit Yr 6 | RIM Net Benefit Yr 7 | RIM Net Benefit Yr 8 | RIM Net Benefit Yr 9 | RIM Net Benefit Yr 10 | NPV RIM Net Benefit ($) | PCT Net Benefit Yr 1 | PCT Net Benefit Yr 2 | PCT Net Benefit Yr 3 | PCT Net Benefit Yr 4 | PCT Net Benefit Yr 5 | PCT Net Benefit Yr 6 | PCT Net Benefit Yr 7 | PCT Net Benefit Yr 8 | PCT Net Benefit Yr 9 | PCT Net Benefit Yr 10 | NPV PCT Net Benefit ($) | Rate Impact Yr 1 | Rate Impact Yr 2 | Rate Impact Yr 3 | Rate Impact Yr 4 | Rate Impact Yr 5 | Rate Impact Yr 6 | Rate Impact Yr 7 | Rate Impact Yr 8 | Rate Impact Yr 9 | Rate Impact Yr 10
Ach | Assembly | Refrigeration | Walk-in cooler | TRC | New | NN4819 | PSC to ECM Evaporator Fan Motor (Reach-In) | PSC to ECM Evaporator Fan Motor (Reach-In) | NonEquip | 15 | Display cases | 0% | Prescriptive_ECM | 37.5% | 0 | 0 | 0 | 0 | 0 | 0 | 0 | 0 | 0 | 0 | 0 | 0 | 0 | 0 | 0 | 0 | 0 | 0 | 0 | 0 | 0 | 0 | 0 | 0 | 0 | 0 | 0 | 0 | 0 | 0 | 0 | 0 | 0 | 0 | 0 | 0 | 0 | 0 | 0 | 0 | 0 | 0 | 0 | 0 | 0 | 0 | 0 | 0 | 0 | 0 | 0 | 0 | 0 | 0 | 0 | 0 | 0 | 0 | 0 | 0 | 0 | 0 | 0 | 0 | 0 | 0 | 0 | 0 | 0 | 0 | 0 | 0 | 0 | 0 | 0 | 0 | 0 | 0 | 0 | 0 | 0 | 0 | 0 | 0 | 0 | 0 | 0 | 0 | 0 | 0 | 0 | 0 | 0 | 0 | 0 | 0 | 0 | 0 | 0 | 0 | 0 | 0 | 0 | 0 | 0
Ach | Assembly | Refrigeration | Walk-in cooler | TRC | Existing | NE4806 | PSC to ECM Evaporator Fan Motor (Reach-In) | PSC to ECM Evaporator Fan Motor (Reach-In) | NonEquip | 15 | Display cases | 0% | Prescriptive_ECM_existing | 37.5% | 0 | 0 | 0 | 0 | 0 | 0 | 0 | 0 | 0 | 0 | 0 | 0 | 0 | 0 | 0 | 0 | 0 | 0 | 0 | 0 | 0 | 0 | 0 | 0 | 0 | 0 | 0 | 0 | 0 | 0 | 0 | 0 | 0 | 0 | 0 | 0 | 0 | 0 | 0 | 0 | 0 | 0 | 0 | 0 | 0 | 0 | 0 | 0 | 0 | 0 | 0 | 0 | 0 | 0 | 0 | 0 | 0 | 0 | 0 | 0 | 0 | 0 | 0 | 0 | 0 | 0 | 0 | 0 | 0 | 0 | 0 | 0 | 0 | 0 | 0 | 0 | 0 | 0 | 0 | 0 | 0 | 0 | 0 | 0 | 0 | 0 | 0 | 0 | 0 | 0 | 0 | 0 | 0 | 0 | 0 | 0 | 0 | 0 | 0 | 0 | 0 | 0 | 0 | 0 | 0
Ach | Assembly | Refrigeration | Vending and ice makers | TRC | New | NN4819 | PSC to ECM Evaporator Fan Motor (Reach-In) | PSC to ECM Evaporator Fan Motor (Reach-In) | NonEquip | 15 | Display cases | 0% | Prescriptive_ECM | 37.5% | 0 | 0 | 0 | 0 | 0 | 0 | 0 | 0 | 0 | 0 | 0 | 0 | 0 | 0 | 0 | 0 | 0 | 0 | 0 | 0 | 0 | 0 | 0 | 0 | 0 | 0 | 0 | 0 | 0 | 0 | 0 | 0 | 0 | 0 | 0 | 0 | 0 | 0 | 0 | 0 | 0 | 0 | 0 | 0 | 0 | 0 | 0 | 0 | 0 | 0 | 0 | 0 | 0 | 0 | 0 | 0 | 0 | 0 | 0 | 0 | 0 | 0 | 0 | 0 | 0 | 0 | 0 | 0 | 0 | 0 | 0 | 0 | 0 | 0 | 0 | 0 | 0 | 0 | 0 | 0 | 0 | 0 | 0 | 0 | 0 | 0 | 0 | 0 | 0 | 0 | 0 | 0 | 0 | 0 | 0 | 0 | 0 | 0 | 0 | 0 | 0 | 0 | 0 | 0 | 0
Ach | Assembly | Refrigeration | Vending and ice makers | TRC | Existing | NE4806 | PSC to ECM Evaporator Fan Motor (Reach-In) | PSC to ECM Evaporator Fan Motor (Reach-In) | NonEquip | 15 | Display cases | 0% | Prescriptive_ECM_existing | 37.5% | 0 | 0 | 0 | 0 | 0 | 0 | 0 | 0 | 0 | 0 | 0 | 0 | 0 | 0 | 0 | 0 | 0 | 0 | 0 | 0 | 0 | 0 | 0 | 0 | 0 | 0 | 0 | 0 | 0 | 0 | 0 | 0 | 0 | 0 | 0 | 0 | 0 | 0 | 0 | 0 | 0 | 0 | 0 | 0 | 0 | 0 | 0 | 0 | 0 | 0 | 0 | 0 | 0 | 0 | 0 | 0 | 0 | 0 | 0 | 0 | 0 | 0 | 0 | 0 | 0 | 0 | 0 | 0 | 0 | 0 | 0 | 0 | 0 | 0 | 0 | 0 | 0 | 0 | 0 | 0 | 0 | 0 | 0 | 0 | 0 | 0 | 0 | 0 | 0 | 0 | 0 | 0 | 0 | 0 | 0 | 0 | 0 | 0 | 0 | 0 | 0 | 0 | 0 | 0 | 0
Ach | Assembly | Space Cooling | Residential-type central air conditioners | TRC | New | NN3519 | Duct Sealing Repair | Duct Sealing Repair | NonEquip | 15 |  | 0% | Prescriptive_hvac | 12% | 0 | 0 | 0 | 0 | 0 | 0 | 0 | 0 | 0 | 0 | 0 | 0 | 0 | 0 | 0 | 0 | 0 | 0 | 0 | 0 | 0 | 0 | 0 | 0 | 0 | 0 | 0 | 0 | 0 | 0 | 0 | 0 | 0 | 0 | 0 | 0 | 0 | 0 | 0 | 0 | 0 | 0 | 0 | 0 | 0 | 0 | 0 | 0 | 0 | 0 | 0 | 0 | 0 | 0 | 0 | 0 | 0 | 0 | 0 | 0 | 0 | 0 | 0 | 0 | 0 | 0 | 0 | 0 | 0 | 0 | 0 | 0 | 0 | 0 | 0 | 0 | 0 | 0 | 0 | 0 | 0 | 0 | 0 | 0 | 0 | 0 | 0 | 0 | 0 | 0 | 0 | 0 | 0 | 0 | 0 | 0 | 0 | 0 | 0 | 0 | 0 | 0 | 0 | 0 | 0
Ach | Assembly | Space Cooling | Residential-type central air conditioners | TRC | New | NN3207 | Ceiling Insulation(R2 to R38) | Ceiling Insulation(R2 to R38) | NonEquip | 20 |  | 0% | Prescriptive_hvac | 34.55% | 0 | 0 | 0 | 0 | 0 | 0 | 0 | 0 | 0 | 0 | 0 | 0 | 0 | 0 | 0 | 0 | 0 | 0 | 0 | 0 | 0 | 0 | 0 | 0 | 0 | 0 | 0 | 0 | 0 | 0 | 0 | 0 | 0 | 0 | 0 | 0 | 0 | 0 | 0 | 0 | 0 | 0 | 0 | 0 | 0 | 0 | 0 | 0 | 0 | 0 | 0 | 0 | 0 | 0 | 0 | 0 | 0 | 0 | 0 | 0 | 0 | 0 | 0 | 0 | 0 | 0 | 0 | 0 | 0 | 0 | 0 | 0 | 0 | 0 | 0 | 0 | 0 | 0 | 0 | 0 | 0 | 0 | 0 | 0 | 0 | 0 | 0 | 0 | 0 | 0 | 0 | 0 | 0 | 0 | 0 | 0 | 0 | 0 | 0 | 0 | 0 | 0 | 0 | 0 | 0
Ach | Assembly | Space Cooling | Residential-type central air conditioners | TRC | Existing | NE3506 | Duct Sealing Repair | Duct Sealing Repair | NonEquip | 15 |  | 0% | Prescriptive_hvac_existing | 12% | 0 | 0 | 0 | 0 | 0 | 0 | 0 | 0 | 0 | 0 | 0 | 0 | 0 | 0 | 0 | 0 | 0 | 0 | 0 | 0 | 0 | 0 | 0 | 0 | 0 | 0 | 0 | 0 | 0 | 0 | 0 | 0 | 0 | 0 | 0 | 0 | 0 | 0 | 0 | 0 | 0 | 0 | 0 | 0 | 0 | 0 | 0 | 0 | 0 | 0 | 0 | 0 | 0 | 0 | 0 | 0 | 0 | 0 | 0 | 0 | 0 | 0 | 0 | 0 | 0 | 0 | 0 | 0 | 0 | 0 | 0 | 0 | 0 | 0 | 0 | 0 | 0 | 0 | 0 | 0 | 0 | 0 | 0 | 0 | 0 | 0 | 0 | 0 | 0 | 0 | 0 | 0 | 0 | 0 | 0 | 0 | 0 | 0 | 0 | 0 | 0 | 0 | 0 | 0 | 0
Ach | Assembly | Space Cooling | Residential-type central air conditioners | TRC | Existing | NE3194 | Ceiling Insulation(R2 to R38) | Ceiling Insulation(R2 to R38) | NonEquip | 20 |  | 0% | Prescriptive_hvac_existing | 34.55% | 0 | 0 | 0 | 0 | 0 | 0 | 0 | 0 | 0 | 0 | 0 | 0 | 0 | 0 | 0 | 0 | 0 | 0 | 0 | 0 | 0 | 0 | 0 | 0 | 0 | 0 | 0 | 0 | 0 | 0 | 0 | 0 | 0 | 0 | 0 | 0 | 0 | 0 | 0 | 0 | 0 | 0 | 0 | 0 | 0 | 0 | 0 | 0 | 0 | 0 | 0 | 0 | 0 | 0 | 0 | 0 | 0 | 0 | 0 | 0 | 0 | 0 | 0 | 0 | 0 | 0 | 0 | 0 | 0 | 0 | 0 | 0 | 0 | 0 | 0 | 0 | 0 | 0 | 0 | 0 | 0 | 0 | 0 | 0 | 0 | 0 | 0 | 0 | 0 | 0 | 0 | 0 | 0 | 0 | 0 | 0 | 0 | 0 | 0 | 0 | 0 | 0 | 0 | 0 | 0
Ach | Assembly | Space Heating | Residential/split system heat pump | TRC | New | NN3545 | Duct Sealing Repair | Duct Sealing Repair | NonEquip | 15 |  | 0% | Prescriptive_hvac | 12% | 0 | 0 | 0 | 0 | 0 | 0 | 0 | 0 | 0 | 0 | 0 | 0 | 0 | 0 | 0 | 0 | 0 | 0 | 0 | 0 | 0 | 0 | 0 | 0 | 0 | 0 | 0 | 0 | 0 | 0 | 0 | 0 | 0 | 0 | 0 | 0 | 0 | 0 | 0 | 0 | 0 | 0 | 0 | 0 | 0 | 0 | 0 | 0 | 0 | 0 | 0 | 0 | 0 | 0 | 0 | 0 | 0 | 0 | 0 | 0 | 0 | 0 | 0 | 0 | 0 | 0 | 0 | 0 | 0 | 0 | 0 | 0 | 0 | 0 | 0 | 0 | 0 | 0 | 0 | 0 | 0 | 0 | 0 | 0 | 0 | 0 | 0 | 0 | 0 | 0 | 0 | 0 | 0 | 0 | 0 | 0 | 0 | 0 | 0 | 0 | 0 | 0 | 0 | 0 | 0
Ach | Assembly | Space Heating | Residential/split system heat pump | TRC | New | NN3181 | Ceiling Insulation(R2 to R38) | Ceiling Insulation(R2 to R38) | NonEquip | 20 |  | 0% | Prescriptive_hvac | 94.74% | 0 | 0 | 0 | 0 | 0 | 0 | 0 | 0 | 0 | 0 | 0 | 0 | 0 | 0 | 0 | 0 | 0 | 0 | 0 | 0 | 0 | 0 | 0 | 0 | 0 | 0 | 0 | 0 | 0 | 0 | 0 | 0 | 0 | 0 | 0 | 0 | 0 | 0 | 0 | 0 | 0 | 0 | 0 | 0 | 0 | 0 | 0 | 0 | 0 | 0 | 0 | 0 | 0 | 0 | 0 | 0 | 0 | 0 | 0 | 0 | 0 | 0 | 0 | 0 | 0 | 0 | 0 | 0 | 0 | 0 | 0 | 0 | 0 | 0 | 0 | 0 | 0 | 0 | 0 | 0 | 0 | 0 | 0 | 0 | 0 | 0 | 0 | 0 | 0 | 0 | 0 | 0 | 0 | 0 | 0 | 0 | 0 | 0 | 0 | 0 | 0 | 0 | 0 | 0 | 0
Ach | Assembly | Space Heating | Residential/split system heat pump | TRC | Existing | NE3532 | Duct Sealing Repair | Duct Sealing Repair | NonEquip | 15 |  | 0% | Prescriptive_hvac_existing | 12% | 0 | 0 | 0 | 0 | 0 | 0 | 0 | 0 | 0 | 0 | 0 | 0 | 0 | 0 | 0 | 0 | 0 | 0 | 0 | 0 | 0 | 0 | 0 | 0 | 0 | 0 | 0 | 0 | 0 | 0 | 0 | 0 | 0 | 0 | 0 | 0 | 0 | 0 | 0 | 0 | 0 | 0 | 0 | 0 | 0 | 0 | 0 | 0 | 0 | 0 | 0 | 0 | 0 | 0 | 0 | 0 | 0 | 0 | 0 | 0 | 0 | 0 | 0 | 0 | 0 | 0 | 0 | 0 | 0 | 0 | 0 | 0 | 0 | 0 | 0 | 0 | 0 | 0 | 0 | 0 | 0 | 0 | 0 | 0 | 0 | 0 | 0 | 0 | 0 | 0 | 0 | 0 | 0 | 0 | 0 | 0 | 0 | 0 | 0 | 0 | 0 | 0 | 0 | 0 | 0
Ach | Assembly | Space Heating | Residential/split system heat pump | TRC | Existing | NE3168 | Ceiling Insulation(R2 to R38) | Ceiling Insulation(R2 to R38) | NonEquip | 20 |  | 0% | Prescriptive_hvac_existing | 94.74% | 0 | 0 | 0 | 0 | 0 | 0 | 0 | 0 | 0 | 0 | 0 | 0 | 0 | 0 | 0 | 0 | 0 | 0 | 0 | 0 | 0 | 0 | 0 | 0 | 0 | 0 | 0 | 0 | 0 | 0 | 0 | 0 | 0 | 0 | 0 | 0 | 0 | 0 | 0 | 0 | 0 | 0 | 0 | 0 | 0 | 0 | 0 | 0 | 0 | 0 | 0 | 0 | 0 | 0 | 0 | 0 | 0 | 0 | 0 | 0 | 0 | 0 | 0 | 0 | 0 | 0 | 0 | 0 | 0 | 0 | 0 | 0 | 0 | 0 | 0 | 0 | 0 | 0 | 0 | 0 | 0 | 0 | 0 | 0 | 0 | 0 | 0 | 0 | 0 | 0 | 0 | 0 | 0 | 0 | 0 | 0 | 0 | 0 | 0 | 0 | 0 | 0 | 0 | 0 | 0
Ach | Assembly | Refrigeration | Residential style | TRC | New | NN4819 | PSC to ECM Evaporator Fan Motor (Reach-In) | PSC to ECM Evaporator Fan Motor (Reach-In) | NonEquip | 15 | Display cases | 0% | Prescriptive_ECM | 37.5% | 0 | 0 | 0 | 0 | 0 | 0 | 0 | 0 | 0 | 0 | 0 | 0 | 0 | 0 | 0 | 0 | 0 | 0 | 0 | 0 | 0 | 0 | 0 | 0 | 0 | 0 | 0 | 0 | 0 | 0 | 0 | 0 | 0 | 0 | 0 | 0 | 0 | 0 | 0 | 0 | 0 | 0 | 0 | 0 | 0 | 0 | 0 | 0 | 0 | 0 | 0 | 0 | 0 | 0 | 0 | 0 | 0 | 0 | 0 | 0 | 0 | 0 | 0 | 0 | 0 | 0 | 0 | 0 | 0 | 0 | 0 | 0 | 0 | 0 | 0 | 0 | 0 | 0 | 0 | 0 | 0 | 0 | 0 | 0 | 0 | 0 | 0 | 0 | 0 | 0 | 0 | 0 | 0 | 0 | 0 | 0 | 0 | 0 | 0 | 0 | 0 | 0 | 0 | 0 | 0
Ach | Assembly | Refrigeration | Residential style | TRC | Existing | NE4806 | PSC to ECM Evaporator Fan Motor (Reach-In) | PSC to ECM Evaporator Fan Motor (Reach-In) | NonEquip | 15 | Display cases | 0% | Prescriptive_ECM_existing | 37.5% | 0 | 0 | 0 | 0 | 0 | 0 | 0 | 0 | 0 | 0 | 0 | 0 | 0 | 0 | 0 | 0 | 0 | 0 | 0 | 0 | 0 | 0 | 0 | 0 | 0 | 0 | 0 | 0 | 0 | 0 | 0 | 0 | 0 | 0 | 0 | 0 | 0 | 0 | 0 | 0 | 0 | 0 | 0 | 0 | 0 | 0 | 0 | 0 | 0 | 0 | 0 | 0 | 0 | 0 | 0 | 0 | 0 | 0 | 0 | 0 | 0 | 0 | 0 | 0 | 0 | 0 | 0 | 0 | 0 | 0 | 0 | 0 | 0 | 0 | 0 | 0 | 0 | 0 | 0 | 0 | 0 | 0 | 0 | 0 | 0 | 0 | 0 | 0 | 0 | 0 | 0 | 0 | 0 | 0 | 0 | 0 | 0 | 0 | 0 | 0 | 0 | 0 | 0 | 0 | 0
Ach | Assembly | Miscellaneous | Pool pump | TRC | New | NN4533 | VSD Controlled Compressor | VSD Controlled Compressor | NonEquip | 15 | Others | 0% | Prescriptive_ECM | 20.79% | 0 | 0 | 0 | 0 | 0 | 0 | 0 | 0 | 0 | 0 | 0 | 0 | 0 | 0 | 0 | 0 | 0 | 0 | 0 | 0 | 0 | 0 | 0 | 0 | 0 | 0 | 0 | 0 | 0 | 0 | 0 | 0 | 0 | 0 | 0 | 0 | 0 | 0 | 0 | 0 | 0 | 0 | 0 | 0 | 0 | 0 | 0 | 0 | 0 | 0 | 0 | 0 | 0 | 0 | 0 | 0 | 0 | 0 | 0 | 0 | 0 | 0 | 0 | 0 | 0 | 0 | 0 | 0 | 0 | 0 | 0 | 0 | 0 | 0 | 0 | 0 | 0 | 0 | 0 | 0 | 0 | 0 | 0 | 0 | 0 | 0 | 0 | 0 | 0 | 0 | 0 | 0 | 0 | 0 | 0 | 0 | 0 | 0 | 0 | 0 | 0 | 0 | 0 | 0 | 0
Ach | Assembly | Miscellaneous | Pool pump | TRC | Existing | NE4520 | VSD Controlled Compressor | VSD Controlled Compressor | NonEquip | 15 | Others | 0% | Prescriptive_ECM_existing | 20.79% | 0 | 0 | 0 | 0 | 0 | 0 | 0 | 0 | 0 | 0 | 0 | 0 | 0 | 0 | 0 | 0 | 0 | 0 | 0 | 0 | 0 | 0 | 0 | 0 | 0 | 0 | 0 | 0 | 0 | 0 | 0 | 0 | 0 | 0 | 0 | 0 | 0 | 0 | 0 | 0 | 0 | 0 | 0 | 0 | 0 | 0 | 0 | 0 | 0 | 0 | 0 | 0 | 0 | 0 | 0 | 0 | 0 | 0 | 0 | 0 | 0 | 0 | 0 | 0 | 0 | 0 | 0 | 0 | 0 | 0 | 0 | 0 | 0 | 0 | 0 | 0 | 0 | 0 | 0 | 0 | 0 | 0 | 0 | 0 | 0 | 0 | 0 | 0 | 0 | 0 | 0 | 0 | 0 | 0 | 0 | 0 | 0 | 0 | 0 | 0 | 0 | 0 | 0 | 0 | 0
Ach | Assembly | Miscellaneous | Pool pump | TRC | Turnover | ET1991 | Solar Pool Heater | Solar Pool Heater | Equip | 15 | Pool pump | 11.85% | Prescriptive_all | 86.11% | 0.31321 | 0.4256 | 0.60785 | 0.82945 | 1.0761 | 1.3374 | 1.5928 | 1.8011 | 1.9107 | 1.9004 | 0.31321 | 0.7388 | 1.3467 | 2.1761 | 3.2522 | 4.5896 | 6.1824 | 7.9835 | 9.8942 | 11.7946 | 0 | 0 | 0 | 0 | 0 | 0 | 0 | 0 | 0 | 0 | 1.1441e-05 | 2.6988e-05 | 4.9193e-05 | 7.9492e-05 | 0.0001188 | 0.00016765 | 0.00022584 | 0.00029163 | 0.00036143 | 0.00043085 | 0.010748 | 0.015043 | 0.02213 | 0.031104 | 0.041563 | 0.053204 | 0.065269 | 0.076016 | 0.083063 | 0.085094 | 0.24921 | 0.03432 | 0.048035 | 0.070663 | 0.099316 | 0.13271 | 0.16989 | 0.20841 | 0.24272 | 0.26523 | 0.27171 | 0.79574 | 0.01521 | 0.021288 | 0.031316 | 0.044014 | 0.058815 | 0.075288 | 0.09236 | 0.10757 | 0.11754 | 0.12041 | 0.35265 | -0.27811 | -0.38925 | -0.57262 | -0.80481 | -1.0754 | -1.3767 | -1.6888 | -1.9669 | -2.1493 | -2.2018 | -6.4483 | 0.29332 | 0.41054 | 0.60393 | 0.84883 | 1.1343 | 1.452 | 1.7812 | 2.0745 | 2.2668 | 2.3222 | 6.8009 | 0.036588 | 0.088895 | 0.16689 | 0.27778 | 0.4276 | 0.62154 | 0.86236 | 1.147 | 1.4642 | 1.7978
Ach | Assembly | Miscellaneous | Pool pump | TRC | New | EN2017 | Solar Pool Heater | Solar Pool Heater | Equip | 15 | Pool pump | 11.85% | Prescriptive_all | 86.11% | 0.020971 | 0.039676 | 0.072908 | 0.12165 | 0.18658 | 0.22354 | 0.25649 | 0.28328 | 0.29131 | 0.28669 | 0.020971 | 0.060647 | 0.13356 | 0.25521 | 0.44178 | 0.66532 | 0.92181 | 1.2051 | 1.4964 | 1.7831 | 0 | 0 | 0 | 0 | 0 | 0 | 0 | 0 | 0 | 0 | 7.6606e-07 | 2.2154e-06 | 4.8787e-06 | 9.3226e-06 | 1.6138e-05 | 2.4304e-05 | 3.3673e-05 | 4.4022e-05 | 5.4663e-05 | 6.5136e-05 | 0.00071966 | 0.0014024 | 0.0026544 | 0.0045618 | 0.0072064 | 0.008893 | 0.01051 | 0.011956 | 0.012664 | 0.012837 | 0.037137 | 0.0022979 | 0.004478 | 0.0084756 | 0.014566 | 0.02301 | 0.028396 | 0.033559 | 0.038177 | 0.040436 | 0.040988 | 0.11858 | 0.0010184 | 0.0019845 | 0.0037562 | 0.0064553 | 0.010198 | 0.012584 | 0.014873 | 0.016919 | 0.01792 | 0.018165 | 0.052551 | -0.018621 | -0.036287 | -0.068682 | -0.11804 | -0.18646 | -0.23011 | -0.27195 | -0.30937 | -0.32768 | -0.33215 | -0.96091 | 0.01964 | 0.038272 | 0.072438 | 0.12449 | 0.19666 | 0.24269 | 0.28682 | 0.32629 | 0.3456 | 0.35031 | 1.0135 | 0.0024498 | 0.0072972 | 0.016552 | 0.032577 | 0.058085 | 0.0901 | 0.12858 | 0.17314 | 0.22144 | 0.27178
Ach | Assembly | Space Heating | Packaged central unit | TRC | New | NN3545 | Duct Sealing Repair | Duct Sealing Repair | NonEquip | 15 |  | 0% | Prescriptive_hvac | 12% | 0 | 0 | 0 | 0 | 0 | 0 | 0 | 0 | 0 | 0 | 0 | 0 | 0 | 0 | 0 | 0 | 0 | 0 | 0 | 0 | 0 | 0 | 0 | 0 | 0 | 0 | 0 | 0 | 0 | 0 | 0 | 0 | 0 | 0 | 0 | 0 | 0 | 0 | 0 | 0 | 0 | 0 | 0 | 0 | 0 | 0 | 0 | 0 | 0 | 0 | 0 | 0 | 0 | 0 | 0 | 0 | 0 | 0 | 0 | 0 | 0 | 0 | 0 | 0 | 0 | 0 | 0 | 0 | 0 | 0 | 0 | 0 | 0 | 0 | 0 | 0 | 0 | 0 | 0 | 0 | 0 | 0 | 0 | 0 | 0 | 0 | 0 | 0 | 0 | 0 | 0 | 0 | 0 | 0 | 0 | 0 | 0 | 0 | 0 | 0 | 0 | 0 | 0 | 0 | 0
Ach | Assembly | Space Heating | Packaged central unit | TRC | New | NN3181 | Ceiling Insulation(R2 to R38) | Ceiling Insulation(R2 to R38) | NonEquip | 20 |  | 0% | Prescriptive_hvac | 94.74% | 0 | 0 | 0 | 0 | 0 | 0 | 0 | 0 | 0 | 0 | 0 | 0 | 0 | 0 | 0 | 0 | 0 | 0 | 0 | 0 | 0 | 0 | 0 | 0 | 0 | 0 | 0 | 0 | 0 | 0 | 0 | 0 | 0 | 0 | 0 | 0 | 0 | 0 | 0 | 0 | 0 | 0 | 0 | 0 | 0 | 0 | 0 | 0 | 0 | 0 | 0 | 0 | 0 | 0 | 0 | 0 | 0 | 0 | 0 | 0 | 0 | 0 | 0 | 0 | 0 | 0 | 0 | 0 | 0 | 0 | 0 | 0 | 0 | 0 | 0 | 0 | 0 | 0 | 0 | 0 | 0 | 0 | 0 | 0 | 0 | 0 | 0 | 0 | 0 | 0 | 0 | 0 | 0 | 0 | 0 | 0 | 0 | 0 | 0 | 0 | 0 | 0 | 0 | 0 | 0
Ach | Assembly | Space Heating | Packaged central unit | TRC | Existing | NE3532 | Duct Sealing Repair | Duct Sealing Repair | NonEquip | 15 |  | 0% | Prescriptive_hvac_existing | 12% | 0 | 0 | 0 | 0 | 0 | 0 | 0 | 0 | 0 | 0 | 0 | 0 | 0 | 0 | 0 | 0 | 0 | 0 | 0 | 0 | 0 | 0 | 0 | 0 | 0 | 0 | 0 | 0 | 0 | 0 | 0 | 0 | 0 | 0 | 0 | 0 | 0 | 0 | 0 | 0 | 0 | 0 | 0 | 0 | 0 | 0 | 0 | 0 | 0 | 0 | 0 | 0 | 0 | 0 | 0 | 0 | 0 | 0 | 0 | 0 | 0 | 0 | 0 | 0 | 0 | 0 | 0 | 0 | 0 | 0 | 0 | 0 | 0 | 0 | 0 | 0 | 0 | 0 | 0 | 0 | 0 | 0 | 0 | 0 | 0 | 0 | 0 | 0 | 0 | 0 | 0 | 0 | 0 | 0 | 0 | 0 | 0 | 0 | 0 | 0 | 0 | 0 | 0 | 0 | 0
Ach | Assembly | Space Heating | Packaged central unit | TRC | Existing | NE3168 | Ceiling Insulation(R2 to R38) | Ceiling Insulation(R2 to R38) | NonEquip | 20 |  | 0% | Prescriptive_hvac_existing | 94.74% | 0 | 0 | 0 | 0 | 0 | 0 | 0 | 0 | 0 | 0 | 0 | 0 | 0 | 0 | 0 | 0 | 0 | 0 | 0 | 0 | 0 | 0 | 0 | 0 | 0 | 0 | 0 | 0 | 0 | 0 | 0 | 0 | 0 | 0 | 0 | 0 | 0 | 0 | 0 | 0 | 0 | 0 | 0 | 0 | 0 | 0 | 0 | 0 | 0 | 0 | 0 | 0 | 0 | 0 | 0 | 0 | 0 | 0 | 0 | 0 | 0 | 0 | 0 | 0 | 0 | 0 | 0 | 0 | 0 | 0 | 0 | 0 | 0 | 0 | 0 | 0 | 0 | 0 | 0 | 0 | 0 | 0 | 0 | 0 | 0 | 0 | 0 | 0 | 0 | 0 | 0 | 0 | 0 | 0 | 0 | 0 | 0 | 0 | 0 | 0 | 0 | 0 | 0 | 0 | 0
Ach | Assembly | Space Cooling | Packaged air conditioning units (RTUs) | TRC | New | NN3519 | Duct Sealing Repair | Duct Sealing Repair | NonEquip | 15 |  | 0% | Prescriptive_hvac | 12% | 0 | 0 | 0 | 0 | 0 | 0 | 0 | 0 | 0 | 0 | 0 | 0 | 0 | 0 | 0 | 0 | 0 | 0 | 0 | 0 | 0 | 0 | 0 | 0 | 0 | 0 | 0 | 0 | 0 | 0 | 0 | 0 | 0 | 0 | 0 | 0 | 0 | 0 | 0 | 0 | 0 | 0 | 0 | 0 | 0 | 0 | 0 | 0 | 0 | 0 | 0 | 0 | 0 | 0 | 0 | 0 | 0 | 0 | 0 | 0 | 0 | 0 | 0 | 0 | 0 | 0 | 0 | 0 | 0 | 0 | 0 | 0 | 0 | 0 | 0 | 0 | 0 | 0 | 0 | 0 | 0 | 0 | 0 | 0 | 0 | 0 | 0 | 0 | 0 | 0 | 0 | 0 | 0 | 0 | 0 | 0 | 0 | 0 | 0 | 0 | 0 | 0 | 0 | 0 | 0
Ach | Assembly | Space Cooling | Packaged air conditioning units (RTUs) | TRC | New | NN3207 | Ceiling Insulation(R2 to R38) | Ceiling Insulation(R2 to R38) | NonEquip | 20 |  | 0% | Prescriptive_hvac | 34.55% | 0 | 0 | 0 | 0 | 0 | 0 | 0 | 0 | 0 | 0 | 0 | 0 | 0 | 0 | 0 | 0 | 0 | 0 | 0 | 0 | 0 | 0 | 0 | 0 | 0 | 0 | 0 | 0 | 0 | 0 | 0 | 0 | 0 | 0 | 0 | 0 | 0 | 0 | 0 | 0 | 0 | 0 | 0 | 0 | 0 | 0 | 0 | 0 | 0 | 0 | 0 | 0 | 0 | 0 | 0 | 0 | 0 | 0 | 0 | 0 | 0 | 0 | 0 | 0 | 0 | 0 | 0 | 0 | 0 | 0 | 0 | 0 | 0 | 0 | 0 | 0 | 0 | 0 | 0 | 0 | 0 | 0 | 0 | 0 | 0 | 0 | 0 | 0 | 0 | 0 | 0 | 0 | 0 | 0 | 0 | 0 | 0 | 0 | 0 | 0 | 0 | 0 | 0 | 0 | 0
Ach | Assembly | Space Cooling | Packaged air conditioning units (RTUs) | TRC | Existing | NE3506 | Duct Sealing Repair | Duct Sealing Repair | NonEquip | 15 |  | 0% | Prescriptive_hvac_existing | 12% | 0 | 0 | 0 | 0 | 0 | 0 | 0 | 0 | 0 | 0 | 0 | 0 | 0 | 0 | 0 | 0 | 0 | 0 | 0 | 0 | 0 | 0 | 0 | 0 | 0 | 0 | 0 | 0 | 0 | 0 | 0 | 0 | 0 | 0 | 0 | 0 | 0 | 0 | 0 | 0 | 0 | 0 | 0 | 0 | 0 | 0 | 0 | 0 | 0 | 0 | 0 | 0 | 0 | 0 | 0 | 0 | 0 | 0 | 0 | 0 | 0 | 0 | 0 | 0 | 0 | 0 | 0 | 0 | 0 | 0 | 0 | 0 | 0 | 0 | 0 | 0 | 0 | 0 | 0 | 0 | 0 | 0 | 0 | 0 | 0 | 0 | 0 | 0 | 0 | 0 | 0 | 0 | 0 | 0 | 0 | 0 | 0 | 0 | 0 | 0 | 0 | 0 | 0 | 0 | 0
Ach | Assembly | Space Cooling | Packaged air conditioning units (RTUs) | TRC | Existing | NE3194 | Ceiling Insulation(R2 to R38) | Ceiling Insulation(R2 to R38) | NonEquip | 20 |  | 0% | Prescriptive_hvac_existing | 34.55% | 0 | 0 | 0 | 0 | 0 | 0 | 0 | 0 | 0 | 0 | 0 | 0 | 0 | 0 | 0 | 0 | 0 | 0 | 0 | 0 | 0 | 0 | 0 | 0 | 0 | 0 | 0 | 0 | 0 | 0 | 0 | 0 | 0 | 0 | 0 | 0 | 0 | 0 | 0 | 0 | 0 | 0 | 0 | 0 | 0 | 0 | 0 | 0 | 0 | 0 | 0 | 0 | 0 | 0 | 0 | 0 | 0 | 0 | 0 | 0 | 0 | 0 | 0 | 0 | 0 | 0 | 0 | 0 | 0 | 0 | 0 | 0 | 0 | 0 | 0 | 0 | 0 | 0 | 0 | 0 | 0 | 0 | 0 | 0 | 0 | 0 | 0 | 0 | 0 | 0 | 0 | 0 | 0 | 0 | 0 | 0 | 0 | 0 | 0 | 0 | 0 | 0 | 0 | 0 | 0
Ach | Assembly | Miscellaneous | Others | TRC | New | NN4533 | VSD Controlled Compressor | VSD Controlled Compressor | NonEquip | 15 | Others | 27.75% | Prescriptive_ECM | 20.79% | 4.037 | 8.4649 | 17.839 | 35.5702 | 67.7212 | 103.0575 | 150.6432 | 209.9694 | 264.6896 | 297.0648 | 4.037 | 12.5019 | 30.3409 | 65.9111 | 133.6323 | 236.6898 | 387.3329 | 597.3023 | 861.9919 | 1159.0567 | 0.00060871 | 0.0018851 | 0.0045749 | 0.0099383 | 0.02015 | 0.035689 | 0.058404 | 0.090064 | 0.12997 | 0.17477 | 0.0002849 | 0.0008823 | 0.0021413 | 0.0046516 | 0.0094309 | 0.016704 | 0.027335 | 0.042154 | 0.060834 | 0.081798 | 0.13854 | 0.29921 | 0.64947 | 1.3339 | 2.6157 | 4.0999 | 6.1728 | 8.8619 | 11.5066 | 13.3014 | 22.6199 | 0.27955 | 0.60376 | 1.3105 | 2.6915 | 5.2781 | 8.2731 | 12.4559 | 17.8821 | 23.2187 | 26.8404 | 45.6438 | 0.26083 | 0.56334 | 1.2228 | 2.5113 | 4.9247 | 7.7192 | 11.622 | 16.6849 | 21.6642 | 25.0434 | 42.5879 | -3.5556 | -7.6793 | -16.6688 | -34.234 | -67.1325 | -105.2266 | -158.4282 | -227.4449 | -295.321 | -341.3861 | -580.5488 | 3.8165 | 8.2426 | 17.8916 | 36.7453 | 72.0572 | 112.9458 | 170.0501 | 244.1298 | 316.9851 | 366.4296 | 623.1367 | 0.47527 | 1.516 | 3.7895 | 8.4792 | 17.7069 | 32.3034 | 54.4491 | 86.4844 | 128.5535 | 178.0421
Ach | Assembly | Miscellaneous | Others | TRC | Existing | NE4520 | VSD Controlled Compressor | VSD Controlled Compressor | NonEquip | 15 | Others | 5.549% | Prescriptive_ECM_existing | 20.79% | 5.6274 | 5.9684 | 6.0181 | 6.0987 | 6.1968 | 6.2951 | 6.391 | 6.4839 | 6.5774 | 6.6748 | 5.6274 | 11.5958 | 17.6139 | 23.7126 | 29.9094 | 36.2045 | 42.5955 | 49.0794 | 55.6568 | 62.3317 | 0.00084852 | 0.0017485 | 0.0026559 | 0.0035755 | 0.0045099 | 0.0054591 | 0.0064227 | 0.0074004 | 0.0083922 | 0.0093986 | 0.00039714 | 0.00081835 | 0.0012431 | 0.0016735 | 0.0021108 | 0.0025551 | 0.0030061 | 0.0034637 | 0.0039279 | 0.0043989 | 0.19312 | 0.21096 | 0.2191 | 0.2287 | 0.23935 | 0.25044 | 0.26188 | 0.27366 | 0.28593 | 0.29887 | 1.4425 | 0.38968 | 0.42569 | 0.44212 | 0.46148 | 0.48297 | 0.50535 | 0.52844 | 0.55221 | 0.57697 | 0.60308 | 2.9107 | 0.36359 | 0.39719 | 0.41252 | 0.43058 | 0.45063 | 0.47152 | 0.49306 | 0.51524 | 0.53834 | 0.56271 | 2.7159 | -4.9564 | -5.4145 | -5.6234 | -5.8696 | -6.1429 | -6.4276 | -6.7213 | -7.0236 | -7.3386 | -7.6707 | -37.0221 | 5.32 | 5.8116 | 6.0359 | 6.3002 | 6.5935 | 6.8991 | 7.2143 | 7.5388 | 7.8769 | 8.2334 | 39.7379 | 0.66251 | 1.4061 | 2.2 | 3.0505 | 3.9631 | 4.9412 | 5.9878 | 7.1063 | 8.3004 | 9.5747
Ach | Assembly | Miscellaneous | Medical equipment | TRC | New | NN4533 | VSD Controlled Compressor | VSD Controlled Compressor | NonEquip | 15 | Others | 0% | Prescriptive_ECM | 20.79% | 0 | 0 | 0 | 0 | 0 | 0 | 0 | 0 | 0 | 0 | 0 | 0 | 0 | 0 | 0 | 0 | 0 | 0 | 0 | 0 | 0 | 0 | 0 | 0 | 0 | 0 | 0 | 0 | 0 | 0 | 0 | 0 | 0 | 0 | 0 | 0 | 0 | 0 | 0 | 0 | 0 | 0 | 0 | 0 | 0 | 0 | 0 | 0 | 0 | 0 | 0 | 0 | 0 | 0 | 0 | 0 | 0 | 0 | 0 | 0 | 0 | 0 | 0 | 0 | 0 | 0 | 0 | 0 | 0 | 0 | 0 | 0 | 0 | 0 | 0 | 0 | 0 | 0 | 0 | 0 | 0 | 0 | 0 | 0 | 0 | 0 | 0 | 0 | 0 | 0 | 0 | 0 | 0 | 0 | 0 | 0 | 0 | 0 | 0 | 0 | 0 | 0 | 0 | 0 | 0
Ach | Assembly | Miscellaneous | Medical equipment | TRC | Existing | NE4520 | VSD Controlled Compressor | VSD Controlled Compressor | NonEquip | 15 | Others | 0% | Prescriptive_ECM_existing | 20.79% | 0 | 0 | 0 | 0 | 0 | 0 | 0 | 0 | 0 | 0 | 0 | 0 | 0 | 0 | 0 | 0 | 0 | 0 | 0 | 0 | 0 | 0 | 0 | 0 | 0 | 0 | 0 | 0 | 0 | 0 | 0 | 0 | 0 | 0 | 0 | 0 | 0 | 0 | 0 | 0 | 0 | 0 | 0 | 0 | 0 | 0 | 0 | 0 | 0 | 0 | 0 | 0 | 0 | 0 | 0 | 0 | 0 | 0 | 0 | 0 | 0 | 0 | 0 | 0 | 0 | 0 | 0 | 0 | 0 | 0 | 0 | 0 | 0 | 0 | 0 | 0 | 0 | 0 | 0 | 0 | 0 | 0 | 0 | 0 | 0 | 0 | 0 | 0 | 0 | 0 | 0 | 0 | 0 | 0 | 0 | 0 | 0 | 0 | 0 | 0 | 0 | 0 | 0 | 0 | 0
Ach | Assembly | Refrigeration | Large cold storage | TRC | New | NN4819 | PSC to ECM Evaporator Fan Motor (Reach-In) | PSC to ECM Evaporator Fan Motor (Reach-In) | NonEquip | 15 | Display cases | 0% | Prescriptive_ECM | 37.5% | 0 | 0 | 0 | 0 | 0 | 0 | 0 | 0 | 0 | 0 | 0 | 0 | 0 | 0 | 0 | 0 | 0 | 0 | 0 | 0 | 0 | 0 | 0 | 0 | 0 | 0 | 0 | 0 | 0 | 0 | 0 | 0 | 0 | 0 | 0 | 0 | 0 | 0 | 0 | 0 | 0 | 0 | 0 | 0 | 0 | 0 | 0 | 0 | 0 | 0 | 0 | 0 | 0 | 0 | 0 | 0 | 0 | 0 | 0 | 0 | 0 | 0 | 0 | 0 | 0 | 0 | 0 | 0 | 0 | 0 | 0 | 0 | 0 | 0 | 0 | 0 | 0 | 0 | 0 | 0 | 0 | 0 | 0 | 0 | 0 | 0 | 0 | 0 | 0 | 0 | 0 | 0 | 0 | 0 | 0 | 0 | 0 | 0 | 0 | 0 | 0 | 0 | 0 | 0 | 0
Ach | Assembly | Refrigeration | Large cold storage | TRC | Existing | NE4806 | PSC to ECM Evaporator Fan Motor (Reach-In) | PSC to ECM Evaporator Fan Motor (Reach-In) | NonEquip | 15 | Display cases | 0% | Prescriptive_ECM_existing | 37.5% | 0 | 0 | 0 | 0 | 0 | 0 | 0 | 0 | 0 | 0 | 0 | 0 | 0 | 0 | 0 | 0 | 0 | 0 | 0 | 0 | 0 | 0 | 0 | 0 | 0 | 0 | 0 | 0 | 0 | 0 | 0 | 0 | 0 | 0 | 0 | 0 | 0 | 0 | 0 | 0 | 0 | 0 | 0 | 0 | 0 | 0 | 0 | 0 | 0 | 0 | 0 | 0 | 0 | 0 | 0 | 0 | 0 | 0 | 0 | 0 | 0 | 0 | 0 | 0 | 0 | 0 | 0 | 0 | 0 | 0 | 0 | 0 | 0 | 0 | 0 | 0 | 0 | 0 | 0 | 0 | 0 | 0 | 0 | 0 | 0 | 0 | 0 | 0 | 0 | 0 | 0 | 0 | 0 | 0 | 0 | 0 | 0 | 0 | 0 | 0 | 0 | 0 | 0 | 0 | 0
Ach | Assembly | Miscellaneous | Laboratory equipment | TRC | New | NN4533 | VSD Controlled Compressor | VSD Controlled Compressor | NonEquip | 15 | Others | 0% | Prescriptive_ECM | 20.79% | 0 | 0 | 0 | 0 | 0 | 0 | 0 | 0 | 0 | 0 | 0 | 0 | 0 | 0 | 0 | 0 | 0 | 0 | 0 | 0 | 0 | 0 | 0 | 0 | 0 | 0 | 0 | 0 | 0 | 0 | 0 | 0 | 0 | 0 | 0 | 0 | 0 | 0 | 0 | 0 | 0 | 0 | 0 | 0 | 0 | 0 | 0 | 0 | 0 | 0 | 0 | 0 | 0 | 0 | 0 | 0 | 0 | 0 | 0 | 0 | 0 | 0 | 0 | 0 | 0 | 0 | 0 | 0 | 0 | 0 | 0 | 0 | 0 | 0 | 0 | 0 | 0 | 0 | 0 | 0 | 0 | 0 | 0 | 0 | 0 | 0 | 0 | 0 | 0 | 0 | 0 | 0 | 0 | 0 | 0 | 0 | 0 | 0 | 0 | 0 | 0 | 0 | 0 | 0 | 0
Ach | Assembly | Miscellaneous | Laboratory equipment | TRC | Existing | NE4520 | VSD Controlled Compressor | VSD Controlled Compressor | NonEquip | 15 | Others | 0% | Prescriptive_ECM_existing | 20.79% | 0 | 0 | 0 | 0 | 0 | 0 | 0 | 0 | 0 | 0 | 0 | 0 | 0 | 0 | 0 | 0 | 0 | 0 | 0 | 0 | 0 | 0 | 0 | 0 | 0 | 0 | 0 | 0 | 0 | 0 | 0 | 0 | 0 | 0 | 0 | 0 | 0 | 0 | 0 | 0 | 0 | 0 | 0 | 0 | 0 | 0 | 0 | 0 | 0 | 0 | 0 | 0 | 0 | 0 | 0 | 0 | 0 | 0 | 0 | 0 | 0 | 0 | 0 | 0 | 0 | 0 | 0 | 0 | 0 | 0 | 0 | 0 | 0 | 0 | 0 | 0 | 0 | 0 | 0 | 0 | 0 | 0 | 0 | 0 | 0 | 0 | 0 | 0 | 0 | 0 | 0 | 0 | 0 | 0 | 0 | 0 | 0 | 0 | 0 | 0 | 0 | 0 | 0 | 0 | 0
Ach | Assembly | Space Heating | Individual room heating | TRC | New | NN3545 | Duct Sealing Repair | Duct Sealing Repair | NonEquip | 15 |  | 0% | Prescriptive_hvac | 12% | 0 | 0 | 0 | 0 | 0 | 0 | 0 | 0 | 0 | 0 | 0 | 0 | 0 | 0 | 0 | 0 | 0 | 0 | 0 | 0 | 0 | 0 | 0 | 0 | 0 | 0 | 0 | 0 | 0 | 0 | 0 | 0 | 0 | 0 | 0 | 0 | 0 | 0 | 0 | 0 | 0 | 0 | 0 | 0 | 0 | 0 | 0 | 0 | 0 | 0 | 0 | 0 | 0 | 0 | 0 | 0 | 0 | 0 | 0 | 0 | 0 | 0 | 0 | 0 | 0 | 0 | 0 | 0 | 0 | 0 | 0 | 0 | 0 | 0 | 0 | 0 | 0 | 0 | 0 | 0 | 0 | 0 | 0 | 0 | 0 | 0 | 0 | 0 | 0 | 0 | 0 | 0 | 0 | 0 | 0 | 0 | 0 | 0 | 0 | 0 | 0 | 0 | 0 | 0 | 0
Ach | Assembly | Space Heating | Individual room heating | TRC | New | NN3181 | Ceiling Insulation(R2 to R38) | Ceiling Insulation(R2 to R38) | NonEquip | 20 |  | 0% | Prescriptive_hvac | 94.74% | 0 | 0 | 0 | 0 | 0 | 0 | 0 | 0 | 0 | 0 | 0 | 0 | 0 | 0 | 0 | 0 | 0 | 0 | 0 | 0 | 0 | 0 | 0 | 0 | 0 | 0 | 0 | 0 | 0 | 0 | 0 | 0 | 0 | 0 | 0 | 0 | 0 | 0 | 0 | 0 | 0 | 0 | 0 | 0 | 0 | 0 | 0 | 0 | 0 | 0 | 0 | 0 | 0 | 0 | 0 | 0 | 0 | 0 | 0 | 0 | 0 | 0 | 0 | 0 | 0 | 0 | 0 | 0 | 0 | 0 | 0 | 0 | 0 | 0 | 0 | 0 | 0 | 0 | 0 | 0 | 0 | 0 | 0 | 0 | 0 | 0 | 0 | 0 | 0 | 0 | 0 | 0 | 0 | 0 | 0 | 0 | 0 | 0 | 0 | 0 | 0 | 0 | 0 | 0 | 0
Ach | Assembly | Space Heating | Individual room heating | TRC | Existing | NE3532 | Duct Sealing Repair | Duct Sealing Repair | NonEquip | 15 |  | 0% | Prescriptive_hvac_existing | 12% | 0 | 0 | 0 | 0 | 0 | 0 | 0 | 0 | 0 | 0 | 0 | 0 | 0 | 0 | 0 | 0 | 0 | 0 | 0 | 0 | 0 | 0 | 0 | 0 | 0 | 0 | 0 | 0 | 0 | 0 | 0 | 0 | 0 | 0 | 0 | 0 | 0 | 0 | 0 | 0 | 0 | 0 | 0 | 0 | 0 | 0 | 0 | 0 | 0 | 0 | 0 | 0 | 0 | 0 | 0 | 0 | 0 | 0 | 0 | 0 | 0 | 0 | 0 | 0 | 0 | 0 | 0 | 0 | 0 | 0 | 0 | 0 | 0 | 0 | 0 | 0 | 0 | 0 | 0 | 0 | 0 | 0 | 0 | 0 | 0 | 0 | 0 | 0 | 0 | 0 | 0 | 0 | 0 | 0 | 0 | 0 | 0 | 0 | 0 | 0 | 0 | 0 | 0 | 0 | 0
Ach | Assembly | Space Heating | Individual room heating | TRC | Existing | NE3168 | Ceiling Insulation(R2 to R38) | Ceiling Insulation(R2 to R38) | NonEquip | 20 |  | 0% | Prescriptive_hvac_existing | 94.74% | 0 | 0 | 0 | 0 | 0 | 0 | 0 | 0 | 0 | 0 | 0 | 0 | 0 | 0 | 0 | 0 | 0 | 0 | 0 | 0 | 0 | 0 | 0 | 0 | 0 | 0 | 0 | 0 | 0 | 0 | 0 | 0 | 0 | 0 | 0 | 0 | 0 | 0 | 0 | 0 | 0 | 0 | 0 | 0 | 0 | 0 | 0 | 0 | 0 | 0 | 0 | 0 | 0 | 0 | 0 | 0 | 0 | 0 | 0 | 0 | 0 | 0 | 0 | 0 | 0 | 0 | 0 | 0 | 0 | 0 | 0 | 0 | 0 | 0 | 0 | 0 | 0 | 0 | 0 | 0 | 0 | 0 | 0 | 0 | 0 | 0 | 0 | 0 | 0 | 0 | 0 | 0 | 0 | 0 | 0 | 0 | 0 | 0 | 0 | 0 | 0 | 0 | 0 | 0 | 0
Ach | Assembly | Space Cooling | Individual room air conditioners | TRC | New | NN3519 | Duct Sealing Repair | Duct Sealing Repair | NonEquip | 15 |  | 0% | Prescriptive_hvac | 12% | 0 | 0 | 0 | 0 | 0 | 0 | 0 | 0 | 0 | 0 | 0 | 0 | 0 | 0 | 0 | 0 | 0 | 0 | 0 | 0 | 0 | 0 | 0 | 0 | 0 | 0 | 0 | 0 | 0 | 0 | 0 | 0 | 0 | 0 | 0 | 0 | 0 | 0 | 0 | 0 | 0 | 0 | 0 | 0 | 0 | 0 | 0 | 0 | 0 | 0 | 0 | 0 | 0 | 0 | 0 | 0 | 0 | 0 | 0 | 0 | 0 | 0 | 0 | 0 | 0 | 0 | 0 | 0 | 0 | 0 | 0 | 0 | 0 | 0 | 0 | 0 | 0 | 0 | 0 | 0 | 0 | 0 | 0 | 0 | 0 | 0 | 0 | 0 | 0 | 0 | 0 | 0 | 0 | 0 | 0 | 0 | 0 | 0 | 0 | 0 | 0 | 0 | 0 | 0 | 0
Ach | Assembly | Space Cooling | Individual room air conditioners | TRC | New | NN3207 | Ceiling Insulation(R2 to R38) | Ceiling Insulation(R2 to R38) | NonEquip | 20 |  | 0% | Prescriptive_hvac | 34.55% | 0 | 0 | 0 | 0 | 0 | 0 | 0 | 0 | 0 | 0 | 0 | 0 | 0 | 0 | 0 | 0 | 0 | 0 | 0 | 0 | 0 | 0 | 0 | 0 | 0 | 0 | 0 | 0 | 0 | 0 | 0 | 0 | 0 | 0 | 0 | 0 | 0 | 0 | 0 | 0 | 0 | 0 | 0 | 0 | 0 | 0 | 0 | 0 | 0 | 0 | 0 | 0 | 0 | 0 | 0 | 0 | 0 | 0 | 0 | 0 | 0 | 0 | 0 | 0 | 0 | 0 | 0 | 0 | 0 | 0 | 0 | 0 | 0 | 0 | 0 | 0 | 0 | 0 | 0 | 0 | 0 | 0 | 0 | 0 | 0 | 0 | 0 | 0 | 0 | 0 | 0 | 0 | 0 | 0 | 0 | 0 | 0 | 0 | 0 | 0 | 0 | 0 | 0 | 0 | 0
Ach | Assembly | Space Cooling | Individual room air conditioners | TRC | Existing | NE3506 | Duct Sealing Repair | Duct Sealing Repair | NonEquip | 15 |  | 0% | Prescriptive_hvac_existing | 12% | 0 | 0 | 0 | 0 | 0 | 0 | 0 | 0 | 0 | 0 | 0 | 0 | 0 | 0 | 0 | 0 | 0 | 0 | 0 | 0 | 0 | 0 | 0 | 0 | 0 | 0 | 0 | 0 | 0 | 0 | 0 | 0 | 0 | 0 | 0 | 0 | 0 | 0 | 0 | 0 | 0 | 0 | 0 | 0 | 0 | 0 | 0 | 0 | 0 | 0 | 0 | 0 | 0 | 0 | 0 | 0 | 0 | 0 | 0 | 0 | 0 | 0 | 0 | 0 | 0 | 0 | 0 | 0 | 0 | 0 | 0 | 0 | 0 | 0 | 0 | 0 | 0 | 0 | 0 | 0 | 0 | 0 | 0 | 0 | 0 | 0 | 0 | 0 | 0 | 0 | 0 | 0 | 0 | 0 | 0 | 0 | 0 | 0 | 0 | 0 | 0 | 0 | 0 | 0 | 0
Ach | Assembly | Space Cooling | Individual room air conditioners | TRC | Existing | NE3194 | Ceiling Insulation(R2 to R38) | Ceiling Insulation(R2 to R38) | NonEquip | 20 |  | 0% | Prescriptive_hvac_existing | 34.55% | 0 | 0 | 0 | 0 | 0 | 0 | 0 | 0 | 0 | 0 | 0 | 0 | 0 | 0 | 0 | 0 | 0 | 0 | 0 | 0 | 0 | 0 | 0 | 0 | 0 | 0 | 0 | 0 | 0 | 0 | 0 | 0 | 0 | 0 | 0 | 0 | 0 | 0 | 0 | 0 | 0 | 0 | 0 | 0 | 0 | 0 | 0 | 0 | 0 | 0 | 0 | 0 | 0 | 0 | 0 | 0 | 0 | 0 | 0 | 0 | 0 | 0 | 0 | 0 | 0 | 0 | 0 | 0 | 0 | 0 | 0 | 0 | 0 | 0 | 0 | 0 | 0 | 0 | 0 | 0 | 0 | 0 | 0 | 0 | 0 | 0 | 0 | 0 | 0 | 0 | 0 | 0 | 0 | 0 | 0 | 0 | 0 | 0 | 0 | 0 | 0 | 0 | 0 | 0 | 0
Ach | Assembly | Interior Lighting | High bay | TRC | Turnover | ET1523 | High Bay LED | High Bay LED | Equip | 15 | High bay | 65.91% | Prescriptive_lighting | 64.78% | 3318.4574 | 4253.5946 | 5474.8099 | 6224.7991 | 5925.4922 | 4511.8925 | 2688.7388 | 1299.2857 | 548.4657 | 216.1815 | 3318.4574 | 7572.052 | 13046.862 | 19271.661 | 25197.1532 | 29709.0457 | 32397.7845 | 33697.0702 | 34245.5359 | 34461.7174 | 0.61368 | 1.4003 | 2.4128 | 3.5639 | 4.6597 | 5.4941 | 5.9913 | 6.2316 | 6.333 | 6.373 | 0.60209 | 1.3739 | 2.3672 | 3.4966 | 4.5717 | 5.3903 | 5.8782 | 6.1139 | 6.2134 | 6.2526 | 73.819 | 97.4597 | 129.2038 | 151.3104 | 148.356 | 116.3527 | 71.4173 | 35.5465 | 15.4554 | 6.2746 | 562.972 | 74.388 | 98.211 | 130.1998 | 152.4768 | 149.4996 | 117.2497 | 71.9679 | 35.8205 | 15.5745 | 6.323 | 567.3118 | 487.6825 | 643.8642 | 853.5804 | 999.6269 | 980.1087 | 768.6804 | 471.8163 | 234.8368 | 102.1053 | 41.4529 | 3719.2552 | -2656.16 | -3506.8025 | -4649.0207 | -5444.4623 | -5338.1566 | -4186.6134 | -2569.7445 | -1279.0373 | -556.1158 | -225.7728 | -20256.9022 | 3143.8425 | 4150.6667 | 5502.6011 | 6444.0893 | 6318.2654 | 4955.2938 | 3041.5607 | 1513.8742 | 658.2211 | 267.2257 | 23976.1575 | 391.3626 | 919.8011 | 1632.3889 | 2483.5559 | 3344.5947 | 4061.7944 | 4562.2783 | 4887.602 | 5116.169 | 5302.9198
Ach | Assembly | Interior Lighting | High bay | TRC | New | EN1549 | High Bay LED | High Bay LED | Equip | 15 | High bay | 0% | Prescriptive_lighting | 64.78% | 0 | 0 | 0 | 0 | 0 | 0 | 0 | 0 | 0 | 0 | 0 | 0 | 0 | 0 | 0 | 0 | 0 | 0 | 0 | 0 | 0 | 0 | 0 | 0 | 0 | 0 | 0 | 0 | 0 | 0 | 0 | 0 | 0 | 0 | 0 | 0 | 0 | 0 | 0 | 0 | 0 | 0 | 0 | 0 | 0 | 0 | 0 | 0 | 0 | 0 | 0 | 0 | 0 | 0 | 0 | 0 | 0 | 0 | 0 | 0 | 0 | 0 | 0 | 0 | 0 | 0 | 0 | 0 | 0 | 0 | 0 | 0 | 0 | 0 | 0 | 0 | 0 | 0 | 0 | 0 | 0 | 0 | 0 | 0 | 0 | 0 | 0 | 0 | 0 | 0 | 0 | 0 | 0 | 0 | 0 | 0 | 0 | 0 | 0 | 0 | 0 | 0 | 0 | 0 | 0
Ach | Assembly | Space Heating | Forced air furnace | TRC | New | NN3545 | Duct Sealing Repair | Duct Sealing Repair | NonEquip | 15 |  | 0% | Prescriptive_hvac | 12% | 0 | 0 | 0 | 0 | 0 | 0 | 0 | 0 | 0 | 0 | 0 | 0 | 0 | 0 | 0 | 0 | 0 | 0 | 0 | 0 | 0 | 0 | 0 | 0 | 0 | 0 | 0 | 0 | 0 | 0 | 0 | 0 | 0 | 0 | 0 | 0 | 0 | 0 | 0 | 0 | 0 | 0 | 0 | 0 | 0 | 0 | 0 | 0 | 0 | 0 | 0 | 0 | 0 | 0 | 0 | 0 | 0 | 0 | 0 | 0 | 0 | 0 | 0 | 0 | 0 | 0 | 0 | 0 | 0 | 0 | 0 | 0 | 0 | 0 | 0 | 0 | 0 | 0 | 0 | 0 | 0 | 0 | 0 | 0 | 0 | 0 | 0 | 0 | 0 | 0 | 0 | 0 | 0 | 0 | 0 | 0 | 0 | 0 | 0 | 0 | 0 | 0 | 0 | 0 | 0
Ach | Assembly | Space Heating | Forced air furnace | TRC | New | NN3181 | Ceiling Insulation(R2 to R38) | Ceiling Insulation(R2 to R38) | NonEquip | 20 |  | 0% | Prescriptive_hvac | 94.74% | 0 | 0 | 0 | 0 | 0 | 0 | 0 | 0 | 0 | 0 | 0 | 0 | 0 | 0 | 0 | 0 | 0 | 0 | 0 | 0 | 0 | 0 | 0 | 0 | 0 | 0 | 0 | 0 | 0 | 0 | 0 | 0 | 0 | 0 | 0 | 0 | 0 | 0 | 0 | 0 | 0 | 0 | 0 | 0 | 0 | 0 | 0 | 0 | 0 | 0 | 0 | 0 | 0 | 0 | 0 | 0 | 0 | 0 | 0 | 0 | 0 | 0 | 0 | 0 | 0 | 0 | 0 | 0 | 0 | 0 | 0 | 0 | 0 | 0 | 0 | 0 | 0 | 0 | 0 | 0 | 0 | 0 | 0 | 0 | 0 | 0 | 0 | 0 | 0 | 0 | 0 | 0 | 0 | 0 | 0 | 0 | 0 | 0 | 0 | 0 | 0 | 0 | 0 | 0 | 0
Ach | Assembly | Space Heating | Forced air furnace | TRC | Existing | NE3532 | Duct Sealing Repair | Duct Sealing Repair | NonEquip | 15 |  | 0% | Prescriptive_hvac_existing | 12% | 0 | 0 | 0 | 0 | 0 | 0 | 0 | 0 | 0 | 0 | 0 | 0 | 0 | 0 | 0 | 0 | 0 | 0 | 0 | 0 | 0 | 0 | 0 | 0 | 0 | 0 | 0 | 0 | 0 | 0 | 0 | 0 | 0 | 0 | 0 | 0 | 0 | 0 | 0 | 0 | 0 | 0 | 0 | 0 | 0 | 0 | 0 | 0 | 0 | 0 | 0 | 0 | 0 | 0 | 0 | 0 | 0 | 0 | 0 | 0 | 0 | 0 | 0 | 0 | 0 | 0 | 0 | 0 | 0 | 0 | 0 | 0 | 0 | 0 | 0 | 0 | 0 | 0 | 0 | 0 | 0 | 0 | 0 | 0 | 0 | 0 | 0 | 0 | 0 | 0 | 0 | 0 | 0 | 0 | 0 | 0 | 0 | 0 | 0 | 0 | 0 | 0 | 0 | 0 | 0
Ach | Assembly | Space Heating | Forced air furnace | TRC | Existing | NE3168 | Ceiling Insulation(R2 to R38) | Ceiling Insulation(R2 to R38) | NonEquip | 20 |  | 0% | Prescriptive_hvac_existing | 94.74% | 0 | 0 | 0 | 0 | 0 | 0 | 0 | 0 | 0 | 0 | 0 | 0 | 0 | 0 | 0 | 0 | 0 | 0 | 0 | 0 | 0 | 0 | 0 | 0 | 0 | 0 | 0 | 0 | 0 | 0 | 0 | 0 | 0 | 0 | 0 | 0 | 0 | 0 | 0 | 0 | 0 | 0 | 0 | 0 | 0 | 0 | 0 | 0 | 0 | 0 | 0 | 0 | 0 | 0 | 0 | 0 | 0 | 0 | 0 | 0 | 0 | 0 | 0 | 0 | 0 | 0 | 0 | 0 | 0 | 0 | 0 | 0 | 0 | 0 | 0 | 0 | 0 | 0 | 0 | 0 | 0 | 0 | 0 | 0 | 0 | 0 | 0 | 0 | 0 | 0 | 0 | 0 | 0 | 0 | 0 | 0 | 0 | 0 | 0 | 0 | 0 | 0 | 0 | 0 | 0
Ach | Assembly | Miscellaneous | Elevators/Escalators | TRC | New | NN4533 | VSD Controlled Compressor | VSD Controlled Compressor | NonEquip | 15 | Others | 0% | Prescriptive_ECM | 20.79% | 0 | 0 | 0 | 0 | 0 | 0 | 0 | 0 | 0 | 0 | 0 | 0 | 0 | 0 | 0 | 0 | 0 | 0 | 0 | 0 | 0 | 0 | 0 | 0 | 0 | 0 | 0 | 0 | 0 | 0 | 0 | 0 | 0 | 0 | 0 | 0 | 0 | 0 | 0 | 0 | 0 | 0 | 0 | 0 | 0 | 0 | 0 | 0 | 0 | 0 | 0 | 0 | 0 | 0 | 0 | 0 | 0 | 0 | 0 | 0 | 0 | 0 | 0 | 0 | 0 | 0 | 0 | 0 | 0 | 0 | 0 | 0 | 0 | 0 | 0 | 0 | 0 | 0 | 0 | 0 | 0 | 0 | 0 | 0 | 0 | 0 | 0 | 0 | 0 | 0 | 0 | 0 | 0 | 0 | 0 | 0 | 0 | 0 | 0 | 0 | 0 | 0 | 0 | 0 | 0
Ach | Assembly | Miscellaneous | Elevators/Escalators | TRC | Existing | NE4520 | VSD Controlled Compressor | VSD Controlled Compressor | NonEquip | 15 | Others | 0% | Prescriptive_ECM_existing | 20.79% | 0 | 0 | 0 | 0 | 0 | 0 | 0 | 0 | 0 | 0 | 0 | 0 | 0 | 0 | 0 | 0 | 0 | 0 | 0 | 0 | 0 | 0 | 0 | 0 | 0 | 0 | 0 | 0 | 0 | 0 | 0 | 0 | 0 | 0 | 0 | 0 | 0 | 0 | 0 | 0 | 0 | 0 | 0 | 0 | 0 | 0 | 0 | 0 | 0 | 0 | 0 | 0 | 0 | 0 | 0 | 0 | 0 | 0 | 0 | 0 | 0 | 0 | 0 | 0 | 0 | 0 | 0 | 0 | 0 | 0 | 0 | 0 | 0 | 0 | 0 | 0 | 0 | 0 | 0 | 0 | 0 | 0 | 0 | 0 | 0 | 0 | 0 | 0 | 0 | 0 | 0 | 0 | 0 | 0 | 0 | 0 | 0 | 0 | 0 | 0 | 0 | 0 | 0 | 0 | 0
Ach | Assembly | Space Cooling | District chilled water piped | TRC | New | NN3519 | Duct Sealing Repair | Duct Sealing Repair | NonEquip | 15 |  | 0% | Prescriptive_hvac | 12% | 0 | 0 | 0 | 0 | 0 | 0 | 0 | 0 | 0 | 0 | 0 | 0 | 0 | 0 | 0 | 0 | 0 | 0 | 0 | 0 | 0 | 0 | 0 | 0 | 0 | 0 | 0 | 0 | 0 | 0 | 0 | 0 | 0 | 0 | 0 | 0 | 0 | 0 | 0 | 0 | 0 | 0 | 0 | 0 | 0 | 0 | 0 | 0 | 0 | 0 | 0 | 0 | 0 | 0 | 0 | 0 | 0 | 0 | 0 | 0 | 0 | 0 | 0 | 0 | 0 | 0 | 0 | 0 | 0 | 0 | 0 | 0 | 0 | 0 | 0 | 0 | 0 | 0 | 0 | 0 | 0 | 0 | 0 | 0 | 0 | 0 | 0 | 0 | 0 | 0 | 0 | 0 | 0 | 0 | 0 | 0 | 0 | 0 | 0 | 0 | 0 | 0 | 0 | 0 | 0
Ach | Assembly | Space Cooling | District chilled water piped | TRC | New | NN3207 | Ceiling Insulation(R2 to R38) | Ceiling Insulation(R2 to R38) | NonEquip | 20 |  | 0% | Prescriptive_hvac | 34.55% | 0 | 0 | 0 | 0 | 0 | 0 | 0 | 0 | 0 | 0 | 0 | 0 | 0 | 0 | 0 | 0 | 0 | 0 | 0 | 0 | 0 | 0 | 0 | 0 | 0 | 0 | 0 | 0 | 0 | 0 | 0 | 0 | 0 | 0 | 0 | 0 | 0 | 0 | 0 | 0 | 0 | 0 | 0 | 0 | 0 | 0 | 0 | 0 | 0 | 0 | 0 | 0 | 0 | 0 | 0 | 0 | 0 | 0 | 0 | 0 | 0 | 0 | 0 | 0 | 0 | 0 | 0 | 0 | 0 | 0 | 0 | 0 | 0 | 0 | 0 | 0 | 0 | 0 | 0 | 0 | 0 | 0 | 0 | 0 | 0 | 0 | 0 | 0 | 0 | 0 | 0 | 0 | 0 | 0 | 0 | 0 | 0 | 0 | 0 | 0 | 0 | 0 | 0 | 0 | 0
Ach | Assembly | Space Cooling | District chilled water piped | TRC | Existing | NE3506 | Duct Sealing Repair | Duct Sealing Repair | NonEquip | 15 |  | 0% | Prescriptive_hvac_existing | 12% | 0 | 0 | 0 | 0 | 0 | 0 | 0 | 0 | 0 | 0 | 0 | 0 | 0 | 0 | 0 | 0 | 0 | 0 | 0 | 0 | 0 | 0 | 0 | 0 | 0 | 0 | 0 | 0 | 0 | 0 | 0 | 0 | 0 | 0 | 0 | 0 | 0 | 0 | 0 | 0 | 0 | 0 | 0 | 0 | 0 | 0 | 0 | 0 | 0 | 0 | 0 | 0 | 0 | 0 | 0 | 0 | 0 | 0 | 0 | 0 | 0 | 0 | 0 | 0 | 0 | 0 | 0 | 0 | 0 | 0 | 0 | 0 | 0 | 0 | 0 | 0 | 0 | 0 | 0 | 0 | 0 | 0 | 0 | 0 | 0 | 0 | 0 | 0 | 0 | 0 | 0 | 0 | 0 | 0 | 0 | 0 | 0 | 0 | 0 | 0 | 0 | 0 | 0 | 0 | 0
Ach | Assembly | Space Cooling | District chilled water piped | TRC | Existing | NE3194 | Ceiling Insulation(R2 to R38) | Ceiling Insulation(R2 to R38) | NonEquip | 20 |  | 0% | Prescriptive_hvac_existing | 34.55% | 0 | 0 | 0 | 0 | 0 | 0 | 0 | 0 | 0 | 0 | 0 | 0 | 0 | 0 | 0 | 0 | 0 | 0 | 0 | 0 | 0 | 0 | 0 | 0 | 0 | 0 | 0 | 0 | 0 | 0 | 0 | 0 | 0 | 0 | 0 | 0 | 0 | 0 | 0 | 0 | 0 | 0 | 0 | 0 | 0 | 0 | 0 | 0 | 0 | 0 | 0 | 0 | 0 | 0 | 0 | 0 | 0 | 0 | 0 | 0 | 0 | 0 | 0 | 0 | 0 | 0 | 0 | 0 | 0 | 0 | 0 | 0 | 0 | 0 | 0 | 0 | 0 | 0 | 0 | 0 | 0 | 0 | 0 | 0 | 0 | 0 | 0 | 0 | 0 | 0 | 0 | 0 | 0 | 0 | 0 | 0 | 0 | 0 | 0 | 0 | 0 | 0 | 0 | 0 | 0
Ach | Assembly | Refrigeration | Display cases | TRC | New | NN4819 | PSC to ECM Evaporator Fan Motor (Reach-In) | PSC to ECM Evaporator Fan Motor (Reach-In) | NonEquip | 15 | Display cases | 68.68% | Prescriptive_ECM | 37.5% | 0.1209 | 0.2506 | 0.52208 | 1.0291 | 1.9369 | 2.9138 | 4.2105 | 5.8016 | 7.2299 | 8.0214 | 0.1209 | 0.3715 | 0.89358 | 1.9227 | 3.8595 | 6.7733 | 10.9839 | 16.7854 | 24.0153 | 32.0367 | 1.6827e-05 | 5.1706e-05 | 0.00012437 | 0.0002676 | 0.00053718 | 0.00094273 | 0.0015288 | 0.0023362 | 0.0033425 | 0.004459 | 1.5415e-06 | 4.7367e-06 | 1.1393e-05 | 2.4515e-05 | 4.921e-05 | 8.6362e-05 | 0.00014005 | 0.00021402 | 0.0003062 | 0.00040848 | 0.0026893 | 0.0057419 | 0.012321 | 0.025015 | 0.048493 | 0.075141 | 0.11184 | 0.15872 | 0.20373 | 0.23282 | 0.4065 | 0.014218 | 0.030355 | 0.065136 | 0.13225 | 0.25637 | 0.39724 | 0.59125 | 0.83911 | 1.0771 | 1.2308 | 2.149 | 0.002476 | 0.0052865 | 0.011344 | 0.023031 | 0.044647 | 0.069182 | 0.10297 | 0.14613 | 0.18757 | 0.21435 | 0.37426 | -0.11173 | -0.23856 | -0.5119 | -1.0393 | -2.0147 | -3.1219 | -4.6465 | -6.5945 | -8.4645 | -9.6729 | -16.8889 | 0.11421 | 0.24384 | 0.52324 | 1.0623 | 2.0594 | 3.1911 | 4.7495 | 6.7406 | 8.6521 | 9.8873 | 17.2632 | 0.014225 | 0.045021 | 0.11154 | 0.2472 | 0.5111 | 0.92388 | 1.5431 | 2.4289 | 3.5794 | 4.9182
Ach | Assembly | Refrigeration | Display cases | TRC | Existing | NE4806 | PSC to ECM Evaporator Fan Motor (Reach-In) | PSC to ECM Evaporator Fan Motor (Reach-In) | NonEquip | 15 | Display cases | 17.17% | Prescriptive_ECM_existing | 37.5% | 0.22179 | 0.22342 | 0.22528 | 0.2283 | 0.23197 | 0.23565 | 0.23924 | 0.24272 | 0.24622 | 0.24986 | 0.22179 | 0.44521 | 0.6705 | 0.8988 | 1.1308 | 1.3664 | 1.6057 | 1.8484 | 2.0946 | 2.3445 | 3.087e-05 | 6.1966e-05 | 9.3322e-05 | 0.0001251 | 0.00015738 | 0.00019018 | 0.00022348 | 0.00025726 | 0.00029153 | 0.00032631 | 2.8279e-06 | 5.6766e-06 | 8.549e-06 | 1.146e-05 | 1.4418e-05 | 1.7422e-05 | 2.0473e-05 | 2.3567e-05 | 2.6707e-05 | 2.9892e-05 | 0.0049338 | 0.0051191 | 0.0053166 | 0.0055494 | 0.0058078 | 0.006077 | 0.0063546 | 0.0066404 | 0.0069383 | 0.0072522 | 0.035227 | 0.026083 | 0.027063 | 0.028107 | 0.029338 | 0.030704 | 0.032127 | 0.033594 | 0.035106 | 0.03668 | 0.03834 | 0.18623 | 0.0045425 | 0.0047131 | 0.0048949 | 0.0051093 | 0.0053472 | 0.005595 | 0.0058506 | 0.0061138 | 0.006388 | 0.006677 | 0.032433 | -0.20498 | -0.21268 | -0.22089 | -0.23056 | -0.2413 | -0.25248 | -0.26402 | -0.27589 | -0.28826 | -0.30131 | -1.4636 | 0.20953 | 0.2174 | 0.22578 | 0.23567 | 0.24664 | 0.25808 | 0.26987 | 0.282 | 0.29465 | 0.30799 | 1.496 | 0.026096 | 0.053955 | 0.083694 | 0.11556 | 0.14974 | 0.18638 | 0.22558 | 0.26747 | 0.31219 | 0.35992
Ach | Assembly | Cooking | Cooking Other | TRC | Turnover | ET2 | Efficient Exhaust Hood | Efficient Exhaust Hood | Equip | 15 | Cooking Other | 0% | Prescriptive_cooking | 42.5% | 0 | 0 | 0 | 0 | 0 | 0 | 0 | 0 | 0 | 0 | 0 | 0 | 0 | 0 | 0 | 0 | 0 | 0 | 0 | 0 | 0 | 0 | 0 | 0 | 0 | 0 | 0 | 0 | 0 | 0 | 0 | 0 | 0 | 0 | 0 | 0 | 0 | 0 | 0 | 0 | 0 | 0 | 0 | 0 | 0 | 0 | 0 | 0 | 0 | 0 | 0 | 0 | 0 | 0 | 0 | 0 | 0 | 0 | 0 | 0 | 0 | 0 | 0 | 0 | 0 | 0 | 0 | 0 | 0 | 0 | 0 | 0 | 0 | 0 | 0 | 0 | 0 | 0 | 0 | 0 | 0 | 0 | 0 | 0 | 0 | 0 | 0 | 0 | 0 | 0 | 0 | 0 | 0 | 0 | 0 | 0 | 0 | 0 | 0 | 0 | 0 | 0 | 0 | 0 | 0
Ach | Assembly | Cooking | Cooking Other | TRC | New | EN28 | Efficient Exhaust Hood | Efficient Exhaust Hood | Equip | 15 | Cooking Other | 0% | Prescriptive_cooking | 42.5% | 0 | 0 | 0 | 0 | 0 | 0 | 0 | 0 | 0 | 0 | 0 | 0 | 0 | 0 | 0 | 0 | 0 | 0 | 0 | 0 | 0 | 0 | 0 | 0 | 0 | 0 | 0 | 0 | 0 | 0 | 0 | 0 | 0 | 0 | 0 | 0 | 0 | 0 | 0 | 0 | 0 | 0 | 0 | 0 | 0 | 0 | 0 | 0 | 0 | 0 | 0 | 0 | 0 | 0 | 0 | 0 | 0 | 0 | 0 | 0 | 0 | 0 | 0 | 0 | 0 | 0 | 0 | 0 | 0 | 0 | 0 | 0 | 0 | 0 | 0 | 0 | 0 | 0 | 0 | 0 | 0 | 0 | 0 | 0 | 0 | 0 | 0 | 0 | 0 | 0 | 0 | 0 | 0 | 0 | 0 | 0 | 0 | 0 | 0 | 0 | 0 | 0 | 0 | 0 | 0
Ach | Assembly | Space Cooling | Central chillers inside | TRC | New | NN3519 | Duct Sealing Repair | Duct Sealing Repair | NonEquip | 15 |  | 0% | Prescriptive_hvac | 12% | 0 | 0 | 0 | 0 | 0 | 0 | 0 | 0 | 0 | 0 | 0 | 0 | 0 | 0 | 0 | 0 | 0 | 0 | 0 | 0 | 0 | 0 | 0 | 0 | 0 | 0 | 0 | 0 | 0 | 0 | 0 | 0 | 0 | 0 | 0 | 0 | 0 | 0 | 0 | 0 | 0 | 0 | 0 | 0 | 0 | 0 | 0 | 0 | 0 | 0 | 0 | 0 | 0 | 0 | 0 | 0 | 0 | 0 | 0 | 0 | 0 | 0 | 0 | 0 | 0 | 0 | 0 | 0 | 0 | 0 | 0 | 0 | 0 | 0 | 0 | 0 | 0 | 0 | 0 | 0 | 0 | 0 | 0 | 0 | 0 | 0 | 0 | 0 | 0 | 0 | 0 | 0 | 0 | 0 | 0 | 0 | 0 | 0 | 0 | 0 | 0 | 0 | 0 | 0 | 0
Ach | Assembly | Space Cooling | Central chillers inside | TRC | New | NN3207 | Ceiling Insulation(R2 to R38) | Ceiling Insulation(R2 to R38) | NonEquip | 20 |  | 0% | Prescriptive_hvac | 34.55% | 0 | 0 | 0 | 0 | 0 | 0 | 0 | 0 | 0 | 0 | 0 | 0 | 0 | 0 | 0 | 0 | 0 | 0 | 0 | 0 | 0 | 0 | 0 | 0 | 0 | 0 | 0 | 0 | 0 | 0 | 0 | 0 | 0 | 0 | 0 | 0 | 0 | 0 | 0 | 0 | 0 | 0 | 0 | 0 | 0 | 0 | 0 | 0 | 0 | 0 | 0 | 0 | 0 | 0 | 0 | 0 | 0 | 0 | 0 | 0 | 0 | 0 | 0 | 0 | 0 | 0 | 0 | 0 | 0 | 0 | 0 | 0 | 0 | 0 | 0 | 0 | 0 | 0 | 0 | 0 | 0 | 0 | 0 | 0 | 0 | 0 | 0 | 0 | 0 | 0 | 0 | 0 | 0 | 0 | 0 | 0 | 0 | 0 | 0 | 0 | 0 | 0 | 0 | 0 | 0
Ach | Assembly | Space Cooling | Central chillers inside | TRC | Existing | NE3506 | Duct Sealing Repair | Duct Sealing Repair | NonEquip | 15 |  | 0% | Prescriptive_hvac_existing | 12% | 0 | 0 | 0 | 0 | 0 | 0 | 0 | 0 | 0 | 0 | 0 | 0 | 0 | 0 | 0 | 0 | 0 | 0 | 0 | 0 | 0 | 0 | 0 | 0 | 0 | 0 | 0 | 0 | 0 | 0 | 0 | 0 | 0 | 0 | 0 | 0 | 0 | 0 | 0 | 0 | 0 | 0 | 0 | 0 | 0 | 0 | 0 | 0 | 0 | 0 | 0 | 0 | 0 | 0 | 0 | 0 | 0 | 0 | 0 | 0 | 0 | 0 | 0 | 0 | 0 | 0 | 0 | 0 | 0 | 0 | 0 | 0 | 0 | 0 | 0 | 0 | 0 | 0 | 0 | 0 | 0 | 0 | 0 | 0 | 0 | 0 | 0 | 0 | 0 | 0 | 0 | 0 | 0 | 0 | 0 | 0 | 0 | 0 | 0 | 0 | 0 | 0 | 0 | 0 | 0
Ach | Assembly | Space Cooling | Central chillers inside | TRC | Existing | NE3194 | Ceiling Insulation(R2 to R38) | Ceiling Insulation(R2 to R38) | NonEquip | 20 |  | 0% | Prescriptive_hvac_existing | 34.55% | 0 | 0 | 0 | 0 | 0 | 0 | 0 | 0 | 0 | 0 | 0 | 0 | 0 | 0 | 0 | 0 | 0 | 0 | 0 | 0 | 0 | 0 | 0 | 0 | 0 | 0 | 0 | 0 | 0 | 0 | 0 | 0 | 0 | 0 | 0 | 0 | 0 | 0 | 0 | 0 | 0 | 0 | 0 | 0 | 0 | 0 | 0 | 0 | 0 | 0 | 0 | 0 | 0 | 0 | 0 | 0 | 0 | 0 | 0 | 0 | 0 | 0 | 0 | 0 | 0 | 0 | 0 | 0 | 0 | 0 | 0 | 0 | 0 | 0 | 0 | 0 | 0 | 0 | 0 | 0 | 0 | 0 | 0 | 0 | 0 | 0 | 0 | 0 | 0 | 0 | 0 | 0 | 0 | 0 | 0 | 0 | 0 | 0 | 0 | 0 | 0 | 0 | 0 | 0 | 0
Ach | Assembly | Space Heating | Boilers | TRC | New | NN3545 | Duct Sealing Repair | Duct Sealing Repair | NonEquip | 15 |  | 0% | Prescriptive_hvac | 12% | 0 | 0 | 0 | 0 | 0 | 0 | 0 | 0 | 0 | 0 | 0 | 0 | 0 | 0 | 0 | 0 | 0 | 0 | 0 | 0 | 0 | 0 | 0 | 0 | 0 | 0 | 0 | 0 | 0 | 0 | 0 | 0 | 0 | 0 | 0 | 0 | 0 | 0 | 0 | 0 | 0 | 0 | 0 | 0 | 0 | 0 | 0 | 0 | 0 | 0 | 0 | 0 | 0 | 0 | 0 | 0 | 0 | 0 | 0 | 0 | 0 | 0 | 0 | 0 | 0 | 0 | 0 | 0 | 0 | 0 | 0 | 0 | 0 | 0 | 0 | 0 | 0 | 0 | 0 | 0 | 0 | 0 | 0 | 0 | 0 | 0 | 0 | 0 | 0 | 0 | 0 | 0 | 0 | 0 | 0 | 0 | 0 | 0 | 0 | 0 | 0 | 0 | 0 | 0 | 0
Ach | Assembly | Space Heating | Boilers | TRC | New | NN3181 | Ceiling Insulation(R2 to R38) | Ceiling Insulation(R2 to R38) | NonEquip | 20 |  | 0% | Prescriptive_hvac | 94.74% | 0 | 0 | 0 | 0 | 0 | 0 | 0 | 0 | 0 | 0 | 0 | 0 | 0 | 0 | 0 | 0 | 0 | 0 | 0 | 0 | 0 | 0 | 0 | 0 | 0 | 0 | 0 | 0 | 0 | 0 | 0 | 0 | 0 | 0 | 0 | 0 | 0 | 0 | 0 | 0 | 0 | 0 | 0 | 0 | 0 | 0 | 0 | 0 | 0 | 0 | 0 | 0 | 0 | 0 | 0 | 0 | 0 | 0 | 0 | 0 | 0 | 0 | 0 | 0 | 0 | 0 | 0 | 0 | 0 | 0 | 0 | 0 | 0 | 0 | 0 | 0 | 0 | 0 | 0 | 0 | 0 | 0 | 0 | 0 | 0 | 0 | 0 | 0 | 0 | 0 | 0 | 0 | 0 | 0 | 0 | 0 | 0 | 0 | 0 | 0 | 0 | 0 | 0 | 0 | 0
Ach | Assembly | Space Heating | Boilers | TRC | Existing | NE3532 | Duct Sealing Repair | Duct Sealing Repair | NonEquip | 15 |  | 0% | Prescriptive_hvac_existing | 12% | 0 | 0 | 0 | 0 | 0 | 0 | 0 | 0 | 0 | 0 | 0 | 0 | 0 | 0 | 0 | 0 | 0 | 0 | 0 | 0 | 0 | 0 | 0 | 0 | 0 | 0 | 0 | 0 | 0 | 0 | 0 | 0 | 0 | 0 | 0 | 0 | 0 | 0 | 0 | 0 | 0 | 0 | 0 | 0 | 0 | 0 | 0 | 0 | 0 | 0 | 0 | 0 | 0 | 0 | 0 | 0 | 0 | 0 | 0 | 0 | 0 | 0 | 0 | 0 | 0 | 0 | 0 | 0 | 0 | 0 | 0 | 0 | 0 | 0 | 0 | 0 | 0 | 0 | 0 | 0 | 0 | 0 | 0 | 0 | 0 | 0 | 0 | 0 | 0 | 0 | 0 | 0 | 0 | 0 | 0 | 0 | 0 | 0 | 0 | 0 | 0 | 0 | 0 | 0 | 0
Ach | Assembly | Space Heating | Boilers | TRC | Existing | NE3168 | Ceiling Insulation(R2 to R38) | Ceiling Insulation(R2 to R38) | NonEquip | 20 |  | 0% | Prescriptive_hvac_existing | 94.74% | 0 | 0 | 0 | 0 | 0 | 0 | 0 | 0 | 0 | 0 | 0 | 0 | 0 | 0 | 0 | 0 | 0 | 0 | 0 | 0 | 0 | 0 | 0 | 0 | 0 | 0 | 0 | 0 | 0 | 0 | 0 | 0 | 0 | 0 | 0 | 0 | 0 | 0 | 0 | 0 | 0 | 0 | 0 | 0 | 0 | 0 | 0 | 0 | 0 | 0 | 0 | 0 | 0 | 0 | 0 | 0 | 0 | 0 | 0 | 0 | 0 | 0 | 0 | 0 | 0 | 0 | 0 | 0 | 0 | 0 | 0 | 0 | 0 | 0 | 0 | 0 | 0 | 0 | 0 | 0 | 0 | 0 | 0 | 0 | 0 | 0 | 0 | 0 | 0 | 0 | 0 | 0 | 0 | 0 | 0 | 0 | 0 | 0 | 0 | 0 | 0 | 0 | 0 | 0 | 0
Ach | College and University | Refrigeration | Walk-in cooler | TRC | New | NN4820 | PSC to ECM Evaporator Fan Motor (Reach-In) | PSC to ECM Evaporator Fan Motor (Reach-In) | NonEquip | 15 | Display cases | 0% | Prescriptive_ECM | 37.5% | 0 | 0 | 0 | 0 | 0 | 0 | 0 | 0 | 0 | 0 | 0 | 0 | 0 | 0 | 0 | 0 | 0 | 0 | 0 | 0 | 0 | 0 | 0 | 0 | 0 | 0 | 0 | 0 | 0 | 0 | 0 | 0 | 0 | 0 | 0 | 0 | 0 | 0 | 0 | 0 | 0 | 0 | 0 | 0 | 0 | 0 | 0 | 0 | 0 | 0 | 0 | 0 | 0 | 0 | 0 | 0 | 0 | 0 | 0 | 0 | 0 | 0 | 0 | 0 | 0 | 0 | 0 | 0 | 0 | 0 | 0 | 0 | 0 | 0 | 0 | 0 | 0 | 0 | 0 | 0 | 0 | 0 | 0 | 0 | 0 | 0 | 0 | 0 | 0 | 0 | 0 | 0 | 0 | 0 | 0 | 0 | 0 | 0 | 0 | 0 | 0 | 0 | 0 | 0 | 0
Ach | College and University | Refrigeration | Walk-in cooler | TRC | Existing | NE4807 | PSC to ECM Evaporator Fan Motor (Reach-In) | PSC to ECM Evaporator Fan Motor (Reach-In) | NonEquip | 15 | Display cases | 0% | Prescriptive_ECM_existing | 37.5% | 0 | 0 | 0 | 0 | 0 | 0 | 0 | 0 | 0 | 0 | 0 | 0 | 0 | 0 | 0 | 0 | 0 | 0 | 0 | 0 | 0 | 0 | 0 | 0 | 0 | 0 | 0 | 0 | 0 | 0 | 0 | 0 | 0 | 0 | 0 | 0 | 0 | 0 | 0 | 0 | 0 | 0 | 0 | 0 | 0 | 0 | 0 | 0 | 0 | 0 | 0 | 0 | 0 | 0 | 0 | 0 | 0 | 0 | 0 | 0 | 0 | 0 | 0 | 0 | 0 | 0 | 0 | 0 | 0 | 0 | 0 | 0 | 0 | 0 | 0 | 0 | 0 | 0 | 0 | 0 | 0 | 0 | 0 | 0 | 0 | 0 | 0 | 0 | 0 | 0 | 0 | 0 | 0 | 0 | 0 | 0 | 0 | 0 | 0 | 0 | 0 | 0 | 0 | 0 | 0
Ach | College and University | Refrigeration | Vending and ice makers | TRC | New | NN4820 | PSC to ECM Evaporator Fan Motor (Reach-In) | PSC to ECM Evaporator Fan Motor (Reach-In) | NonEquip | 15 | Display cases | 0% | Prescriptive_ECM | 37.5% | 0 | 0 | 0 | 0 | 0 | 0 | 0 | 0 | 0 | 0 | 0 | 0 | 0 | 0 | 0 | 0 | 0 | 0 | 0 | 0 | 0 | 0 | 0 | 0 | 0 | 0 | 0 | 0 | 0 | 0 | 0 | 0 | 0 | 0 | 0 | 0 | 0 | 0 | 0 | 0 | 0 | 0 | 0 | 0 | 0 | 0 | 0 | 0 | 0 | 0 | 0 | 0 | 0 | 0 | 0 | 0 | 0 | 0 | 0 | 0 | 0 | 0 | 0 | 0 | 0 | 0 | 0 | 0 | 0 | 0 | 0 | 0 | 0 | 0 | 0 | 0 | 0 | 0 | 0 | 0 | 0 | 0 | 0 | 0 | 0 | 0 | 0 | 0 | 0 | 0 | 0 | 0 | 0 | 0 | 0 | 0 | 0 | 0 | 0 | 0 | 0 | 0 | 0 | 0 | 0
Ach | College and University | Refrigeration | Vending and ice makers | TRC | Existing | NE4807 | PSC to ECM Evaporator Fan Motor (Reach-In) | PSC to ECM Evaporator Fan Motor (Reach-In) | NonEquip | 15 | Display cases | 0% | Prescriptive_ECM_existing | 37.5% | 0 | 0 | 0 | 0 | 0 | 0 | 0 | 0 | 0 | 0 | 0 | 0 | 0 | 0 | 0 | 0 | 0 | 0 | 0 | 0 | 0 | 0 | 0 | 0 | 0 | 0 | 0 | 0 | 0 | 0 | 0 | 0 | 0 | 0 | 0 | 0 | 0 | 0 | 0 | 0 | 0 | 0 | 0 | 0 | 0 | 0 | 0 | 0 | 0 | 0 | 0 | 0 | 0 | 0 | 0 | 0 | 0 | 0 | 0 | 0 | 0 | 0 | 0 | 0 | 0 | 0 | 0 | 0 | 0 | 0 | 0 | 0 | 0 | 0 | 0 | 0 | 0 | 0 | 0 | 0 | 0 | 0 | 0 | 0 | 0 | 0 | 0 | 0 | 0 | 0 | 0 | 0 | 0 | 0 | 0 | 0 | 0 | 0 | 0 | 0 | 0 | 0 | 0 | 0 | 0
Ach | College and University | Space Cooling | Residential-type central air conditioners | TRC | New | NN3520 | Duct Sealing Repair | Duct Sealing Repair | NonEquip | 15 |  | 0% | Prescriptive_hvac | 12% | 0 | 0 | 0 | 0 | 0 | 0 | 0 | 0 | 0 | 0 | 0 | 0 | 0 | 0 | 0 | 0 | 0 | 0 | 0 | 0 | 0 | 0 | 0 | 0 | 0 | 0 | 0 | 0 | 0 | 0 | 0 | 0 | 0 | 0 | 0 | 0 | 0 | 0 | 0 | 0 | 0 | 0 | 0 | 0 | 0 | 0 | 0 | 0 | 0 | 0 | 0 | 0 | 0 | 0 | 0 | 0 | 0 | 0 | 0 | 0 | 0 | 0 | 0 | 0 | 0 | 0 | 0 | 0 | 0 | 0 | 0 | 0 | 0 | 0 | 0 | 0 | 0 | 0 | 0 | 0 | 0 | 0 | 0 | 0 | 0 | 0 | 0 | 0 | 0 | 0 | 0 | 0 | 0 | 0 | 0 | 0 | 0 | 0 | 0 | 0 | 0 | 0 | 0 | 0 | 0
Ach | College and University | Space Cooling | Residential-type central air conditioners | TRC | New | NN3208 | Ceiling Insulation(R2 to R38) | Ceiling Insulation(R2 to R38) | NonEquip | 20 |  | 0% | Prescriptive_hvac | 11.84% | 0 | 0 | 0 | 0 | 0 | 0 | 0 | 0 | 0 | 0 | 0 | 0 | 0 | 0 | 0 | 0 | 0 | 0 | 0 | 0 | 0 | 0 | 0 | 0 | 0 | 0 | 0 | 0 | 0 | 0 | 0 | 0 | 0 | 0 | 0 | 0 | 0 | 0 | 0 | 0 | 0 | 0 | 0 | 0 | 0 | 0 | 0 | 0 | 0 | 0 | 0 | 0 | 0 | 0 | 0 | 0 | 0 | 0 | 0 | 0 | 0 | 0 | 0 | 0 | 0 | 0 | 0 | 0 | 0 | 0 | 0 | 0 | 0 | 0 | 0 | 0 | 0 | 0 | 0 | 0 | 0 | 0 | 0 | 0 | 0 | 0 | 0 | 0 | 0 | 0 | 0 | 0 | 0 | 0 | 0 | 0 | 0 | 0 | 0 | 0 | 0 | 0 | 0 | 0 | 0
Ach | College and University | Space Cooling | Residential-type central air conditioners | TRC | Existing | NE4209 | Wall Insulation | Wall Insulation | NonEquip | 20 |  | 0% | Prescriptive_hvac_existing | 12.78% | 0 | 0 | 0 | 0 | 0 | 0 | 0 | 0 | 0 | 0 | 0 | 0 | 0 | 0 | 0 | 0 | 0 | 0 | 0 | 0 | 0 | 0 | 0 | 0 | 0 | 0 | 0 | 0 | 0 | 0 | 0 | 0 | 0 | 0 | 0 | 0 | 0 | 0 | 0 | 0 | 0 | 0 | 0 | 0 | 0 | 0 | 0 | 0 | 0 | 0 | 0 | 0 | 0 | 0 | 0 | 0 | 0 | 0 | 0 | 0 | 0 | 0 | 0 | 0 | 0 | 0 | 0 | 0 | 0 | 0 | 0 | 0 | 0 | 0 | 0 | 0 | 0 | 0 | 0 | 0 | 0 | 0 | 0 | 0 | 0 | 0 | 0 | 0 | 0 | 0 | 0 | 0 | 0 | 0 | 0 | 0 | 0 | 0 | 0 | 0 | 0 | 0 | 0 | 0 | 0
Ach | College and University | Space Cooling | Residential-type central air conditioners | TRC | Existing | NE3507 | Duct Sealing Repair | Duct Sealing Repair | NonEquip | 15 |  | 0% | Prescriptive_hvac_existing | 12% | 0 | 0 | 0 | 0 | 0 | 0 | 0 | 0 | 0 | 0 | 0 | 0 | 0 | 0 | 0 | 0 | 0 | 0 | 0 | 0 | 0 | 0 | 0 | 0 | 0 | 0 | 0 | 0 | 0 | 0 | 0 | 0 | 0 | 0 | 0 | 0 | 0 | 0 | 0 | 0 | 0 | 0 | 0 | 0 | 0 | 0 | 0 | 0 | 0 | 0 | 0 | 0 | 0 | 0 | 0 | 0 | 0 | 0 | 0 | 0 | 0 | 0 | 0 | 0 | 0 | 0 | 0 | 0 | 0 | 0 | 0 | 0 | 0 | 0 | 0 | 0 | 0 | 0 | 0 | 0 | 0 | 0 | 0 | 0 | 0 | 0 | 0 | 0 | 0 | 0 | 0 | 0 | 0 | 0 | 0 | 0 | 0 | 0 | 0 | 0 | 0 | 0 | 0 | 0 | 0
Ach | College and University | Space Cooling | Residential-type central air conditioners | TRC | Existing | NE3195 | Ceiling Insulation(R2 to R38) | Ceiling Insulation(R2 to R38) | NonEquip | 20 |  | 0% | Prescriptive_hvac_existing | 11.84% | 0 | 0 | 0 | 0 | 0 | 0 | 0 | 0 | 0 | 0 | 0 | 0 | 0 | 0 | 0 | 0 | 0 | 0 | 0 | 0 | 0 | 0 | 0 | 0 | 0 | 0 | 0 | 0 | 0 | 0 | 0 | 0 | 0 | 0 | 0 | 0 | 0 | 0 | 0 | 0 | 0 | 0 | 0 | 0 | 0 | 0 | 0 | 0 | 0 | 0 | 0 | 0 | 0 | 0 | 0 | 0 | 0 | 0 | 0 | 0 | 0 | 0 | 0 | 0 | 0 | 0 | 0 | 0 | 0 | 0 | 0 | 0 | 0 | 0 | 0 | 0 | 0 | 0 | 0 | 0 | 0 | 0 | 0 | 0 | 0 | 0 | 0 | 0 | 0 | 0 | 0 | 0 | 0 | 0 | 0 | 0 | 0 | 0 | 0 | 0 | 0 | 0 | 0 | 0 | 0
Ach | College and University | Space Heating | Residential/split system heat pump | TRC | New | NN3546 | Duct Sealing Repair | Duct Sealing Repair | NonEquip | 15 |  | 0% | Prescriptive_hvac | 12% | 0 | 0 | 0 | 0 | 0 | 0 | 0 | 0 | 0 | 0 | 0 | 0 | 0 | 0 | 0 | 0 | 0 | 0 | 0 | 0 | 0 | 0 | 0 | 0 | 0 | 0 | 0 | 0 | 0 | 0 | 0 | 0 | 0 | 0 | 0 | 0 | 0 | 0 | 0 | 0 | 0 | 0 | 0 | 0 | 0 | 0 | 0 | 0 | 0 | 0 | 0 | 0 | 0 | 0 | 0 | 0 | 0 | 0 | 0 | 0 | 0 | 0 | 0 | 0 | 0 | 0 | 0 | 0 | 0 | 0 | 0 | 0 | 0 | 0 | 0 | 0 | 0 | 0 | 0 | 0 | 0 | 0 | 0 | 0 | 0 | 0 | 0 | 0 | 0 | 0 | 0 | 0 | 0 | 0 | 0 | 0 | 0 | 0 | 0 | 0 | 0 | 0 | 0 | 0 | 0
Ach | College and University | Space Heating | Residential/split system heat pump | TRC | New | NN3182 | Ceiling Insulation(R2 to R38) | Ceiling Insulation(R2 to R38) | NonEquip | 20 |  | 0% | Prescriptive_hvac | 42.49% | 0 | 0 | 0 | 0 | 0 | 0 | 0 | 0 | 0 | 0 | 0 | 0 | 0 | 0 | 0 | 0 | 0 | 0 | 0 | 0 | 0 | 0 | 0 | 0 | 0 | 0 | 0 | 0 | 0 | 0 | 0 | 0 | 0 | 0 | 0 | 0 | 0 | 0 | 0 | 0 | 0 | 0 | 0 | 0 | 0 | 0 | 0 | 0 | 0 | 0 | 0 | 0 | 0 | 0 | 0 | 0 | 0 | 0 | 0 | 0 | 0 | 0 | 0 | 0 | 0 | 0 | 0 | 0 | 0 | 0 | 0 | 0 | 0 | 0 | 0 | 0 | 0 | 0 | 0 | 0 | 0 | 0 | 0 | 0 | 0 | 0 | 0 | 0 | 0 | 0 | 0 | 0 | 0 | 0 | 0 | 0 | 0 | 0 | 0 | 0 | 0 | 0 | 0 | 0 | 0
Ach | College and University | Space Heating | Residential/split system heat pump | TRC | Existing | NE4235 | Wall Insulation | Wall Insulation | NonEquip | 20 |  | 0% | Prescriptive_hvac_existing | 7.386% | 0 | 0 | 0 | 0 | 0 | 0 | 0 | 0 | 0 | 0 | 0 | 0 | 0 | 0 | 0 | 0 | 0 | 0 | 0 | 0 | 0 | 0 | 0 | 0 | 0 | 0 | 0 | 0 | 0 | 0 | 0 | 0 | 0 | 0 | 0 | 0 | 0 | 0 | 0 | 0 | 0 | 0 | 0 | 0 | 0 | 0 | 0 | 0 | 0 | 0 | 0 | 0 | 0 | 0 | 0 | 0 | 0 | 0 | 0 | 0 | 0 | 0 | 0 | 0 | 0 | 0 | 0 | 0 | 0 | 0 | 0 | 0 | 0 | 0 | 0 | 0 | 0 | 0 | 0 | 0 | 0 | 0 | 0 | 0 | 0 | 0 | 0 | 0 | 0 | 0 | 0 | 0 | 0 | 0 | 0 | 0 | 0 | 0 | 0 | 0 | 0 | 0 | 0 | 0 | 0
Ach | College and University | Space Heating | Residential/split system heat pump | TRC | Existing | NE3533 | Duct Sealing Repair | Duct Sealing Repair | NonEquip | 15 |  | 0% | Prescriptive_hvac_existing | 12% | 0 | 0 | 0 | 0 | 0 | 0 | 0 | 0 | 0 | 0 | 0 | 0 | 0 | 0 | 0 | 0 | 0 | 0 | 0 | 0 | 0 | 0 | 0 | 0 | 0 | 0 | 0 | 0 | 0 | 0 | 0 | 0 | 0 | 0 | 0 | 0 | 0 | 0 | 0 | 0 | 0 | 0 | 0 | 0 | 0 | 0 | 0 | 0 | 0 | 0 | 0 | 0 | 0 | 0 | 0 | 0 | 0 | 0 | 0 | 0 | 0 | 0 | 0 | 0 | 0 | 0 | 0 | 0 | 0 | 0 | 0 | 0 | 0 | 0 | 0 | 0 | 0 | 0 | 0 | 0 | 0 | 0 | 0 | 0 | 0 | 0 | 0 | 0 | 0 | 0 | 0 | 0 | 0 | 0 | 0 | 0 | 0 | 0 | 0 | 0 | 0 | 0 | 0 | 0 | 0
Ach | College and University | Space Heating | Residential/split system heat pump | TRC | Existing | NE3169 | Ceiling Insulation(R2 to R38) | Ceiling Insulation(R2 to R38) | NonEquip | 20 |  | 0% | Prescriptive_hvac_existing | 46.89% | 0 | 0 | 0 | 0 | 0 | 0 | 0 | 0 | 0 | 0 | 0 | 0 | 0 | 0 | 0 | 0 | 0 | 0 | 0 | 0 | 0 | 0 | 0 | 0 | 0 | 0 | 0 | 0 | 0 | 0 | 0 | 0 | 0 | 0 | 0 | 0 | 0 | 0 | 0 | 0 | 0 | 0 | 0 | 0 | 0 | 0 | 0 | 0 | 0 | 0 | 0 | 0 | 0 | 0 | 0 | 0 | 0 | 0 | 0 | 0 | 0 | 0 | 0 | 0 | 0 | 0 | 0 | 0 | 0 | 0 | 0 | 0 | 0 | 0 | 0 | 0 | 0 | 0 | 0 | 0 | 0 | 0 | 0 | 0 | 0 | 0 | 0 | 0 | 0 | 0 | 0 | 0 | 0 | 0 | 0 | 0 | 0 | 0 | 0 | 0 | 0 | 0 | 0 | 0 | 0
Ach | College and University | Refrigeration | Residential style | TRC | New | NN4820 | PSC to ECM Evaporator Fan Motor (Reach-In) | PSC to ECM Evaporator Fan Motor (Reach-In) | NonEquip | 15 | Display cases | 0% | Prescriptive_ECM | 37.5% | 0 | 0 | 0 | 0 | 0 | 0 | 0 | 0 | 0 | 0 | 0 | 0 | 0 | 0 | 0 | 0 | 0 | 0 | 0 | 0 | 0 | 0 | 0 | 0 | 0 | 0 | 0 | 0 | 0 | 0 | 0 | 0 | 0 | 0 | 0 | 0 | 0 | 0 | 0 | 0 | 0 | 0 | 0 | 0 | 0 | 0 | 0 | 0 | 0 | 0 | 0 | 0 | 0 | 0 | 0 | 0 | 0 | 0 | 0 | 0 | 0 | 0 | 0 | 0 | 0 | 0 | 0 | 0 | 0 | 0 | 0 | 0 | 0 | 0 | 0 | 0 | 0 | 0 | 0 | 0 | 0 | 0 | 0 | 0 | 0 | 0 | 0 | 0 | 0 | 0 | 0 | 0 | 0 | 0 | 0 | 0 | 0 | 0 | 0 | 0 | 0 | 0 | 0 | 0 | 0
Ach | College and University | Refrigeration | Residential style | TRC | Existing | NE4807 | PSC to ECM Evaporator Fan Motor (Reach-In) | PSC to ECM Evaporator Fan Motor (Reach-In) | NonEquip | 15 | Display cases | 0% | Prescriptive_ECM_existing | 37.5% | 0 | 0 | 0 | 0 | 0 | 0 | 0 | 0 | 0 | 0 | 0 | 0 | 0 | 0 | 0 | 0 | 0 | 0 | 0 | 0 | 0 | 0 | 0 | 0 | 0 | 0 | 0 | 0 | 0 | 0 | 0 | 0 | 0 | 0 | 0 | 0 | 0 | 0 | 0 | 0 | 0 | 0 | 0 | 0 | 0 | 0 | 0 | 0 | 0 | 0 | 0 | 0 | 0 | 0 | 0 | 0 | 0 | 0 | 0 | 0 | 0 | 0 | 0 | 0 | 0 | 0 | 0 | 0 | 0 | 0 | 0 | 0 | 0 | 0 | 0 | 0 | 0 | 0 | 0 | 0 | 0 | 0 | 0 | 0 | 0 | 0 | 0 | 0 | 0 | 0 | 0 | 0 | 0 | 0 | 0 | 0 | 0 | 0 | 0 | 0 | 0 | 0 | 0 | 0 | 0
Ach | College and University | Miscellaneous | Pool pump | TRC | New | NN4534 | VSD Controlled Compressor | VSD Controlled Compressor | NonEquip | 15 | Others | 0% | Prescriptive_ECM | 20.79% | 0 | 0 | 0 | 0 | 0 | 0 | 0 | 0 | 0 | 0 | 0 | 0 | 0 | 0 | 0 | 0 | 0 | 0 | 0 | 0 | 0 | 0 | 0 | 0 | 0 | 0 | 0 | 0 | 0 | 0 | 0 | 0 | 0 | 0 | 0 | 0 | 0 | 0 | 0 | 0 | 0 | 0 | 0 | 0 | 0 | 0 | 0 | 0 | 0 | 0 | 0 | 0 | 0 | 0 | 0 | 0 | 0 | 0 | 0 | 0 | 0 | 0 | 0 | 0 | 0 | 0 | 0 | 0 | 0 | 0 | 0 | 0 | 0 | 0 | 0 | 0 | 0 | 0 | 0 | 0 | 0 | 0 | 0 | 0 | 0 | 0 | 0 | 0 | 0 | 0 | 0 | 0 | 0 | 0 | 0 | 0 | 0 | 0 | 0 | 0 | 0 | 0 | 0 | 0 | 0
Ach | College and University | Miscellaneous | Pool pump | TRC | Existing | NE4521 | VSD Controlled Compressor | VSD Controlled Compressor | NonEquip | 15 | Others | 0% | Prescriptive_ECM_existing | 20.79% | 0 | 0 | 0 | 0 | 0 | 0 | 0 | 0 | 0 | 0 | 0 | 0 | 0 | 0 | 0 | 0 | 0 | 0 | 0 | 0 | 0 | 0 | 0 | 0 | 0 | 0 | 0 | 0 | 0 | 0 | 0 | 0 | 0 | 0 | 0 | 0 | 0 | 0 | 0 | 0 | 0 | 0 | 0 | 0 | 0 | 0 | 0 | 0 | 0 | 0 | 0 | 0 | 0 | 0 | 0 | 0 | 0 | 0 | 0 | 0 | 0 | 0 | 0 | 0 | 0 | 0 | 0 | 0 | 0 | 0 | 0 | 0 | 0 | 0 | 0 | 0 | 0 | 0 | 0 | 0 | 0 | 0 | 0 | 0 | 0 | 0 | 0 | 0 | 0 | 0 | 0 | 0 | 0 | 0 | 0 | 0 | 0 | 0 | 0 | 0 | 0 | 0 | 0 | 0 | 0
Ach | College and University | Miscellaneous | Pool pump | TRC | Turnover | ET1992 | Solar Pool Heater | Solar Pool Heater | Equip | 15 | Pool pump | 16.92% | Prescriptive_all | 86.11% | 0 | 0 | 0 | 0 | 0 | 0 | 0 | 0 | 0 | 0 | 0 | 0 | 0 | 0 | 0 | 0 | 0 | 0 | 0 | 0 | 0 | 0 | 0 | 0 | 0 | 0 | 0 | 0 | 0 | 0 | 0 | 0 | 0 | 0 | 0 | 0 | 0 | 0 | 0 | 0 | 0 | 0 | 0 | 0 | 0 | 0 | 0 | 0 | 0 | 0 | 0 | 0 | 0 | 0 | 0 | 0 | 0 | 0 | 0 | 0 | 0 | 0 | 0 | 0 | 0 | 0 | 0 | 0 | 0 | 0 | 0 | 0 | 0 | 0 | 0 | 0 | 0 | 0 | 0 | 0 | 0 | 0 | 0 | 0 | 0 | 0 | 0 | 0 | 0 | 0 | 0 | 0 | 0 | 0 | 0 | 0 | 0 | 0 | 0 | 0 | 0 | 0 | 0 | 0 | 0
Ach | College and University | Miscellaneous | Pool pump | TRC | New | EN2018 | Solar Pool Heater | Solar Pool Heater | Equip | 15 | Pool pump | 16.92% | Prescriptive_all | 86.11% | 0 | 0 | 0 | 0 | 0 | 0 | 0 | 0 | 0 | 0 | 0 | 0 | 0 | 0 | 0 | 0 | 0 | 0 | 0 | 0 | 0 | 0 | 0 | 0 | 0 | 0 | 0 | 0 | 0 | 0 | 0 | 0 | 0 | 0 | 0 | 0 | 0 | 0 | 0 | 0 | 0 | 0 | 0 | 0 | 0 | 0 | 0 | 0 | 0 | 0 | 0 | 0 | 0 | 0 | 0 | 0 | 0 | 0 | 0 | 0 | 0 | 0 | 0 | 0 | 0 | 0 | 0 | 0 | 0 | 0 | 0 | 0 | 0 | 0 | 0 | 0 | 0 | 0 | 0 | 0 | 0 | 0 | 0 | 0 | 0 | 0 | 0 | 0 | 0 | 0 | 0 | 0 | 0 | 0 | 0 | 0 | 0 | 0 | 0 | 0 | 0 | 0 | 0 | 0 | 0
Ach | College and University | Space Heating | Packaged central unit | TRC | New | NN3546 | Duct Sealing Repair | Duct Sealing Repair | NonEquip | 15 |  | 0% | Prescriptive_hvac | 12% | 0 | 0 | 0 | 0 | 0 | 0 | 0 | 0 | 0 | 0 | 0 | 0 | 0 | 0 | 0 | 0 | 0 | 0 | 0 | 0 | 0 | 0 | 0 | 0 | 0 | 0 | 0 | 0 | 0 | 0 | 0 | 0 | 0 | 0 | 0 | 0 | 0 | 0 | 0 | 0 | 0 | 0 | 0 | 0 | 0 | 0 | 0 | 0 | 0 | 0 | 0 | 0 | 0 | 0 | 0 | 0 | 0 | 0 | 0 | 0 | 0 | 0 | 0 | 0 | 0 | 0 | 0 | 0 | 0 | 0 | 0 | 0 | 0 | 0 | 0 | 0 | 0 | 0 | 0 | 0 | 0 | 0 | 0 | 0 | 0 | 0 | 0 | 0 | 0 | 0 | 0 | 0 | 0 | 0 | 0 | 0 | 0 | 0 | 0 | 0 | 0 | 0 | 0 | 0 | 0
Ach | College and University | Space Heating | Packaged central unit | TRC | New | NN3182 | Ceiling Insulation(R2 to R38) | Ceiling Insulation(R2 to R38) | NonEquip | 20 |  | 0% | Prescriptive_hvac | 42.49% | 0 | 0 | 0 | 0 | 0 | 0 | 0 | 0 | 0 | 0 | 0 | 0 | 0 | 0 | 0 | 0 | 0 | 0 | 0 | 0 | 0 | 0 | 0 | 0 | 0 | 0 | 0 | 0 | 0 | 0 | 0 | 0 | 0 | 0 | 0 | 0 | 0 | 0 | 0 | 0 | 0 | 0 | 0 | 0 | 0 | 0 | 0 | 0 | 0 | 0 | 0 | 0 | 0 | 0 | 0 | 0 | 0 | 0 | 0 | 0 | 0 | 0 | 0 | 0 | 0 | 0 | 0 | 0 | 0 | 0 | 0 | 0 | 0 | 0 | 0 | 0 | 0 | 0 | 0 | 0 | 0 | 0 | 0 | 0 | 0 | 0 | 0 | 0 | 0 | 0 | 0 | 0 | 0 | 0 | 0 | 0 | 0 | 0 | 0 | 0 | 0 | 0 | 0 | 0 | 0
Ach | College and University | Space Heating | Packaged central unit | TRC | Existing | NE4235 | Wall Insulation | Wall Insulation | NonEquip | 20 |  | 0% | Prescriptive_hvac_existing | 7.386% | 0 | 0 | 0 | 0 | 0 | 0 | 0 | 0 | 0 | 0 | 0 | 0 | 0 | 0 | 0 | 0 | 0 | 0 | 0 | 0 | 0 | 0 | 0 | 0 | 0 | 0 | 0 | 0 | 0 | 0 | 0 | 0 | 0 | 0 | 0 | 0 | 0 | 0 | 0 | 0 | 0 | 0 | 0 | 0 | 0 | 0 | 0 | 0 | 0 | 0 | 0 | 0 | 0 | 0 | 0 | 0 | 0 | 0 | 0 | 0 | 0 | 0 | 0 | 0 | 0 | 0 | 0 | 0 | 0 | 0 | 0 | 0 | 0 | 0 | 0 | 0 | 0 | 0 | 0 | 0 | 0 | 0 | 0 | 0 | 0 | 0 | 0 | 0 | 0 | 0 | 0 | 0 | 0 | 0 | 0 | 0 | 0 | 0 | 0 | 0 | 0 | 0 | 0 | 0 | 0
Ach | College and University | Space Heating | Packaged central unit | TRC | Existing | NE3533 | Duct Sealing Repair | Duct Sealing Repair | NonEquip | 15 |  | 0% | Prescriptive_hvac_existing | 12% | 0 | 0 | 0 | 0 | 0 | 0 | 0 | 0 | 0 | 0 | 0 | 0 | 0 | 0 | 0 | 0 | 0 | 0 | 0 | 0 | 0 | 0 | 0 | 0 | 0 | 0 | 0 | 0 | 0 | 0 | 0 | 0 | 0 | 0 | 0 | 0 | 0 | 0 | 0 | 0 | 0 | 0 | 0 | 0 | 0 | 0 | 0 | 0 | 0 | 0 | 0 | 0 | 0 | 0 | 0 | 0 | 0 | 0 | 0 | 0 | 0 | 0 | 0 | 0 | 0 | 0 | 0 | 0 | 0 | 0 | 0 | 0 | 0 | 0 | 0 | 0 | 0 | 0 | 0 | 0 | 0 | 0 | 0 | 0 | 0 | 0 | 0 | 0 | 0 | 0 | 0 | 0 | 0 | 0 | 0 | 0 | 0 | 0 | 0 | 0 | 0 | 0 | 0 | 0 | 0
Ach | College and University | Space Heating | Packaged central unit | TRC | Existing | NE3169 | Ceiling Insulation(R2 to R38) | Ceiling Insulation(R2 to R38) | NonEquip | 20 |  | 0% | Prescriptive_hvac_existing | 46.89% | 0 | 0 | 0 | 0 | 0 | 0 | 0 | 0 | 0 | 0 | 0 | 0 | 0 | 0 | 0 | 0 | 0 | 0 | 0 | 0 | 0 | 0 | 0 | 0 | 0 | 0 | 0 | 0 | 0 | 0 | 0 | 0 | 0 | 0 | 0 | 0 | 0 | 0 | 0 | 0 | 0 | 0 | 0 | 0 | 0 | 0 | 0 | 0 | 0 | 0 | 0 | 0 | 0 | 0 | 0 | 0 | 0 | 0 | 0 | 0 | 0 | 0 | 0 | 0 | 0 | 0 | 0 | 0 | 0 | 0 | 0 | 0 | 0 | 0 | 0 | 0 | 0 | 0 | 0 | 0 | 0 | 0 | 0 | 0 | 0 | 0 | 0 | 0 | 0 | 0 | 0 | 0 | 0 | 0 | 0 | 0 | 0 | 0 | 0 | 0 | 0 | 0 | 0 | 0 | 0
Ach | College and University | Space Cooling | Packaged air conditioning units (RTUs) | TRC | New | NN3520 | Duct Sealing Repair | Duct Sealing Repair | NonEquip | 15 |  | 0% | Prescriptive_hvac | 12% | 0 | 0 | 0 | 0 | 0 | 0 | 0 | 0 | 0 | 0 | 0 | 0 | 0 | 0 | 0 | 0 | 0 | 0 | 0 | 0 | 0 | 0 | 0 | 0 | 0 | 0 | 0 | 0 | 0 | 0 | 0 | 0 | 0 | 0 | 0 | 0 | 0 | 0 | 0 | 0 | 0 | 0 | 0 | 0 | 0 | 0 | 0 | 0 | 0 | 0 | 0 | 0 | 0 | 0 | 0 | 0 | 0 | 0 | 0 | 0 | 0 | 0 | 0 | 0 | 0 | 0 | 0 | 0 | 0 | 0 | 0 | 0 | 0 | 0 | 0 | 0 | 0 | 0 | 0 | 0 | 0 | 0 | 0 | 0 | 0 | 0 | 0 | 0 | 0 | 0 | 0 | 0 | 0 | 0 | 0 | 0 | 0 | 0 | 0 | 0 | 0 | 0 | 0 | 0 | 0
Ach | College and University | Space Cooling | Packaged air conditioning units (RTUs) | TRC | New | NN3208 | Ceiling Insulation(R2 to R38) | Ceiling Insulation(R2 to R38) | NonEquip | 20 |  | 0% | Prescriptive_hvac | 11.84% | 0 | 0 | 0 | 0 | 0 | 0 | 0 | 0 | 0 | 0 | 0 | 0 | 0 | 0 | 0 | 0 | 0 | 0 | 0 | 0 | 0 | 0 | 0 | 0 | 0 | 0 | 0 | 0 | 0 | 0 | 0 | 0 | 0 | 0 | 0 | 0 | 0 | 0 | 0 | 0 | 0 | 0 | 0 | 0 | 0 | 0 | 0 | 0 | 0 | 0 | 0 | 0 | 0 | 0 | 0 | 0 | 0 | 0 | 0 | 0 | 0 | 0 | 0 | 0 | 0 | 0 | 0 | 0 | 0 | 0 | 0 | 0 | 0 | 0 | 0 | 0 | 0 | 0 | 0 | 0 | 0 | 0 | 0 | 0 | 0 | 0 | 0 | 0 | 0 | 0 | 0 | 0 | 0 | 0 | 0 | 0 | 0 | 0 | 0 | 0 | 0 | 0 | 0 | 0 | 0
Ach | College and University | Space Cooling | Packaged air conditioning units (RTUs) | TRC | Existing | NE4209 | Wall Insulation | Wall Insulation | NonEquip | 20 |  | 0% | Prescriptive_hvac_existing | 12.78% | 0 | 0 | 0 | 0 | 0 | 0 | 0 | 0 | 0 | 0 | 0 | 0 | 0 | 0 | 0 | 0 | 0 | 0 | 0 | 0 | 0 | 0 | 0 | 0 | 0 | 0 | 0 | 0 | 0 | 0 | 0 | 0 | 0 | 0 | 0 | 0 | 0 | 0 | 0 | 0 | 0 | 0 | 0 | 0 | 0 | 0 | 0 | 0 | 0 | 0 | 0 | 0 | 0 | 0 | 0 | 0 | 0 | 0 | 0 | 0 | 0 | 0 | 0 | 0 | 0 | 0 | 0 | 0 | 0 | 0 | 0 | 0 | 0 | 0 | 0 | 0 | 0 | 0 | 0 | 0 | 0 | 0 | 0 | 0 | 0 | 0 | 0 | 0 | 0 | 0 | 0 | 0 | 0 | 0 | 0 | 0 | 0 | 0 | 0 | 0 | 0 | 0 | 0 | 0 | 0
Ach | College and University | Space Cooling | Packaged air conditioning units (RTUs) | TRC | Existing | NE3507 | Duct Sealing Repair | Duct Sealing Repair | NonEquip | 15 |  | 0% | Prescriptive_hvac_existing | 12% | 0 | 0 | 0 | 0 | 0 | 0 | 0 | 0 | 0 | 0 | 0 | 0 | 0 | 0 | 0 | 0 | 0 | 0 | 0 | 0 | 0 | 0 | 0 | 0 | 0 | 0 | 0 | 0 | 0 | 0 | 0 | 0 | 0 | 0 | 0 | 0 | 0 | 0 | 0 | 0 | 0 | 0 | 0 | 0 | 0 | 0 | 0 | 0 | 0 | 0 | 0 | 0 | 0 | 0 | 0 | 0 | 0 | 0 | 0 | 0 | 0 | 0 | 0 | 0 | 0 | 0 | 0 | 0 | 0 | 0 | 0 | 0 | 0 | 0 | 0 | 0 | 0 | 0 | 0 | 0 | 0 | 0 | 0 | 0 | 0 | 0 | 0 | 0 | 0 | 0 | 0 | 0 | 0 | 0 | 0 | 0 | 0 | 0 | 0 | 0 | 0 | 0 | 0 | 0 | 0
Ach | College and University | Space Cooling | Packaged air conditioning units (RTUs) | TRC | Existing | NE3195 | Ceiling Insulation(R2 to R38) | Ceiling Insulation(R2 to R38) | NonEquip | 20 |  | 0% | Prescriptive_hvac_existing | 11.84% | 0 | 0 | 0 | 0 | 0 | 0 | 0 | 0 | 0 | 0 | 0 | 0 | 0 | 0 | 0 | 0 | 0 | 0 | 0 | 0 | 0 | 0 | 0 | 0 | 0 | 0 | 0 | 0 | 0 | 0 | 0 | 0 | 0 | 0 | 0 | 0 | 0 | 0 | 0 | 0 | 0 | 0 | 0 | 0 | 0 | 0 | 0 | 0 | 0 | 0 | 0 | 0 | 0 | 0 | 0 | 0 | 0 | 0 | 0 | 0 | 0 | 0 | 0 | 0 | 0 | 0 | 0 | 0 | 0 | 0 | 0 | 0 | 0 | 0 | 0 | 0 | 0 | 0 | 0 | 0 | 0 | 0 | 0 | 0 | 0 | 0 | 0 | 0 | 0 | 0 | 0 | 0 | 0 | 0 | 0 | 0 | 0 | 0 | 0 | 0 | 0 | 0 | 0 | 0 | 0
Ach | College and University | Miscellaneous | Others | TRC | New | NN4534 | VSD Controlled Compressor | VSD Controlled Compressor | NonEquip | 15 | Others | 36.99% | Prescriptive_ECM | 20.79% | 11.6418 | 17.7026 | 29.3757 | 48.3623 | 78.3628 | 114.3455 | 165.2003 | 231.8039 | 281.9954 | 304.4781 | 11.6418 | 29.3444 | 58.7201 | 107.0824 | 185.4452 | 299.7906 | 464.9909 | 696.7949 | 978.7902 | 1283.2683 | 0.0015094 | 0.0038046 | 0.0076134 | 0.013884 | 0.024044 | 0.038869 | 0.060288 | 0.090343 | 0.12691 | 0.16638 | 0.0012643 | 0.0031869 | 0.0063771 | 0.011629 | 0.02014 | 0.032558 | 0.050499 | 0.075674 | 0.1063 | 0.13937 | 0.39951 | 0.62573 | 1.0695 | 1.8136 | 3.0267 | 4.549 | 6.7693 | 9.7835 | 12.2589 | 13.6334 | 25.4269 | 0.80616 | 1.2626 | 2.1581 | 3.6595 | 6.1075 | 9.1793 | 13.6596 | 19.7417 | 24.7367 | 27.5102 | 51.3079 | 0.78246 | 1.2255 | 2.0946 | 3.5519 | 5.9279 | 8.9094 | 13.258 | 19.1612 | 24.0095 | 26.7014 | 49.7994 | -10.2089 | -15.9895 | -27.329 | -46.3425 | -77.3429 | -116.2429 | -172.9799 | -250.0016 | -313.2573 | -348.3795 | -649.7452 | 10.9914 | 17.2151 | 29.4237 | 49.8944 | 83.2708 | 125.1523 | 186.2379 | 269.1629 | 337.2668 | 375.0808 | 699.5445 | 1.3691 | 3.5545 | 7.3261 | 13.7607 | 24.5458 | 40.8711 | 65.295 | 100.7808 | 145.8141 | 196.9086
Ach | College and University | Miscellaneous | Others | TRC | Existing | NE4521 | VSD Controlled Compressor | VSD Controlled Compressor | NonEquip | 15 | Others | 7.399% | Prescriptive_ECM_existing | 20.79% | 18.2183 | 19.2262 | 19.2466 | 19.3027 | 19.3493 | 19.3974 | 19.4429 | 19.4837 | 19.5265 | 19.576 | 18.2183 | 37.4446 | 56.6911 | 75.9938 | 95.3432 | 114.7406 | 134.1834 | 153.6671 | 173.1936 | 192.7697 | 0.0023621 | 0.0048549 | 0.0073503 | 0.009853 | 0.012362 | 0.014877 | 0.017398 | 0.019924 | 0.022455 | 0.024994 | 0.0019786 | 0.0040666 | 0.0061568 | 0.0082531 | 0.010354 | 0.012461 | 0.014573 | 0.016689 | 0.018809 | 0.020935 | 0.6252 | 0.67959 | 0.70071 | 0.72384 | 0.74736 | 0.77169 | 0.7967 | 0.82233 | 0.84886 | 0.87654 | 4.4897 | 1.2616 | 1.3713 | 1.4139 | 1.4606 | 1.5081 | 1.5572 | 1.6076 | 1.6593 | 1.7129 | 1.7687 | 9.0595 | 1.2245 | 1.331 | 1.3724 | 1.4177 | 1.4637 | 1.5114 | 1.5604 | 1.6106 | 1.6625 | 1.7167 | 8.7932 | -15.9761 | -17.3657 | -17.9056 | -18.4966 | -19.0975 | -19.7193 | -20.3585 | -21.0133 | -21.6912 | -22.3986 | -114.7267 | 17.2005 | 18.6967 | 19.278 | 19.9142 | 20.5612 | 21.2307 | 21.9188 | 22.6238 | 23.3537 | 24.1153 | 123.5198 | 2.1425 | 4.5356 | 7.073 | 9.7657 | 12.6197 | 15.6428 | 18.8423 | 22.2256 | 25.8013 | 29.5792
Ach | College and University | Miscellaneous | Medical equipment | TRC | New | NN4534 | VSD Controlled Compressor | VSD Controlled Compressor | NonEquip | 15 | Others | 0% | Prescriptive_ECM | 20.79% | 0 | 0 | 0 | 0 | 0 | 0 | 0 | 0 | 0 | 0 | 0 | 0 | 0 | 0 | 0 | 0 | 0 | 0 | 0 | 0 | 0 | 0 | 0 | 0 | 0 | 0 | 0 | 0 | 0 | 0 | 0 | 0 | 0 | 0 | 0 | 0 | 0 | 0 | 0 | 0 | 0 | 0 | 0 | 0 | 0 | 0 | 0 | 0 | 0 | 0 | 0 | 0 | 0 | 0 | 0 | 0 | 0 | 0 | 0 | 0 | 0 | 0 | 0 | 0 | 0 | 0 | 0 | 0 | 0 | 0 | 0 | 0 | 0 | 0 | 0 | 0 | 0 | 0 | 0 | 0 | 0 | 0 | 0 | 0 | 0 | 0 | 0 | 0 | 0 | 0 | 0 | 0 | 0 | 0 | 0 | 0 | 0 | 0 | 0 | 0 | 0 | 0 | 0 | 0 | 0
Ach | College and University | Miscellaneous | Medical equipment | TRC | Existing | NE4521 | VSD Controlled Compressor | VSD Controlled Compressor | NonEquip | 15 | Others | 0% | Prescriptive_ECM_existing | 20.79% | 0 | 0 | 0 | 0 | 0 | 0 | 0 | 0 | 0 | 0 | 0 | 0 | 0 | 0 | 0 | 0 | 0 | 0 | 0 | 0 | 0 | 0 | 0 | 0 | 0 | 0 | 0 | 0 | 0 | 0 | 0 | 0 | 0 | 0 | 0 | 0 | 0 | 0 | 0 | 0 | 0 | 0 | 0 | 0 | 0 | 0 | 0 | 0 | 0 | 0 | 0 | 0 | 0 | 0 | 0 | 0 | 0 | 0 | 0 | 0 | 0 | 0 | 0 | 0 | 0 | 0 | 0 | 0 | 0 | 0 | 0 | 0 | 0 | 0 | 0 | 0 | 0 | 0 | 0 | 0 | 0 | 0 | 0 | 0 | 0 | 0 | 0 | 0 | 0 | 0 | 0 | 0 | 0 | 0 | 0 | 0 | 0 | 0 | 0 | 0 | 0 | 0 | 0 | 0 | 0
Ach | College and University | Refrigeration | Large cold storage | TRC | New | NN4820 | PSC to ECM Evaporator Fan Motor (Reach-In) | PSC to ECM Evaporator Fan Motor (Reach-In) | NonEquip | 15 | Display cases | 0% | Prescriptive_ECM | 37.5% | 0 | 0 | 0 | 0 | 0 | 0 | 0 | 0 | 0 | 0 | 0 | 0 | 0 | 0 | 0 | 0 | 0 | 0 | 0 | 0 | 0 | 0 | 0 | 0 | 0 | 0 | 0 | 0 | 0 | 0 | 0 | 0 | 0 | 0 | 0 | 0 | 0 | 0 | 0 | 0 | 0 | 0 | 0 | 0 | 0 | 0 | 0 | 0 | 0 | 0 | 0 | 0 | 0 | 0 | 0 | 0 | 0 | 0 | 0 | 0 | 0 | 0 | 0 | 0 | 0 | 0 | 0 | 0 | 0 | 0 | 0 | 0 | 0 | 0 | 0 | 0 | 0 | 0 | 0 | 0 | 0 | 0 | 0 | 0 | 0 | 0 | 0 | 0 | 0 | 0 | 0 | 0 | 0 | 0 | 0 | 0 | 0 | 0 | 0 | 0 | 0 | 0 | 0 | 0 | 0
Ach | College and University | Refrigeration | Large cold storage | TRC | Existing | NE4807 | PSC to ECM Evaporator Fan Motor (Reach-In) | PSC to ECM Evaporator Fan Motor (Reach-In) | NonEquip | 15 | Display cases | 0% | Prescriptive_ECM_existing | 37.5% | 0 | 0 | 0 | 0 | 0 | 0 | 0 | 0 | 0 | 0 | 0 | 0 | 0 | 0 | 0 | 0 | 0 | 0 | 0 | 0 | 0 | 0 | 0 | 0 | 0 | 0 | 0 | 0 | 0 | 0 | 0 | 0 | 0 | 0 | 0 | 0 | 0 | 0 | 0 | 0 | 0 | 0 | 0 | 0 | 0 | 0 | 0 | 0 | 0 | 0 | 0 | 0 | 0 | 0 | 0 | 0 | 0 | 0 | 0 | 0 | 0 | 0 | 0 | 0 | 0 | 0 | 0 | 0 | 0 | 0 | 0 | 0 | 0 | 0 | 0 | 0 | 0 | 0 | 0 | 0 | 0 | 0 | 0 | 0 | 0 | 0 | 0 | 0 | 0 | 0 | 0 | 0 | 0 | 0 | 0 | 0 | 0 | 0 | 0 | 0 | 0 | 0 | 0 | 0 | 0
Ach | College and University | Miscellaneous | Laboratory equipment | TRC | New | NN4534 | VSD Controlled Compressor | VSD Controlled Compressor | NonEquip | 15 | Others | 0% | Prescriptive_ECM | 20.79% | 0 | 0 | 0 | 0 | 0 | 0 | 0 | 0 | 0 | 0 | 0 | 0 | 0 | 0 | 0 | 0 | 0 | 0 | 0 | 0 | 0 | 0 | 0 | 0 | 0 | 0 | 0 | 0 | 0 | 0 | 0 | 0 | 0 | 0 | 0 | 0 | 0 | 0 | 0 | 0 | 0 | 0 | 0 | 0 | 0 | 0 | 0 | 0 | 0 | 0 | 0 | 0 | 0 | 0 | 0 | 0 | 0 | 0 | 0 | 0 | 0 | 0 | 0 | 0 | 0 | 0 | 0 | 0 | 0 | 0 | 0 | 0 | 0 | 0 | 0 | 0 | 0 | 0 | 0 | 0 | 0 | 0 | 0 | 0 | 0 | 0 | 0 | 0 | 0 | 0 | 0 | 0 | 0 | 0 | 0 | 0 | 0 | 0 | 0 | 0 | 0 | 0 | 0 | 0 | 0
Ach | College and University | Miscellaneous | Laboratory equipment | TRC | Existing | NE4521 | VSD Controlled Compressor | VSD Controlled Compressor | NonEquip | 15 | Others | 0% | Prescriptive_ECM_existing | 20.79% | 0 | 0 | 0 | 0 | 0 | 0 | 0 | 0 | 0 | 0 | 0 | 0 | 0 | 0 | 0 | 0 | 0 | 0 | 0 | 0 | 0 | 0 | 0 | 0 | 0 | 0 | 0 | 0 | 0 | 0 | 0 | 0 | 0 | 0 | 0 | 0 | 0 | 0 | 0 | 0 | 0 | 0 | 0 | 0 | 0 | 0 | 0 | 0 | 0 | 0 | 0 | 0 | 0 | 0 | 0 | 0 | 0 | 0 | 0 | 0 | 0 | 0 | 0 | 0 | 0 | 0 | 0 | 0 | 0 | 0 | 0 | 0 | 0 | 0 | 0 | 0 | 0 | 0 | 0 | 0 | 0 | 0 | 0 | 0 | 0 | 0 | 0 | 0 | 0 | 0 | 0 | 0 | 0 | 0 | 0 | 0 | 0 | 0 | 0 | 0 | 0 | 0 | 0 | 0 | 0
Ach | College and University | Space Heating | Individual room heating | TRC | New | NN3546 | Duct Sealing Repair | Duct Sealing Repair | NonEquip | 15 |  | 0% | Prescriptive_hvac | 12% | 0 | 0 | 0 | 0 | 0 | 0 | 0 | 0 | 0 | 0 | 0 | 0 | 0 | 0 | 0 | 0 | 0 | 0 | 0 | 0 | 0 | 0 | 0 | 0 | 0 | 0 | 0 | 0 | 0 | 0 | 0 | 0 | 0 | 0 | 0 | 0 | 0 | 0 | 0 | 0 | 0 | 0 | 0 | 0 | 0 | 0 | 0 | 0 | 0 | 0 | 0 | 0 | 0 | 0 | 0 | 0 | 0 | 0 | 0 | 0 | 0 | 0 | 0 | 0 | 0 | 0 | 0 | 0 | 0 | 0 | 0 | 0 | 0 | 0 | 0 | 0 | 0 | 0 | 0 | 0 | 0 | 0 | 0 | 0 | 0 | 0 | 0 | 0 | 0 | 0 | 0 | 0 | 0 | 0 | 0 | 0 | 0 | 0 | 0 | 0 | 0 | 0 | 0 | 0 | 0
Ach | College and University | Space Heating | Individual room heating | TRC | New | NN3182 | Ceiling Insulation(R2 to R38) | Ceiling Insulation(R2 to R38) | NonEquip | 20 |  | 0% | Prescriptive_hvac | 42.49% | 0 | 0 | 0 | 0 | 0 | 0 | 0 | 0 | 0 | 0 | 0 | 0 | 0 | 0 | 0 | 0 | 0 | 0 | 0 | 0 | 0 | 0 | 0 | 0 | 0 | 0 | 0 | 0 | 0 | 0 | 0 | 0 | 0 | 0 | 0 | 0 | 0 | 0 | 0 | 0 | 0 | 0 | 0 | 0 | 0 | 0 | 0 | 0 | 0 | 0 | 0 | 0 | 0 | 0 | 0 | 0 | 0 | 0 | 0 | 0 | 0 | 0 | 0 | 0 | 0 | 0 | 0 | 0 | 0 | 0 | 0 | 0 | 0 | 0 | 0 | 0 | 0 | 0 | 0 | 0 | 0 | 0 | 0 | 0 | 0 | 0 | 0 | 0 | 0 | 0 | 0 | 0 | 0 | 0 | 0 | 0 | 0 | 0 | 0 | 0 | 0 | 0 | 0 | 0 | 0
Ach | College and University | Space Heating | Individual room heating | TRC | Existing | NE4235 | Wall Insulation | Wall Insulation | NonEquip | 20 |  | 0% | Prescriptive_hvac_existing | 7.386% | 0 | 0 | 0 | 0 | 0 | 0 | 0 | 0 | 0 | 0 | 0 | 0 | 0 | 0 | 0 | 0 | 0 | 0 | 0 | 0 | 0 | 0 | 0 | 0 | 0 | 0 | 0 | 0 | 0 | 0 | 0 | 0 | 0 | 0 | 0 | 0 | 0 | 0 | 0 | 0 | 0 | 0 | 0 | 0 | 0 | 0 | 0 | 0 | 0 | 0 | 0 | 0 | 0 | 0 | 0 | 0 | 0 | 0 | 0 | 0 | 0 | 0 | 0 | 0 | 0 | 0 | 0 | 0 | 0 | 0 | 0 | 0 | 0 | 0 | 0 | 0 | 0 | 0 | 0 | 0 | 0 | 0 | 0 | 0 | 0 | 0 | 0 | 0 | 0 | 0 | 0 | 0 | 0 | 0 | 0 | 0 | 0 | 0 | 0 | 0 | 0 | 0 | 0 | 0 | 0
Ach | College and University | Space Heating | Individual room heating | TRC | Existing | NE3533 | Duct Sealing Repair | Duct Sealing Repair | NonEquip | 15 |  | 0% | Prescriptive_hvac_existing | 12% | 0 | 0 | 0 | 0 | 0 | 0 | 0 | 0 | 0 | 0 | 0 | 0 | 0 | 0 | 0 | 0 | 0 | 0 | 0 | 0 | 0 | 0 | 0 | 0 | 0 | 0 | 0 | 0 | 0 | 0 | 0 | 0 | 0 | 0 | 0 | 0 | 0 | 0 | 0 | 0 | 0 | 0 | 0 | 0 | 0 | 0 | 0 | 0 | 0 | 0 | 0 | 0 | 0 | 0 | 0 | 0 | 0 | 0 | 0 | 0 | 0 | 0 | 0 | 0 | 0 | 0 | 0 | 0 | 0 | 0 | 0 | 0 | 0 | 0 | 0 | 0 | 0 | 0 | 0 | 0 | 0 | 0 | 0 | 0 | 0 | 0 | 0 | 0 | 0 | 0 | 0 | 0 | 0 | 0 | 0 | 0 | 0 | 0 | 0 | 0 | 0 | 0 | 0 | 0 | 0
Ach | College and University | Space Heating | Individual room heating | TRC | Existing | NE3169 | Ceiling Insulation(R2 to R38) | Ceiling Insulation(R2 to R38) | NonEquip | 20 |  | 0% | Prescriptive_hvac_existing | 46.89% | 0 | 0 | 0 | 0 | 0 | 0 | 0 | 0 | 0 | 0 | 0 | 0 | 0 | 0 | 0 | 0 | 0 | 0 | 0 | 0 | 0 | 0 | 0 | 0 | 0 | 0 | 0 | 0 | 0 | 0 | 0 | 0 | 0 | 0 | 0 | 0 | 0 | 0 | 0 | 0 | 0 | 0 | 0 | 0 | 0 | 0 | 0 | 0 | 0 | 0 | 0 | 0 | 0 | 0 | 0 | 0 | 0 | 0 | 0 | 0 | 0 | 0 | 0 | 0 | 0 | 0 | 0 | 0 | 0 | 0 | 0 | 0 | 0 | 0 | 0 | 0 | 0 | 0 | 0 | 0 | 0 | 0 | 0 | 0 | 0 | 0 | 0 | 0 | 0 | 0 | 0 | 0 | 0 | 0 | 0 | 0 | 0 | 0 | 0 | 0 | 0 | 0 | 0 | 0 | 0
Ach | College and University | Space Cooling | Individual room air conditioners | TRC | New | NN3520 | Duct Sealing Repair | Duct Sealing Repair | NonEquip | 15 |  | 0% | Prescriptive_hvac | 12% | 0 | 0 | 0 | 0 | 0 | 0 | 0 | 0 | 0 | 0 | 0 | 0 | 0 | 0 | 0 | 0 | 0 | 0 | 0 | 0 | 0 | 0 | 0 | 0 | 0 | 0 | 0 | 0 | 0 | 0 | 0 | 0 | 0 | 0 | 0 | 0 | 0 | 0 | 0 | 0 | 0 | 0 | 0 | 0 | 0 | 0 | 0 | 0 | 0 | 0 | 0 | 0 | 0 | 0 | 0 | 0 | 0 | 0 | 0 | 0 | 0 | 0 | 0 | 0 | 0 | 0 | 0 | 0 | 0 | 0 | 0 | 0 | 0 | 0 | 0 | 0 | 0 | 0 | 0 | 0 | 0 | 0 | 0 | 0 | 0 | 0 | 0 | 0 | 0 | 0 | 0 | 0 | 0 | 0 | 0 | 0 | 0 | 0 | 0 | 0 | 0 | 0 | 0 | 0 | 0
Ach | College and University | Space Cooling | Individual room air conditioners | TRC | New | NN3208 | Ceiling Insulation(R2 to R38) | Ceiling Insulation(R2 to R38) | NonEquip | 20 |  | 0% | Prescriptive_hvac | 11.84% | 0 | 0 | 0 | 0 | 0 | 0 | 0 | 0 | 0 | 0 | 0 | 0 | 0 | 0 | 0 | 0 | 0 | 0 | 0 | 0 | 0 | 0 | 0 | 0 | 0 | 0 | 0 | 0 | 0 | 0 | 0 | 0 | 0 | 0 | 0 | 0 | 0 | 0 | 0 | 0 | 0 | 0 | 0 | 0 | 0 | 0 | 0 | 0 | 0 | 0 | 0 | 0 | 0 | 0 | 0 | 0 | 0 | 0 | 0 | 0 | 0 | 0 | 0 | 0 | 0 | 0 | 0 | 0 | 0 | 0 | 0 | 0 | 0 | 0 | 0 | 0 | 0 | 0 | 0 | 0 | 0 | 0 | 0 | 0 | 0 | 0 | 0 | 0 | 0 | 0 | 0 | 0 | 0 | 0 | 0 | 0 | 0 | 0 | 0 | 0 | 0 | 0 | 0 | 0 | 0
Ach | College and University | Space Cooling | Individual room air conditioners | TRC | Existing | NE4209 | Wall Insulation | Wall Insulation | NonEquip | 20 |  | 0% | Prescriptive_hvac_existing | 12.78% | 0 | 0 | 0 | 0 | 0 | 0 | 0 | 0 | 0 | 0 | 0 | 0 | 0 | 0 | 0 | 0 | 0 | 0 | 0 | 0 | 0 | 0 | 0 | 0 | 0 | 0 | 0 | 0 | 0 | 0 | 0 | 0 | 0 | 0 | 0 | 0 | 0 | 0 | 0 | 0 | 0 | 0 | 0 | 0 | 0 | 0 | 0 | 0 | 0 | 0 | 0 | 0 | 0 | 0 | 0 | 0 | 0 | 0 | 0 | 0 | 0 | 0 | 0 | 0 | 0 | 0 | 0 | 0 | 0 | 0 | 0 | 0 | 0 | 0 | 0 | 0 | 0 | 0 | 0 | 0 | 0 | 0 | 0 | 0 | 0 | 0 | 0 | 0 | 0 | 0 | 0 | 0 | 0 | 0 | 0 | 0 | 0 | 0 | 0 | 0 | 0 | 0 | 0 | 0 | 0
Ach | College and University | Space Cooling | Individual room air conditioners | TRC | Existing | NE3507 | Duct Sealing Repair | Duct Sealing Repair | NonEquip | 15 |  | 0% | Prescriptive_hvac_existing | 12% | 0 | 0 | 0 | 0 | 0 | 0 | 0 | 0 | 0 | 0 | 0 | 0 | 0 | 0 | 0 | 0 | 0 | 0 | 0 | 0 | 0 | 0 | 0 | 0 | 0 | 0 | 0 | 0 | 0 | 0 | 0 | 0 | 0 | 0 | 0 | 0 | 0 | 0 | 0 | 0 | 0 | 0 | 0 | 0 | 0 | 0 | 0 | 0 | 0 | 0 | 0 | 0 | 0 | 0 | 0 | 0 | 0 | 0 | 0 | 0 | 0 | 0 | 0 | 0 | 0 | 0 | 0 | 0 | 0 | 0 | 0 | 0 | 0 | 0 | 0 | 0 | 0 | 0 | 0 | 0 | 0 | 0 | 0 | 0 | 0 | 0 | 0 | 0 | 0 | 0 | 0 | 0 | 0 | 0 | 0 | 0 | 0 | 0 | 0 | 0 | 0 | 0 | 0 | 0 | 0
Ach | College and University | Space Cooling | Individual room air conditioners | TRC | Existing | NE3195 | Ceiling Insulation(R2 to R38) | Ceiling Insulation(R2 to R38) | NonEquip | 20 |  | 0% | Prescriptive_hvac_existing | 11.84% | 0 | 0 | 0 | 0 | 0 | 0 | 0 | 0 | 0 | 0 | 0 | 0 | 0 | 0 | 0 | 0 | 0 | 0 | 0 | 0 | 0 | 0 | 0 | 0 | 0 | 0 | 0 | 0 | 0 | 0 | 0 | 0 | 0 | 0 | 0 | 0 | 0 | 0 | 0 | 0 | 0 | 0 | 0 | 0 | 0 | 0 | 0 | 0 | 0 | 0 | 0 | 0 | 0 | 0 | 0 | 0 | 0 | 0 | 0 | 0 | 0 | 0 | 0 | 0 | 0 | 0 | 0 | 0 | 0 | 0 | 0 | 0 | 0 | 0 | 0 | 0 | 0 | 0 | 0 | 0 | 0 | 0 | 0 | 0 | 0 | 0 | 0 | 0 | 0 | 0 | 0 | 0 | 0 | 0 | 0 | 0 | 0 | 0 | 0 | 0 | 0 | 0 | 0 | 0 | 0
Ach | College and University | Space Heating | Forced air furnace | TRC | New | NN3546 | Duct Sealing Repair | Duct Sealing Repair | NonEquip | 15 |  | 0% | Prescriptive_hvac | 12% | 0 | 0 | 0 | 0 | 0 | 0 | 0 | 0 | 0 | 0 | 0 | 0 | 0 | 0 | 0 | 0 | 0 | 0 | 0 | 0 | 0 | 0 | 0 | 0 | 0 | 0 | 0 | 0 | 0 | 0 | 0 | 0 | 0 | 0 | 0 | 0 | 0 | 0 | 0 | 0 | 0 | 0 | 0 | 0 | 0 | 0 | 0 | 0 | 0 | 0 | 0 | 0 | 0 | 0 | 0 | 0 | 0 | 0 | 0 | 0 | 0 | 0 | 0 | 0 | 0 | 0 | 0 | 0 | 0 | 0 | 0 | 0 | 0 | 0 | 0 | 0 | 0 | 0 | 0 | 0 | 0 | 0 | 0 | 0 | 0 | 0 | 0 | 0 | 0 | 0 | 0 | 0 | 0 | 0 | 0 | 0 | 0 | 0 | 0 | 0 | 0 | 0 | 0 | 0 | 0
Ach | College and University | Space Heating | Forced air furnace | TRC | New | NN3182 | Ceiling Insulation(R2 to R38) | Ceiling Insulation(R2 to R38) | NonEquip | 20 |  | 0% | Prescriptive_hvac | 42.49% | 0 | 0 | 0 | 0 | 0 | 0 | 0 | 0 | 0 | 0 | 0 | 0 | 0 | 0 | 0 | 0 | 0 | 0 | 0 | 0 | 0 | 0 | 0 | 0 | 0 | 0 | 0 | 0 | 0 | 0 | 0 | 0 | 0 | 0 | 0 | 0 | 0 | 0 | 0 | 0 | 0 | 0 | 0 | 0 | 0 | 0 | 0 | 0 | 0 | 0 | 0 | 0 | 0 | 0 | 0 | 0 | 0 | 0 | 0 | 0 | 0 | 0 | 0 | 0 | 0 | 0 | 0 | 0 | 0 | 0 | 0 | 0 | 0 | 0 | 0 | 0 | 0 | 0 | 0 | 0 | 0 | 0 | 0 | 0 | 0 | 0 | 0 | 0 | 0 | 0 | 0 | 0 | 0 | 0 | 0 | 0 | 0 | 0 | 0 | 0 | 0 | 0 | 0 | 0 | 0
Ach | College and University | Space Heating | Forced air furnace | TRC | Existing | NE4235 | Wall Insulation | Wall Insulation | NonEquip | 20 |  | 0% | Prescriptive_hvac_existing | 7.386% | 0 | 0 | 0 | 0 | 0 | 0 | 0 | 0 | 0 | 0 | 0 | 0 | 0 | 0 | 0 | 0 | 0 | 0 | 0 | 0 | 0 | 0 | 0 | 0 | 0 | 0 | 0 | 0 | 0 | 0 | 0 | 0 | 0 | 0 | 0 | 0 | 0 | 0 | 0 | 0 | 0 | 0 | 0 | 0 | 0 | 0 | 0 | 0 | 0 | 0 | 0 | 0 | 0 | 0 | 0 | 0 | 0 | 0 | 0 | 0 | 0 | 0 | 0 | 0 | 0 | 0 | 0 | 0 | 0 | 0 | 0 | 0 | 0 | 0 | 0 | 0 | 0 | 0 | 0 | 0 | 0 | 0 | 0 | 0 | 0 | 0 | 0 | 0 | 0 | 0 | 0 | 0 | 0 | 0 | 0 | 0 | 0 | 0 | 0 | 0 | 0 | 0 | 0 | 0 | 0
Ach | College and University | Space Heating | Forced air furnace | TRC | Existing | NE3533 | Duct Sealing Repair | Duct Sealing Repair | NonEquip | 15 |  | 0% | Prescriptive_hvac_existing | 12% | 0 | 0 | 0 | 0 | 0 | 0 | 0 | 0 | 0 | 0 | 0 | 0 | 0 | 0 | 0 | 0 | 0 | 0 | 0 | 0 | 0 | 0 | 0 | 0 | 0 | 0 | 0 | 0 | 0 | 0 | 0 | 0 | 0 | 0 | 0 | 0 | 0 | 0 | 0 | 0 | 0 | 0 | 0 | 0 | 0 | 0 | 0 | 0 | 0 | 0 | 0 | 0 | 0 | 0 | 0 | 0 | 0 | 0 | 0 | 0 | 0 | 0 | 0 | 0 | 0 | 0 | 0 | 0 | 0 | 0 | 0 | 0 | 0 | 0 | 0 | 0 | 0 | 0 | 0 | 0 | 0 | 0 | 0 | 0 | 0 | 0 | 0 | 0 | 0 | 0 | 0 | 0 | 0 | 0 | 0 | 0 | 0 | 0 | 0 | 0 | 0 | 0 | 0 | 0 | 0
Ach | College and University | Space Heating | Forced air furnace | TRC | Existing | NE3169 | Ceiling Insulation(R2 to R38) | Ceiling Insulation(R2 to R38) | NonEquip | 20 |  | 0% | Prescriptive_hvac_existing | 46.89% | 0 | 0 | 0 | 0 | 0 | 0 | 0 | 0 | 0 | 0 | 0 | 0 | 0 | 0 | 0 | 0 | 0 | 0 | 0 | 0 | 0 | 0 | 0 | 0 | 0 | 0 | 0 | 0 | 0 | 0 | 0 | 0 | 0 | 0 | 0 | 0 | 0 | 0 | 0 | 0 | 0 | 0 | 0 | 0 | 0 | 0 | 0 | 0 | 0 | 0 | 0 | 0 | 0 | 0 | 0 | 0 | 0 | 0 | 0 | 0 | 0 | 0 | 0 | 0 | 0 | 0 | 0 | 0 | 0 | 0 | 0 | 0 | 0 | 0 | 0 | 0 | 0 | 0 | 0 | 0 | 0 | 0 | 0 | 0 | 0 | 0 | 0 | 0 | 0 | 0 | 0 | 0 | 0 | 0 | 0 | 0 | 0 | 0 | 0 | 0 | 0 | 0 | 0 | 0 | 0
Ach | College and University | Miscellaneous | Elevators/Escalators | TRC | New | NN4534 | VSD Controlled Compressor | VSD Controlled Compressor | NonEquip | 15 | Others | 0% | Prescriptive_ECM | 20.79% | 0 | 0 | 0 | 0 | 0 | 0 | 0 | 0 | 0 | 0 | 0 | 0 | 0 | 0 | 0 | 0 | 0 | 0 | 0 | 0 | 0 | 0 | 0 | 0 | 0 | 0 | 0 | 0 | 0 | 0 | 0 | 0 | 0 | 0 | 0 | 0 | 0 | 0 | 0 | 0 | 0 | 0 | 0 | 0 | 0 | 0 | 0 | 0 | 0 | 0 | 0 | 0 | 0 | 0 | 0 | 0 | 0 | 0 | 0 | 0 | 0 | 0 | 0 | 0 | 0 | 0 | 0 | 0 | 0 | 0 | 0 | 0 | 0 | 0 | 0 | 0 | 0 | 0 | 0 | 0 | 0 | 0 | 0 | 0 | 0 | 0 | 0 | 0 | 0 | 0 | 0 | 0 | 0 | 0 | 0 | 0 | 0 | 0 | 0 | 0 | 0 | 0 | 0 | 0 | 0
Ach | College and University | Miscellaneous | Elevators/Escalators | TRC | Existing | NE4521 | VSD Controlled Compressor | VSD Controlled Compressor | NonEquip | 15 | Others | 0% | Prescriptive_ECM_existing | 20.79% | 0 | 0 | 0 | 0 | 0 | 0 | 0 | 0 | 0 | 0 | 0 | 0 | 0 | 0 | 0 | 0 | 0 | 0 | 0 | 0 | 0 | 0 | 0 | 0 | 0 | 0 | 0 | 0 | 0 | 0 | 0 | 0 | 0 | 0 | 0 | 0 | 0 | 0 | 0 | 0 | 0 | 0 | 0 | 0 | 0 | 0 | 0 | 0 | 0 | 0 | 0 | 0 | 0 | 0 | 0 | 0 | 0 | 0 | 0 | 0 | 0 | 0 | 0 | 0 | 0 | 0 | 0 | 0 | 0 | 0 | 0 | 0 | 0 | 0 | 0 | 0 | 0 | 0 | 0 | 0 | 0 | 0 | 0 | 0 | 0 | 0 | 0 | 0 | 0 | 0 | 0 | 0 | 0 | 0 | 0 | 0 | 0 | 0 | 0 | 0 | 0 | 0 | 0 | 0 | 0
Ach | College and University | Space Cooling | District chilled water piped | TRC | New | NN3520 | Duct Sealing Repair | Duct Sealing Repair | NonEquip | 15 |  | 0% | Prescriptive_hvac | 12% | 0 | 0 | 0 | 0 | 0 | 0 | 0 | 0 | 0 | 0 | 0 | 0 | 0 | 0 | 0 | 0 | 0 | 0 | 0 | 0 | 0 | 0 | 0 | 0 | 0 | 0 | 0 | 0 | 0 | 0 | 0 | 0 | 0 | 0 | 0 | 0 | 0 | 0 | 0 | 0 | 0 | 0 | 0 | 0 | 0 | 0 | 0 | 0 | 0 | 0 | 0 | 0 | 0 | 0 | 0 | 0 | 0 | 0 | 0 | 0 | 0 | 0 | 0 | 0 | 0 | 0 | 0 | 0 | 0 | 0 | 0 | 0 | 0 | 0 | 0 | 0 | 0 | 0 | 0 | 0 | 0 | 0 | 0 | 0 | 0 | 0 | 0 | 0 | 0 | 0 | 0 | 0 | 0 | 0 | 0 | 0 | 0 | 0 | 0 | 0 | 0 | 0 | 0 | 0 | 0
Ach | College and University | Space Cooling | District chilled water piped | TRC | New | NN3208 | Ceiling Insulation(R2 to R38) | Ceiling Insulation(R2 to R38) | NonEquip | 20 |  | 0% | Prescriptive_hvac | 11.84% | 0 | 0 | 0 | 0 | 0 | 0 | 0 | 0 | 0 | 0 | 0 | 0 | 0 | 0 | 0 | 0 | 0 | 0 | 0 | 0 | 0 | 0 | 0 | 0 | 0 | 0 | 0 | 0 | 0 | 0 | 0 | 0 | 0 | 0 | 0 | 0 | 0 | 0 | 0 | 0 | 0 | 0 | 0 | 0 | 0 | 0 | 0 | 0 | 0 | 0 | 0 | 0 | 0 | 0 | 0 | 0 | 0 | 0 | 0 | 0 | 0 | 0 | 0 | 0 | 0 | 0 | 0 | 0 | 0 | 0 | 0 | 0 | 0 | 0 | 0 | 0 | 0 | 0 | 0 | 0 | 0 | 0 | 0 | 0 | 0 | 0 | 0 | 0 | 0 | 0 | 0 | 0 | 0 | 0 | 0 | 0 | 0 | 0 | 0 | 0 | 0 | 0 | 0 | 0 | 0
Ach | College and University | Space Cooling | District chilled water piped | TRC | Existing | NE4209 | Wall Insulation | Wall Insulation | NonEquip | 20 |  | 0% | Prescriptive_hvac_existing | 12.78% | 0 | 0 | 0 | 0 | 0 | 0 | 0 | 0 | 0 | 0 | 0 | 0 | 0 | 0 | 0 | 0 | 0 | 0 | 0 | 0 | 0 | 0 | 0 | 0 | 0 | 0 | 0 | 0 | 0 | 0 | 0 | 0 | 0 | 0 | 0 | 0 | 0 | 0 | 0 | 0 | 0 | 0 | 0 | 0 | 0 | 0 | 0 | 0 | 0 | 0 | 0 | 0 | 0 | 0 | 0 | 0 | 0 | 0 | 0 | 0 | 0 | 0 | 0 | 0 | 0 | 0 | 0 | 0 | 0 | 0 | 0 | 0 | 0 | 0 | 0 | 0 | 0 | 0 | 0 | 0 | 0 | 0 | 0 | 0 | 0 | 0 | 0 | 0 | 0 | 0 | 0 | 0 | 0 | 0 | 0 | 0 | 0 | 0 | 0 | 0 | 0 | 0 | 0 | 0 | 0
Ach | College and University | Space Cooling | District chilled water piped | TRC | Existing | NE3507 | Duct Sealing Repair | Duct Sealing Repair | NonEquip | 15 |  | 0% | Prescriptive_hvac_existing | 12% | 0 | 0 | 0 | 0 | 0 | 0 | 0 | 0 | 0 | 0 | 0 | 0 | 0 | 0 | 0 | 0 | 0 | 0 | 0 | 0 | 0 | 0 | 0 | 0 | 0 | 0 | 0 | 0 | 0 | 0 | 0 | 0 | 0 | 0 | 0 | 0 | 0 | 0 | 0 | 0 | 0 | 0 | 0 | 0 | 0 | 0 | 0 | 0 | 0 | 0 | 0 | 0 | 0 | 0 | 0 | 0 | 0 | 0 | 0 | 0 | 0 | 0 | 0 | 0 | 0 | 0 | 0 | 0 | 0 | 0 | 0 | 0 | 0 | 0 | 0 | 0 | 0 | 0 | 0 | 0 | 0 | 0 | 0 | 0 | 0 | 0 | 0 | 0 | 0 | 0 | 0 | 0 | 0 | 0 | 0 | 0 | 0 | 0 | 0 | 0 | 0 | 0 | 0 | 0 | 0
Ach | College and University | Space Cooling | District chilled water piped | TRC | Existing | NE3195 | Ceiling Insulation(R2 to R38) | Ceiling Insulation(R2 to R38) | NonEquip | 20 |  | 0% | Prescriptive_hvac_existing | 11.84% | 0 | 0 | 0 | 0 | 0 | 0 | 0 | 0 | 0 | 0 | 0 | 0 | 0 | 0 | 0 | 0 | 0 | 0 | 0 | 0 | 0 | 0 | 0 | 0 | 0 | 0 | 0 | 0 | 0 | 0 | 0 | 0 | 0 | 0 | 0 | 0 | 0 | 0 | 0 | 0 | 0 | 0 | 0 | 0 | 0 | 0 | 0 | 0 | 0 | 0 | 0 | 0 | 0 | 0 | 0 | 0 | 0 | 0 | 0 | 0 | 0 | 0 | 0 | 0 | 0 | 0 | 0 | 0 | 0 | 0 | 0 | 0 | 0 | 0 | 0 | 0 | 0 | 0 | 0 | 0 | 0 | 0 | 0 | 0 | 0 | 0 | 0 | 0 | 0 | 0 | 0 | 0 | 0 | 0 | 0 | 0 | 0 | 0 | 0 | 0 | 0 | 0 | 0 | 0 | 0
Ach | College and University | Refrigeration | Display cases | TRC | New | NN4820 | PSC to ECM Evaporator Fan Motor (Reach-In) | PSC to ECM Evaporator Fan Motor (Reach-In) | NonEquip | 15 | Display cases | 68.68% | Prescriptive_ECM | 37.5% | 0.090611 | 0.13621 | 0.22344 | 0.36365 | 0.58249 | 0.84024 | 1.2001 | 1.6646 | 2.0019 | 2.1368 | 0.090611 | 0.22682 | 0.45026 | 0.81391 | 1.3964 | 2.2366 | 3.4367 | 5.1013 | 7.1032 | 9.24 | 1.1748e-05 | 2.9408e-05 | 5.8378e-05 | 0.00010553 | 0.00018105 | 0.00028999 | 0.00044559 | 0.00066141 | 0.00092097 | 0.001198 | 9.8406e-06 | 2.4633e-05 | 4.8899e-05 | 8.8392e-05 | 0.00015165 | 0.0002429 | 0.00037323 | 0.00055402 | 0.00077143 | 0.0010035 | 0.0020156 | 0.0031208 | 0.0052731 | 0.0088395 | 0.014584 | 0.021668 | 0.031875 | 0.045542 | 0.056412 | 0.06202 | 0.11911 | 0.010656 | 0.016499 | 0.027877 | 0.046731 | 0.077099 | 0.11455 | 0.16851 | 0.24076 | 0.29823 | 0.32787 | 0.62969 | 0.0028026 | 0.0043393 | 0.0073318 | 0.012291 | 0.020278 | 0.030128 | 0.04432 | 0.063322 | 0.078437 | 0.086233 | 0.16561 | -0.082746 | -0.12812 | -0.21647 | -0.36288 | -0.5987 | -0.88953 | -1.3086 | -1.8696 | -2.3158 | -2.546 | -4.8897 | 0.085549 | 0.13246 | 0.2238 | 0.37517 | 0.61898 | 0.91965 | 1.3529 | 1.9329 | 2.3943 | 2.6323 | 5.0553 | 0.010656 | 0.027474 | 0.056176 | 0.10459 | 0.18483 | 0.30493 | 0.48259 | 0.73783 | 1.0582 | 1.4178
Ach | College and University | Refrigeration | Display cases | TRC | Existing | NE4807 | PSC to ECM Evaporator Fan Motor (Reach-In) | PSC to ECM Evaporator Fan Motor (Reach-In) | NonEquip | 15 | Display cases | 17.17% | Prescriptive_ECM_existing | 37.5% | 0.18662 | 0.18705 | 0.18725 | 0.1878 | 0.18825 | 0.18872 | 0.18916 | 0.18956 | 0.18997 | 0.19046 | 0.18662 | 0.37367 | 0.56092 | 0.74872 | 0.93697 | 1.1257 | 1.3149 | 1.5044 | 1.6944 | 1.8848 | 2.4196e-05 | 4.8448e-05 | 7.2727e-05 | 9.7075e-05 | 0.00012148 | 0.00014595 | 0.00017048 | 0.00019505 | 0.00021969 | 0.00024438 | 2.0267e-05 | 4.0582e-05 | 6.0918e-05 | 8.1313e-05 | 0.00010176 | 0.00012225 | 0.0001428 | 0.00016338 | 0.00018401 | 0.0002047 | 0.0041513 | 0.0042858 | 0.0044191 | 0.0045649 | 0.0047132 | 0.0048667 | 0.0050244 | 0.005186 | 0.0053534 | 0.0055279 | 0.028503 | 0.021946 | 0.022658 | 0.023362 | 0.024133 | 0.024917 | 0.025728 | 0.026562 | 0.027417 | 0.028301 | 0.029224 | 0.15069 | 0.0057721 | 0.0059591 | 0.0061444 | 0.0063472 | 0.0065534 | 0.0067667 | 0.0069861 | 0.0072108 | 0.0074434 | 0.0076862 | 0.039632 | -0.17042 | -0.17594 | -0.18141 | -0.1874 | -0.19349 | -0.19979 | -0.20626 | -0.2129 | -0.21977 | -0.22693 | -1.1701 | 0.17619 | 0.1819 | 0.18756 | 0.19375 | 0.20004 | 0.20655 | 0.21325 | 0.22011 | 0.22721 | 0.23462 | 1.2098 | 0.021947 | 0.045263 | 0.069983 | 0.096215 | 0.12402 | 0.15347 | 0.18463 | 0.21759 | 0.25242 | 0.28922
Ach | College and University | Cooking | Cooking Other | TRC | Turnover | ET3 | Efficient Exhaust Hood | Efficient Exhaust Hood | Equip | 15 | Cooking Other | 10.93% | Prescriptive_cooking | 42.5% | 0.56477 | 0.85215 | 1.3907 | 2.2673 | 3.6586 | 5.8346 | 9.1055 | 13.7251 | 19.6103 | 25.7851 | 0.56477 | 1.4169 | 2.8077 | 5.075 | 8.7336 | 14.5682 | 23.6737 | 37.3987 | 57.009 | 82.7941 | 0.00012347 | 0.00030977 | 0.00061381 | 0.0011095 | 0.0019093 | 0.0031849 | 0.0051755 | 0.0081761 | 0.012463 | 0.0181 | 4.8462e-05 | 0.00012158 | 0.00024092 | 0.00043547 | 0.00074941 | 0.0012501 | 0.0020314 | 0.0032091 | 0.0048918 | 0.0071044 | 0.012563 | 0.019525 | 0.032821 | 0.055113 | 0.0916 | 0.15046 | 0.24186 | 0.3755 | 0.5526 | 0.7484 | 1.0351 | 0.0072374 | 0.011248 | 0.018907 | 0.031749 | 0.052769 | 0.086678 | 0.13933 | 0.21631 | 0.31834 | 0.43114 | 0.59631 | 0.098716 | 0.15342 | 0.25789 | 0.43305 | 0.71975 | 1.1823 | 1.9004 | 2.9505 | 4.3421 | 5.8806 | 8.1335 | -0.43746 | -0.67986 | -1.1428 | -1.919 | -3.1895 | -5.2391 | -8.4215 | -13.0748 | -19.2417 | -26.0594 | -36.0432 | 0.53617 | 0.83327 | 1.4007 | 2.3521 | 3.9093 | 6.4214 | 10.3218 | 16.0253 | 23.5837 | 31.94 | 44.1766 | 0.066721 | 0.17242 | 0.35189 | 0.65514 | 1.1613 | 1.9952 | 3.3395 | 5.4339 | 8.5316 | 12.7622
Ach | College and University | Cooking | Cooking Other | TRC | New | EN29 | Efficient Exhaust Hood | Efficient Exhaust Hood | Equip | 15 | Cooking Other | 10.93% | Prescriptive_cooking | 42.5% | 0.050526 | 0.077079 | 0.12802 | 0.21233 | 0.34848 | 0.52092 | 0.78477 | 1.1786 | 1.5955 | 2.0223 | 0.050526 | 0.1276 | 0.25562 | 0.46795 | 0.81643 | 1.3374 | 2.1221 | 3.3007 | 4.8963 | 6.9185 | 1.1046e-05 | 2.7897e-05 | 5.5884e-05 | 0.0001023 | 0.00017849 | 0.00029237 | 0.00046394 | 0.00072161 | 0.0010704 | 0.0015125 | 4.3355e-06 | 1.0949e-05 | 2.1934e-05 | 4.0154e-05 | 7.0056e-05 | 0.00011476 | 0.00018209 | 0.00028323 | 0.00042014 | 0.00059366 | 0.0011239 | 0.0017661 | 0.0030212 | 0.0051613 | 0.0087248 | 0.013434 | 0.020845 | 0.032246 | 0.04496 | 0.058695 | 0.08716 | 0.00064747 | 0.0010174 | 0.0017404 | 0.0029733 | 0.0050261 | 0.0077387 | 0.012008 | 0.018576 | 0.025901 | 0.033813 | 0.050211 | 0.0088313 | 0.013877 | 0.023739 | 0.040555 | 0.068555 | 0.10555 | 0.16379 | 0.25337 | 0.35328 | 0.4612 | 0.68486 | -0.039136 | -0.061494 | -0.1052 | -0.17972 | -0.3038 | -0.46776 | -0.72581 | -1.1228 | -1.5655 | -2.0438 | -3.0349 | 0.047967 | 0.075371 | 0.12894 | 0.22027 | 0.37235 | 0.57331 | 0.8896 | 1.3762 | 1.9188 | 2.505 | 3.7198 | 0.005969 | 0.015527 | 0.032038 | 0.06041 | 0.10856 | 0.18316 | 0.29935 | 0.47958 | 0.73275 | 1.0664
Ach | College and University | Space Cooling | Central chillers inside | TRC | New | NN3520 | Duct Sealing Repair | Duct Sealing Repair | NonEquip | 15 |  | 0% | Prescriptive_hvac | 12% | 0 | 0 | 0 | 0 | 0 | 0 | 0 | 0 | 0 | 0 | 0 | 0 | 0 | 0 | 0 | 0 | 0 | 0 | 0 | 0 | 0 | 0 | 0 | 0 | 0 | 0 | 0 | 0 | 0 | 0 | 0 | 0 | 0 | 0 | 0 | 0 | 0 | 0 | 0 | 0 | 0 | 0 | 0 | 0 | 0 | 0 | 0 | 0 | 0 | 0 | 0 | 0 | 0 | 0 | 0 | 0 | 0 | 0 | 0 | 0 | 0 | 0 | 0 | 0 | 0 | 0 | 0 | 0 | 0 | 0 | 0 | 0 | 0 | 0 | 0 | 0 | 0 | 0 | 0 | 0 | 0 | 0 | 0 | 0 | 0 | 0 | 0 | 0 | 0 | 0 | 0 | 0 | 0 | 0 | 0 | 0 | 0 | 0 | 0 | 0 | 0 | 0 | 0 | 0 | 0
Ach | College and University | Space Cooling | Central chillers inside | TRC | New | NN3208 | Ceiling Insulation(R2 to R38) | Ceiling Insulation(R2 to R38) | NonEquip | 20 |  | 0% | Prescriptive_hvac | 11.84% | 0 | 0 | 0 | 0 | 0 | 0 | 0 | 0 | 0 | 0 | 0 | 0 | 0 | 0 | 0 | 0 | 0 | 0 | 0 | 0 | 0 | 0 | 0 | 0 | 0 | 0 | 0 | 0 | 0 | 0 | 0 | 0 | 0 | 0 | 0 | 0 | 0 | 0 | 0 | 0 | 0 | 0 | 0 | 0 | 0 | 0 | 0 | 0 | 0 | 0 | 0 | 0 | 0 | 0 | 0 | 0 | 0 | 0 | 0 | 0 | 0 | 0 | 0 | 0 | 0 | 0 | 0 | 0 | 0 | 0 | 0 | 0 | 0 | 0 | 0 | 0 | 0 | 0 | 0 | 0 | 0 | 0 | 0 | 0 | 0 | 0 | 0 | 0 | 0 | 0 | 0 | 0 | 0 | 0 | 0 | 0 | 0 | 0 | 0 | 0 | 0 | 0 | 0 | 0 | 0
Ach | College and University | Space Cooling | Central chillers inside | TRC | Existing | NE4209 | Wall Insulation | Wall Insulation | NonEquip | 20 |  | 0% | Prescriptive_hvac_existing | 12.78% | 0 | 0 | 0 | 0 | 0 | 0 | 0 | 0 | 0 | 0 | 0 | 0 | 0 | 0 | 0 | 0 | 0 | 0 | 0 | 0 | 0 | 0 | 0 | 0 | 0 | 0 | 0 | 0 | 0 | 0 | 0 | 0 | 0 | 0 | 0 | 0 | 0 | 0 | 0 | 0 | 0 | 0 | 0 | 0 | 0 | 0 | 0 | 0 | 0 | 0 | 0 | 0 | 0 | 0 | 0 | 0 | 0 | 0 | 0 | 0 | 0 | 0 | 0 | 0 | 0 | 0 | 0 | 0 | 0 | 0 | 0 | 0 | 0 | 0 | 0 | 0 | 0 | 0 | 0 | 0 | 0 | 0 | 0 | 0 | 0 | 0 | 0 | 0 | 0 | 0 | 0 | 0 | 0 | 0 | 0 | 0 | 0 | 0 | 0 | 0 | 0 | 0 | 0 | 0 | 0
Ach | College and University | Space Cooling | Central chillers inside | TRC | Existing | NE3507 | Duct Sealing Repair | Duct Sealing Repair | NonEquip | 15 |  | 0% | Prescriptive_hvac_existing | 12% | 0 | 0 | 0 | 0 | 0 | 0 | 0 | 0 | 0 | 0 | 0 | 0 | 0 | 0 | 0 | 0 | 0 | 0 | 0 | 0 | 0 | 0 | 0 | 0 | 0 | 0 | 0 | 0 | 0 | 0 | 0 | 0 | 0 | 0 | 0 | 0 | 0 | 0 | 0 | 0 | 0 | 0 | 0 | 0 | 0 | 0 | 0 | 0 | 0 | 0 | 0 | 0 | 0 | 0 | 0 | 0 | 0 | 0 | 0 | 0 | 0 | 0 | 0 | 0 | 0 | 0 | 0 | 0 | 0 | 0 | 0 | 0 | 0 | 0 | 0 | 0 | 0 | 0 | 0 | 0 | 0 | 0 | 0 | 0 | 0 | 0 | 0 | 0 | 0 | 0 | 0 | 0 | 0 | 0 | 0 | 0 | 0 | 0 | 0 | 0 | 0 | 0 | 0 | 0 | 0
Ach | College and University | Space Cooling | Central chillers inside | TRC | Existing | NE3195 | Ceiling Insulation(R2 to R38) | Ceiling Insulation(R2 to R38) | NonEquip | 20 |  | 0% | Prescriptive_hvac_existing | 11.84% | 0 | 0 | 0 | 0 | 0 | 0 | 0 | 0 | 0 | 0 | 0 | 0 | 0 | 0 | 0 | 0 | 0 | 0 | 0 | 0 | 0 | 0 | 0 | 0 | 0 | 0 | 0 | 0 | 0 | 0 | 0 | 0 | 0 | 0 | 0 | 0 | 0 | 0 | 0 | 0 | 0 | 0 | 0 | 0 | 0 | 0 | 0 | 0 | 0 | 0 | 0 | 0 | 0 | 0 | 0 | 0 | 0 | 0 | 0 | 0 | 0 | 0 | 0 | 0 | 0 | 0 | 0 | 0 | 0 | 0 | 0 | 0 | 0 | 0 | 0 | 0 | 0 | 0 | 0 | 0 | 0 | 0 | 0 | 0 | 0 | 0 | 0 | 0 | 0 | 0 | 0 | 0 | 0 | 0 | 0 | 0 | 0 | 0 | 0 | 0 | 0 | 0 | 0 | 0 | 0
Ach | College and University | Space Heating | Boilers | TRC | New | NN3546 | Duct Sealing Repair | Duct Sealing Repair | NonEquip | 15 |  | 0% | Prescriptive_hvac | 12% | 0 | 0 | 0 | 0 | 0 | 0 | 0 | 0 | 0 | 0 | 0 | 0 | 0 | 0 | 0 | 0 | 0 | 0 | 0 | 0 | 0 | 0 | 0 | 0 | 0 | 0 | 0 | 0 | 0 | 0 | 0 | 0 | 0 | 0 | 0 | 0 | 0 | 0 | 0 | 0 | 0 | 0 | 0 | 0 | 0 | 0 | 0 | 0 | 0 | 0 | 0 | 0 | 0 | 0 | 0 | 0 | 0 | 0 | 0 | 0 | 0 | 0 | 0 | 0 | 0 | 0 | 0 | 0 | 0 | 0 | 0 | 0 | 0 | 0 | 0 | 0 | 0 | 0 | 0 | 0 | 0 | 0 | 0 | 0 | 0 | 0 | 0 | 0 | 0 | 0 | 0 | 0 | 0 | 0 | 0 | 0 | 0 | 0 | 0 | 0 | 0 | 0 | 0 | 0 | 0
Ach | College and University | Space Heating | Boilers | TRC | New | NN3182 | Ceiling Insulation(R2 to R38) | Ceiling Insulation(R2 to R38) | NonEquip | 20 |  | 0% | Prescriptive_hvac | 42.49% | 0 | 0 | 0 | 0 | 0 | 0 | 0 | 0 | 0 | 0 | 0 | 0 | 0 | 0 | 0 | 0 | 0 | 0 | 0 | 0 | 0 | 0 | 0 | 0 | 0 | 0 | 0 | 0 | 0 | 0 | 0 | 0 | 0 | 0 | 0 | 0 | 0 | 0 | 0 | 0 | 0 | 0 | 0 | 0 | 0 | 0 | 0 | 0 | 0 | 0 | 0 | 0 | 0 | 0 | 0 | 0 | 0 | 0 | 0 | 0 | 0 | 0 | 0 | 0 | 0 | 0 | 0 | 0 | 0 | 0 | 0 | 0 | 0 | 0 | 0 | 0 | 0 | 0 | 0 | 0 | 0 | 0 | 0 | 0 | 0 | 0 | 0 | 0 | 0 | 0 | 0 | 0 | 0 | 0 | 0 | 0 | 0 | 0 | 0 | 0 | 0 | 0 | 0 | 0 | 0
Ach | College and University | Space Heating | Boilers | TRC | Existing | NE4235 | Wall Insulation | Wall Insulation | NonEquip | 20 |  | 0% | Prescriptive_hvac_existing | 7.386% | 0 | 0 | 0 | 0 | 0 | 0 | 0 | 0 | 0 | 0 | 0 | 0 | 0 | 0 | 0 | 0 | 0 | 0 | 0 | 0 | 0 | 0 | 0 | 0 | 0 | 0 | 0 | 0 | 0 | 0 | 0 | 0 | 0 | 0 | 0 | 0 | 0 | 0 | 0 | 0 | 0 | 0 | 0 | 0 | 0 | 0 | 0 | 0 | 0 | 0 | 0 | 0 | 0 | 0 | 0 | 0 | 0 | 0 | 0 | 0 | 0 | 0 | 0 | 0 | 0 | 0 | 0 | 0 | 0 | 0 | 0 | 0 | 0 | 0 | 0 | 0 | 0 | 0 | 0 | 0 | 0 | 0 | 0 | 0 | 0 | 0 | 0 | 0 | 0 | 0 | 0 | 0 | 0 | 0 | 0 | 0 | 0 | 0 | 0 | 0 | 0 | 0 | 0 | 0 | 0
Ach | College and University | Space Heating | Boilers | TRC | Existing | NE3533 | Duct Sealing Repair | Duct Sealing Repair | NonEquip | 15 |  | 0% | Prescriptive_hvac_existing | 12% | 0 | 0 | 0 | 0 | 0 | 0 | 0 | 0 | 0 | 0 | 0 | 0 | 0 | 0 | 0 | 0 | 0 | 0 | 0 | 0 | 0 | 0 | 0 | 0 | 0 | 0 | 0 | 0 | 0 | 0 | 0 | 0 | 0 | 0 | 0 | 0 | 0 | 0 | 0 | 0 | 0 | 0 | 0 | 0 | 0 | 0 | 0 | 0 | 0 | 0 | 0 | 0 | 0 | 0 | 0 | 0 | 0 | 0 | 0 | 0 | 0 | 0 | 0 | 0 | 0 | 0 | 0 | 0 | 0 | 0 | 0 | 0 | 0 | 0 | 0 | 0 | 0 | 0 | 0 | 0 | 0 | 0 | 0 | 0 | 0 | 0 | 0 | 0 | 0 | 0 | 0 | 0 | 0 | 0 | 0 | 0 | 0 | 0 | 0 | 0 | 0 | 0 | 0 | 0 | 0
Ach | College and University | Space Heating | Boilers | TRC | Existing | NE3169 | Ceiling Insulation(R2 to R38) | Ceiling Insulation(R2 to R38) | NonEquip | 20 |  | 0% | Prescriptive_hvac_existing | 46.89% | 0 | 0 | 0 | 0 | 0 | 0 | 0 | 0 | 0 | 0 | 0 | 0 | 0 | 0 | 0 | 0 | 0 | 0 | 0 | 0 | 0 | 0 | 0 | 0 | 0 | 0 | 0 | 0 | 0 | 0 | 0 | 0 | 0 | 0 | 0 | 0 | 0 | 0 | 0 | 0 | 0 | 0 | 0 | 0 | 0 | 0 | 0 | 0 | 0 | 0 | 0 | 0 | 0 | 0 | 0 | 0 | 0 | 0 | 0 | 0 | 0 | 0 | 0 | 0 | 0 | 0 | 0 | 0 | 0 | 0 | 0 | 0 | 0 | 0 | 0 | 0 | 0 | 0 | 0 | 0 | 0 | 0 | 0 | 0 | 0 | 0 | 0 | 0 | 0 | 0 | 0 | 0 | 0 | 0 | 0 | 0 | 0 | 0 | 0 | 0 | 0 | 0 | 0 | 0 | 0
Ach | Grocery | Refrigeration | Walk-in cooler | TRC | New | NN5107 | ENERGY STAR certified buildings program | ENERGY STAR certified buildings program | NonEquip | 20 |  | 0% | Custom_improvement | 11% | 0 | 0 | 0 | 0 | 0 | 0 | 0 | 0 | 0 | 0 | 0 | 0 | 0 | 0 | 0 | 0 | 0 | 0 | 0 | 0 | 0 | 0 | 0 | 0 | 0 | 0 | 0 | 0 | 0 | 0 | 0 | 0 | 0 | 0 | 0 | 0 | 0 | 0 | 0 | 0 | 0 | 0 | 0 | 0 | 0 | 0 | 0 | 0 | 0 | 0 | 0 | 0 | 0 | 0 | 0 | 0 | 0 | 0 | 0 | 0 | 0 | 0 | 0 | 0 | 0 | 0 | 0 | 0 | 0 | 0 | 0 | 0 | 0 | 0 | 0 | 0 | 0 | 0 | 0 | 0 | 0 | 0 | 0 | 0 | 0 | 0 | 0 | 0 | 0 | 0 | 0 | 0 | 0 | 0 | 0 | 0 | 0 | 0 | 0 | 0 | 0 | 0 | 0 | 0 | 0
Ach | Grocery | Refrigeration | Walk-in cooler | TRC | New | NN4821 | PSC to ECM Evaporator Fan Motor (Reach-In) | PSC to ECM Evaporator Fan Motor (Reach-In) | NonEquip | 15 | Display cases | 0% | Prescriptive_ECM | 37.5% | 0 | 0 | 0 | 0 | 0 | 0 | 0 | 0 | 0 | 0 | 0 | 0 | 0 | 0 | 0 | 0 | 0 | 0 | 0 | 0 | 0 | 0 | 0 | 0 | 0 | 0 | 0 | 0 | 0 | 0 | 0 | 0 | 0 | 0 | 0 | 0 | 0 | 0 | 0 | 0 | 0 | 0 | 0 | 0 | 0 | 0 | 0 | 0 | 0 | 0 | 0 | 0 | 0 | 0 | 0 | 0 | 0 | 0 | 0 | 0 | 0 | 0 | 0 | 0 | 0 | 0 | 0 | 0 | 0 | 0 | 0 | 0 | 0 | 0 | 0 | 0 | 0 | 0 | 0 | 0 | 0 | 0 | 0 | 0 | 0 | 0 | 0 | 0 | 0 | 0 | 0 | 0 | 0 | 0 | 0 | 0 | 0 | 0 | 0 | 0 | 0 | 0 | 0 | 0 | 0
Ach | Grocery | Refrigeration | Walk-in cooler | TRC | Existing | NE5094 | ENERGY STAR certified buildings program | ENERGY STAR certified buildings program | NonEquip | 20 |  | 0% | Custom_improvement_existing | 11% | 0 | 0 | 0 | 0 | 0 | 0 | 0 | 0 | 0 | 0 | 0 | 0 | 0 | 0 | 0 | 0 | 0 | 0 | 0 | 0 | 0 | 0 | 0 | 0 | 0 | 0 | 0 | 0 | 0 | 0 | 0 | 0 | 0 | 0 | 0 | 0 | 0 | 0 | 0 | 0 | 0 | 0 | 0 | 0 | 0 | 0 | 0 | 0 | 0 | 0 | 0 | 0 | 0 | 0 | 0 | 0 | 0 | 0 | 0 | 0 | 0 | 0 | 0 | 0 | 0 | 0 | 0 | 0 | 0 | 0 | 0 | 0 | 0 | 0 | 0 | 0 | 0 | 0 | 0 | 0 | 0 | 0 | 0 | 0 | 0 | 0 | 0 | 0 | 0 | 0 | 0 | 0 | 0 | 0 | 0 | 0 | 0 | 0 | 0 | 0 | 0 | 0 | 0 | 0 | 0
Ach | Grocery | Refrigeration | Walk-in cooler | TRC | Existing | NE4808 | PSC to ECM Evaporator Fan Motor (Reach-In) | PSC to ECM Evaporator Fan Motor (Reach-In) | NonEquip | 15 | Display cases | 0% | Prescriptive_ECM_existing | 37.5% | 0 | 0 | 0 | 0 | 0 | 0 | 0 | 0 | 0 | 0 | 0 | 0 | 0 | 0 | 0 | 0 | 0 | 0 | 0 | 0 | 0 | 0 | 0 | 0 | 0 | 0 | 0 | 0 | 0 | 0 | 0 | 0 | 0 | 0 | 0 | 0 | 0 | 0 | 0 | 0 | 0 | 0 | 0 | 0 | 0 | 0 | 0 | 0 | 0 | 0 | 0 | 0 | 0 | 0 | 0 | 0 | 0 | 0 | 0 | 0 | 0 | 0 | 0 | 0 | 0 | 0 | 0 | 0 | 0 | 0 | 0 | 0 | 0 | 0 | 0 | 0 | 0 | 0 | 0 | 0 | 0 | 0 | 0 | 0 | 0 | 0 | 0 | 0 | 0 | 0 | 0 | 0 | 0 | 0 | 0 | 0 | 0 | 0 | 0 | 0 | 0 | 0 | 0 | 0 | 0
Ach | Grocery | Refrigeration | Vending and ice makers | TRC | New | NN5107 | ENERGY STAR certified buildings program | ENERGY STAR certified buildings program | NonEquip | 20 |  | 0% | Custom_improvement | 11% | 0 | 0 | 0 | 0 | 0 | 0 | 0 | 0 | 0 | 0 | 0 | 0 | 0 | 0 | 0 | 0 | 0 | 0 | 0 | 0 | 0 | 0 | 0 | 0 | 0 | 0 | 0 | 0 | 0 | 0 | 0 | 0 | 0 | 0 | 0 | 0 | 0 | 0 | 0 | 0 | 0 | 0 | 0 | 0 | 0 | 0 | 0 | 0 | 0 | 0 | 0 | 0 | 0 | 0 | 0 | 0 | 0 | 0 | 0 | 0 | 0 | 0 | 0 | 0 | 0 | 0 | 0 | 0 | 0 | 0 | 0 | 0 | 0 | 0 | 0 | 0 | 0 | 0 | 0 | 0 | 0 | 0 | 0 | 0 | 0 | 0 | 0 | 0 | 0 | 0 | 0 | 0 | 0 | 0 | 0 | 0 | 0 | 0 | 0 | 0 | 0 | 0 | 0 | 0 | 0
Ach | Grocery | Refrigeration | Vending and ice makers | TRC | New | NN4821 | PSC to ECM Evaporator Fan Motor (Reach-In) | PSC to ECM Evaporator Fan Motor (Reach-In) | NonEquip | 15 | Display cases | 0% | Prescriptive_ECM | 37.5% | 0 | 0 | 0 | 0 | 0 | 0 | 0 | 0 | 0 | 0 | 0 | 0 | 0 | 0 | 0 | 0 | 0 | 0 | 0 | 0 | 0 | 0 | 0 | 0 | 0 | 0 | 0 | 0 | 0 | 0 | 0 | 0 | 0 | 0 | 0 | 0 | 0 | 0 | 0 | 0 | 0 | 0 | 0 | 0 | 0 | 0 | 0 | 0 | 0 | 0 | 0 | 0 | 0 | 0 | 0 | 0 | 0 | 0 | 0 | 0 | 0 | 0 | 0 | 0 | 0 | 0 | 0 | 0 | 0 | 0 | 0 | 0 | 0 | 0 | 0 | 0 | 0 | 0 | 0 | 0 | 0 | 0 | 0 | 0 | 0 | 0 | 0 | 0 | 0 | 0 | 0 | 0 | 0 | 0 | 0 | 0 | 0 | 0 | 0 | 0 | 0 | 0 | 0 | 0 | 0
Ach | Grocery | Refrigeration | Vending and ice makers | TRC | Existing | NE5094 | ENERGY STAR certified buildings program | ENERGY STAR certified buildings program | NonEquip | 20 |  | 0% | Custom_improvement_existing | 11% | 0 | 0 | 0 | 0 | 0 | 0 | 0 | 0 | 0 | 0 | 0 | 0 | 0 | 0 | 0 | 0 | 0 | 0 | 0 | 0 | 0 | 0 | 0 | 0 | 0 | 0 | 0 | 0 | 0 | 0 | 0 | 0 | 0 | 0 | 0 | 0 | 0 | 0 | 0 | 0 | 0 | 0 | 0 | 0 | 0 | 0 | 0 | 0 | 0 | 0 | 0 | 0 | 0 | 0 | 0 | 0 | 0 | 0 | 0 | 0 | 0 | 0 | 0 | 0 | 0 | 0 | 0 | 0 | 0 | 0 | 0 | 0 | 0 | 0 | 0 | 0 | 0 | 0 | 0 | 0 | 0 | 0 | 0 | 0 | 0 | 0 | 0 | 0 | 0 | 0 | 0 | 0 | 0 | 0 | 0 | 0 | 0 | 0 | 0 | 0 | 0 | 0 | 0 | 0 | 0
Ach | Grocery | Refrigeration | Vending and ice makers | TRC | Existing | NE4808 | PSC to ECM Evaporator Fan Motor (Reach-In) | PSC to ECM Evaporator Fan Motor (Reach-In) | NonEquip | 15 | Display cases | 0% | Prescriptive_ECM_existing | 37.5% | 0 | 0 | 0 | 0 | 0 | 0 | 0 | 0 | 0 | 0 | 0 | 0 | 0 | 0 | 0 | 0 | 0 | 0 | 0 | 0 | 0 | 0 | 0 | 0 | 0 | 0 | 0 | 0 | 0 | 0 | 0 | 0 | 0 | 0 | 0 | 0 | 0 | 0 | 0 | 0 | 0 | 0 | 0 | 0 | 0 | 0 | 0 | 0 | 0 | 0 | 0 | 0 | 0 | 0 | 0 | 0 | 0 | 0 | 0 | 0 | 0 | 0 | 0 | 0 | 0 | 0 | 0 | 0 | 0 | 0 | 0 | 0 | 0 | 0 | 0 | 0 | 0 | 0 | 0 | 0 | 0 | 0 | 0 | 0 | 0 | 0 | 0 | 0 | 0 | 0 | 0 | 0 | 0 | 0 | 0 | 0 | 0 | 0 | 0 | 0 | 0 | 0 | 0 | 0 | 0
Ach | Grocery | Exterior Lighting | Street lighting | TRC | New | NN5029 | ENERGY STAR certified buildings program | ENERGY STAR certified buildings program | NonEquip | 20 |  | 0% | Custom_improvement | 11% | 0 | 0 | 0 | 0 | 0 | 0 | 0 | 0 | 0 | 0 | 0 | 0 | 0 | 0 | 0 | 0 | 0 | 0 | 0 | 0 | 0 | 0 | 0 | 0 | 0 | 0 | 0 | 0 | 0 | 0 | 0 | 0 | 0 | 0 | 0 | 0 | 0 | 0 | 0 | 0 | 0 | 0 | 0 | 0 | 0 | 0 | 0 | 0 | 0 | 0 | 0 | 0 | 0 | 0 | 0 | 0 | 0 | 0 | 0 | 0 | 0 | 0 | 0 | 0 | 0 | 0 | 0 | 0 | 0 | 0 | 0 | 0 | 0 | 0 | 0 | 0 | 0 | 0 | 0 | 0 | 0 | 0 | 0 | 0 | 0 | 0 | 0 | 0 | 0 | 0 | 0 | 0 | 0 | 0 | 0 | 0 | 0 | 0 | 0 | 0 | 0 | 0 | 0 | 0 | 0
Ach | Grocery | Exterior Lighting | Street lighting | TRC | Existing | NE5016 | ENERGY STAR certified buildings program | ENERGY STAR certified buildings program | NonEquip | 20 |  | 0% | Custom_improvement_existing | 11% | 0 | 0 | 0 | 0 | 0 | 0 | 0 | 0 | 0 | 0 | 0 | 0 | 0 | 0 | 0 | 0 | 0 | 0 | 0 | 0 | 0 | 0 | 0 | 0 | 0 | 0 | 0 | 0 | 0 | 0 | 0 | 0 | 0 | 0 | 0 | 0 | 0 | 0 | 0 | 0 | 0 | 0 | 0 | 0 | 0 | 0 | 0 | 0 | 0 | 0 | 0 | 0 | 0 | 0 | 0 | 0 | 0 | 0 | 0 | 0 | 0 | 0 | 0 | 0 | 0 | 0 | 0 | 0 | 0 | 0 | 0 | 0 | 0 | 0 | 0 | 0 | 0 | 0 | 0 | 0 | 0 | 0 | 0 | 0 | 0 | 0 | 0 | 0 | 0 | 0 | 0 | 0 | 0 | 0 | 0 | 0 | 0 | 0 | 0 | 0 | 0 | 0 | 0 | 0 | 0
Ach | Grocery | Cooking | Steamer | TRC | New | NN5081 | ENERGY STAR certified buildings program | ENERGY STAR certified buildings program | NonEquip | 20 |  | 0% | Custom_improvement | 11% | 0 | 0 | 0 | 0 | 0 | 0 | 0 | 0 | 0 | 0 | 0 | 0 | 0 | 0 | 0 | 0 | 0 | 0 | 0 | 0 | 0 | 0 | 0 | 0 | 0 | 0 | 0 | 0 | 0 | 0 | 0 | 0 | 0 | 0 | 0 | 0 | 0 | 0 | 0 | 0 | 0 | 0 | 0 | 0 | 0 | 0 | 0 | 0 | 0 | 0 | 0 | 0 | 0 | 0 | 0 | 0 | 0 | 0 | 0 | 0 | 0 | 0 | 0 | 0 | 0 | 0 | 0 | 0 | 0 | 0 | 0 | 0 | 0 | 0 | 0 | 0 | 0 | 0 | 0 | 0 | 0 | 0 | 0 | 0 | 0 | 0 | 0 | 0 | 0 | 0 | 0 | 0 | 0 | 0 | 0 | 0 | 0 | 0 | 0 | 0 | 0 | 0 | 0 | 0 | 0
Ach | Grocery | Cooking | Steamer | TRC | Existing | NE5068 | ENERGY STAR certified buildings program | ENERGY STAR certified buildings program | NonEquip | 20 |  | 0% | Custom_improvement_existing | 11% | 0 | 0 | 0 | 0 | 0 | 0 | 0 | 0 | 0 | 0 | 0 | 0 | 0 | 0 | 0 | 0 | 0 | 0 | 0 | 0 | 0 | 0 | 0 | 0 | 0 | 0 | 0 | 0 | 0 | 0 | 0 | 0 | 0 | 0 | 0 | 0 | 0 | 0 | 0 | 0 | 0 | 0 | 0 | 0 | 0 | 0 | 0 | 0 | 0 | 0 | 0 | 0 | 0 | 0 | 0 | 0 | 0 | 0 | 0 | 0 | 0 | 0 | 0 | 0 | 0 | 0 | 0 | 0 | 0 | 0 | 0 | 0 | 0 | 0 | 0 | 0 | 0 | 0 | 0 | 0 | 0 | 0 | 0 | 0 | 0 | 0 | 0 | 0 | 0 | 0 | 0 | 0 | 0 | 0 | 0 | 0 | 0 | 0 | 0 | 0 | 0 | 0 | 0 | 0 | 0
Ach | Grocery | Exterior Lighting | Spot lighting/Security/Flood | TRC | New | NN5029 | ENERGY STAR certified buildings program | ENERGY STAR certified buildings program | NonEquip | 20 |  | 0% | Custom_improvement | 11% | 0 | 0 | 0 | 0 | 0 | 0 | 0 | 0 | 0 | 0 | 0 | 0 | 0 | 0 | 0 | 0 | 0 | 0 | 0 | 0 | 0 | 0 | 0 | 0 | 0 | 0 | 0 | 0 | 0 | 0 | 0 | 0 | 0 | 0 | 0 | 0 | 0 | 0 | 0 | 0 | 0 | 0 | 0 | 0 | 0 | 0 | 0 | 0 | 0 | 0 | 0 | 0 | 0 | 0 | 0 | 0 | 0 | 0 | 0 | 0 | 0 | 0 | 0 | 0 | 0 | 0 | 0 | 0 | 0 | 0 | 0 | 0 | 0 | 0 | 0 | 0 | 0 | 0 | 0 | 0 | 0 | 0 | 0 | 0 | 0 | 0 | 0 | 0 | 0 | 0 | 0 | 0 | 0 | 0 | 0 | 0 | 0 | 0 | 0 | 0 | 0 | 0 | 0 | 0 | 0
Ach | Grocery | Exterior Lighting | Spot lighting/Security/Flood | TRC | Existing | NE5016 | ENERGY STAR certified buildings program | ENERGY STAR certified buildings program | NonEquip | 20 |  | 0% | Custom_improvement_existing | 11% | 0 | 0 | 0 | 0 | 0 | 0 | 0 | 0 | 0 | 0 | 0 | 0 | 0 | 0 | 0 | 0 | 0 | 0 | 0 | 0 | 0 | 0 | 0 | 0 | 0 | 0 | 0 | 0 | 0 | 0 | 0 | 0 | 0 | 0 | 0 | 0 | 0 | 0 | 0 | 0 | 0 | 0 | 0 | 0 | 0 | 0 | 0 | 0 | 0 | 0 | 0 | 0 | 0 | 0 | 0 | 0 | 0 | 0 | 0 | 0 | 0 | 0 | 0 | 0 | 0 | 0 | 0 | 0 | 0 | 0 | 0 | 0 | 0 | 0 | 0 | 0 | 0 | 0 | 0 | 0 | 0 | 0 | 0 | 0 | 0 | 0 | 0 | 0 | 0 | 0 | 0 | 0 | 0 | 0 | 0 | 0 | 0 | 0 | 0 | 0 | 0 | 0 | 0 | 0 | 0
Ach | Grocery | Interior Lighting | Spot lighting | TRC | New | NN5003 | ENERGY STAR certified buildings program | ENERGY STAR certified buildings program | NonEquip | 20 |  | 0% | Custom_improvement | 11% | 0 | 0 | 0 | 0 | 0 | 0 | 0 | 0 | 0 | 0 | 0 | 0 | 0 | 0 | 0 | 0 | 0 | 0 | 0 | 0 | 0 | 0 | 0 | 0 | 0 | 0 | 0 | 0 | 0 | 0 | 0 | 0 | 0 | 0 | 0 | 0 | 0 | 0 | 0 | 0 | 0 | 0 | 0 | 0 | 0 | 0 | 0 | 0 | 0 | 0 | 0 | 0 | 0 | 0 | 0 | 0 | 0 | 0 | 0 | 0 | 0 | 0 | 0 | 0 | 0 | 0 | 0 | 0 | 0 | 0 | 0 | 0 | 0 | 0 | 0 | 0 | 0 | 0 | 0 | 0 | 0 | 0 | 0 | 0 | 0 | 0 | 0 | 0 | 0 | 0 | 0 | 0 | 0 | 0 | 0 | 0 | 0 | 0 | 0 | 0 | 0 | 0 | 0 | 0 | 0
Ach | Grocery | Interior Lighting | Spot lighting | TRC | Existing | NE4990 | ENERGY STAR certified buildings program | ENERGY STAR certified buildings program | NonEquip | 20 |  | 0% | Custom_improvement_existing | 11% | 0 | 0 | 0 | 0 | 0 | 0 | 0 | 0 | 0 | 0 | 0 | 0 | 0 | 0 | 0 | 0 | 0 | 0 | 0 | 0 | 0 | 0 | 0 | 0 | 0 | 0 | 0 | 0 | 0 | 0 | 0 | 0 | 0 | 0 | 0 | 0 | 0 | 0 | 0 | 0 | 0 | 0 | 0 | 0 | 0 | 0 | 0 | 0 | 0 | 0 | 0 | 0 | 0 | 0 | 0 | 0 | 0 | 0 | 0 | 0 | 0 | 0 | 0 | 0 | 0 | 0 | 0 | 0 | 0 | 0 | 0 | 0 | 0 | 0 | 0 | 0 | 0 | 0 | 0 | 0 | 0 | 0 | 0 | 0 | 0 | 0 | 0 | 0 | 0 | 0 | 0 | 0 | 0 | 0 | 0 | 0 | 0 | 0 | 0 | 0 | 0 | 0 | 0 | 0 | 0
Ach | Grocery | Office Equipment | Servers | TRC | New | NN5055 | ENERGY STAR certified buildings program | ENERGY STAR certified buildings program | NonEquip | 20 |  | 0% | Custom_improvement | 11% | 0 | 0 | 0 | 0 | 0 | 0 | 0 | 0 | 0 | 0 | 0 | 0 | 0 | 0 | 0 | 0 | 0 | 0 | 0 | 0 | 0 | 0 | 0 | 0 | 0 | 0 | 0 | 0 | 0 | 0 | 0 | 0 | 0 | 0 | 0 | 0 | 0 | 0 | 0 | 0 | 0 | 0 | 0 | 0 | 0 | 0 | 0 | 0 | 0 | 0 | 0 | 0 | 0 | 0 | 0 | 0 | 0 | 0 | 0 | 0 | 0 | 0 | 0 | 0 | 0 | 0 | 0 | 0 | 0 | 0 | 0 | 0 | 0 | 0 | 0 | 0 | 0 | 0 | 0 | 0 | 0 | 0 | 0 | 0 | 0 | 0 | 0 | 0 | 0 | 0 | 0 | 0 | 0 | 0 | 0 | 0 | 0 | 0 | 0 | 0 | 0 | 0 | 0 | 0 | 0
Ach | Grocery | Office Equipment | Servers | TRC | Existing | NE5042 | ENERGY STAR certified buildings program | ENERGY STAR certified buildings program | NonEquip | 20 |  | 0% | Custom_improvement_existing | 11% | 0 | 0 | 0 | 0 | 0 | 0 | 0 | 0 | 0 | 0 | 0 | 0 | 0 | 0 | 0 | 0 | 0 | 0 | 0 | 0 | 0 | 0 | 0 | 0 | 0 | 0 | 0 | 0 | 0 | 0 | 0 | 0 | 0 | 0 | 0 | 0 | 0 | 0 | 0 | 0 | 0 | 0 | 0 | 0 | 0 | 0 | 0 | 0 | 0 | 0 | 0 | 0 | 0 | 0 | 0 | 0 | 0 | 0 | 0 | 0 | 0 | 0 | 0 | 0 | 0 | 0 | 0 | 0 | 0 | 0 | 0 | 0 | 0 | 0 | 0 | 0 | 0 | 0 | 0 | 0 | 0 | 0 | 0 | 0 | 0 | 0 | 0 | 0 | 0 | 0 | 0 | 0 | 0 | 0 | 0 | 0 | 0 | 0 | 0 | 0 | 0 | 0 | 0 | 0 | 0
Ach | Grocery | Space Cooling | Residential-type central air conditioners | TRC | New | NN5159 | ENERGY STAR certified buildings program | ENERGY STAR certified buildings program | NonEquip | 20 |  | 0% | Custom_improvement | 11% | 0 | 0 | 0 | 0 | 0 | 0 | 0 | 0 | 0 | 0 | 0 | 0 | 0 | 0 | 0 | 0 | 0 | 0 | 0 | 0 | 0 | 0 | 0 | 0 | 0 | 0 | 0 | 0 | 0 | 0 | 0 | 0 | 0 | 0 | 0 | 0 | 0 | 0 | 0 | 0 | 0 | 0 | 0 | 0 | 0 | 0 | 0 | 0 | 0 | 0 | 0 | 0 | 0 | 0 | 0 | 0 | 0 | 0 | 0 | 0 | 0 | 0 | 0 | 0 | 0 | 0 | 0 | 0 | 0 | 0 | 0 | 0 | 0 | 0 | 0 | 0 | 0 | 0 | 0 | 0 | 0 | 0 | 0 | 0 | 0 | 0 | 0 | 0 | 0 | 0 | 0 | 0 | 0 | 0 | 0 | 0 | 0 | 0 | 0 | 0 | 0 | 0 | 0 | 0 | 0
Ach | Grocery | Space Cooling | Residential-type central air conditioners | TRC | New | NN3209 | Ceiling Insulation(R2 to R38) | Ceiling Insulation(R2 to R38) | NonEquip | 20 |  | 0% | Prescriptive_hvac | 4.22% | 0 | 0 | 0 | 0 | 0 | 0 | 0 | 0 | 0 | 0 | 0 | 0 | 0 | 0 | 0 | 0 | 0 | 0 | 0 | 0 | 0 | 0 | 0 | 0 | 0 | 0 | 0 | 0 | 0 | 0 | 0 | 0 | 0 | 0 | 0 | 0 | 0 | 0 | 0 | 0 | 0 | 0 | 0 | 0 | 0 | 0 | 0 | 0 | 0 | 0 | 0 | 0 | 0 | 0 | 0 | 0 | 0 | 0 | 0 | 0 | 0 | 0 | 0 | 0 | 0 | 0 | 0 | 0 | 0 | 0 | 0 | 0 | 0 | 0 | 0 | 0 | 0 | 0 | 0 | 0 | 0 | 0 | 0 | 0 | 0 | 0 | 0 | 0 | 0 | 0 | 0 | 0 | 0 | 0 | 0 | 0 | 0 | 0 | 0 | 0 | 0 | 0 | 0 | 0 | 0
Ach | Grocery | Space Cooling | Residential-type central air conditioners | TRC | Existing | NE5146 | ENERGY STAR certified buildings program | ENERGY STAR certified buildings program | NonEquip | 20 |  | 0% | Custom_improvement_existing | 11% | 0 | 0 | 0 | 0 | 0 | 0 | 0 | 0 | 0 | 0 | 0 | 0 | 0 | 0 | 0 | 0 | 0 | 0 | 0 | 0 | 0 | 0 | 0 | 0 | 0 | 0 | 0 | 0 | 0 | 0 | 0 | 0 | 0 | 0 | 0 | 0 | 0 | 0 | 0 | 0 | 0 | 0 | 0 | 0 | 0 | 0 | 0 | 0 | 0 | 0 | 0 | 0 | 0 | 0 | 0 | 0 | 0 | 0 | 0 | 0 | 0 | 0 | 0 | 0 | 0 | 0 | 0 | 0 | 0 | 0 | 0 | 0 | 0 | 0 | 0 | 0 | 0 | 0 | 0 | 0 | 0 | 0 | 0 | 0 | 0 | 0 | 0 | 0 | 0 | 0 | 0 | 0 | 0 | 0 | 0 | 0 | 0 | 0 | 0 | 0 | 0 | 0 | 0 | 0 | 0
Ach | Grocery | Space Cooling | Residential-type central air conditioners | TRC | Existing | NE3196 | Ceiling Insulation(R2 to R38) | Ceiling Insulation(R2 to R38) | NonEquip | 20 |  | 0% | Prescriptive_hvac_existing | 4.22% | 0 | 0 | 0 | 0 | 0 | 0 | 0 | 0 | 0 | 0 | 0 | 0 | 0 | 0 | 0 | 0 | 0 | 0 | 0 | 0 | 0 | 0 | 0 | 0 | 0 | 0 | 0 | 0 | 0 | 0 | 0 | 0 | 0 | 0 | 0 | 0 | 0 | 0 | 0 | 0 | 0 | 0 | 0 | 0 | 0 | 0 | 0 | 0 | 0 | 0 | 0 | 0 | 0 | 0 | 0 | 0 | 0 | 0 | 0 | 0 | 0 | 0 | 0 | 0 | 0 | 0 | 0 | 0 | 0 | 0 | 0 | 0 | 0 | 0 | 0 | 0 | 0 | 0 | 0 | 0 | 0 | 0 | 0 | 0 | 0 | 0 | 0 | 0 | 0 | 0 | 0 | 0 | 0 | 0 | 0 | 0 | 0 | 0 | 0 | 0 | 0 | 0 | 0 | 0 | 0
Ach | Grocery | Space Cooling | Residential-type central air conditioners | TRC | Turnover | ET1291 | High Efficiency PTHP | High Efficiency PTHP | Equip | 15 | Residential-type central air conditioners | 49.09% | Prescriptive_hvac | 23.64% | 0 | 0 | 0 | 0 | 0 | 0 | 0 | 0 | 0 | 0 | 0 | 0 | 0 | 0 | 0 | 0 | 0 | 0 | 0 | 0 | 0 | 0 | 0 | 0 | 0 | 0 | 0 | 0 | 0 | 0 | 0 | 0 | 0 | 0 | 0 | 0 | 0 | 0 | 0 | 0 | 0 | 0 | 0 | 0 | 0 | 0 | 0 | 0 | 0 | 0 | 0 | 0 | 0 | 0 | 0 | 0 | 0 | 0 | 0 | 0 | 0 | 0 | 0 | 0 | 0 | 0 | 0 | 0 | 0 | 0 | 0 | 0 | 0 | 0 | 0 | 0 | 0 | 0 | 0 | 0 | 0 | 0 | 0 | 0 | 0 | 0 | 0 | 0 | 0 | 0 | 0 | 0 | 0 | 0 | 0 | 0 | 0 | 0 | 0 | 0 | 0 | 0 | 0 | 0 | 0
Ach | Grocery | Space Cooling | Residential-type central air conditioners | TRC | Turnover | ET1252 | High Efficiency PTAC | High Efficiency PTAC | Equip | 15 | Residential-type central air conditioners | 0% | Prescriptive_hvac | 23.64% | 0 | 0 | 0 | 0 | 0 | 0 | 0 | 0 | 0 | 0 | 0 | 0 | 0 | 0 | 0 | 0 | 0 | 0 | 0 | 0 | 0 | 0 | 0 | 0 | 0 | 0 | 0 | 0 | 0 | 0 | 0 | 0 | 0 | 0 | 0 | 0 | 0 | 0 | 0 | 0 | 0 | 0 | 0 | 0 | 0 | 0 | 0 | 0 | 0 | 0 | 0 | 0 | 0 | 0 | 0 | 0 | 0 | 0 | 0 | 0 | 0 | 0 | 0 | 0 | 0 | 0 | 0 | 0 | 0 | 0 | 0 | 0 | 0 | 0 | 0 | 0 | 0 | 0 | 0 | 0 | 0 | 0 | 0 | 0 | 0 | 0 | 0 | 0 | 0 | 0 | 0 | 0 | 0 | 0 | 0 | 0 | 0 | 0 | 0 | 0 | 0 | 0 | 0 | 0 | 0
Ach | Grocery | Space Cooling | Residential-type central air conditioners | TRC | New | EN1317 | High Efficiency PTHP | High Efficiency PTHP | Equip | 15 | Residential-type central air conditioners | 49.09% | Prescriptive_hvac | 23.64% | 0 | 0 | 0 | 0 | 0 | 0 | 0 | 0 | 0 | 0 | 0 | 0 | 0 | 0 | 0 | 0 | 0 | 0 | 0 | 0 | 0 | 0 | 0 | 0 | 0 | 0 | 0 | 0 | 0 | 0 | 0 | 0 | 0 | 0 | 0 | 0 | 0 | 0 | 0 | 0 | 0 | 0 | 0 | 0 | 0 | 0 | 0 | 0 | 0 | 0 | 0 | 0 | 0 | 0 | 0 | 0 | 0 | 0 | 0 | 0 | 0 | 0 | 0 | 0 | 0 | 0 | 0 | 0 | 0 | 0 | 0 | 0 | 0 | 0 | 0 | 0 | 0 | 0 | 0 | 0 | 0 | 0 | 0 | 0 | 0 | 0 | 0 | 0 | 0 | 0 | 0 | 0 | 0 | 0 | 0 | 0 | 0 | 0 | 0 | 0 | 0 | 0 | 0 | 0 | 0
Ach | Grocery | Space Cooling | Residential-type central air conditioners | TRC | New | EN1278 | High Efficiency PTAC | High Efficiency PTAC | Equip | 15 | Residential-type central air conditioners | 0% | Prescriptive_hvac | 23.64% | 0 | 0 | 0 | 0 | 0 | 0 | 0 | 0 | 0 | 0 | 0 | 0 | 0 | 0 | 0 | 0 | 0 | 0 | 0 | 0 | 0 | 0 | 0 | 0 | 0 | 0 | 0 | 0 | 0 | 0 | 0 | 0 | 0 | 0 | 0 | 0 | 0 | 0 | 0 | 0 | 0 | 0 | 0 | 0 | 0 | 0 | 0 | 0 | 0 | 0 | 0 | 0 | 0 | 0 | 0 | 0 | 0 | 0 | 0 | 0 | 0 | 0 | 0 | 0 | 0 | 0 | 0 | 0 | 0 | 0 | 0 | 0 | 0 | 0 | 0 | 0 | 0 | 0 | 0 | 0 | 0 | 0 | 0 | 0 | 0 | 0 | 0 | 0 | 0 | 0 | 0 | 0 | 0 | 0 | 0 | 0 | 0 | 0 | 0 | 0 | 0 | 0 | 0 | 0 | 0
Ach | Grocery | Space Heating | Residential/split system heat pump | TRC | New | NN5133 | ENERGY STAR certified buildings program | ENERGY STAR certified buildings program | NonEquip | 20 |  | 0% | Custom_improvement | 11% | 0 | 0 | 0 | 0 | 0 | 0 | 0 | 0 | 0 | 0 | 0 | 0 | 0 | 0 | 0 | 0 | 0 | 0 | 0 | 0 | 0 | 0 | 0 | 0 | 0 | 0 | 0 | 0 | 0 | 0 | 0 | 0 | 0 | 0 | 0 | 0 | 0 | 0 | 0 | 0 | 0 | 0 | 0 | 0 | 0 | 0 | 0 | 0 | 0 | 0 | 0 | 0 | 0 | 0 | 0 | 0 | 0 | 0 | 0 | 0 | 0 | 0 | 0 | 0 | 0 | 0 | 0 | 0 | 0 | 0 | 0 | 0 | 0 | 0 | 0 | 0 | 0 | 0 | 0 | 0 | 0 | 0 | 0 | 0 | 0 | 0 | 0 | 0 | 0 | 0 | 0 | 0 | 0 | 0 | 0 | 0 | 0 | 0 | 0 | 0 | 0 | 0 | 0 | 0 | 0
Ach | Grocery | Space Heating | Residential/split system heat pump | TRC | New | NN3183 | Ceiling Insulation(R2 to R38) | Ceiling Insulation(R2 to R38) | NonEquip | 20 |  | 0% | Prescriptive_hvac | 15.14% | 0 | 0 | 0 | 0 | 0 | 0 | 0 | 0 | 0 | 0 | 0 | 0 | 0 | 0 | 0 | 0 | 0 | 0 | 0 | 0 | 0 | 0 | 0 | 0 | 0 | 0 | 0 | 0 | 0 | 0 | 0 | 0 | 0 | 0 | 0 | 0 | 0 | 0 | 0 | 0 | 0 | 0 | 0 | 0 | 0 | 0 | 0 | 0 | 0 | 0 | 0 | 0 | 0 | 0 | 0 | 0 | 0 | 0 | 0 | 0 | 0 | 0 | 0 | 0 | 0 | 0 | 0 | 0 | 0 | 0 | 0 | 0 | 0 | 0 | 0 | 0 | 0 | 0 | 0 | 0 | 0 | 0 | 0 | 0 | 0 | 0 | 0 | 0 | 0 | 0 | 0 | 0 | 0 | 0 | 0 | 0 | 0 | 0 | 0 | 0 | 0 | 0 | 0 | 0 | 0
Ach | Grocery | Space Heating | Residential/split system heat pump | TRC | Existing | NE5120 | ENERGY STAR certified buildings program | ENERGY STAR certified buildings program | NonEquip | 20 |  | 0% | Custom_improvement_existing | 11% | 0 | 0 | 0 | 0 | 0 | 0 | 0 | 0 | 0 | 0 | 0 | 0 | 0 | 0 | 0 | 0 | 0 | 0 | 0 | 0 | 0 | 0 | 0 | 0 | 0 | 0 | 0 | 0 | 0 | 0 | 0 | 0 | 0 | 0 | 0 | 0 | 0 | 0 | 0 | 0 | 0 | 0 | 0 | 0 | 0 | 0 | 0 | 0 | 0 | 0 | 0 | 0 | 0 | 0 | 0 | 0 | 0 | 0 | 0 | 0 | 0 | 0 | 0 | 0 | 0 | 0 | 0 | 0 | 0 | 0 | 0 | 0 | 0 | 0 | 0 | 0 | 0 | 0 | 0 | 0 | 0 | 0 | 0 | 0 | 0 | 0 | 0 | 0 | 0 | 0 | 0 | 0 | 0 | 0 | 0 | 0 | 0 | 0 | 0 | 0 | 0 | 0 | 0 | 0 | 0
Ach | Grocery | Space Heating | Residential/split system heat pump | TRC | Existing | NE3170 | Ceiling Insulation(R2 to R38) | Ceiling Insulation(R2 to R38) | NonEquip | 20 |  | 0% | Prescriptive_hvac_existing | 16.71% | 0 | 0 | 0 | 0 | 0 | 0 | 0 | 0 | 0 | 0 | 0 | 0 | 0 | 0 | 0 | 0 | 0 | 0 | 0 | 0 | 0 | 0 | 0 | 0 | 0 | 0 | 0 | 0 | 0 | 0 | 0 | 0 | 0 | 0 | 0 | 0 | 0 | 0 | 0 | 0 | 0 | 0 | 0 | 0 | 0 | 0 | 0 | 0 | 0 | 0 | 0 | 0 | 0 | 0 | 0 | 0 | 0 | 0 | 0 | 0 | 0 | 0 | 0 | 0 | 0 | 0 | 0 | 0 | 0 | 0 | 0 | 0 | 0 | 0 | 0 | 0 | 0 | 0 | 0 | 0 | 0 | 0 | 0 | 0 | 0 | 0 | 0 | 0 | 0 | 0 | 0 | 0 | 0 | 0 | 0 | 0 | 0 | 0 | 0 | 0 | 0 | 0 | 0 | 0 | 0
Ach | Grocery | Space Heating | Residential/split system heat pump | TRC | Turnover | ET1330 | High Efficiency PTHP | High Efficiency PTHP | Equip | 15 | Residential/split system heat pump | 49.09% | Prescriptive_hvac | 9.375% | 20.6069 | 29.5855 | 45.2577 | 66.6432 | 92.0584 | 115.4321 | 125.2356 | 111.5787 | 78.4236 | 43.4157 | 20.6069 | 50.1924 | 95.4501 | 162.0933 | 254.1517 | 369.5838 | 494.8194 | 606.3981 | 684.8217 | 728.2373 | 0 | 0 | 0 | 0 | 0 | 0 | 0 | 0 | 0 | 0 | 3.7527e-06 | 9.1404e-06 | 1.7382e-05 | 2.9518e-05 | 4.6283e-05 | 6.7304e-05 | 9.011e-05 | 0.00011043 | 0.00012471 | 0.00013262 | 0.90814 | 1.3429 | 2.116 | 3.2093 | 4.5662 | 5.8973 | 6.5901 | 6.0476 | 4.3781 | 2.4965 | 20.6259 | 0.99549 | 1.4721 | 2.3195 | 3.518 | 5.0054 | 6.4646 | 7.224 | 6.6293 | 4.7992 | 2.7366 | 22.6097 | 3.2373 | 4.7873 | 7.543 | 11.4405 | 16.2775 | 21.0227 | 23.4924 | 21.5585 | 15.607 | 8.8993 | 73.5267 | -16.6633 | -24.6415 | -38.8255 | -58.8868 | -83.7843 | -108.2089 | -120.9209 | -110.9665 | -80.3331 | -45.807 | -378.4594 | 19.9007 | 29.4288 | 46.3684 | 70.3272 | 100.0618 | 129.2316 | 144.4133 | 132.525 | 95.9402 | 54.7063 | 451.9861 | 2.4692 | 6.1946 | 12.1335 | 21.2233 | 34.2751 | 51.3376 | 70.7956 | 89.3624 | 103.9469 | 113.853
Ach | Grocery | Space Heating | Residential/split system heat pump | TRC | New | EN1356 | High Efficiency PTHP | High Efficiency PTHP | Equip | 15 | Residential/split system heat pump | 49.09% | Prescriptive_hvac | 9.375% | 4.1397 | 6.6613 | 11.4239 | 18.6381 | 28.2554 | 34.9704 | 37.3676 | 32.7707 | 22.6441 | 12.3343 | 4.1397 | 10.801 | 22.2249 | 40.8631 | 69.1185 | 104.0888 | 141.4565 | 174.2272 | 196.8713 | 209.2056 | 0 | 0 | 0 | 0 | 0 | 0 | 0 | 0 | 0 | 0 | 7.5387e-07 | 1.9669e-06 | 4.0473e-06 | 7.4414e-06 | 1.2587e-05 | 1.8955e-05 | 2.576e-05 | 3.1728e-05 | 3.5852e-05 | 3.8098e-05 | 0.18244 | 0.30237 | 0.53411 | 0.89755 | 1.4015 | 1.7866 | 1.9664 | 1.7762 | 1.2641 | 0.70924 | 5.875 | 0.19999 | 0.33145 | 0.58549 | 0.98388 | 1.5363 | 1.9585 | 2.1555 | 1.947 | 1.3857 | 0.77746 | 6.44 | 0.65035 | 1.0779 | 1.904 | 3.1996 | 4.9961 | 6.3689 | 7.0096 | 6.3317 | 4.5064 | 2.5283 | 20.943 | -3.3475 | -5.5481 | -9.8003 | -16.4689 | -25.7158 | -32.7821 | -36.0802 | -32.5909 | -23.1954 | -13.0137 | -107.7984 | 3.9979 | 6.626 | 11.7043 | 19.6684 | 30.7119 | 39.1509 | 43.0898 | 38.9227 | 27.7018 | 15.542 | 128.7414 | 0.49603 | 1.333 | 2.8252 | 5.3503 | 9.3214 | 14.4586 | 20.2387 | 25.6751 | 29.8825 | 32.7073
Ach | Grocery | Refrigeration | Residential style | TRC | New | NN5107 | ENERGY STAR certified buildings program | ENERGY STAR certified buildings program | NonEquip | 20 |  | 0% | Custom_improvement | 11% | 0 | 0 | 0 | 0 | 0 | 0 | 0 | 0 | 0 | 0 | 0 | 0 | 0 | 0 | 0 | 0 | 0 | 0 | 0 | 0 | 0 | 0 | 0 | 0 | 0 | 0 | 0 | 0 | 0 | 0 | 0 | 0 | 0 | 0 | 0 | 0 | 0 | 0 | 0 | 0 | 0 | 0 | 0 | 0 | 0 | 0 | 0 | 0 | 0 | 0 | 0 | 0 | 0 | 0 | 0 | 0 | 0 | 0 | 0 | 0 | 0 | 0 | 0 | 0 | 0 | 0 | 0 | 0 | 0 | 0 | 0 | 0 | 0 | 0 | 0 | 0 | 0 | 0 | 0 | 0 | 0 | 0 | 0 | 0 | 0 | 0 | 0 | 0 | 0 | 0 | 0 | 0 | 0 | 0 | 0 | 0 | 0 | 0 | 0 | 0 | 0 | 0 | 0 | 0 | 0
Ach | Grocery | Refrigeration | Residential style | TRC | New | NN4821 | PSC to ECM Evaporator Fan Motor (Reach-In) | PSC to ECM Evaporator Fan Motor (Reach-In) | NonEquip | 15 | Display cases | 0% | Prescriptive_ECM | 37.5% | 0 | 0 | 0 | 0 | 0 | 0 | 0 | 0 | 0 | 0 | 0 | 0 | 0 | 0 | 0 | 0 | 0 | 0 | 0 | 0 | 0 | 0 | 0 | 0 | 0 | 0 | 0 | 0 | 0 | 0 | 0 | 0 | 0 | 0 | 0 | 0 | 0 | 0 | 0 | 0 | 0 | 0 | 0 | 0 | 0 | 0 | 0 | 0 | 0 | 0 | 0 | 0 | 0 | 0 | 0 | 0 | 0 | 0 | 0 | 0 | 0 | 0 | 0 | 0 | 0 | 0 | 0 | 0 | 0 | 0 | 0 | 0 | 0 | 0 | 0 | 0 | 0 | 0 | 0 | 0 | 0 | 0 | 0 | 0 | 0 | 0 | 0 | 0 | 0 | 0 | 0 | 0 | 0 | 0 | 0 | 0 | 0 | 0 | 0 | 0 | 0 | 0 | 0 | 0 | 0
Ach | Grocery | Refrigeration | Residential style | TRC | Existing | NE5094 | ENERGY STAR certified buildings program | ENERGY STAR certified buildings program | NonEquip | 20 |  | 0% | Custom_improvement_existing | 11% | 0 | 0 | 0 | 0 | 0 | 0 | 0 | 0 | 0 | 0 | 0 | 0 | 0 | 0 | 0 | 0 | 0 | 0 | 0 | 0 | 0 | 0 | 0 | 0 | 0 | 0 | 0 | 0 | 0 | 0 | 0 | 0 | 0 | 0 | 0 | 0 | 0 | 0 | 0 | 0 | 0 | 0 | 0 | 0 | 0 | 0 | 0 | 0 | 0 | 0 | 0 | 0 | 0 | 0 | 0 | 0 | 0 | 0 | 0 | 0 | 0 | 0 | 0 | 0 | 0 | 0 | 0 | 0 | 0 | 0 | 0 | 0 | 0 | 0 | 0 | 0 | 0 | 0 | 0 | 0 | 0 | 0 | 0 | 0 | 0 | 0 | 0 | 0 | 0 | 0 | 0 | 0 | 0 | 0 | 0 | 0 | 0 | 0 | 0 | 0 | 0 | 0 | 0 | 0 | 0
Ach | Grocery | Refrigeration | Residential style | TRC | Existing | NE4808 | PSC to ECM Evaporator Fan Motor (Reach-In) | PSC to ECM Evaporator Fan Motor (Reach-In) | NonEquip | 15 | Display cases | 0% | Prescriptive_ECM_existing | 37.5% | 0 | 0 | 0 | 0 | 0 | 0 | 0 | 0 | 0 | 0 | 0 | 0 | 0 | 0 | 0 | 0 | 0 | 0 | 0 | 0 | 0 | 0 | 0 | 0 | 0 | 0 | 0 | 0 | 0 | 0 | 0 | 0 | 0 | 0 | 0 | 0 | 0 | 0 | 0 | 0 | 0 | 0 | 0 | 0 | 0 | 0 | 0 | 0 | 0 | 0 | 0 | 0 | 0 | 0 | 0 | 0 | 0 | 0 | 0 | 0 | 0 | 0 | 0 | 0 | 0 | 0 | 0 | 0 | 0 | 0 | 0 | 0 | 0 | 0 | 0 | 0 | 0 | 0 | 0 | 0 | 0 | 0 | 0 | 0 | 0 | 0 | 0 | 0 | 0 | 0 | 0 | 0 | 0 | 0 | 0 | 0 | 0 | 0 | 0 | 0 | 0 | 0 | 0 | 0 | 0
Ach | Grocery | Cooking | Range | TRC | New | NN5081 | ENERGY STAR certified buildings program | ENERGY STAR certified buildings program | NonEquip | 20 |  | 0% | Custom_improvement | 11% | 0 | 0 | 0 | 0 | 0 | 0 | 0 | 0 | 0 | 0 | 0 | 0 | 0 | 0 | 0 | 0 | 0 | 0 | 0 | 0 | 0 | 0 | 0 | 0 | 0 | 0 | 0 | 0 | 0 | 0 | 0 | 0 | 0 | 0 | 0 | 0 | 0 | 0 | 0 | 0 | 0 | 0 | 0 | 0 | 0 | 0 | 0 | 0 | 0 | 0 | 0 | 0 | 0 | 0 | 0 | 0 | 0 | 0 | 0 | 0 | 0 | 0 | 0 | 0 | 0 | 0 | 0 | 0 | 0 | 0 | 0 | 0 | 0 | 0 | 0 | 0 | 0 | 0 | 0 | 0 | 0 | 0 | 0 | 0 | 0 | 0 | 0 | 0 | 0 | 0 | 0 | 0 | 0 | 0 | 0 | 0 | 0 | 0 | 0 | 0 | 0 | 0 | 0 | 0 | 0
Ach | Grocery | Cooking | Range | TRC | Existing | NE5068 | ENERGY STAR certified buildings program | ENERGY STAR certified buildings program | NonEquip | 20 |  | 0% | Custom_improvement_existing | 11% | 0 | 0 | 0 | 0 | 0 | 0 | 0 | 0 | 0 | 0 | 0 | 0 | 0 | 0 | 0 | 0 | 0 | 0 | 0 | 0 | 0 | 0 | 0 | 0 | 0 | 0 | 0 | 0 | 0 | 0 | 0 | 0 | 0 | 0 | 0 | 0 | 0 | 0 | 0 | 0 | 0 | 0 | 0 | 0 | 0 | 0 | 0 | 0 | 0 | 0 | 0 | 0 | 0 | 0 | 0 | 0 | 0 | 0 | 0 | 0 | 0 | 0 | 0 | 0 | 0 | 0 | 0 | 0 | 0 | 0 | 0 | 0 | 0 | 0 | 0 | 0 | 0 | 0 | 0 | 0 | 0 | 0 | 0 | 0 | 0 | 0 | 0 | 0 | 0 | 0 | 0 | 0 | 0 | 0 | 0 | 0 | 0 | 0 | 0 | 0 | 0 | 0 | 0 | 0 | 0
Ach | Grocery | Miscellaneous | Pool pump | TRC | New | NN5237 | ENERGY STAR certified buildings program | ENERGY STAR certified buildings program | NonEquip | 20 |  | 0% | Custom_improvement | 11% | 0 | 0 | 0 | 0 | 0 | 0 | 0 | 0 | 0 | 0 | 0 | 0 | 0 | 0 | 0 | 0 | 0 | 0 | 0 | 0 | 0 | 0 | 0 | 0 | 0 | 0 | 0 | 0 | 0 | 0 | 0 | 0 | 0 | 0 | 0 | 0 | 0 | 0 | 0 | 0 | 0 | 0 | 0 | 0 | 0 | 0 | 0 | 0 | 0 | 0 | 0 | 0 | 0 | 0 | 0 | 0 | 0 | 0 | 0 | 0 | 0 | 0 | 0 | 0 | 0 | 0 | 0 | 0 | 0 | 0 | 0 | 0 | 0 | 0 | 0 | 0 | 0 | 0 | 0 | 0 | 0 | 0 | 0 | 0 | 0 | 0 | 0 | 0 | 0 | 0 | 0 | 0 | 0 | 0 | 0 | 0 | 0 | 0 | 0 | 0 | 0 | 0 | 0 | 0 | 0
Ach | Grocery | Miscellaneous | Pool pump | TRC | New | NN4535 | VSD Controlled Compressor | VSD Controlled Compressor | NonEquip | 15 | Others | 0% | Prescriptive_ECM | 20.79% | 0 | 0 | 0 | 0 | 0 | 0 | 0 | 0 | 0 | 0 | 0 | 0 | 0 | 0 | 0 | 0 | 0 | 0 | 0 | 0 | 0 | 0 | 0 | 0 | 0 | 0 | 0 | 0 | 0 | 0 | 0 | 0 | 0 | 0 | 0 | 0 | 0 | 0 | 0 | 0 | 0 | 0 | 0 | 0 | 0 | 0 | 0 | 0 | 0 | 0 | 0 | 0 | 0 | 0 | 0 | 0 | 0 | 0 | 0 | 0 | 0 | 0 | 0 | 0 | 0 | 0 | 0 | 0 | 0 | 0 | 0 | 0 | 0 | 0 | 0 | 0 | 0 | 0 | 0 | 0 | 0 | 0 | 0 | 0 | 0 | 0 | 0 | 0 | 0 | 0 | 0 | 0 | 0 | 0 | 0 | 0 | 0 | 0 | 0 | 0 | 0 | 0 | 0 | 0 | 0
Ach | Grocery | Miscellaneous | Pool pump | TRC | Existing | NE5224 | ENERGY STAR certified buildings program | ENERGY STAR certified buildings program | NonEquip | 20 |  | 0% | Custom_improvement_existing | 11% | 0 | 0 | 0 | 0 | 0 | 0 | 0 | 0 | 0 | 0 | 0 | 0 | 0 | 0 | 0 | 0 | 0 | 0 | 0 | 0 | 0 | 0 | 0 | 0 | 0 | 0 | 0 | 0 | 0 | 0 | 0 | 0 | 0 | 0 | 0 | 0 | 0 | 0 | 0 | 0 | 0 | 0 | 0 | 0 | 0 | 0 | 0 | 0 | 0 | 0 | 0 | 0 | 0 | 0 | 0 | 0 | 0 | 0 | 0 | 0 | 0 | 0 | 0 | 0 | 0 | 0 | 0 | 0 | 0 | 0 | 0 | 0 | 0 | 0 | 0 | 0 | 0 | 0 | 0 | 0 | 0 | 0 | 0 | 0 | 0 | 0 | 0 | 0 | 0 | 0 | 0 | 0 | 0 | 0 | 0 | 0 | 0 | 0 | 0 | 0 | 0 | 0 | 0 | 0 | 0
Ach | Grocery | Miscellaneous | Pool pump | TRC | Existing | NE4522 | VSD Controlled Compressor | VSD Controlled Compressor | NonEquip | 15 | Others | 0% | Prescriptive_ECM_existing | 20.79% | 0 | 0 | 0 | 0 | 0 | 0 | 0 | 0 | 0 | 0 | 0 | 0 | 0 | 0 | 0 | 0 | 0 | 0 | 0 | 0 | 0 | 0 | 0 | 0 | 0 | 0 | 0 | 0 | 0 | 0 | 0 | 0 | 0 | 0 | 0 | 0 | 0 | 0 | 0 | 0 | 0 | 0 | 0 | 0 | 0 | 0 | 0 | 0 | 0 | 0 | 0 | 0 | 0 | 0 | 0 | 0 | 0 | 0 | 0 | 0 | 0 | 0 | 0 | 0 | 0 | 0 | 0 | 0 | 0 | 0 | 0 | 0 | 0 | 0 | 0 | 0 | 0 | 0 | 0 | 0 | 0 | 0 | 0 | 0 | 0 | 0 | 0 | 0 | 0 | 0 | 0 | 0 | 0 | 0 | 0 | 0 | 0 | 0 | 0 | 0 | 0 | 0 | 0 | 0 | 0
Ach | Grocery | Miscellaneous | Pool pump | TRC | Turnover | ET1993 | Solar Pool Heater | Solar Pool Heater | Equip | 15 | Pool pump | 0% | Prescriptive_all | 86.11% | 0 | 0 | 0 | 0 | 0 | 0 | 0 | 0 | 0 | 0 | 0 | 0 | 0 | 0 | 0 | 0 | 0 | 0 | 0 | 0 | 0 | 0 | 0 | 0 | 0 | 0 | 0 | 0 | 0 | 0 | 0 | 0 | 0 | 0 | 0 | 0 | 0 | 0 | 0 | 0 | 0 | 0 | 0 | 0 | 0 | 0 | 0 | 0 | 0 | 0 | 0 | 0 | 0 | 0 | 0 | 0 | 0 | 0 | 0 | 0 | 0 | 0 | 0 | 0 | 0 | 0 | 0 | 0 | 0 | 0 | 0 | 0 | 0 | 0 | 0 | 0 | 0 | 0 | 0 | 0 | 0 | 0 | 0 | 0 | 0 | 0 | 0 | 0 | 0 | 0 | 0 | 0 | 0 | 0 | 0 | 0 | 0 | 0 | 0 | 0 | 0 | 0 | 0 | 0 | 0
Ach | Grocery | Miscellaneous | Pool pump | TRC | New | EN2019 | Solar Pool Heater | Solar Pool Heater | Equip | 15 | Pool pump | 0% | Prescriptive_all | 86.11% | 0 | 0 | 0 | 0 | 0 | 0 | 0 | 0 | 0 | 0 | 0 | 0 | 0 | 0 | 0 | 0 | 0 | 0 | 0 | 0 | 0 | 0 | 0 | 0 | 0 | 0 | 0 | 0 | 0 | 0 | 0 | 0 | 0 | 0 | 0 | 0 | 0 | 0 | 0 | 0 | 0 | 0 | 0 | 0 | 0 | 0 | 0 | 0 | 0 | 0 | 0 | 0 | 0 | 0 | 0 | 0 | 0 | 0 | 0 | 0 | 0 | 0 | 0 | 0 | 0 | 0 | 0 | 0 | 0 | 0 | 0 | 0 | 0 | 0 | 0 | 0 | 0 | 0 | 0 | 0 | 0 | 0 | 0 | 0 | 0 | 0 | 0 | 0 | 0 | 0 | 0 | 0 | 0 | 0 | 0 | 0 | 0 | 0 | 0 | 0 | 0 | 0 | 0 | 0 | 0
Ach | Grocery | Space Heating | Packaged central unit | TRC | New | NN5133 | ENERGY STAR certified buildings program | ENERGY STAR certified buildings program | NonEquip | 20 |  | 0% | Custom_improvement | 11% | 0 | 0 | 0 | 0 | 0 | 0 | 0 | 0 | 0 | 0 | 0 | 0 | 0 | 0 | 0 | 0 | 0 | 0 | 0 | 0 | 0 | 0 | 0 | 0 | 0 | 0 | 0 | 0 | 0 | 0 | 0 | 0 | 0 | 0 | 0 | 0 | 0 | 0 | 0 | 0 | 0 | 0 | 0 | 0 | 0 | 0 | 0 | 0 | 0 | 0 | 0 | 0 | 0 | 0 | 0 | 0 | 0 | 0 | 0 | 0 | 0 | 0 | 0 | 0 | 0 | 0 | 0 | 0 | 0 | 0 | 0 | 0 | 0 | 0 | 0 | 0 | 0 | 0 | 0 | 0 | 0 | 0 | 0 | 0 | 0 | 0 | 0 | 0 | 0 | 0 | 0 | 0 | 0 | 0 | 0 | 0 | 0 | 0 | 0 | 0 | 0 | 0 | 0 | 0 | 0
Ach | Grocery | Space Heating | Packaged central unit | TRC | New | NN3183 | Ceiling Insulation(R2 to R38) | Ceiling Insulation(R2 to R38) | NonEquip | 20 |  | 0% | Prescriptive_hvac | 15.14% | 0 | 0 | 0 | 0 | 0 | 0 | 0 | 0 | 0 | 0 | 0 | 0 | 0 | 0 | 0 | 0 | 0 | 0 | 0 | 0 | 0 | 0 | 0 | 0 | 0 | 0 | 0 | 0 | 0 | 0 | 0 | 0 | 0 | 0 | 0 | 0 | 0 | 0 | 0 | 0 | 0 | 0 | 0 | 0 | 0 | 0 | 0 | 0 | 0 | 0 | 0 | 0 | 0 | 0 | 0 | 0 | 0 | 0 | 0 | 0 | 0 | 0 | 0 | 0 | 0 | 0 | 0 | 0 | 0 | 0 | 0 | 0 | 0 | 0 | 0 | 0 | 0 | 0 | 0 | 0 | 0 | 0 | 0 | 0 | 0 | 0 | 0 | 0 | 0 | 0 | 0 | 0 | 0 | 0 | 0 | 0 | 0 | 0 | 0 | 0 | 0 | 0 | 0 | 0 | 0
Ach | Grocery | Space Heating | Packaged central unit | TRC | Existing | NE5120 | ENERGY STAR certified buildings program | ENERGY STAR certified buildings program | NonEquip | 20 |  | 0% | Custom_improvement_existing | 11% | 0 | 0 | 0 | 0 | 0 | 0 | 0 | 0 | 0 | 0 | 0 | 0 | 0 | 0 | 0 | 0 | 0 | 0 | 0 | 0 | 0 | 0 | 0 | 0 | 0 | 0 | 0 | 0 | 0 | 0 | 0 | 0 | 0 | 0 | 0 | 0 | 0 | 0 | 0 | 0 | 0 | 0 | 0 | 0 | 0 | 0 | 0 | 0 | 0 | 0 | 0 | 0 | 0 | 0 | 0 | 0 | 0 | 0 | 0 | 0 | 0 | 0 | 0 | 0 | 0 | 0 | 0 | 0 | 0 | 0 | 0 | 0 | 0 | 0 | 0 | 0 | 0 | 0 | 0 | 0 | 0 | 0 | 0 | 0 | 0 | 0 | 0 | 0 | 0 | 0 | 0 | 0 | 0 | 0 | 0 | 0 | 0 | 0 | 0 | 0 | 0 | 0 | 0 | 0 | 0
Ach | Grocery | Space Heating | Packaged central unit | TRC | Existing | NE3170 | Ceiling Insulation(R2 to R38) | Ceiling Insulation(R2 to R38) | NonEquip | 20 |  | 0% | Prescriptive_hvac_existing | 16.71% | 0 | 0 | 0 | 0 | 0 | 0 | 0 | 0 | 0 | 0 | 0 | 0 | 0 | 0 | 0 | 0 | 0 | 0 | 0 | 0 | 0 | 0 | 0 | 0 | 0 | 0 | 0 | 0 | 0 | 0 | 0 | 0 | 0 | 0 | 0 | 0 | 0 | 0 | 0 | 0 | 0 | 0 | 0 | 0 | 0 | 0 | 0 | 0 | 0 | 0 | 0 | 0 | 0 | 0 | 0 | 0 | 0 | 0 | 0 | 0 | 0 | 0 | 0 | 0 | 0 | 0 | 0 | 0 | 0 | 0 | 0 | 0 | 0 | 0 | 0 | 0 | 0 | 0 | 0 | 0 | 0 | 0 | 0 | 0 | 0 | 0 | 0 | 0 | 0 | 0 | 0 | 0 | 0 | 0 | 0 | 0 | 0 | 0 | 0 | 0 | 0 | 0 | 0 | 0 | 0
Ach | Grocery | Space Cooling | Packaged air conditioning units (RTUs) | TRC | New | NN5159 | ENERGY STAR certified buildings program | ENERGY STAR certified buildings program | NonEquip | 20 |  | 0% | Custom_improvement | 11% | 0 | 0 | 0 | 0 | 0 | 0 | 0 | 0 | 0 | 0 | 0 | 0 | 0 | 0 | 0 | 0 | 0 | 0 | 0 | 0 | 0 | 0 | 0 | 0 | 0 | 0 | 0 | 0 | 0 | 0 | 0 | 0 | 0 | 0 | 0 | 0 | 0 | 0 | 0 | 0 | 0 | 0 | 0 | 0 | 0 | 0 | 0 | 0 | 0 | 0 | 0 | 0 | 0 | 0 | 0 | 0 | 0 | 0 | 0 | 0 | 0 | 0 | 0 | 0 | 0 | 0 | 0 | 0 | 0 | 0 | 0 | 0 | 0 | 0 | 0 | 0 | 0 | 0 | 0 | 0 | 0 | 0 | 0 | 0 | 0 | 0 | 0 | 0 | 0 | 0 | 0 | 0 | 0 | 0 | 0 | 0 | 0 | 0 | 0 | 0 | 0 | 0 | 0 | 0 | 0
Ach | Grocery | Space Cooling | Packaged air conditioning units (RTUs) | TRC | New | NN3209 | Ceiling Insulation(R2 to R38) | Ceiling Insulation(R2 to R38) | NonEquip | 20 |  | 0% | Prescriptive_hvac | 4.22% | 0 | 0 | 0 | 0 | 0 | 0 | 0 | 0 | 0 | 0 | 0 | 0 | 0 | 0 | 0 | 0 | 0 | 0 | 0 | 0 | 0 | 0 | 0 | 0 | 0 | 0 | 0 | 0 | 0 | 0 | 0 | 0 | 0 | 0 | 0 | 0 | 0 | 0 | 0 | 0 | 0 | 0 | 0 | 0 | 0 | 0 | 0 | 0 | 0 | 0 | 0 | 0 | 0 | 0 | 0 | 0 | 0 | 0 | 0 | 0 | 0 | 0 | 0 | 0 | 0 | 0 | 0 | 0 | 0 | 0 | 0 | 0 | 0 | 0 | 0 | 0 | 0 | 0 | 0 | 0 | 0 | 0 | 0 | 0 | 0 | 0 | 0 | 0 | 0 | 0 | 0 | 0 | 0 | 0 | 0 | 0 | 0 | 0 | 0 | 0 | 0 | 0 | 0 | 0 | 0
Ach | Grocery | Space Cooling | Packaged air conditioning units (RTUs) | TRC | Existing | NE5146 | ENERGY STAR certified buildings program | ENERGY STAR certified buildings program | NonEquip | 20 |  | 0% | Custom_improvement_existing | 11% | 0 | 0 | 0 | 0 | 0 | 0 | 0 | 0 | 0 | 0 | 0 | 0 | 0 | 0 | 0 | 0 | 0 | 0 | 0 | 0 | 0 | 0 | 0 | 0 | 0 | 0 | 0 | 0 | 0 | 0 | 0 | 0 | 0 | 0 | 0 | 0 | 0 | 0 | 0 | 0 | 0 | 0 | 0 | 0 | 0 | 0 | 0 | 0 | 0 | 0 | 0 | 0 | 0 | 0 | 0 | 0 | 0 | 0 | 0 | 0 | 0 | 0 | 0 | 0 | 0 | 0 | 0 | 0 | 0 | 0 | 0 | 0 | 0 | 0 | 0 | 0 | 0 | 0 | 0 | 0 | 0 | 0 | 0 | 0 | 0 | 0 | 0 | 0 | 0 | 0 | 0 | 0 | 0 | 0 | 0 | 0 | 0 | 0 | 0 | 0 | 0 | 0 | 0 | 0 | 0
Ach | Grocery | Space Cooling | Packaged air conditioning units (RTUs) | TRC | Existing | NE3196 | Ceiling Insulation(R2 to R38) | Ceiling Insulation(R2 to R38) | NonEquip | 20 |  | 0% | Prescriptive_hvac_existing | 4.22% | 0 | 0 | 0 | 0 | 0 | 0 | 0 | 0 | 0 | 0 | 0 | 0 | 0 | 0 | 0 | 0 | 0 | 0 | 0 | 0 | 0 | 0 | 0 | 0 | 0 | 0 | 0 | 0 | 0 | 0 | 0 | 0 | 0 | 0 | 0 | 0 | 0 | 0 | 0 | 0 | 0 | 0 | 0 | 0 | 0 | 0 | 0 | 0 | 0 | 0 | 0 | 0 | 0 | 0 | 0 | 0 | 0 | 0 | 0 | 0 | 0 | 0 | 0 | 0 | 0 | 0 | 0 | 0 | 0 | 0 | 0 | 0 | 0 | 0 | 0 | 0 | 0 | 0 | 0 | 0 | 0 | 0 | 0 | 0 | 0 | 0 | 0 | 0 | 0 | 0 | 0 | 0 | 0 | 0 | 0 | 0 | 0 | 0 | 0 | 0 | 0 | 0 | 0 | 0 | 0
Ach | Grocery | Interior Lighting | Overhead (fluorescent/LED/CFL U-shape) | TRC | New | NN5003 | ENERGY STAR certified buildings program | ENERGY STAR certified buildings program | NonEquip | 20 |  | 0% | Custom_improvement | 11% | 0 | 0 | 0 | 0 | 0 | 0 | 0 | 0 | 0 | 0 | 0 | 0 | 0 | 0 | 0 | 0 | 0 | 0 | 0 | 0 | 0 | 0 | 0 | 0 | 0 | 0 | 0 | 0 | 0 | 0 | 0 | 0 | 0 | 0 | 0 | 0 | 0 | 0 | 0 | 0 | 0 | 0 | 0 | 0 | 0 | 0 | 0 | 0 | 0 | 0 | 0 | 0 | 0 | 0 | 0 | 0 | 0 | 0 | 0 | 0 | 0 | 0 | 0 | 0 | 0 | 0 | 0 | 0 | 0 | 0 | 0 | 0 | 0 | 0 | 0 | 0 | 0 | 0 | 0 | 0 | 0 | 0 | 0 | 0 | 0 | 0 | 0 | 0 | 0 | 0 | 0 | 0 | 0 | 0 | 0 | 0 | 0 | 0 | 0 | 0 | 0 | 0 | 0 | 0 | 0
Ach | Grocery | Interior Lighting | Overhead (fluorescent/LED/CFL U-shape) | TRC | Existing | NE4990 | ENERGY STAR certified buildings program | ENERGY STAR certified buildings program | NonEquip | 20 |  | 0% | Custom_improvement_existing | 11% | 0 | 0 | 0 | 0 | 0 | 0 | 0 | 0 | 0 | 0 | 0 | 0 | 0 | 0 | 0 | 0 | 0 | 0 | 0 | 0 | 0 | 0 | 0 | 0 | 0 | 0 | 0 | 0 | 0 | 0 | 0 | 0 | 0 | 0 | 0 | 0 | 0 | 0 | 0 | 0 | 0 | 0 | 0 | 0 | 0 | 0 | 0 | 0 | 0 | 0 | 0 | 0 | 0 | 0 | 0 | 0 | 0 | 0 | 0 | 0 | 0 | 0 | 0 | 0 | 0 | 0 | 0 | 0 | 0 | 0 | 0 | 0 | 0 | 0 | 0 | 0 | 0 | 0 | 0 | 0 | 0 | 0 | 0 | 0 | 0 | 0 | 0 | 0 | 0 | 0 | 0 | 0 | 0 | 0 | 0 | 0 | 0 | 0 | 0 | 0 | 0 | 0 | 0 | 0 | 0
Ach | Grocery | Cooking | Oven | TRC | New | NN5081 | ENERGY STAR certified buildings program | ENERGY STAR certified buildings program | NonEquip | 20 |  | 0% | Custom_improvement | 11% | 0 | 0 | 0 | 0 | 0 | 0 | 0 | 0 | 0 | 0 | 0 | 0 | 0 | 0 | 0 | 0 | 0 | 0 | 0 | 0 | 0 | 0 | 0 | 0 | 0 | 0 | 0 | 0 | 0 | 0 | 0 | 0 | 0 | 0 | 0 | 0 | 0 | 0 | 0 | 0 | 0 | 0 | 0 | 0 | 0 | 0 | 0 | 0 | 0 | 0 | 0 | 0 | 0 | 0 | 0 | 0 | 0 | 0 | 0 | 0 | 0 | 0 | 0 | 0 | 0 | 0 | 0 | 0 | 0 | 0 | 0 | 0 | 0 | 0 | 0 | 0 | 0 | 0 | 0 | 0 | 0 | 0 | 0 | 0 | 0 | 0 | 0 | 0 | 0 | 0 | 0 | 0 | 0 | 0 | 0 | 0 | 0 | 0 | 0 | 0 | 0 | 0 | 0 | 0 | 0
Ach | Grocery | Cooking | Oven | TRC | Existing | NE5068 | ENERGY STAR certified buildings program | ENERGY STAR certified buildings program | NonEquip | 20 |  | 0% | Custom_improvement_existing | 11% | 0 | 0 | 0 | 0 | 0 | 0 | 0 | 0 | 0 | 0 | 0 | 0 | 0 | 0 | 0 | 0 | 0 | 0 | 0 | 0 | 0 | 0 | 0 | 0 | 0 | 0 | 0 | 0 | 0 | 0 | 0 | 0 | 0 | 0 | 0 | 0 | 0 | 0 | 0 | 0 | 0 | 0 | 0 | 0 | 0 | 0 | 0 | 0 | 0 | 0 | 0 | 0 | 0 | 0 | 0 | 0 | 0 | 0 | 0 | 0 | 0 | 0 | 0 | 0 | 0 | 0 | 0 | 0 | 0 | 0 | 0 | 0 | 0 | 0 | 0 | 0 | 0 | 0 | 0 | 0 | 0 | 0 | 0 | 0 | 0 | 0 | 0 | 0 | 0 | 0 | 0 | 0 | 0 | 0 | 0 | 0 | 0 | 0 | 0 | 0 | 0 | 0 | 0 | 0 | 0
Ach | Grocery | Miscellaneous | Others | TRC | New | NN5237 | ENERGY STAR certified buildings program | ENERGY STAR certified buildings program | NonEquip | 20 |  | 0% | Custom_improvement | 11% | 0 | 0 | 0 | 0 | 0 | 0 | 0 | 0 | 0 | 0 | 0 | 0 | 0 | 0 | 0 | 0 | 0 | 0 | 0 | 0 | 0 | 0 | 0 | 0 | 0 | 0 | 0 | 0 | 0 | 0 | 0 | 0 | 0 | 0 | 0 | 0 | 0 | 0 | 0 | 0 | 0 | 0 | 0 | 0 | 0 | 0 | 0 | 0 | 0 | 0 | 0 | 0 | 0 | 0 | 0 | 0 | 0 | 0 | 0 | 0 | 0 | 0 | 0 | 0 | 0 | 0 | 0 | 0 | 0 | 0 | 0 | 0 | 0 | 0 | 0 | 0 | 0 | 0 | 0 | 0 | 0 | 0 | 0 | 0 | 0 | 0 | 0 | 0 | 0 | 0 | 0 | 0 | 0 | 0 | 0 | 0 | 0 | 0 | 0 | 0 | 0 | 0 | 0 | 0 | 0
Ach | Grocery | Miscellaneous | Others | TRC | New | NN4535 | VSD Controlled Compressor | VSD Controlled Compressor | NonEquip | 15 | Others | 23.37% | Prescriptive_ECM | 20.79% | 6.1344 | 10.381 | 19.0787 | 34.4434 | 60.7315 | 94.2507 | 140.3587 | 196.559 | 250.5999 | 278.9683 | 6.1344 | 16.5154 | 35.5941 | 70.0375 | 130.769 | 225.0198 | 365.3784 | 561.9374 | 812.5373 | 1091.5056 | 0.00092497 | 0.0024903 | 0.005367 | 0.010561 | 0.019718 | 0.033929 | 0.055093 | 0.084731 | 0.12252 | 0.16458 | 0.00043292 | 0.0011655 | 0.002512 | 0.0049428 | 0.0092288 | 0.01588 | 0.025786 | 0.039658 | 0.057343 | 0.077031 | 0.21052 | 0.36693 | 0.6946 | 1.2916 | 2.3457 | 3.7496 | 5.7514 | 8.2959 | 10.8941 | 12.4911 | 21.3532 | 0.42479 | 0.74042 | 1.4016 | 2.6063 | 4.7333 | 7.5661 | 11.6055 | 16.74 | 21.9827 | 25.2053 | 43.0876 | 0.39635 | 0.69085 | 1.3078 | 2.4318 | 4.4164 | 7.0596 | 10.8285 | 15.6193 | 20.511 | 23.5178 | 40.2029 | -5.403 | -9.4175 | -17.8271 | -33.1496 | -60.2037 | -96.2344 | -147.6122 | -212.9184 | -279.6008 | -320.5897 | -548.0363 | 5.7993 | 10.1084 | 19.1349 | 35.5814 | 64.6201 | 103.294 | 158.4407 | 228.5376 | 300.1117 | 344.1075 | 588.2392 | 0.7222 | 2.0027 | 4.4456 | 9.01 | 17.3275 | 30.7107 | 51.3629 | 81.3639 | 121.1781 | 167.6656
Ach | Grocery | Miscellaneous | Others | TRC | Existing | NE5224 | ENERGY STAR certified buildings program | ENERGY STAR certified buildings program | NonEquip | 20 |  | 0% | Custom_improvement_existing | 11% | 0 | 0 | 0 | 0 | 0 | 0 | 0 | 0 | 0 | 0 | 0 | 0 | 0 | 0 | 0 | 0 | 0 | 0 | 0 | 0 | 0 | 0 | 0 | 0 | 0 | 0 | 0 | 0 | 0 | 0 | 0 | 0 | 0 | 0 | 0 | 0 | 0 | 0 | 0 | 0 | 0 | 0 | 0 | 0 | 0 | 0 | 0 | 0 | 0 | 0 | 0 | 0 | 0 | 0 | 0 | 0 | 0 | 0 | 0 | 0 | 0 | 0 | 0 | 0 | 0 | 0 | 0 | 0 | 0 | 0 | 0 | 0 | 0 | 0 | 0 | 0 | 0 | 0 | 0 | 0 | 0 | 0 | 0 | 0 | 0 | 0 | 0 | 0 | 0 | 0 | 0 | 0 | 0 | 0 | 0 | 0 | 0 | 0 | 0 | 0 | 0 | 0 | 0 | 0 | 0
Ach | Grocery | Miscellaneous | Others | TRC | Existing | NE4522 | VSD Controlled Compressor | VSD Controlled Compressor | NonEquip | 15 | Others | 23.37% | Prescriptive_ECM_existing | 20.79% | 28.5002 | 49.1984 | 79.6958 | 128.319 | 203.7162 | 315.8978 | 471.0613 | 660.9387 | 845.2907 | 943.1637 | 28.5002 | 77.6986 | 157.3944 | 285.7133 | 489.4295 | 805.3273 | 1276.3886 | 1937.3272 | 2782.6179 | 3725.7816 | 0.0042974 | 0.011716 | 0.023733 | 0.043081 | 0.073798 | 0.12143 | 0.19246 | 0.29212 | 0.41957 | 0.56179 | 0.0020114 | 0.0054834 | 0.011108 | 0.020164 | 0.034541 | 0.056835 | 0.090079 | 0.13672 | 0.19638 | 0.26294 | 0.97805 | 1.739 | 2.9015 | 4.8119 | 7.8684 | 12.5674 | 19.3025 | 27.8955 | 36.7465 | 42.2313 | 73.2821 | 1.9736 | 3.5091 | 5.8548 | 9.7097 | 15.8773 | 25.3592 | 38.9496 | 56.2891 | 74.1492 | 85.2167 | 147.8728 | 1.8414 | 3.2741 | 5.4628 | 9.0596 | 14.8143 | 23.6614 | 36.3419 | 52.5205 | 69.1849 | 79.5114 | 137.9726 | -25.102 | -44.6321 | -74.468 | -123.4986 | -201.9455 | -322.5465 | -495.405 | -715.9478 | -943.1125 | -1083.8813 | -1880.8113 | 26.9434 | 47.9063 | 79.9308 | 132.5583 | 216.7598 | 346.2079 | 531.7469 | 768.4683 | 1012.2974 | 1163.3927 | 2018.7839 | 3.3553 | 9.4218 | 19.6583 | 36.7557 | 64.8518 | 109.9111 | 179.4276 | 280.5089 | 414.987 | 572.3155
Ach | Grocery | Office Equipment | Other office | TRC | New | NN5055 | ENERGY STAR certified buildings program | ENERGY STAR certified buildings program | NonEquip | 20 |  | 0% | Custom_improvement | 11% | 0 | 0 | 0 | 0 | 0 | 0 | 0 | 0 | 0 | 0 | 0 | 0 | 0 | 0 | 0 | 0 | 0 | 0 | 0 | 0 | 0 | 0 | 0 | 0 | 0 | 0 | 0 | 0 | 0 | 0 | 0 | 0 | 0 | 0 | 0 | 0 | 0 | 0 | 0 | 0 | 0 | 0 | 0 | 0 | 0 | 0 | 0 | 0 | 0 | 0 | 0 | 0 | 0 | 0 | 0 | 0 | 0 | 0 | 0 | 0 | 0 | 0 | 0 | 0 | 0 | 0 | 0 | 0 | 0 | 0 | 0 | 0 | 0 | 0 | 0 | 0 | 0 | 0 | 0 | 0 | 0 | 0 | 0 | 0 | 0 | 0 | 0 | 0 | 0 | 0 | 0 | 0 | 0 | 0 | 0 | 0 | 0 | 0 | 0 | 0 | 0 | 0 | 0 | 0 | 0
Ach | Grocery | Office Equipment | Other office | TRC | Existing | NE5042 | ENERGY STAR certified buildings program | ENERGY STAR certified buildings program | NonEquip | 20 |  | 0% | Custom_improvement_existing | 11% | 0 | 0 | 0 | 0 | 0 | 0 | 0 | 0 | 0 | 0 | 0 | 0 | 0 | 0 | 0 | 0 | 0 | 0 | 0 | 0 | 0 | 0 | 0 | 0 | 0 | 0 | 0 | 0 | 0 | 0 | 0 | 0 | 0 | 0 | 0 | 0 | 0 | 0 | 0 | 0 | 0 | 0 | 0 | 0 | 0 | 0 | 0 | 0 | 0 | 0 | 0 | 0 | 0 | 0 | 0 | 0 | 0 | 0 | 0 | 0 | 0 | 0 | 0 | 0 | 0 | 0 | 0 | 0 | 0 | 0 | 0 | 0 | 0 | 0 | 0 | 0 | 0 | 0 | 0 | 0 | 0 | 0 | 0 | 0 | 0 | 0 | 0 | 0 | 0 | 0 | 0 | 0 | 0 | 0 | 0 | 0 | 0 | 0 | 0 | 0 | 0 | 0 | 0 | 0 | 0
Ach | Grocery | Ventilation and Circulation | Motor/Fan | TRC | New | NN5185 | ENERGY STAR certified buildings program | ENERGY STAR certified buildings program | NonEquip | 20 |  | 0% | Custom_improvement | 11% | 0 | 0 | 0 | 0 | 0 | 0 | 0 | 0 | 0 | 0 | 0 | 0 | 0 | 0 | 0 | 0 | 0 | 0 | 0 | 0 | 0 | 0 | 0 | 0 | 0 | 0 | 0 | 0 | 0 | 0 | 0 | 0 | 0 | 0 | 0 | 0 | 0 | 0 | 0 | 0 | 0 | 0 | 0 | 0 | 0 | 0 | 0 | 0 | 0 | 0 | 0 | 0 | 0 | 0 | 0 | 0 | 0 | 0 | 0 | 0 | 0 | 0 | 0 | 0 | 0 | 0 | 0 | 0 | 0 | 0 | 0 | 0 | 0 | 0 | 0 | 0 | 0 | 0 | 0 | 0 | 0 | 0 | 0 | 0 | 0 | 0 | 0 | 0 | 0 | 0 | 0 | 0 | 0 | 0 | 0 | 0 | 0 | 0 | 0 | 0 | 0 | 0 | 0 | 0 | 0
Ach | Grocery | Ventilation and Circulation | Motor/Fan | TRC | Existing | NE5172 | ENERGY STAR certified buildings program | ENERGY STAR certified buildings program | NonEquip | 20 |  | 0% | Custom_improvement_existing | 11% | 0 | 0 | 0 | 0 | 0 | 0 | 0 | 0 | 0 | 0 | 0 | 0 | 0 | 0 | 0 | 0 | 0 | 0 | 0 | 0 | 0 | 0 | 0 | 0 | 0 | 0 | 0 | 0 | 0 | 0 | 0 | 0 | 0 | 0 | 0 | 0 | 0 | 0 | 0 | 0 | 0 | 0 | 0 | 0 | 0 | 0 | 0 | 0 | 0 | 0 | 0 | 0 | 0 | 0 | 0 | 0 | 0 | 0 | 0 | 0 | 0 | 0 | 0 | 0 | 0 | 0 | 0 | 0 | 0 | 0 | 0 | 0 | 0 | 0 | 0 | 0 | 0 | 0 | 0 | 0 | 0 | 0 | 0 | 0 | 0 | 0 | 0 | 0 | 0 | 0 | 0 | 0 | 0 | 0 | 0 | 0 | 0 | 0 | 0 | 0 | 0 | 0 | 0 | 0 | 0
Ach | Grocery | Miscellaneous | Medical equipment | TRC | New | NN5237 | ENERGY STAR certified buildings program | ENERGY STAR certified buildings program | NonEquip | 20 |  | 0% | Custom_improvement | 11% | 0 | 0 | 0 | 0 | 0 | 0 | 0 | 0 | 0 | 0 | 0 | 0 | 0 | 0 | 0 | 0 | 0 | 0 | 0 | 0 | 0 | 0 | 0 | 0 | 0 | 0 | 0 | 0 | 0 | 0 | 0 | 0 | 0 | 0 | 0 | 0 | 0 | 0 | 0 | 0 | 0 | 0 | 0 | 0 | 0 | 0 | 0 | 0 | 0 | 0 | 0 | 0 | 0 | 0 | 0 | 0 | 0 | 0 | 0 | 0 | 0 | 0 | 0 | 0 | 0 | 0 | 0 | 0 | 0 | 0 | 0 | 0 | 0 | 0 | 0 | 0 | 0 | 0 | 0 | 0 | 0 | 0 | 0 | 0 | 0 | 0 | 0 | 0 | 0 | 0 | 0 | 0 | 0 | 0 | 0 | 0 | 0 | 0 | 0 | 0 | 0 | 0 | 0 | 0 | 0
Ach | Grocery | Miscellaneous | Medical equipment | TRC | New | NN4535 | VSD Controlled Compressor | VSD Controlled Compressor | NonEquip | 15 | Others | 0% | Prescriptive_ECM | 20.79% | 0 | 0 | 0 | 0 | 0 | 0 | 0 | 0 | 0 | 0 | 0 | 0 | 0 | 0 | 0 | 0 | 0 | 0 | 0 | 0 | 0 | 0 | 0 | 0 | 0 | 0 | 0 | 0 | 0 | 0 | 0 | 0 | 0 | 0 | 0 | 0 | 0 | 0 | 0 | 0 | 0 | 0 | 0 | 0 | 0 | 0 | 0 | 0 | 0 | 0 | 0 | 0 | 0 | 0 | 0 | 0 | 0 | 0 | 0 | 0 | 0 | 0 | 0 | 0 | 0 | 0 | 0 | 0 | 0 | 0 | 0 | 0 | 0 | 0 | 0 | 0 | 0 | 0 | 0 | 0 | 0 | 0 | 0 | 0 | 0 | 0 | 0 | 0 | 0 | 0 | 0 | 0 | 0 | 0 | 0 | 0 | 0 | 0 | 0 | 0 | 0 | 0 | 0 | 0 | 0
Ach | Grocery | Miscellaneous | Medical equipment | TRC | Existing | NE5224 | ENERGY STAR certified buildings program | ENERGY STAR certified buildings program | NonEquip | 20 |  | 0% | Custom_improvement_existing | 11% | 0 | 0 | 0 | 0 | 0 | 0 | 0 | 0 | 0 | 0 | 0 | 0 | 0 | 0 | 0 | 0 | 0 | 0 | 0 | 0 | 0 | 0 | 0 | 0 | 0 | 0 | 0 | 0 | 0 | 0 | 0 | 0 | 0 | 0 | 0 | 0 | 0 | 0 | 0 | 0 | 0 | 0 | 0 | 0 | 0 | 0 | 0 | 0 | 0 | 0 | 0 | 0 | 0 | 0 | 0 | 0 | 0 | 0 | 0 | 0 | 0 | 0 | 0 | 0 | 0 | 0 | 0 | 0 | 0 | 0 | 0 | 0 | 0 | 0 | 0 | 0 | 0 | 0 | 0 | 0 | 0 | 0 | 0 | 0 | 0 | 0 | 0 | 0 | 0 | 0 | 0 | 0 | 0 | 0 | 0 | 0 | 0 | 0 | 0 | 0 | 0 | 0 | 0 | 0 | 0
Ach | Grocery | Miscellaneous | Medical equipment | TRC | Existing | NE4522 | VSD Controlled Compressor | VSD Controlled Compressor | NonEquip | 15 | Others | 0% | Prescriptive_ECM_existing | 20.79% | 0 | 0 | 0 | 0 | 0 | 0 | 0 | 0 | 0 | 0 | 0 | 0 | 0 | 0 | 0 | 0 | 0 | 0 | 0 | 0 | 0 | 0 | 0 | 0 | 0 | 0 | 0 | 0 | 0 | 0 | 0 | 0 | 0 | 0 | 0 | 0 | 0 | 0 | 0 | 0 | 0 | 0 | 0 | 0 | 0 | 0 | 0 | 0 | 0 | 0 | 0 | 0 | 0 | 0 | 0 | 0 | 0 | 0 | 0 | 0 | 0 | 0 | 0 | 0 | 0 | 0 | 0 | 0 | 0 | 0 | 0 | 0 | 0 | 0 | 0 | 0 | 0 | 0 | 0 | 0 | 0 | 0 | 0 | 0 | 0 | 0 | 0 | 0 | 0 | 0 | 0 | 0 | 0 | 0 | 0 | 0 | 0 | 0 | 0 | 0 | 0 | 0 | 0 | 0 | 0
Ach | Grocery | Refrigeration | Large cold storage | TRC | New | NN5107 | ENERGY STAR certified buildings program | ENERGY STAR certified buildings program | NonEquip | 20 |  | 0% | Custom_improvement | 11% | 0 | 0 | 0 | 0 | 0 | 0 | 0 | 0 | 0 | 0 | 0 | 0 | 0 | 0 | 0 | 0 | 0 | 0 | 0 | 0 | 0 | 0 | 0 | 0 | 0 | 0 | 0 | 0 | 0 | 0 | 0 | 0 | 0 | 0 | 0 | 0 | 0 | 0 | 0 | 0 | 0 | 0 | 0 | 0 | 0 | 0 | 0 | 0 | 0 | 0 | 0 | 0 | 0 | 0 | 0 | 0 | 0 | 0 | 0 | 0 | 0 | 0 | 0 | 0 | 0 | 0 | 0 | 0 | 0 | 0 | 0 | 0 | 0 | 0 | 0 | 0 | 0 | 0 | 0 | 0 | 0 | 0 | 0 | 0 | 0 | 0 | 0 | 0 | 0 | 0 | 0 | 0 | 0 | 0 | 0 | 0 | 0 | 0 | 0 | 0 | 0 | 0 | 0 | 0 | 0
Ach | Grocery | Refrigeration | Large cold storage | TRC | New | NN4821 | PSC to ECM Evaporator Fan Motor (Reach-In) | PSC to ECM Evaporator Fan Motor (Reach-In) | NonEquip | 15 | Display cases | 0% | Prescriptive_ECM | 37.5% | 0 | 0 | 0 | 0 | 0 | 0 | 0 | 0 | 0 | 0 | 0 | 0 | 0 | 0 | 0 | 0 | 0 | 0 | 0 | 0 | 0 | 0 | 0 | 0 | 0 | 0 | 0 | 0 | 0 | 0 | 0 | 0 | 0 | 0 | 0 | 0 | 0 | 0 | 0 | 0 | 0 | 0 | 0 | 0 | 0 | 0 | 0 | 0 | 0 | 0 | 0 | 0 | 0 | 0 | 0 | 0 | 0 | 0 | 0 | 0 | 0 | 0 | 0 | 0 | 0 | 0 | 0 | 0 | 0 | 0 | 0 | 0 | 0 | 0 | 0 | 0 | 0 | 0 | 0 | 0 | 0 | 0 | 0 | 0 | 0 | 0 | 0 | 0 | 0 | 0 | 0 | 0 | 0 | 0 | 0 | 0 | 0 | 0 | 0 | 0 | 0 | 0 | 0 | 0 | 0
Ach | Grocery | Refrigeration | Large cold storage | TRC | Existing | NE5094 | ENERGY STAR certified buildings program | ENERGY STAR certified buildings program | NonEquip | 20 |  | 0% | Custom_improvement_existing | 11% | 0 | 0 | 0 | 0 | 0 | 0 | 0 | 0 | 0 | 0 | 0 | 0 | 0 | 0 | 0 | 0 | 0 | 0 | 0 | 0 | 0 | 0 | 0 | 0 | 0 | 0 | 0 | 0 | 0 | 0 | 0 | 0 | 0 | 0 | 0 | 0 | 0 | 0 | 0 | 0 | 0 | 0 | 0 | 0 | 0 | 0 | 0 | 0 | 0 | 0 | 0 | 0 | 0 | 0 | 0 | 0 | 0 | 0 | 0 | 0 | 0 | 0 | 0 | 0 | 0 | 0 | 0 | 0 | 0 | 0 | 0 | 0 | 0 | 0 | 0 | 0 | 0 | 0 | 0 | 0 | 0 | 0 | 0 | 0 | 0 | 0 | 0 | 0 | 0 | 0 | 0 | 0 | 0 | 0 | 0 | 0 | 0 | 0 | 0 | 0 | 0 | 0 | 0 | 0 | 0
Ach | Grocery | Refrigeration | Large cold storage | TRC | Existing | NE4808 | PSC to ECM Evaporator Fan Motor (Reach-In) | PSC to ECM Evaporator Fan Motor (Reach-In) | NonEquip | 15 | Display cases | 0% | Prescriptive_ECM_existing | 37.5% | 0 | 0 | 0 | 0 | 0 | 0 | 0 | 0 | 0 | 0 | 0 | 0 | 0 | 0 | 0 | 0 | 0 | 0 | 0 | 0 | 0 | 0 | 0 | 0 | 0 | 0 | 0 | 0 | 0 | 0 | 0 | 0 | 0 | 0 | 0 | 0 | 0 | 0 | 0 | 0 | 0 | 0 | 0 | 0 | 0 | 0 | 0 | 0 | 0 | 0 | 0 | 0 | 0 | 0 | 0 | 0 | 0 | 0 | 0 | 0 | 0 | 0 | 0 | 0 | 0 | 0 | 0 | 0 | 0 | 0 | 0 | 0 | 0 | 0 | 0 | 0 | 0 | 0 | 0 | 0 | 0 | 0 | 0 | 0 | 0 | 0 | 0 | 0 | 0 | 0 | 0 | 0 | 0 | 0 | 0 | 0 | 0 | 0 | 0 | 0 | 0 | 0 | 0 | 0 | 0
Ach | Grocery | Miscellaneous | Laboratory equipment | TRC | New | NN5237 | ENERGY STAR certified buildings program | ENERGY STAR certified buildings program | NonEquip | 20 |  | 0% | Custom_improvement | 11% | 0 | 0 | 0 | 0 | 0 | 0 | 0 | 0 | 0 | 0 | 0 | 0 | 0 | 0 | 0 | 0 | 0 | 0 | 0 | 0 | 0 | 0 | 0 | 0 | 0 | 0 | 0 | 0 | 0 | 0 | 0 | 0 | 0 | 0 | 0 | 0 | 0 | 0 | 0 | 0 | 0 | 0 | 0 | 0 | 0 | 0 | 0 | 0 | 0 | 0 | 0 | 0 | 0 | 0 | 0 | 0 | 0 | 0 | 0 | 0 | 0 | 0 | 0 | 0 | 0 | 0 | 0 | 0 | 0 | 0 | 0 | 0 | 0 | 0 | 0 | 0 | 0 | 0 | 0 | 0 | 0 | 0 | 0 | 0 | 0 | 0 | 0 | 0 | 0 | 0 | 0 | 0 | 0 | 0 | 0 | 0 | 0 | 0 | 0 | 0 | 0 | 0 | 0 | 0 | 0
Ach | Grocery | Miscellaneous | Laboratory equipment | TRC | New | NN4535 | VSD Controlled Compressor | VSD Controlled Compressor | NonEquip | 15 | Others | 0% | Prescriptive_ECM | 20.79% | 0 | 0 | 0 | 0 | 0 | 0 | 0 | 0 | 0 | 0 | 0 | 0 | 0 | 0 | 0 | 0 | 0 | 0 | 0 | 0 | 0 | 0 | 0 | 0 | 0 | 0 | 0 | 0 | 0 | 0 | 0 | 0 | 0 | 0 | 0 | 0 | 0 | 0 | 0 | 0 | 0 | 0 | 0 | 0 | 0 | 0 | 0 | 0 | 0 | 0 | 0 | 0 | 0 | 0 | 0 | 0 | 0 | 0 | 0 | 0 | 0 | 0 | 0 | 0 | 0 | 0 | 0 | 0 | 0 | 0 | 0 | 0 | 0 | 0 | 0 | 0 | 0 | 0 | 0 | 0 | 0 | 0 | 0 | 0 | 0 | 0 | 0 | 0 | 0 | 0 | 0 | 0 | 0 | 0 | 0 | 0 | 0 | 0 | 0 | 0 | 0 | 0 | 0 | 0 | 0
Ach | Grocery | Miscellaneous | Laboratory equipment | TRC | Existing | NE5224 | ENERGY STAR certified buildings program | ENERGY STAR certified buildings program | NonEquip | 20 |  | 0% | Custom_improvement_existing | 11% | 0 | 0 | 0 | 0 | 0 | 0 | 0 | 0 | 0 | 0 | 0 | 0 | 0 | 0 | 0 | 0 | 0 | 0 | 0 | 0 | 0 | 0 | 0 | 0 | 0 | 0 | 0 | 0 | 0 | 0 | 0 | 0 | 0 | 0 | 0 | 0 | 0 | 0 | 0 | 0 | 0 | 0 | 0 | 0 | 0 | 0 | 0 | 0 | 0 | 0 | 0 | 0 | 0 | 0 | 0 | 0 | 0 | 0 | 0 | 0 | 0 | 0 | 0 | 0 | 0 | 0 | 0 | 0 | 0 | 0 | 0 | 0 | 0 | 0 | 0 | 0 | 0 | 0 | 0 | 0 | 0 | 0 | 0 | 0 | 0 | 0 | 0 | 0 | 0 | 0 | 0 | 0 | 0 | 0 | 0 | 0 | 0 | 0 | 0 | 0 | 0 | 0 | 0 | 0 | 0
Ach | Grocery | Miscellaneous | Laboratory equipment | TRC | Existing | NE4522 | VSD Controlled Compressor | VSD Controlled Compressor | NonEquip | 15 | Others | 0% | Prescriptive_ECM_existing | 20.79% | 0 | 0 | 0 | 0 | 0 | 0 | 0 | 0 | 0 | 0 | 0 | 0 | 0 | 0 | 0 | 0 | 0 | 0 | 0 | 0 | 0 | 0 | 0 | 0 | 0 | 0 | 0 | 0 | 0 | 0 | 0 | 0 | 0 | 0 | 0 | 0 | 0 | 0 | 0 | 0 | 0 | 0 | 0 | 0 | 0 | 0 | 0 | 0 | 0 | 0 | 0 | 0 | 0 | 0 | 0 | 0 | 0 | 0 | 0 | 0 | 0 | 0 | 0 | 0 | 0 | 0 | 0 | 0 | 0 | 0 | 0 | 0 | 0 | 0 | 0 | 0 | 0 | 0 | 0 | 0 | 0 | 0 | 0 | 0 | 0 | 0 | 0 | 0 | 0 | 0 | 0 | 0 | 0 | 0 | 0 | 0 | 0 | 0 | 0 | 0 | 0 | 0 | 0 | 0 | 0
Ach | Grocery | Ventilation and Circulation | Individual room ventilation | TRC | New | NN5185 | ENERGY STAR certified buildings program | ENERGY STAR certified buildings program | NonEquip | 20 |  | 0% | Custom_improvement | 11% | 0 | 0 | 0 | 0 | 0 | 0 | 0 | 0 | 0 | 0 | 0 | 0 | 0 | 0 | 0 | 0 | 0 | 0 | 0 | 0 | 0 | 0 | 0 | 0 | 0 | 0 | 0 | 0 | 0 | 0 | 0 | 0 | 0 | 0 | 0 | 0 | 0 | 0 | 0 | 0 | 0 | 0 | 0 | 0 | 0 | 0 | 0 | 0 | 0 | 0 | 0 | 0 | 0 | 0 | 0 | 0 | 0 | 0 | 0 | 0 | 0 | 0 | 0 | 0 | 0 | 0 | 0 | 0 | 0 | 0 | 0 | 0 | 0 | 0 | 0 | 0 | 0 | 0 | 0 | 0 | 0 | 0 | 0 | 0 | 0 | 0 | 0 | 0 | 0 | 0 | 0 | 0 | 0 | 0 | 0 | 0 | 0 | 0 | 0 | 0 | 0 | 0 | 0 | 0 | 0
Ach | Grocery | Ventilation and Circulation | Individual room ventilation | TRC | Existing | NE5172 | ENERGY STAR certified buildings program | ENERGY STAR certified buildings program | NonEquip | 20 |  | 0% | Custom_improvement_existing | 11% | 0 | 0 | 0 | 0 | 0 | 0 | 0 | 0 | 0 | 0 | 0 | 0 | 0 | 0 | 0 | 0 | 0 | 0 | 0 | 0 | 0 | 0 | 0 | 0 | 0 | 0 | 0 | 0 | 0 | 0 | 0 | 0 | 0 | 0 | 0 | 0 | 0 | 0 | 0 | 0 | 0 | 0 | 0 | 0 | 0 | 0 | 0 | 0 | 0 | 0 | 0 | 0 | 0 | 0 | 0 | 0 | 0 | 0 | 0 | 0 | 0 | 0 | 0 | 0 | 0 | 0 | 0 | 0 | 0 | 0 | 0 | 0 | 0 | 0 | 0 | 0 | 0 | 0 | 0 | 0 | 0 | 0 | 0 | 0 | 0 | 0 | 0 | 0 | 0 | 0 | 0 | 0 | 0 | 0 | 0 | 0 | 0 | 0 | 0 | 0 | 0 | 0 | 0 | 0 | 0
Ach | Grocery | Space Heating | Individual room heating | TRC | New | NN5133 | ENERGY STAR certified buildings program | ENERGY STAR certified buildings program | NonEquip | 20 |  | 0% | Custom_improvement | 11% | 0 | 0 | 0 | 0 | 0 | 0 | 0 | 0 | 0 | 0 | 0 | 0 | 0 | 0 | 0 | 0 | 0 | 0 | 0 | 0 | 0 | 0 | 0 | 0 | 0 | 0 | 0 | 0 | 0 | 0 | 0 | 0 | 0 | 0 | 0 | 0 | 0 | 0 | 0 | 0 | 0 | 0 | 0 | 0 | 0 | 0 | 0 | 0 | 0 | 0 | 0 | 0 | 0 | 0 | 0 | 0 | 0 | 0 | 0 | 0 | 0 | 0 | 0 | 0 | 0 | 0 | 0 | 0 | 0 | 0 | 0 | 0 | 0 | 0 | 0 | 0 | 0 | 0 | 0 | 0 | 0 | 0 | 0 | 0 | 0 | 0 | 0 | 0 | 0 | 0 | 0 | 0 | 0 | 0 | 0 | 0 | 0 | 0 | 0 | 0 | 0 | 0 | 0 | 0 | 0
Ach | Grocery | Space Heating | Individual room heating | TRC | New | NN3183 | Ceiling Insulation(R2 to R38) | Ceiling Insulation(R2 to R38) | NonEquip | 20 |  | 0% | Prescriptive_hvac | 15.14% | 0 | 0 | 0 | 0 | 0 | 0 | 0 | 0 | 0 | 0 | 0 | 0 | 0 | 0 | 0 | 0 | 0 | 0 | 0 | 0 | 0 | 0 | 0 | 0 | 0 | 0 | 0 | 0 | 0 | 0 | 0 | 0 | 0 | 0 | 0 | 0 | 0 | 0 | 0 | 0 | 0 | 0 | 0 | 0 | 0 | 0 | 0 | 0 | 0 | 0 | 0 | 0 | 0 | 0 | 0 | 0 | 0 | 0 | 0 | 0 | 0 | 0 | 0 | 0 | 0 | 0 | 0 | 0 | 0 | 0 | 0 | 0 | 0 | 0 | 0 | 0 | 0 | 0 | 0 | 0 | 0 | 0 | 0 | 0 | 0 | 0 | 0 | 0 | 0 | 0 | 0 | 0 | 0 | 0 | 0 | 0 | 0 | 0 | 0 | 0 | 0 | 0 | 0 | 0 | 0
Ach | Grocery | Space Heating | Individual room heating | TRC | Existing | NE5120 | ENERGY STAR certified buildings program | ENERGY STAR certified buildings program | NonEquip | 20 |  | 0% | Custom_improvement_existing | 11% | 0 | 0 | 0 | 0 | 0 | 0 | 0 | 0 | 0 | 0 | 0 | 0 | 0 | 0 | 0 | 0 | 0 | 0 | 0 | 0 | 0 | 0 | 0 | 0 | 0 | 0 | 0 | 0 | 0 | 0 | 0 | 0 | 0 | 0 | 0 | 0 | 0 | 0 | 0 | 0 | 0 | 0 | 0 | 0 | 0 | 0 | 0 | 0 | 0 | 0 | 0 | 0 | 0 | 0 | 0 | 0 | 0 | 0 | 0 | 0 | 0 | 0 | 0 | 0 | 0 | 0 | 0 | 0 | 0 | 0 | 0 | 0 | 0 | 0 | 0 | 0 | 0 | 0 | 0 | 0 | 0 | 0 | 0 | 0 | 0 | 0 | 0 | 0 | 0 | 0 | 0 | 0 | 0 | 0 | 0 | 0 | 0 | 0 | 0 | 0 | 0 | 0 | 0 | 0 | 0
Ach | Grocery | Space Heating | Individual room heating | TRC | Existing | NE3170 | Ceiling Insulation(R2 to R38) | Ceiling Insulation(R2 to R38) | NonEquip | 20 |  | 0% | Prescriptive_hvac_existing | 16.71% | 0 | 0 | 0 | 0 | 0 | 0 | 0 | 0 | 0 | 0 | 0 | 0 | 0 | 0 | 0 | 0 | 0 | 0 | 0 | 0 | 0 | 0 | 0 | 0 | 0 | 0 | 0 | 0 | 0 | 0 | 0 | 0 | 0 | 0 | 0 | 0 | 0 | 0 | 0 | 0 | 0 | 0 | 0 | 0 | 0 | 0 | 0 | 0 | 0 | 0 | 0 | 0 | 0 | 0 | 0 | 0 | 0 | 0 | 0 | 0 | 0 | 0 | 0 | 0 | 0 | 0 | 0 | 0 | 0 | 0 | 0 | 0 | 0 | 0 | 0 | 0 | 0 | 0 | 0 | 0 | 0 | 0 | 0 | 0 | 0 | 0 | 0 | 0 | 0 | 0 | 0 | 0 | 0 | 0 | 0 | 0 | 0 | 0 | 0 | 0 | 0 | 0 | 0 | 0 | 0
Ach | Grocery | Space Cooling | Individual room air conditioners | TRC | New | NN5159 | ENERGY STAR certified buildings program | ENERGY STAR certified buildings program | NonEquip | 20 |  | 0% | Custom_improvement | 11% | 0 | 0 | 0 | 0 | 0 | 0 | 0 | 0 | 0 | 0 | 0 | 0 | 0 | 0 | 0 | 0 | 0 | 0 | 0 | 0 | 0 | 0 | 0 | 0 | 0 | 0 | 0 | 0 | 0 | 0 | 0 | 0 | 0 | 0 | 0 | 0 | 0 | 0 | 0 | 0 | 0 | 0 | 0 | 0 | 0 | 0 | 0 | 0 | 0 | 0 | 0 | 0 | 0 | 0 | 0 | 0 | 0 | 0 | 0 | 0 | 0 | 0 | 0 | 0 | 0 | 0 | 0 | 0 | 0 | 0 | 0 | 0 | 0 | 0 | 0 | 0 | 0 | 0 | 0 | 0 | 0 | 0 | 0 | 0 | 0 | 0 | 0 | 0 | 0 | 0 | 0 | 0 | 0 | 0 | 0 | 0 | 0 | 0 | 0 | 0 | 0 | 0 | 0 | 0 | 0
Ach | Grocery | Space Cooling | Individual room air conditioners | TRC | New | NN3209 | Ceiling Insulation(R2 to R38) | Ceiling Insulation(R2 to R38) | NonEquip | 20 |  | 0% | Prescriptive_hvac | 4.22% | 0 | 0 | 0 | 0 | 0 | 0 | 0 | 0 | 0 | 0 | 0 | 0 | 0 | 0 | 0 | 0 | 0 | 0 | 0 | 0 | 0 | 0 | 0 | 0 | 0 | 0 | 0 | 0 | 0 | 0 | 0 | 0 | 0 | 0 | 0 | 0 | 0 | 0 | 0 | 0 | 0 | 0 | 0 | 0 | 0 | 0 | 0 | 0 | 0 | 0 | 0 | 0 | 0 | 0 | 0 | 0 | 0 | 0 | 0 | 0 | 0 | 0 | 0 | 0 | 0 | 0 | 0 | 0 | 0 | 0 | 0 | 0 | 0 | 0 | 0 | 0 | 0 | 0 | 0 | 0 | 0 | 0 | 0 | 0 | 0 | 0 | 0 | 0 | 0 | 0 | 0 | 0 | 0 | 0 | 0 | 0 | 0 | 0 | 0 | 0 | 0 | 0 | 0 | 0 | 0
Ach | Grocery | Space Cooling | Individual room air conditioners | TRC | Existing | NE5146 | ENERGY STAR certified buildings program | ENERGY STAR certified buildings program | NonEquip | 20 |  | 0% | Custom_improvement_existing | 11% | 0 | 0 | 0 | 0 | 0 | 0 | 0 | 0 | 0 | 0 | 0 | 0 | 0 | 0 | 0 | 0 | 0 | 0 | 0 | 0 | 0 | 0 | 0 | 0 | 0 | 0 | 0 | 0 | 0 | 0 | 0 | 0 | 0 | 0 | 0 | 0 | 0 | 0 | 0 | 0 | 0 | 0 | 0 | 0 | 0 | 0 | 0 | 0 | 0 | 0 | 0 | 0 | 0 | 0 | 0 | 0 | 0 | 0 | 0 | 0 | 0 | 0 | 0 | 0 | 0 | 0 | 0 | 0 | 0 | 0 | 0 | 0 | 0 | 0 | 0 | 0 | 0 | 0 | 0 | 0 | 0 | 0 | 0 | 0 | 0 | 0 | 0 | 0 | 0 | 0 | 0 | 0 | 0 | 0 | 0 | 0 | 0 | 0 | 0 | 0 | 0 | 0 | 0 | 0 | 0
Ach | Grocery | Space Cooling | Individual room air conditioners | TRC | Existing | NE3196 | Ceiling Insulation(R2 to R38) | Ceiling Insulation(R2 to R38) | NonEquip | 20 |  | 0% | Prescriptive_hvac_existing | 4.22% | 0 | 0 | 0 | 0 | 0 | 0 | 0 | 0 | 0 | 0 | 0 | 0 | 0 | 0 | 0 | 0 | 0 | 0 | 0 | 0 | 0 | 0 | 0 | 0 | 0 | 0 | 0 | 0 | 0 | 0 | 0 | 0 | 0 | 0 | 0 | 0 | 0 | 0 | 0 | 0 | 0 | 0 | 0 | 0 | 0 | 0 | 0 | 0 | 0 | 0 | 0 | 0 | 0 | 0 | 0 | 0 | 0 | 0 | 0 | 0 | 0 | 0 | 0 | 0 | 0 | 0 | 0 | 0 | 0 | 0 | 0 | 0 | 0 | 0 | 0 | 0 | 0 | 0 | 0 | 0 | 0 | 0 | 0 | 0 | 0 | 0 | 0 | 0 | 0 | 0 | 0 | 0 | 0 | 0 | 0 | 0 | 0 | 0 | 0 | 0 | 0 | 0 | 0 | 0 | 0
Ach | Grocery | Interior Lighting | High bay | TRC | New | NN5003 | ENERGY STAR certified buildings program | ENERGY STAR certified buildings program | NonEquip | 20 |  | 0% | Custom_improvement | 11% | 0 | 0 | 0 | 0 | 0 | 0 | 0 | 0 | 0 | 0 | 0 | 0 | 0 | 0 | 0 | 0 | 0 | 0 | 0 | 0 | 0 | 0 | 0 | 0 | 0 | 0 | 0 | 0 | 0 | 0 | 0 | 0 | 0 | 0 | 0 | 0 | 0 | 0 | 0 | 0 | 0 | 0 | 0 | 0 | 0 | 0 | 0 | 0 | 0 | 0 | 0 | 0 | 0 | 0 | 0 | 0 | 0 | 0 | 0 | 0 | 0 | 0 | 0 | 0 | 0 | 0 | 0 | 0 | 0 | 0 | 0 | 0 | 0 | 0 | 0 | 0 | 0 | 0 | 0 | 0 | 0 | 0 | 0 | 0 | 0 | 0 | 0 | 0 | 0 | 0 | 0 | 0 | 0 | 0 | 0 | 0 | 0 | 0 | 0 | 0 | 0 | 0 | 0 | 0 | 0
Ach | Grocery | Interior Lighting | High bay | TRC | Existing | NE4990 | ENERGY STAR certified buildings program | ENERGY STAR certified buildings program | NonEquip | 20 |  | 0% | Custom_improvement_existing | 11% | 0 | 0 | 0 | 0 | 0 | 0 | 0 | 0 | 0 | 0 | 0 | 0 | 0 | 0 | 0 | 0 | 0 | 0 | 0 | 0 | 0 | 0 | 0 | 0 | 0 | 0 | 0 | 0 | 0 | 0 | 0 | 0 | 0 | 0 | 0 | 0 | 0 | 0 | 0 | 0 | 0 | 0 | 0 | 0 | 0 | 0 | 0 | 0 | 0 | 0 | 0 | 0 | 0 | 0 | 0 | 0 | 0 | 0 | 0 | 0 | 0 | 0 | 0 | 0 | 0 | 0 | 0 | 0 | 0 | 0 | 0 | 0 | 0 | 0 | 0 | 0 | 0 | 0 | 0 | 0 | 0 | 0 | 0 | 0 | 0 | 0 | 0 | 0 | 0 | 0 | 0 | 0 | 0 | 0 | 0 | 0 | 0 | 0 | 0 | 0 | 0 | 0 | 0 | 0 | 0
Ach | Grocery | Cooking | Fryer | TRC | New | NN5081 | ENERGY STAR certified buildings program | ENERGY STAR certified buildings program | NonEquip | 20 |  | 0% | Custom_improvement | 11% | 0 | 0 | 0 | 0 | 0 | 0 | 0 | 0 | 0 | 0 | 0 | 0 | 0 | 0 | 0 | 0 | 0 | 0 | 0 | 0 | 0 | 0 | 0 | 0 | 0 | 0 | 0 | 0 | 0 | 0 | 0 | 0 | 0 | 0 | 0 | 0 | 0 | 0 | 0 | 0 | 0 | 0 | 0 | 0 | 0 | 0 | 0 | 0 | 0 | 0 | 0 | 0 | 0 | 0 | 0 | 0 | 0 | 0 | 0 | 0 | 0 | 0 | 0 | 0 | 0 | 0 | 0 | 0 | 0 | 0 | 0 | 0 | 0 | 0 | 0 | 0 | 0 | 0 | 0 | 0 | 0 | 0 | 0 | 0 | 0 | 0 | 0 | 0 | 0 | 0 | 0 | 0 | 0 | 0 | 0 | 0 | 0 | 0 | 0 | 0 | 0 | 0 | 0 | 0 | 0
Ach | Grocery | Cooking | Fryer | TRC | Existing | NE5068 | ENERGY STAR certified buildings program | ENERGY STAR certified buildings program | NonEquip | 20 |  | 0% | Custom_improvement_existing | 11% | 0 | 0 | 0 | 0 | 0 | 0 | 0 | 0 | 0 | 0 | 0 | 0 | 0 | 0 | 0 | 0 | 0 | 0 | 0 | 0 | 0 | 0 | 0 | 0 | 0 | 0 | 0 | 0 | 0 | 0 | 0 | 0 | 0 | 0 | 0 | 0 | 0 | 0 | 0 | 0 | 0 | 0 | 0 | 0 | 0 | 0 | 0 | 0 | 0 | 0 | 0 | 0 | 0 | 0 | 0 | 0 | 0 | 0 | 0 | 0 | 0 | 0 | 0 | 0 | 0 | 0 | 0 | 0 | 0 | 0 | 0 | 0 | 0 | 0 | 0 | 0 | 0 | 0 | 0 | 0 | 0 | 0 | 0 | 0 | 0 | 0 | 0 | 0 | 0 | 0 | 0 | 0 | 0 | 0 | 0 | 0 | 0 | 0 | 0 | 0 | 0 | 0 | 0 | 0 | 0
Ach | Grocery | Space Heating | Forced air furnace | TRC | New | NN5133 | ENERGY STAR certified buildings program | ENERGY STAR certified buildings program | NonEquip | 20 |  | 0% | Custom_improvement | 11% | 0 | 0 | 0 | 0 | 0 | 0 | 0 | 0 | 0 | 0 | 0 | 0 | 0 | 0 | 0 | 0 | 0 | 0 | 0 | 0 | 0 | 0 | 0 | 0 | 0 | 0 | 0 | 0 | 0 | 0 | 0 | 0 | 0 | 0 | 0 | 0 | 0 | 0 | 0 | 0 | 0 | 0 | 0 | 0 | 0 | 0 | 0 | 0 | 0 | 0 | 0 | 0 | 0 | 0 | 0 | 0 | 0 | 0 | 0 | 0 | 0 | 0 | 0 | 0 | 0 | 0 | 0 | 0 | 0 | 0 | 0 | 0 | 0 | 0 | 0 | 0 | 0 | 0 | 0 | 0 | 0 | 0 | 0 | 0 | 0 | 0 | 0 | 0 | 0 | 0 | 0 | 0 | 0 | 0 | 0 | 0 | 0 | 0 | 0 | 0 | 0 | 0 | 0 | 0 | 0
Ach | Grocery | Space Heating | Forced air furnace | TRC | New | NN3183 | Ceiling Insulation(R2 to R38) | Ceiling Insulation(R2 to R38) | NonEquip | 20 |  | 0% | Prescriptive_hvac | 15.14% | 0 | 0 | 0 | 0 | 0 | 0 | 0 | 0 | 0 | 0 | 0 | 0 | 0 | 0 | 0 | 0 | 0 | 0 | 0 | 0 | 0 | 0 | 0 | 0 | 0 | 0 | 0 | 0 | 0 | 0 | 0 | 0 | 0 | 0 | 0 | 0 | 0 | 0 | 0 | 0 | 0 | 0 | 0 | 0 | 0 | 0 | 0 | 0 | 0 | 0 | 0 | 0 | 0 | 0 | 0 | 0 | 0 | 0 | 0 | 0 | 0 | 0 | 0 | 0 | 0 | 0 | 0 | 0 | 0 | 0 | 0 | 0 | 0 | 0 | 0 | 0 | 0 | 0 | 0 | 0 | 0 | 0 | 0 | 0 | 0 | 0 | 0 | 0 | 0 | 0 | 0 | 0 | 0 | 0 | 0 | 0 | 0 | 0 | 0 | 0 | 0 | 0 | 0 | 0 | 0
Ach | Grocery | Space Heating | Forced air furnace | TRC | Existing | NE5120 | ENERGY STAR certified buildings program | ENERGY STAR certified buildings program | NonEquip | 20 |  | 0% | Custom_improvement_existing | 11% | 0 | 0 | 0 | 0 | 0 | 0 | 0 | 0 | 0 | 0 | 0 | 0 | 0 | 0 | 0 | 0 | 0 | 0 | 0 | 0 | 0 | 0 | 0 | 0 | 0 | 0 | 0 | 0 | 0 | 0 | 0 | 0 | 0 | 0 | 0 | 0 | 0 | 0 | 0 | 0 | 0 | 0 | 0 | 0 | 0 | 0 | 0 | 0 | 0 | 0 | 0 | 0 | 0 | 0 | 0 | 0 | 0 | 0 | 0 | 0 | 0 | 0 | 0 | 0 | 0 | 0 | 0 | 0 | 0 | 0 | 0 | 0 | 0 | 0 | 0 | 0 | 0 | 0 | 0 | 0 | 0 | 0 | 0 | 0 | 0 | 0 | 0 | 0 | 0 | 0 | 0 | 0 | 0 | 0 | 0 | 0 | 0 | 0 | 0 | 0 | 0 | 0 | 0 | 0 | 0
Ach | Grocery | Space Heating | Forced air furnace | TRC | Existing | NE3170 | Ceiling Insulation(R2 to R38) | Ceiling Insulation(R2 to R38) | NonEquip | 20 |  | 0% | Prescriptive_hvac_existing | 16.71% | 0 | 0 | 0 | 0 | 0 | 0 | 0 | 0 | 0 | 0 | 0 | 0 | 0 | 0 | 0 | 0 | 0 | 0 | 0 | 0 | 0 | 0 | 0 | 0 | 0 | 0 | 0 | 0 | 0 | 0 | 0 | 0 | 0 | 0 | 0 | 0 | 0 | 0 | 0 | 0 | 0 | 0 | 0 | 0 | 0 | 0 | 0 | 0 | 0 | 0 | 0 | 0 | 0 | 0 | 0 | 0 | 0 | 0 | 0 | 0 | 0 | 0 | 0 | 0 | 0 | 0 | 0 | 0 | 0 | 0 | 0 | 0 | 0 | 0 | 0 | 0 | 0 | 0 | 0 | 0 | 0 | 0 | 0 | 0 | 0 | 0 | 0 | 0 | 0 | 0 | 0 | 0 | 0 | 0 | 0 | 0 | 0 | 0 | 0 | 0 | 0 | 0 | 0 | 0 | 0
Ach | Grocery | Exterior Lighting | Exterior parking/lot lighting | TRC | New | NN5029 | ENERGY STAR certified buildings program | ENERGY STAR certified buildings program | NonEquip | 20 |  | 0% | Custom_improvement | 11% | 0 | 0 | 0 | 0 | 0 | 0 | 0 | 0 | 0 | 0 | 0 | 0 | 0 | 0 | 0 | 0 | 0 | 0 | 0 | 0 | 0 | 0 | 0 | 0 | 0 | 0 | 0 | 0 | 0 | 0 | 0 | 0 | 0 | 0 | 0 | 0 | 0 | 0 | 0 | 0 | 0 | 0 | 0 | 0 | 0 | 0 | 0 | 0 | 0 | 0 | 0 | 0 | 0 | 0 | 0 | 0 | 0 | 0 | 0 | 0 | 0 | 0 | 0 | 0 | 0 | 0 | 0 | 0 | 0 | 0 | 0 | 0 | 0 | 0 | 0 | 0 | 0 | 0 | 0 | 0 | 0 | 0 | 0 | 0 | 0 | 0 | 0 | 0 | 0 | 0 | 0 | 0 | 0 | 0 | 0 | 0 | 0 | 0 | 0 | 0 | 0 | 0 | 0 | 0 | 0
Ach | Grocery | Exterior Lighting | Exterior parking/lot lighting | TRC | Existing | NE5016 | ENERGY STAR certified buildings program | ENERGY STAR certified buildings program | NonEquip | 20 |  | 0% | Custom_improvement_existing | 11% | 0 | 0 | 0 | 0 | 0 | 0 | 0 | 0 | 0 | 0 | 0 | 0 | 0 | 0 | 0 | 0 | 0 | 0 | 0 | 0 | 0 | 0 | 0 | 0 | 0 | 0 | 0 | 0 | 0 | 0 | 0 | 0 | 0 | 0 | 0 | 0 | 0 | 0 | 0 | 0 | 0 | 0 | 0 | 0 | 0 | 0 | 0 | 0 | 0 | 0 | 0 | 0 | 0 | 0 | 0 | 0 | 0 | 0 | 0 | 0 | 0 | 0 | 0 | 0 | 0 | 0 | 0 | 0 | 0 | 0 | 0 | 0 | 0 | 0 | 0 | 0 | 0 | 0 | 0 | 0 | 0 | 0 | 0 | 0 | 0 | 0 | 0 | 0 | 0 | 0 | 0 | 0 | 0 | 0 | 0 | 0 | 0 | 0 | 0 | 0 | 0 | 0 | 0 | 0 | 0
Ach | Grocery | Exterior Lighting | Exterior marquis | TRC | New | NN5029 | ENERGY STAR certified buildings program | ENERGY STAR certified buildings program | NonEquip | 20 |  | 0% | Custom_improvement | 11% | 0 | 0 | 0 | 0 | 0 | 0 | 0 | 0 | 0 | 0 | 0 | 0 | 0 | 0 | 0 | 0 | 0 | 0 | 0 | 0 | 0 | 0 | 0 | 0 | 0 | 0 | 0 | 0 | 0 | 0 | 0 | 0 | 0 | 0 | 0 | 0 | 0 | 0 | 0 | 0 | 0 | 0 | 0 | 0 | 0 | 0 | 0 | 0 | 0 | 0 | 0 | 0 | 0 | 0 | 0 | 0 | 0 | 0 | 0 | 0 | 0 | 0 | 0 | 0 | 0 | 0 | 0 | 0 | 0 | 0 | 0 | 0 | 0 | 0 | 0 | 0 | 0 | 0 | 0 | 0 | 0 | 0 | 0 | 0 | 0 | 0 | 0 | 0 | 0 | 0 | 0 | 0 | 0 | 0 | 0 | 0 | 0 | 0 | 0 | 0 | 0 | 0 | 0 | 0 | 0
Ach | Grocery | Exterior Lighting | Exterior marquis | TRC | Existing | NE5016 | ENERGY STAR certified buildings program | ENERGY STAR certified buildings program | NonEquip | 20 |  | 0% | Custom_improvement_existing | 11% | 0 | 0 | 0 | 0 | 0 | 0 | 0 | 0 | 0 | 0 | 0 | 0 | 0 | 0 | 0 | 0 | 0 | 0 | 0 | 0 | 0 | 0 | 0 | 0 | 0 | 0 | 0 | 0 | 0 | 0 | 0 | 0 | 0 | 0 | 0 | 0 | 0 | 0 | 0 | 0 | 0 | 0 | 0 | 0 | 0 | 0 | 0 | 0 | 0 | 0 | 0 | 0 | 0 | 0 | 0 | 0 | 0 | 0 | 0 | 0 | 0 | 0 | 0 | 0 | 0 | 0 | 0 | 0 | 0 | 0 | 0 | 0 | 0 | 0 | 0 | 0 | 0 | 0 | 0 | 0 | 0 | 0 | 0 | 0 | 0 | 0 | 0 | 0 | 0 | 0 | 0 | 0 | 0 | 0 | 0 | 0 | 0 | 0 | 0 | 0 | 0 | 0 | 0 | 0 | 0
Ach | Grocery | Miscellaneous | Elevators/Escalators | TRC | New | NN5237 | ENERGY STAR certified buildings program | ENERGY STAR certified buildings program | NonEquip | 20 |  | 0% | Custom_improvement | 11% | 0 | 0 | 0 | 0 | 0 | 0 | 0 | 0 | 0 | 0 | 0 | 0 | 0 | 0 | 0 | 0 | 0 | 0 | 0 | 0 | 0 | 0 | 0 | 0 | 0 | 0 | 0 | 0 | 0 | 0 | 0 | 0 | 0 | 0 | 0 | 0 | 0 | 0 | 0 | 0 | 0 | 0 | 0 | 0 | 0 | 0 | 0 | 0 | 0 | 0 | 0 | 0 | 0 | 0 | 0 | 0 | 0 | 0 | 0 | 0 | 0 | 0 | 0 | 0 | 0 | 0 | 0 | 0 | 0 | 0 | 0 | 0 | 0 | 0 | 0 | 0 | 0 | 0 | 0 | 0 | 0 | 0 | 0 | 0 | 0 | 0 | 0 | 0 | 0 | 0 | 0 | 0 | 0 | 0 | 0 | 0 | 0 | 0 | 0 | 0 | 0 | 0 | 0 | 0 | 0
Ach | Grocery | Miscellaneous | Elevators/Escalators | TRC | New | NN4535 | VSD Controlled Compressor | VSD Controlled Compressor | NonEquip | 15 | Others | 0% | Prescriptive_ECM | 20.79% | 0 | 0 | 0 | 0 | 0 | 0 | 0 | 0 | 0 | 0 | 0 | 0 | 0 | 0 | 0 | 0 | 0 | 0 | 0 | 0 | 0 | 0 | 0 | 0 | 0 | 0 | 0 | 0 | 0 | 0 | 0 | 0 | 0 | 0 | 0 | 0 | 0 | 0 | 0 | 0 | 0 | 0 | 0 | 0 | 0 | 0 | 0 | 0 | 0 | 0 | 0 | 0 | 0 | 0 | 0 | 0 | 0 | 0 | 0 | 0 | 0 | 0 | 0 | 0 | 0 | 0 | 0 | 0 | 0 | 0 | 0 | 0 | 0 | 0 | 0 | 0 | 0 | 0 | 0 | 0 | 0 | 0 | 0 | 0 | 0 | 0 | 0 | 0 | 0 | 0 | 0 | 0 | 0 | 0 | 0 | 0 | 0 | 0 | 0 | 0 | 0 | 0 | 0 | 0 | 0
Ach | Grocery | Miscellaneous | Elevators/Escalators | TRC | Existing | NE5224 | ENERGY STAR certified buildings program | ENERGY STAR certified buildings program | NonEquip | 20 |  | 0% | Custom_improvement_existing | 11% | 0 | 0 | 0 | 0 | 0 | 0 | 0 | 0 | 0 | 0 | 0 | 0 | 0 | 0 | 0 | 0 | 0 | 0 | 0 | 0 | 0 | 0 | 0 | 0 | 0 | 0 | 0 | 0 | 0 | 0 | 0 | 0 | 0 | 0 | 0 | 0 | 0 | 0 | 0 | 0 | 0 | 0 | 0 | 0 | 0 | 0 | 0 | 0 | 0 | 0 | 0 | 0 | 0 | 0 | 0 | 0 | 0 | 0 | 0 | 0 | 0 | 0 | 0 | 0 | 0 | 0 | 0 | 0 | 0 | 0 | 0 | 0 | 0 | 0 | 0 | 0 | 0 | 0 | 0 | 0 | 0 | 0 | 0 | 0 | 0 | 0 | 0 | 0 | 0 | 0 | 0 | 0 | 0 | 0 | 0 | 0 | 0 | 0 | 0 | 0 | 0 | 0 | 0 | 0 | 0
Ach | Grocery | Miscellaneous | Elevators/Escalators | TRC | Existing | NE4522 | VSD Controlled Compressor | VSD Controlled Compressor | NonEquip | 15 | Others | 0% | Prescriptive_ECM_existing | 20.79% | 0 | 0 | 0 | 0 | 0 | 0 | 0 | 0 | 0 | 0 | 0 | 0 | 0 | 0 | 0 | 0 | 0 | 0 | 0 | 0 | 0 | 0 | 0 | 0 | 0 | 0 | 0 | 0 | 0 | 0 | 0 | 0 | 0 | 0 | 0 | 0 | 0 | 0 | 0 | 0 | 0 | 0 | 0 | 0 | 0 | 0 | 0 | 0 | 0 | 0 | 0 | 0 | 0 | 0 | 0 | 0 | 0 | 0 | 0 | 0 | 0 | 0 | 0 | 0 | 0 | 0 | 0 | 0 | 0 | 0 | 0 | 0 | 0 | 0 | 0 | 0 | 0 | 0 | 0 | 0 | 0 | 0 | 0 | 0 | 0 | 0 | 0 | 0 | 0 | 0 | 0 | 0 | 0 | 0 | 0 | 0 | 0 | 0 | 0 | 0 | 0 | 0 | 0 | 0 | 0
Ach | Grocery | Office Equipment | Document production | TRC | New | NN5055 | ENERGY STAR certified buildings program | ENERGY STAR certified buildings program | NonEquip | 20 |  | 0% | Custom_improvement | 11% | 0 | 0 | 0 | 0 | 0 | 0 | 0 | 0 | 0 | 0 | 0 | 0 | 0 | 0 | 0 | 0 | 0 | 0 | 0 | 0 | 0 | 0 | 0 | 0 | 0 | 0 | 0 | 0 | 0 | 0 | 0 | 0 | 0 | 0 | 0 | 0 | 0 | 0 | 0 | 0 | 0 | 0 | 0 | 0 | 0 | 0 | 0 | 0 | 0 | 0 | 0 | 0 | 0 | 0 | 0 | 0 | 0 | 0 | 0 | 0 | 0 | 0 | 0 | 0 | 0 | 0 | 0 | 0 | 0 | 0 | 0 | 0 | 0 | 0 | 0 | 0 | 0 | 0 | 0 | 0 | 0 | 0 | 0 | 0 | 0 | 0 | 0 | 0 | 0 | 0 | 0 | 0 | 0 | 0 | 0 | 0 | 0 | 0 | 0 | 0 | 0 | 0 | 0 | 0 | 0
Ach | Grocery | Office Equipment | Document production | TRC | Existing | NE5042 | ENERGY STAR certified buildings program | ENERGY STAR certified buildings program | NonEquip | 20 |  | 0% | Custom_improvement_existing | 11% | 0 | 0 | 0 | 0 | 0 | 0 | 0 | 0 | 0 | 0 | 0 | 0 | 0 | 0 | 0 | 0 | 0 | 0 | 0 | 0 | 0 | 0 | 0 | 0 | 0 | 0 | 0 | 0 | 0 | 0 | 0 | 0 | 0 | 0 | 0 | 0 | 0 | 0 | 0 | 0 | 0 | 0 | 0 | 0 | 0 | 0 | 0 | 0 | 0 | 0 | 0 | 0 | 0 | 0 | 0 | 0 | 0 | 0 | 0 | 0 | 0 | 0 | 0 | 0 | 0 | 0 | 0 | 0 | 0 | 0 | 0 | 0 | 0 | 0 | 0 | 0 | 0 | 0 | 0 | 0 | 0 | 0 | 0 | 0 | 0 | 0 | 0 | 0 | 0 | 0 | 0 | 0 | 0 | 0 | 0 | 0 | 0 | 0 | 0 | 0 | 0 | 0 | 0 | 0 | 0
Ach | Grocery | Space Cooling | District chilled water piped | TRC | New | NN5159 | ENERGY STAR certified buildings program | ENERGY STAR certified buildings program | NonEquip | 20 |  | 0% | Custom_improvement | 11% | 0 | 0 | 0 | 0 | 0 | 0 | 0 | 0 | 0 | 0 | 0 | 0 | 0 | 0 | 0 | 0 | 0 | 0 | 0 | 0 | 0 | 0 | 0 | 0 | 0 | 0 | 0 | 0 | 0 | 0 | 0 | 0 | 0 | 0 | 0 | 0 | 0 | 0 | 0 | 0 | 0 | 0 | 0 | 0 | 0 | 0 | 0 | 0 | 0 | 0 | 0 | 0 | 0 | 0 | 0 | 0 | 0 | 0 | 0 | 0 | 0 | 0 | 0 | 0 | 0 | 0 | 0 | 0 | 0 | 0 | 0 | 0 | 0 | 0 | 0 | 0 | 0 | 0 | 0 | 0 | 0 | 0 | 0 | 0 | 0 | 0 | 0 | 0 | 0 | 0 | 0 | 0 | 0 | 0 | 0 | 0 | 0 | 0 | 0 | 0 | 0 | 0 | 0 | 0 | 0
Ach | Grocery | Space Cooling | District chilled water piped | TRC | New | NN3209 | Ceiling Insulation(R2 to R38) | Ceiling Insulation(R2 to R38) | NonEquip | 20 |  | 0% | Prescriptive_hvac | 4.22% | 0 | 0 | 0 | 0 | 0 | 0 | 0 | 0 | 0 | 0 | 0 | 0 | 0 | 0 | 0 | 0 | 0 | 0 | 0 | 0 | 0 | 0 | 0 | 0 | 0 | 0 | 0 | 0 | 0 | 0 | 0 | 0 | 0 | 0 | 0 | 0 | 0 | 0 | 0 | 0 | 0 | 0 | 0 | 0 | 0 | 0 | 0 | 0 | 0 | 0 | 0 | 0 | 0 | 0 | 0 | 0 | 0 | 0 | 0 | 0 | 0 | 0 | 0 | 0 | 0 | 0 | 0 | 0 | 0 | 0 | 0 | 0 | 0 | 0 | 0 | 0 | 0 | 0 | 0 | 0 | 0 | 0 | 0 | 0 | 0 | 0 | 0 | 0 | 0 | 0 | 0 | 0 | 0 | 0 | 0 | 0 | 0 | 0 | 0 | 0 | 0 | 0 | 0 | 0 | 0
Ach | Grocery | Space Cooling | District chilled water piped | TRC | Existing | NE5146 | ENERGY STAR certified buildings program | ENERGY STAR certified buildings program | NonEquip | 20 |  | 0% | Custom_improvement_existing | 11% | 0 | 0 | 0 | 0 | 0 | 0 | 0 | 0 | 0 | 0 | 0 | 0 | 0 | 0 | 0 | 0 | 0 | 0 | 0 | 0 | 0 | 0 | 0 | 0 | 0 | 0 | 0 | 0 | 0 | 0 | 0 | 0 | 0 | 0 | 0 | 0 | 0 | 0 | 0 | 0 | 0 | 0 | 0 | 0 | 0 | 0 | 0 | 0 | 0 | 0 | 0 | 0 | 0 | 0 | 0 | 0 | 0 | 0 | 0 | 0 | 0 | 0 | 0 | 0 | 0 | 0 | 0 | 0 | 0 | 0 | 0 | 0 | 0 | 0 | 0 | 0 | 0 | 0 | 0 | 0 | 0 | 0 | 0 | 0 | 0 | 0 | 0 | 0 | 0 | 0 | 0 | 0 | 0 | 0 | 0 | 0 | 0 | 0 | 0 | 0 | 0 | 0 | 0 | 0 | 0
Ach | Grocery | Space Cooling | District chilled water piped | TRC | Existing | NE3196 | Ceiling Insulation(R2 to R38) | Ceiling Insulation(R2 to R38) | NonEquip | 20 |  | 0% | Prescriptive_hvac_existing | 4.22% | 0 | 0 | 0 | 0 | 0 | 0 | 0 | 0 | 0 | 0 | 0 | 0 | 0 | 0 | 0 | 0 | 0 | 0 | 0 | 0 | 0 | 0 | 0 | 0 | 0 | 0 | 0 | 0 | 0 | 0 | 0 | 0 | 0 | 0 | 0 | 0 | 0 | 0 | 0 | 0 | 0 | 0 | 0 | 0 | 0 | 0 | 0 | 0 | 0 | 0 | 0 | 0 | 0 | 0 | 0 | 0 | 0 | 0 | 0 | 0 | 0 | 0 | 0 | 0 | 0 | 0 | 0 | 0 | 0 | 0 | 0 | 0 | 0 | 0 | 0 | 0 | 0 | 0 | 0 | 0 | 0 | 0 | 0 | 0 | 0 | 0 | 0 | 0 | 0 | 0 | 0 | 0 | 0 | 0 | 0 | 0 | 0 | 0 | 0 | 0 | 0 | 0 | 0 | 0 | 0
Ach | Grocery | Refrigeration | Display cases | TRC | New | NN5107 | ENERGY STAR certified buildings program | ENERGY STAR certified buildings program | NonEquip | 20 |  | 0% | Custom_improvement | 11% | 0 | 0 | 0 | 0 | 0 | 0 | 0 | 0 | 0 | 0 | 0 | 0 | 0 | 0 | 0 | 0 | 0 | 0 | 0 | 0 | 0 | 0 | 0 | 0 | 0 | 0 | 0 | 0 | 0 | 0 | 0 | 0 | 0 | 0 | 0 | 0 | 0 | 0 | 0 | 0 | 0 | 0 | 0 | 0 | 0 | 0 | 0 | 0 | 0 | 0 | 0 | 0 | 0 | 0 | 0 | 0 | 0 | 0 | 0 | 0 | 0 | 0 | 0 | 0 | 0 | 0 | 0 | 0 | 0 | 0 | 0 | 0 | 0 | 0 | 0 | 0 | 0 | 0 | 0 | 0 | 0 | 0 | 0 | 0 | 0 | 0 | 0 | 0 | 0 | 0 | 0 | 0 | 0 | 0 | 0 | 0 | 0 | 0 | 0 | 0 | 0 | 0 | 0 | 0 | 0
Ach | Grocery | Refrigeration | Display cases | TRC | New | NN4821 | PSC to ECM Evaporator Fan Motor (Reach-In) | PSC to ECM Evaporator Fan Motor (Reach-In) | NonEquip | 15 | Display cases | 68.68% | Prescriptive_ECM | 37.5% | 238.6137 | 399.1791 | 725.239 | 1294.3295 | 2256.0956 | 3461.2471 | 5095.5619 | 7054.247 | 8890.856 | 9784.1333 | 238.6137 | 637.7928 | 1363.0318 | 2657.3613 | 4913.4569 | 8374.704 | 13470.2659 | 20524.5129 | 29415.3689 | 39199.5022 | 0.033211 | 0.08877 | 0.18971 | 0.36986 | 0.68387 | 1.1656 | 1.8748 | 2.8567 | 4.0941 | 5.4559 | 0.0030424 | 0.008132 | 0.017379 | 0.033882 | 0.062648 | 0.10678 | 0.17175 | 0.26169 | 0.37505 | 0.4998 | 5.308 | 9.1461 | 17.1154 | 31.4621 | 56.4857 | 89.2587 | 135.3465 | 192.9936 | 250.5377 | 283.9809 | 498.6903 | 28.0612 | 48.3522 | 90.4829 | 166.3288 | 298.6189 | 471.8779 | 715.5276 | 1020.2866 | 1324.5011 | 1501.3029 | 2636.3928 | 4.887 | 8.4207 | 15.758 | 28.9668 | 52.0057 | 82.1794 | 124.612 | 177.687 | 230.6671 | 261.4579 | 459.1383 | -220.5299 | -379.9944 | -711.0953 | -1307.1599 | -2346.8136 | -3708.4372 | -5623.253 | -8018.3209 | -10409.1093 | -11798.5755 | -20719.1226 | 225.4169 | 388.4151 | 726.8532 | 1336.1267 | 2398.8192 | 3790.6166 | 5747.865 | 8196.0078 | 10639.7764 | 12060.0334 | 21178.2608 | 28.075 | 77.2932 | 170.1394 | 341.6543 | 650.6697 | 1142.2999 | 1892.4485 | 2970.0106 | 4384.2636 | 6017.833
Ach | Grocery | Refrigeration | Display cases | TRC | Existing | NE5094 | ENERGY STAR certified buildings program | ENERGY STAR certified buildings program | NonEquip | 20 |  | 0% | Custom_improvement_existing | 11% | 0 | 0 | 0 | 0 | 0 | 0 | 0 | 0 | 0 | 0 | 0 | 0 | 0 | 0 | 0 | 0 | 0 | 0 | 0 | 0 | 0 | 0 | 0 | 0 | 0 | 0 | 0 | 0 | 0 | 0 | 0 | 0 | 0 | 0 | 0 | 0 | 0 | 0 | 0 | 0 | 0 | 0 | 0 | 0 | 0 | 0 | 0 | 0 | 0 | 0 | 0 | 0 | 0 | 0 | 0 | 0 | 0 | 0 | 0 | 0 | 0 | 0 | 0 | 0 | 0 | 0 | 0 | 0 | 0 | 0 | 0 | 0 | 0 | 0 | 0 | 0 | 0 | 0 | 0 | 0 | 0 | 0 | 0 | 0 | 0 | 0 | 0 | 0 | 0 | 0 | 0 | 0 | 0 | 0 | 0 | 0 | 0 | 0 | 0 | 0 | 0 | 0 | 0 | 0 | 0
Ach | Grocery | Refrigeration | Display cases | TRC | Existing | NE4808 | PSC to ECM Evaporator Fan Motor (Reach-In) | PSC to ECM Evaporator Fan Motor (Reach-In) | NonEquip | 15 | Display cases | 17.17% | Prescriptive_ECM_existing | 37.5% | 291.8002 | 478.4255 | 774.9952 | 1247.8274 | 1981.0215 | 3071.9222 | 4580.7969 | 6427.2441 | 8219.9601 | 9171.718 | 291.8002 | 770.2258 | 1545.221 | 2793.0484 | 4774.07 | 7845.9922 | 12426.789 | 18854.0332 | 27073.9932 | 36245.7113 | 0.040614 | 0.1072 | 0.21507 | 0.38874 | 0.66447 | 1.092 | 1.7296 | 2.6242 | 3.7682 | 5.0448 | 0.0037205 | 0.0098206 | 0.019702 | 0.035612 | 0.060871 | 0.10004 | 0.15844 | 0.24039 | 0.3452 | 0.46214 | 6.4911 | 10.9618 | 18.2896 | 30.3318 | 49.5986 | 79.2188 | 121.6735 | 175.8398 | 231.6324 | 266.2058 | 462.2308 | 34.316 | 57.9512 | 96.6906 | 160.353 | 262.2099 | 418.8006 | 643.2434 | 929.6004 | 1224.5554 | 1407.3323 | 2443.6446 | 5.9763 | 10.0924 | 16.8391 | 27.9261 | 45.6649 | 72.9358 | 112.0234 | 161.8936 | 213.2612 | 245.0925 | 425.5704 | -269.6856 | -455.4322 | -759.8812 | -1260.1969 | -2060.6787 | -3291.3081 | -5055.1794 | -7305.6282 | -9623.6474 | -11060.0709 | -19204.3356 | 275.6619 | 465.5247 | 776.7202 | 1288.123 | 2106.3436 | 3364.2439 | 5167.2028 | 7467.5218 | 9836.9086 | 11305.1634 | 19629.906 | 34.3329 | 93.3426 | 192.8811 | 359.0994 | 632.2113 | 1070.1842 | 1745.8496 | 2728.2829 | 4035.2893 | 5564.3727
Ach | Grocery | Cooking | Cooking Other | TRC | New | NN5081 | ENERGY STAR certified buildings program | ENERGY STAR certified buildings program | NonEquip | 20 |  | 0% | Custom_improvement | 11% | 0 | 0 | 0 | 0 | 0 | 0 | 0 | 0 | 0 | 0 | 0 | 0 | 0 | 0 | 0 | 0 | 0 | 0 | 0 | 0 | 0 | 0 | 0 | 0 | 0 | 0 | 0 | 0 | 0 | 0 | 0 | 0 | 0 | 0 | 0 | 0 | 0 | 0 | 0 | 0 | 0 | 0 | 0 | 0 | 0 | 0 | 0 | 0 | 0 | 0 | 0 | 0 | 0 | 0 | 0 | 0 | 0 | 0 | 0 | 0 | 0 | 0 | 0 | 0 | 0 | 0 | 0 | 0 | 0 | 0 | 0 | 0 | 0 | 0 | 0 | 0 | 0 | 0 | 0 | 0 | 0 | 0 | 0 | 0 | 0 | 0 | 0 | 0 | 0 | 0 | 0 | 0 | 0 | 0 | 0 | 0 | 0 | 0 | 0 | 0 | 0 | 0 | 0 | 0 | 0
Ach | Grocery | Cooking | Cooking Other | TRC | Existing | NE5068 | ENERGY STAR certified buildings program | ENERGY STAR certified buildings program | NonEquip | 20 |  | 0% | Custom_improvement_existing | 11% | 0 | 0 | 0 | 0 | 0 | 0 | 0 | 0 | 0 | 0 | 0 | 0 | 0 | 0 | 0 | 0 | 0 | 0 | 0 | 0 | 0 | 0 | 0 | 0 | 0 | 0 | 0 | 0 | 0 | 0 | 0 | 0 | 0 | 0 | 0 | 0 | 0 | 0 | 0 | 0 | 0 | 0 | 0 | 0 | 0 | 0 | 0 | 0 | 0 | 0 | 0 | 0 | 0 | 0 | 0 | 0 | 0 | 0 | 0 | 0 | 0 | 0 | 0 | 0 | 0 | 0 | 0 | 0 | 0 | 0 | 0 | 0 | 0 | 0 | 0 | 0 | 0 | 0 | 0 | 0 | 0 | 0 | 0 | 0 | 0 | 0 | 0 | 0 | 0 | 0 | 0 | 0 | 0 | 0 | 0 | 0 | 0 | 0 | 0 | 0 | 0 | 0 | 0 | 0 | 0
Ach | Grocery | Cooking | Cooking Other | TRC | Turnover | ET4 | Efficient Exhaust Hood | Efficient Exhaust Hood | Equip | 15 | Cooking Other | 0% | Prescriptive_cooking | 42.5% | 0 | 0 | 0 | 0 | 0 | 0 | 0 | 0 | 0 | 0 | 0 | 0 | 0 | 0 | 0 | 0 | 0 | 0 | 0 | 0 | 0 | 0 | 0 | 0 | 0 | 0 | 0 | 0 | 0 | 0 | 0 | 0 | 0 | 0 | 0 | 0 | 0 | 0 | 0 | 0 | 0 | 0 | 0 | 0 | 0 | 0 | 0 | 0 | 0 | 0 | 0 | 0 | 0 | 0 | 0 | 0 | 0 | 0 | 0 | 0 | 0 | 0 | 0 | 0 | 0 | 0 | 0 | 0 | 0 | 0 | 0 | 0 | 0 | 0 | 0 | 0 | 0 | 0 | 0 | 0 | 0 | 0 | 0 | 0 | 0 | 0 | 0 | 0 | 0 | 0 | 0 | 0 | 0 | 0 | 0 | 0 | 0 | 0 | 0 | 0 | 0 | 0 | 0 | 0 | 0
Ach | Grocery | Cooking | Cooking Other | TRC | New | EN30 | Efficient Exhaust Hood | Efficient Exhaust Hood | Equip | 15 | Cooking Other | 0% | Prescriptive_cooking | 42.5% | 0 | 0 | 0 | 0 | 0 | 0 | 0 | 0 | 0 | 0 | 0 | 0 | 0 | 0 | 0 | 0 | 0 | 0 | 0 | 0 | 0 | 0 | 0 | 0 | 0 | 0 | 0 | 0 | 0 | 0 | 0 | 0 | 0 | 0 | 0 | 0 | 0 | 0 | 0 | 0 | 0 | 0 | 0 | 0 | 0 | 0 | 0 | 0 | 0 | 0 | 0 | 0 | 0 | 0 | 0 | 0 | 0 | 0 | 0 | 0 | 0 | 0 | 0 | 0 | 0 | 0 | 0 | 0 | 0 | 0 | 0 | 0 | 0 | 0 | 0 | 0 | 0 | 0 | 0 | 0 | 0 | 0 | 0 | 0 | 0 | 0 | 0 | 0 | 0 | 0 | 0 | 0 | 0 | 0 | 0 | 0 | 0 | 0 | 0 | 0 | 0 | 0 | 0 | 0 | 0
Ach | Grocery | Office Equipment | Computers | TRC | New | NN5055 | ENERGY STAR certified buildings program | ENERGY STAR certified buildings program | NonEquip | 20 |  | 0% | Custom_improvement | 11% | 0 | 0 | 0 | 0 | 0 | 0 | 0 | 0 | 0 | 0 | 0 | 0 | 0 | 0 | 0 | 0 | 0 | 0 | 0 | 0 | 0 | 0 | 0 | 0 | 0 | 0 | 0 | 0 | 0 | 0 | 0 | 0 | 0 | 0 | 0 | 0 | 0 | 0 | 0 | 0 | 0 | 0 | 0 | 0 | 0 | 0 | 0 | 0 | 0 | 0 | 0 | 0 | 0 | 0 | 0 | 0 | 0 | 0 | 0 | 0 | 0 | 0 | 0 | 0 | 0 | 0 | 0 | 0 | 0 | 0 | 0 | 0 | 0 | 0 | 0 | 0 | 0 | 0 | 0 | 0 | 0 | 0 | 0 | 0 | 0 | 0 | 0 | 0 | 0 | 0 | 0 | 0 | 0 | 0 | 0 | 0 | 0 | 0 | 0 | 0 | 0 | 0 | 0 | 0 | 0
Ach | Grocery | Office Equipment | Computers | TRC | Existing | NE5042 | ENERGY STAR certified buildings program | ENERGY STAR certified buildings program | NonEquip | 20 |  | 0% | Custom_improvement_existing | 11% | 0 | 0 | 0 | 0 | 0 | 0 | 0 | 0 | 0 | 0 | 0 | 0 | 0 | 0 | 0 | 0 | 0 | 0 | 0 | 0 | 0 | 0 | 0 | 0 | 0 | 0 | 0 | 0 | 0 | 0 | 0 | 0 | 0 | 0 | 0 | 0 | 0 | 0 | 0 | 0 | 0 | 0 | 0 | 0 | 0 | 0 | 0 | 0 | 0 | 0 | 0 | 0 | 0 | 0 | 0 | 0 | 0 | 0 | 0 | 0 | 0 | 0 | 0 | 0 | 0 | 0 | 0 | 0 | 0 | 0 | 0 | 0 | 0 | 0 | 0 | 0 | 0 | 0 | 0 | 0 | 0 | 0 | 0 | 0 | 0 | 0 | 0 | 0 | 0 | 0 | 0 | 0 | 0 | 0 | 0 | 0 | 0 | 0 | 0 | 0 | 0 | 0 | 0 | 0 | 0
Ach | Grocery | Domestic Hot Water | Centralized water heaters | TRC | New | NN5211 | ENERGY STAR certified buildings program | ENERGY STAR certified buildings program | NonEquip | 20 |  | 0% | Custom_improvement | 11% | 0 | 0 | 0 | 0 | 0 | 0 | 0 | 0 | 0 | 0 | 0 | 0 | 0 | 0 | 0 | 0 | 0 | 0 | 0 | 0 | 0 | 0 | 0 | 0 | 0 | 0 | 0 | 0 | 0 | 0 | 0 | 0 | 0 | 0 | 0 | 0 | 0 | 0 | 0 | 0 | 0 | 0 | 0 | 0 | 0 | 0 | 0 | 0 | 0 | 0 | 0 | 0 | 0 | 0 | 0 | 0 | 0 | 0 | 0 | 0 | 0 | 0 | 0 | 0 | 0 | 0 | 0 | 0 | 0 | 0 | 0 | 0 | 0 | 0 | 0 | 0 | 0 | 0 | 0 | 0 | 0 | 0 | 0 | 0 | 0 | 0 | 0 | 0 | 0 | 0 | 0 | 0 | 0 | 0 | 0 | 0 | 0 | 0 | 0 | 0 | 0 | 0 | 0 | 0 | 0
Ach | Grocery | Domestic Hot Water | Centralized water heaters | TRC | Existing | NE5198 | ENERGY STAR certified buildings program | ENERGY STAR certified buildings program | NonEquip | 20 |  | 0% | Custom_improvement_existing | 11% | 0 | 0 | 0 | 0 | 0 | 0 | 0 | 0 | 0 | 0 | 0 | 0 | 0 | 0 | 0 | 0 | 0 | 0 | 0 | 0 | 0 | 0 | 0 | 0 | 0 | 0 | 0 | 0 | 0 | 0 | 0 | 0 | 0 | 0 | 0 | 0 | 0 | 0 | 0 | 0 | 0 | 0 | 0 | 0 | 0 | 0 | 0 | 0 | 0 | 0 | 0 | 0 | 0 | 0 | 0 | 0 | 0 | 0 | 0 | 0 | 0 | 0 | 0 | 0 | 0 | 0 | 0 | 0 | 0 | 0 | 0 | 0 | 0 | 0 | 0 | 0 | 0 | 0 | 0 | 0 | 0 | 0 | 0 | 0 | 0 | 0 | 0 | 0 | 0 | 0 | 0 | 0 | 0 | 0 | 0 | 0 | 0 | 0 | 0 | 0 | 0 | 0 | 0 | 0 | 0
Ach | Grocery | Space Cooling | Central chillers inside | TRC | New | NN5159 | ENERGY STAR certified buildings program | ENERGY STAR certified buildings program | NonEquip | 20 |  | 0% | Custom_improvement | 11% | 0 | 0 | 0 | 0 | 0 | 0 | 0 | 0 | 0 | 0 | 0 | 0 | 0 | 0 | 0 | 0 | 0 | 0 | 0 | 0 | 0 | 0 | 0 | 0 | 0 | 0 | 0 | 0 | 0 | 0 | 0 | 0 | 0 | 0 | 0 | 0 | 0 | 0 | 0 | 0 | 0 | 0 | 0 | 0 | 0 | 0 | 0 | 0 | 0 | 0 | 0 | 0 | 0 | 0 | 0 | 0 | 0 | 0 | 0 | 0 | 0 | 0 | 0 | 0 | 0 | 0 | 0 | 0 | 0 | 0 | 0 | 0 | 0 | 0 | 0 | 0 | 0 | 0 | 0 | 0 | 0 | 0 | 0 | 0 | 0 | 0 | 0 | 0 | 0 | 0 | 0 | 0 | 0 | 0 | 0 | 0 | 0 | 0 | 0 | 0 | 0 | 0 | 0 | 0 | 0
Ach | Grocery | Space Cooling | Central chillers inside | TRC | New | NN3209 | Ceiling Insulation(R2 to R38) | Ceiling Insulation(R2 to R38) | NonEquip | 20 |  | 0% | Prescriptive_hvac | 4.22% | 0 | 0 | 0 | 0 | 0 | 0 | 0 | 0 | 0 | 0 | 0 | 0 | 0 | 0 | 0 | 0 | 0 | 0 | 0 | 0 | 0 | 0 | 0 | 0 | 0 | 0 | 0 | 0 | 0 | 0 | 0 | 0 | 0 | 0 | 0 | 0 | 0 | 0 | 0 | 0 | 0 | 0 | 0 | 0 | 0 | 0 | 0 | 0 | 0 | 0 | 0 | 0 | 0 | 0 | 0 | 0 | 0 | 0 | 0 | 0 | 0 | 0 | 0 | 0 | 0 | 0 | 0 | 0 | 0 | 0 | 0 | 0 | 0 | 0 | 0 | 0 | 0 | 0 | 0 | 0 | 0 | 0 | 0 | 0 | 0 | 0 | 0 | 0 | 0 | 0 | 0 | 0 | 0 | 0 | 0 | 0 | 0 | 0 | 0 | 0 | 0 | 0 | 0 | 0 | 0
Ach | Grocery | Space Cooling | Central chillers inside | TRC | Existing | NE5146 | ENERGY STAR certified buildings program | ENERGY STAR certified buildings program | NonEquip | 20 |  | 0% | Custom_improvement_existing | 11% | 0 | 0 | 0 | 0 | 0 | 0 | 0 | 0 | 0 | 0 | 0 | 0 | 0 | 0 | 0 | 0 | 0 | 0 | 0 | 0 | 0 | 0 | 0 | 0 | 0 | 0 | 0 | 0 | 0 | 0 | 0 | 0 | 0 | 0 | 0 | 0 | 0 | 0 | 0 | 0 | 0 | 0 | 0 | 0 | 0 | 0 | 0 | 0 | 0 | 0 | 0 | 0 | 0 | 0 | 0 | 0 | 0 | 0 | 0 | 0 | 0 | 0 | 0 | 0 | 0 | 0 | 0 | 0 | 0 | 0 | 0 | 0 | 0 | 0 | 0 | 0 | 0 | 0 | 0 | 0 | 0 | 0 | 0 | 0 | 0 | 0 | 0 | 0 | 0 | 0 | 0 | 0 | 0 | 0 | 0 | 0 | 0 | 0 | 0 | 0 | 0 | 0 | 0 | 0 | 0
Ach | Grocery | Space Cooling | Central chillers inside | TRC | Existing | NE3196 | Ceiling Insulation(R2 to R38) | Ceiling Insulation(R2 to R38) | NonEquip | 20 |  | 0% | Prescriptive_hvac_existing | 4.22% | 0 | 0 | 0 | 0 | 0 | 0 | 0 | 0 | 0 | 0 | 0 | 0 | 0 | 0 | 0 | 0 | 0 | 0 | 0 | 0 | 0 | 0 | 0 | 0 | 0 | 0 | 0 | 0 | 0 | 0 | 0 | 0 | 0 | 0 | 0 | 0 | 0 | 0 | 0 | 0 | 0 | 0 | 0 | 0 | 0 | 0 | 0 | 0 | 0 | 0 | 0 | 0 | 0 | 0 | 0 | 0 | 0 | 0 | 0 | 0 | 0 | 0 | 0 | 0 | 0 | 0 | 0 | 0 | 0 | 0 | 0 | 0 | 0 | 0 | 0 | 0 | 0 | 0 | 0 | 0 | 0 | 0 | 0 | 0 | 0 | 0 | 0 | 0 | 0 | 0 | 0 | 0 | 0 | 0 | 0 | 0 | 0 | 0 | 0 | 0 | 0 | 0 | 0 | 0 | 0
Ach | Grocery | Ventilation and Circulation | Central air-handling unit | TRC | New | NN5185 | ENERGY STAR certified buildings program | ENERGY STAR certified buildings program | NonEquip | 20 |  | 0% | Custom_improvement | 11% | 0 | 0 | 0 | 0 | 0 | 0 | 0 | 0 | 0 | 0 | 0 | 0 | 0 | 0 | 0 | 0 | 0 | 0 | 0 | 0 | 0 | 0 | 0 | 0 | 0 | 0 | 0 | 0 | 0 | 0 | 0 | 0 | 0 | 0 | 0 | 0 | 0 | 0 | 0 | 0 | 0 | 0 | 0 | 0 | 0 | 0 | 0 | 0 | 0 | 0 | 0 | 0 | 0 | 0 | 0 | 0 | 0 | 0 | 0 | 0 | 0 | 0 | 0 | 0 | 0 | 0 | 0 | 0 | 0 | 0 | 0 | 0 | 0 | 0 | 0 | 0 | 0 | 0 | 0 | 0 | 0 | 0 | 0 | 0 | 0 | 0 | 0 | 0 | 0 | 0 | 0 | 0 | 0 | 0 | 0 | 0 | 0 | 0 | 0 | 0 | 0 | 0 | 0 | 0 | 0
Ach | Grocery | Ventilation and Circulation | Central air-handling unit | TRC | Existing | NE5172 | ENERGY STAR certified buildings program | ENERGY STAR certified buildings program | NonEquip | 20 |  | 0% | Custom_improvement_existing | 11% | 0 | 0 | 0 | 0 | 0 | 0 | 0 | 0 | 0 | 0 | 0 | 0 | 0 | 0 | 0 | 0 | 0 | 0 | 0 | 0 | 0 | 0 | 0 | 0 | 0 | 0 | 0 | 0 | 0 | 0 | 0 | 0 | 0 | 0 | 0 | 0 | 0 | 0 | 0 | 0 | 0 | 0 | 0 | 0 | 0 | 0 | 0 | 0 | 0 | 0 | 0 | 0 | 0 | 0 | 0 | 0 | 0 | 0 | 0 | 0 | 0 | 0 | 0 | 0 | 0 | 0 | 0 | 0 | 0 | 0 | 0 | 0 | 0 | 0 | 0 | 0 | 0 | 0 | 0 | 0 | 0 | 0 | 0 | 0 | 0 | 0 | 0 | 0 | 0 | 0 | 0 | 0 | 0 | 0 | 0 | 0 | 0 | 0 | 0 | 0 | 0 | 0 | 0 | 0 | 0
Ach | Grocery | Interior Lighting | case lighting | TRC | New | NN5003 | ENERGY STAR certified buildings program | ENERGY STAR certified buildings program | NonEquip | 20 |  | 0% | Custom_improvement | 11% | 0 | 0 | 0 | 0 | 0 | 0 | 0 | 0 | 0 | 0 | 0 | 0 | 0 | 0 | 0 | 0 | 0 | 0 | 0 | 0 | 0 | 0 | 0 | 0 | 0 | 0 | 0 | 0 | 0 | 0 | 0 | 0 | 0 | 0 | 0 | 0 | 0 | 0 | 0 | 0 | 0 | 0 | 0 | 0 | 0 | 0 | 0 | 0 | 0 | 0 | 0 | 0 | 0 | 0 | 0 | 0 | 0 | 0 | 0 | 0 | 0 | 0 | 0 | 0 | 0 | 0 | 0 | 0 | 0 | 0 | 0 | 0 | 0 | 0 | 0 | 0 | 0 | 0 | 0 | 0 | 0 | 0 | 0 | 0 | 0 | 0 | 0 | 0 | 0 | 0 | 0 | 0 | 0 | 0 | 0 | 0 | 0 | 0 | 0 | 0 | 0 | 0 | 0 | 0 | 0
Ach | Grocery | Interior Lighting | case lighting | TRC | Existing | NE4990 | ENERGY STAR certified buildings program | ENERGY STAR certified buildings program | NonEquip | 20 |  | 0% | Custom_improvement_existing | 11% | 0 | 0 | 0 | 0 | 0 | 0 | 0 | 0 | 0 | 0 | 0 | 0 | 0 | 0 | 0 | 0 | 0 | 0 | 0 | 0 | 0 | 0 | 0 | 0 | 0 | 0 | 0 | 0 | 0 | 0 | 0 | 0 | 0 | 0 | 0 | 0 | 0 | 0 | 0 | 0 | 0 | 0 | 0 | 0 | 0 | 0 | 0 | 0 | 0 | 0 | 0 | 0 | 0 | 0 | 0 | 0 | 0 | 0 | 0 | 0 | 0 | 0 | 0 | 0 | 0 | 0 | 0 | 0 | 0 | 0 | 0 | 0 | 0 | 0 | 0 | 0 | 0 | 0 | 0 | 0 | 0 | 0 | 0 | 0 | 0 | 0 | 0 | 0 | 0 | 0 | 0 | 0 | 0 | 0 | 0 | 0 | 0 | 0 | 0 | 0 | 0 | 0 | 0 | 0 | 0
Ach | Grocery | Space Heating | Boilers | TRC | New | NN5133 | ENERGY STAR certified buildings program | ENERGY STAR certified buildings program | NonEquip | 20 |  | 0% | Custom_improvement | 11% | 0 | 0 | 0 | 0 | 0 | 0 | 0 | 0 | 0 | 0 | 0 | 0 | 0 | 0 | 0 | 0 | 0 | 0 | 0 | 0 | 0 | 0 | 0 | 0 | 0 | 0 | 0 | 0 | 0 | 0 | 0 | 0 | 0 | 0 | 0 | 0 | 0 | 0 | 0 | 0 | 0 | 0 | 0 | 0 | 0 | 0 | 0 | 0 | 0 | 0 | 0 | 0 | 0 | 0 | 0 | 0 | 0 | 0 | 0 | 0 | 0 | 0 | 0 | 0 | 0 | 0 | 0 | 0 | 0 | 0 | 0 | 0 | 0 | 0 | 0 | 0 | 0 | 0 | 0 | 0 | 0 | 0 | 0 | 0 | 0 | 0 | 0 | 0 | 0 | 0 | 0 | 0 | 0 | 0 | 0 | 0 | 0 | 0 | 0 | 0 | 0 | 0 | 0 | 0 | 0
Ach | Grocery | Space Heating | Boilers | TRC | New | NN3183 | Ceiling Insulation(R2 to R38) | Ceiling Insulation(R2 to R38) | NonEquip | 20 |  | 0% | Prescriptive_hvac | 15.14% | 0 | 0 | 0 | 0 | 0 | 0 | 0 | 0 | 0 | 0 | 0 | 0 | 0 | 0 | 0 | 0 | 0 | 0 | 0 | 0 | 0 | 0 | 0 | 0 | 0 | 0 | 0 | 0 | 0 | 0 | 0 | 0 | 0 | 0 | 0 | 0 | 0 | 0 | 0 | 0 | 0 | 0 | 0 | 0 | 0 | 0 | 0 | 0 | 0 | 0 | 0 | 0 | 0 | 0 | 0 | 0 | 0 | 0 | 0 | 0 | 0 | 0 | 0 | 0 | 0 | 0 | 0 | 0 | 0 | 0 | 0 | 0 | 0 | 0 | 0 | 0 | 0 | 0 | 0 | 0 | 0 | 0 | 0 | 0 | 0 | 0 | 0 | 0 | 0 | 0 | 0 | 0 | 0 | 0 | 0 | 0 | 0 | 0 | 0 | 0 | 0 | 0 | 0 | 0 | 0
Ach | Grocery | Space Heating | Boilers | TRC | Existing | NE5120 | ENERGY STAR certified buildings program | ENERGY STAR certified buildings program | NonEquip | 20 |  | 0% | Custom_improvement_existing | 11% | 0 | 0 | 0 | 0 | 0 | 0 | 0 | 0 | 0 | 0 | 0 | 0 | 0 | 0 | 0 | 0 | 0 | 0 | 0 | 0 | 0 | 0 | 0 | 0 | 0 | 0 | 0 | 0 | 0 | 0 | 0 | 0 | 0 | 0 | 0 | 0 | 0 | 0 | 0 | 0 | 0 | 0 | 0 | 0 | 0 | 0 | 0 | 0 | 0 | 0 | 0 | 0 | 0 | 0 | 0 | 0 | 0 | 0 | 0 | 0 | 0 | 0 | 0 | 0 | 0 | 0 | 0 | 0 | 0 | 0 | 0 | 0 | 0 | 0 | 0 | 0 | 0 | 0 | 0 | 0 | 0 | 0 | 0 | 0 | 0 | 0 | 0 | 0 | 0 | 0 | 0 | 0 | 0 | 0 | 0 | 0 | 0 | 0 | 0 | 0 | 0 | 0 | 0 | 0 | 0
Ach | Grocery | Space Heating | Boilers | TRC | Existing | NE3170 | Ceiling Insulation(R2 to R38) | Ceiling Insulation(R2 to R38) | NonEquip | 20 |  | 0% | Prescriptive_hvac_existing | 16.71% | 0 | 0 | 0 | 0 | 0 | 0 | 0 | 0 | 0 | 0 | 0 | 0 | 0 | 0 | 0 | 0 | 0 | 0 | 0 | 0 | 0 | 0 | 0 | 0 | 0 | 0 | 0 | 0 | 0 | 0 | 0 | 0 | 0 | 0 | 0 | 0 | 0 | 0 | 0 | 0 | 0 | 0 | 0 | 0 | 0 | 0 | 0 | 0 | 0 | 0 | 0 | 0 | 0 | 0 | 0 | 0 | 0 | 0 | 0 | 0 | 0 | 0 | 0 | 0 | 0 | 0 | 0 | 0 | 0 | 0 | 0 | 0 | 0 | 0 | 0 | 0 | 0 | 0 | 0 | 0 | 0 | 0 | 0 | 0 | 0 | 0 | 0 | 0 | 0 | 0 | 0 | 0 | 0 | 0 | 0 | 0 | 0 | 0 | 0 | 0 | 0 | 0 | 0 | 0 | 0
Ach | Grocery | Domestic Hot Water | "Point-of-Use" water heaters | TRC | New | NN5211 | ENERGY STAR certified buildings program | ENERGY STAR certified buildings program | NonEquip | 20 |  | 0% | Custom_improvement | 11% | 0 | 0 | 0 | 0 | 0 | 0 | 0 | 0 | 0 | 0 | 0 | 0 | 0 | 0 | 0 | 0 | 0 | 0 | 0 | 0 | 0 | 0 | 0 | 0 | 0 | 0 | 0 | 0 | 0 | 0 | 0 | 0 | 0 | 0 | 0 | 0 | 0 | 0 | 0 | 0 | 0 | 0 | 0 | 0 | 0 | 0 | 0 | 0 | 0 | 0 | 0 | 0 | 0 | 0 | 0 | 0 | 0 | 0 | 0 | 0 | 0 | 0 | 0 | 0 | 0 | 0 | 0 | 0 | 0 | 0 | 0 | 0 | 0 | 0 | 0 | 0 | 0 | 0 | 0 | 0 | 0 | 0 | 0 | 0 | 0 | 0 | 0 | 0 | 0 | 0 | 0 | 0 | 0 | 0 | 0 | 0 | 0 | 0 | 0 | 0 | 0 | 0 | 0 | 0 | 0
Ach | Grocery | Domestic Hot Water | "Point-of-Use" water heaters | TRC | Existing | NE5198 | ENERGY STAR certified buildings program | ENERGY STAR certified buildings program | NonEquip | 20 |  | 0% | Custom_improvement_existing | 11% | 0 | 0 | 0 | 0 | 0 | 0 | 0 | 0 | 0 | 0 | 0 | 0 | 0 | 0 | 0 | 0 | 0 | 0 | 0 | 0 | 0 | 0 | 0 | 0 | 0 | 0 | 0 | 0 | 0 | 0 | 0 | 0 | 0 | 0 | 0 | 0 | 0 | 0 | 0 | 0 | 0 | 0 | 0 | 0 | 0 | 0 | 0 | 0 | 0 | 0 | 0 | 0 | 0 | 0 | 0 | 0 | 0 | 0 | 0 | 0 | 0 | 0 | 0 | 0 | 0 | 0 | 0 | 0 | 0 | 0 | 0 | 0 | 0 | 0 | 0 | 0 | 0 | 0 | 0 | 0 | 0 | 0 | 0 | 0 | 0 | 0 | 0 | 0 | 0 | 0 | 0 | 0 | 0 | 0 | 0 | 0 | 0 | 0 | 0 | 0 | 0 | 0 | 0 | 0 | 0
Ach | Healthcare | Refrigeration | Walk-in cooler | TRC | New | NN4822 | PSC to ECM Evaporator Fan Motor (Reach-In) | PSC to ECM Evaporator Fan Motor (Reach-In) | NonEquip | 15 | Display cases | 0% | Prescriptive_ECM | 37.5% | 0 | 0 | 0 | 0 | 0 | 0 | 0 | 0 | 0 | 0 | 0 | 0 | 0 | 0 | 0 | 0 | 0 | 0 | 0 | 0 | 0 | 0 | 0 | 0 | 0 | 0 | 0 | 0 | 0 | 0 | 0 | 0 | 0 | 0 | 0 | 0 | 0 | 0 | 0 | 0 | 0 | 0 | 0 | 0 | 0 | 0 | 0 | 0 | 0 | 0 | 0 | 0 | 0 | 0 | 0 | 0 | 0 | 0 | 0 | 0 | 0 | 0 | 0 | 0 | 0 | 0 | 0 | 0 | 0 | 0 | 0 | 0 | 0 | 0 | 0 | 0 | 0 | 0 | 0 | 0 | 0 | 0 | 0 | 0 | 0 | 0 | 0 | 0 | 0 | 0 | 0 | 0 | 0 | 0 | 0 | 0 | 0 | 0 | 0 | 0 | 0 | 0 | 0 | 0 | 0
Ach | Healthcare | Refrigeration | Walk-in cooler | TRC | Existing | NE4809 | PSC to ECM Evaporator Fan Motor (Reach-In) | PSC to ECM Evaporator Fan Motor (Reach-In) | NonEquip | 15 | Display cases | 0% | Prescriptive_ECM_existing | 37.5% | 0 | 0 | 0 | 0 | 0 | 0 | 0 | 0 | 0 | 0 | 0 | 0 | 0 | 0 | 0 | 0 | 0 | 0 | 0 | 0 | 0 | 0 | 0 | 0 | 0 | 0 | 0 | 0 | 0 | 0 | 0 | 0 | 0 | 0 | 0 | 0 | 0 | 0 | 0 | 0 | 0 | 0 | 0 | 0 | 0 | 0 | 0 | 0 | 0 | 0 | 0 | 0 | 0 | 0 | 0 | 0 | 0 | 0 | 0 | 0 | 0 | 0 | 0 | 0 | 0 | 0 | 0 | 0 | 0 | 0 | 0 | 0 | 0 | 0 | 0 | 0 | 0 | 0 | 0 | 0 | 0 | 0 | 0 | 0 | 0 | 0 | 0 | 0 | 0 | 0 | 0 | 0 | 0 | 0 | 0 | 0 | 0 | 0 | 0 | 0 | 0 | 0 | 0 | 0 | 0
Ach | Healthcare | Refrigeration | Vending and ice makers | TRC | New | NN4822 | PSC to ECM Evaporator Fan Motor (Reach-In) | PSC to ECM Evaporator Fan Motor (Reach-In) | NonEquip | 15 | Display cases | 0% | Prescriptive_ECM | 37.5% | 0 | 0 | 0 | 0 | 0 | 0 | 0 | 0 | 0 | 0 | 0 | 0 | 0 | 0 | 0 | 0 | 0 | 0 | 0 | 0 | 0 | 0 | 0 | 0 | 0 | 0 | 0 | 0 | 0 | 0 | 0 | 0 | 0 | 0 | 0 | 0 | 0 | 0 | 0 | 0 | 0 | 0 | 0 | 0 | 0 | 0 | 0 | 0 | 0 | 0 | 0 | 0 | 0 | 0 | 0 | 0 | 0 | 0 | 0 | 0 | 0 | 0 | 0 | 0 | 0 | 0 | 0 | 0 | 0 | 0 | 0 | 0 | 0 | 0 | 0 | 0 | 0 | 0 | 0 | 0 | 0 | 0 | 0 | 0 | 0 | 0 | 0 | 0 | 0 | 0 | 0 | 0 | 0 | 0 | 0 | 0 | 0 | 0 | 0 | 0 | 0 | 0 | 0 | 0 | 0
Ach | Healthcare | Refrigeration | Vending and ice makers | TRC | Existing | NE4809 | PSC to ECM Evaporator Fan Motor (Reach-In) | PSC to ECM Evaporator Fan Motor (Reach-In) | NonEquip | 15 | Display cases | 0% | Prescriptive_ECM_existing | 37.5% | 0 | 0 | 0 | 0 | 0 | 0 | 0 | 0 | 0 | 0 | 0 | 0 | 0 | 0 | 0 | 0 | 0 | 0 | 0 | 0 | 0 | 0 | 0 | 0 | 0 | 0 | 0 | 0 | 0 | 0 | 0 | 0 | 0 | 0 | 0 | 0 | 0 | 0 | 0 | 0 | 0 | 0 | 0 | 0 | 0 | 0 | 0 | 0 | 0 | 0 | 0 | 0 | 0 | 0 | 0 | 0 | 0 | 0 | 0 | 0 | 0 | 0 | 0 | 0 | 0 | 0 | 0 | 0 | 0 | 0 | 0 | 0 | 0 | 0 | 0 | 0 | 0 | 0 | 0 | 0 | 0 | 0 | 0 | 0 | 0 | 0 | 0 | 0 | 0 | 0 | 0 | 0 | 0 | 0 | 0 | 0 | 0 | 0 | 0 | 0 | 0 | 0 | 0 | 0 | 0
Ach | Healthcare | Space Cooling | Residential-type central air conditioners | TRC | New | NN3210 | Ceiling Insulation(R2 to R38) | Ceiling Insulation(R2 to R38) | NonEquip | 20 |  | 0% | Prescriptive_hvac | 8.675% | 0 | 0 | 0 | 0 | 0 | 0 | 0 | 0 | 0 | 0 | 0 | 0 | 0 | 0 | 0 | 0 | 0 | 0 | 0 | 0 | 0 | 0 | 0 | 0 | 0 | 0 | 0 | 0 | 0 | 0 | 0 | 0 | 0 | 0 | 0 | 0 | 0 | 0 | 0 | 0 | 0 | 0 | 0 | 0 | 0 | 0 | 0 | 0 | 0 | 0 | 0 | 0 | 0 | 0 | 0 | 0 | 0 | 0 | 0 | 0 | 0 | 0 | 0 | 0 | 0 | 0 | 0 | 0 | 0 | 0 | 0 | 0 | 0 | 0 | 0 | 0 | 0 | 0 | 0 | 0 | 0 | 0 | 0 | 0 | 0 | 0 | 0 | 0 | 0 | 0 | 0 | 0 | 0 | 0 | 0 | 0 | 0 | 0 | 0 | 0 | 0 | 0 | 0 | 0 | 0
Ach | Healthcare | Space Cooling | Residential-type central air conditioners | TRC | Existing | NE3197 | Ceiling Insulation(R2 to R38) | Ceiling Insulation(R2 to R38) | NonEquip | 20 |  | 45.6% | Prescriptive_hvac_existing | 8.675% | 17.0625 | 16.8896 | 16.9259 | 16.9901 | 17.0425 | 17.0989 | 17.1523 | 17.1973 | 17.2462 | 17.3012 | 17.0625 | 33.9522 | 50.878 | 67.8681 | 84.9106 | 102.0095 | 119.1618 | 136.3591 | 153.6053 | 170.9066 | 0.00034143 | 0.0006794 | 0.0010181 | 0.0013581 | 0.0016991 | 0.0020413 | 0.0023845 | 0.0027286 | 0.0030737 | 0.0034199 | 0 | 0 | 0 | 0 | 0 | 0 | 0 | 0 | 0 | 0 | 0.75194 | 0.76666 | 0.79135 | 0.81818 | 0.84533 | 0.87357 | 0.90258 | 0.9321 | 0.9628 | 0.99484 | 5.1203 | 2.0681 | 2.1086 | 2.1765 | 2.2503 | 2.325 | 2.4027 | 2.4825 | 2.5636 | 2.6481 | 2.7362 | 14.0829 | 0.73166 | 0.74597 | 0.77 | 0.79611 | 0.82252 | 0.85 | 0.87823 | 0.90695 | 0.93682 | 0.968 | 4.9822 | -18.5157 | -18.8779 | -19.486 | -20.1467 | -20.8151 | -21.5105 | -22.225 | -22.9518 | -23.7076 | -24.4967 | -126.0817 | 19.2473 | 19.6239 | 20.256 | 20.9428 | 21.6376 | 22.3605 | 23.1032 | 23.8588 | 24.6444 | 25.4647 | 131.0639 | 1.9953 | 4.0894 | 6.312 | 8.6724 | 11.1756 | 13.8289 | 16.6387 | 19.6112 | 22.7543 | 26.0768
Ach | Healthcare | Space Heating | Residential/split system heat pump | TRC | New | NN3184 | Ceiling Insulation(R2 to R38) | Ceiling Insulation(R2 to R38) | NonEquip | 20 |  | 0% | Prescriptive_hvac | 31.13% | 0 | 0 | 0 | 0 | 0 | 0 | 0 | 0 | 0 | 0 | 0 | 0 | 0 | 0 | 0 | 0 | 0 | 0 | 0 | 0 | 0 | 0 | 0 | 0 | 0 | 0 | 0 | 0 | 0 | 0 | 0 | 0 | 0 | 0 | 0 | 0 | 0 | 0 | 0 | 0 | 0 | 0 | 0 | 0 | 0 | 0 | 0 | 0 | 0 | 0 | 0 | 0 | 0 | 0 | 0 | 0 | 0 | 0 | 0 | 0 | 0 | 0 | 0 | 0 | 0 | 0 | 0 | 0 | 0 | 0 | 0 | 0 | 0 | 0 | 0 | 0 | 0 | 0 | 0 | 0 | 0 | 0 | 0 | 0 | 0 | 0 | 0 | 0 | 0 | 0 | 0 | 0 | 0 | 0 | 0 | 0 | 0 | 0 | 0 | 0 | 0 | 0 | 0 | 0 | 0
Ach | Healthcare | Space Heating | Residential/split system heat pump | TRC | Existing | NE3171 | Ceiling Insulation(R2 to R38) | Ceiling Insulation(R2 to R38) | NonEquip | 20 |  | 45.6% | Prescriptive_hvac_existing | 34.35% | 104.406 | 103.1259 | 103.3472 | 103.7393 | 104.0594 | 104.4037 | 104.7295 | 105.0046 | 105.3031 | 105.6391 | 104.406 | 207.5319 | 310.8791 | 414.6184 | 518.6778 | 623.0814 | 727.8109 | 832.8155 | 938.1186 | 1043.7577 | 0 | 0 | 0 | 0 | 0 | 0 | 0 | 0 | 0 | 0 | 0.047095 | 0.093613 | 0.14023 | 0.18703 | 0.23396 | 0.28106 | 0.3283 | 0.37567 | 0.42317 | 0.47082 | 4.6012 | 4.6811 | 4.8319 | 4.9957 | 5.1615 | 5.3339 | 5.5111 | 5.6913 | 5.8787 | 6.0744 | 31.2731 | 12.655 | 12.8749 | 13.2896 | 13.7402 | 14.196 | 14.6703 | 15.1576 | 15.6533 | 16.1688 | 16.7069 | 86.0132 | 4.477 | 4.5548 | 4.7015 | 4.8609 | 5.0222 | 5.19 | 5.3624 | 5.5377 | 5.7201 | 5.9105 | 30.4293 | -113.2978 | -115.266 | -118.9787 | -123.0131 | -127.0944 | -131.3404 | -135.7027 | -140.1409 | -144.7556 | -149.5739 | -770.0592 | 117.7749 | 119.8208 | 123.6802 | 127.874 | 132.1166 | 136.5303 | 141.0651 | 145.6787 | 150.4757 | 155.4844 | 800.4885 | 12.2091 | 24.9967 | 38.5679 | 52.981 | 68.2663 | 84.4677 | 101.6253 | 119.7759 | 138.9682 | 159.2556
Ach | Healthcare | Refrigeration | Residential style | TRC | New | NN4822 | PSC to ECM Evaporator Fan Motor (Reach-In) | PSC to ECM Evaporator Fan Motor (Reach-In) | NonEquip | 15 | Display cases | 0% | Prescriptive_ECM | 37.5% | 0 | 0 | 0 | 0 | 0 | 0 | 0 | 0 | 0 | 0 | 0 | 0 | 0 | 0 | 0 | 0 | 0 | 0 | 0 | 0 | 0 | 0 | 0 | 0 | 0 | 0 | 0 | 0 | 0 | 0 | 0 | 0 | 0 | 0 | 0 | 0 | 0 | 0 | 0 | 0 | 0 | 0 | 0 | 0 | 0 | 0 | 0 | 0 | 0 | 0 | 0 | 0 | 0 | 0 | 0 | 0 | 0 | 0 | 0 | 0 | 0 | 0 | 0 | 0 | 0 | 0 | 0 | 0 | 0 | 0 | 0 | 0 | 0 | 0 | 0 | 0 | 0 | 0 | 0 | 0 | 0 | 0 | 0 | 0 | 0 | 0 | 0 | 0 | 0 | 0 | 0 | 0 | 0 | 0 | 0 | 0 | 0 | 0 | 0 | 0 | 0 | 0 | 0 | 0 | 0
Ach | Healthcare | Refrigeration | Residential style | TRC | Existing | NE4809 | PSC to ECM Evaporator Fan Motor (Reach-In) | PSC to ECM Evaporator Fan Motor (Reach-In) | NonEquip | 15 | Display cases | 0% | Prescriptive_ECM_existing | 37.5% | 0 | 0 | 0 | 0 | 0 | 0 | 0 | 0 | 0 | 0 | 0 | 0 | 0 | 0 | 0 | 0 | 0 | 0 | 0 | 0 | 0 | 0 | 0 | 0 | 0 | 0 | 0 | 0 | 0 | 0 | 0 | 0 | 0 | 0 | 0 | 0 | 0 | 0 | 0 | 0 | 0 | 0 | 0 | 0 | 0 | 0 | 0 | 0 | 0 | 0 | 0 | 0 | 0 | 0 | 0 | 0 | 0 | 0 | 0 | 0 | 0 | 0 | 0 | 0 | 0 | 0 | 0 | 0 | 0 | 0 | 0 | 0 | 0 | 0 | 0 | 0 | 0 | 0 | 0 | 0 | 0 | 0 | 0 | 0 | 0 | 0 | 0 | 0 | 0 | 0 | 0 | 0 | 0 | 0 | 0 | 0 | 0 | 0 | 0 | 0 | 0 | 0 | 0 | 0 | 0
Ach | Healthcare | Miscellaneous | Pool pump | TRC | New | NN4536 | VSD Controlled Compressor | VSD Controlled Compressor | NonEquip | 15 | Others | 0% | Prescriptive_ECM | 20.79% | 0 | 0 | 0 | 0 | 0 | 0 | 0 | 0 | 0 | 0 | 0 | 0 | 0 | 0 | 0 | 0 | 0 | 0 | 0 | 0 | 0 | 0 | 0 | 0 | 0 | 0 | 0 | 0 | 0 | 0 | 0 | 0 | 0 | 0 | 0 | 0 | 0 | 0 | 0 | 0 | 0 | 0 | 0 | 0 | 0 | 0 | 0 | 0 | 0 | 0 | 0 | 0 | 0 | 0 | 0 | 0 | 0 | 0 | 0 | 0 | 0 | 0 | 0 | 0 | 0 | 0 | 0 | 0 | 0 | 0 | 0 | 0 | 0 | 0 | 0 | 0 | 0 | 0 | 0 | 0 | 0 | 0 | 0 | 0 | 0 | 0 | 0 | 0 | 0 | 0 | 0 | 0 | 0 | 0 | 0 | 0 | 0 | 0 | 0 | 0 | 0 | 0 | 0 | 0 | 0
Ach | Healthcare | Miscellaneous | Pool pump | TRC | Existing | NE4523 | VSD Controlled Compressor | VSD Controlled Compressor | NonEquip | 15 | Others | 0% | Prescriptive_ECM_existing | 20.79% | 0 | 0 | 0 | 0 | 0 | 0 | 0 | 0 | 0 | 0 | 0 | 0 | 0 | 0 | 0 | 0 | 0 | 0 | 0 | 0 | 0 | 0 | 0 | 0 | 0 | 0 | 0 | 0 | 0 | 0 | 0 | 0 | 0 | 0 | 0 | 0 | 0 | 0 | 0 | 0 | 0 | 0 | 0 | 0 | 0 | 0 | 0 | 0 | 0 | 0 | 0 | 0 | 0 | 0 | 0 | 0 | 0 | 0 | 0 | 0 | 0 | 0 | 0 | 0 | 0 | 0 | 0 | 0 | 0 | 0 | 0 | 0 | 0 | 0 | 0 | 0 | 0 | 0 | 0 | 0 | 0 | 0 | 0 | 0 | 0 | 0 | 0 | 0 | 0 | 0 | 0 | 0 | 0 | 0 | 0 | 0 | 0 | 0 | 0 | 0 | 0 | 0 | 0 | 0 | 0
Ach | Healthcare | Miscellaneous | Pool pump | TRC | Turnover | ET1994 | Solar Pool Heater | Solar Pool Heater | Equip | 15 | Pool pump | 0% | Prescriptive_all | 86.11% | 0 | 0 | 0 | 0 | 0 | 0 | 0 | 0 | 0 | 0 | 0 | 0 | 0 | 0 | 0 | 0 | 0 | 0 | 0 | 0 | 0 | 0 | 0 | 0 | 0 | 0 | 0 | 0 | 0 | 0 | 0 | 0 | 0 | 0 | 0 | 0 | 0 | 0 | 0 | 0 | 0 | 0 | 0 | 0 | 0 | 0 | 0 | 0 | 0 | 0 | 0 | 0 | 0 | 0 | 0 | 0 | 0 | 0 | 0 | 0 | 0 | 0 | 0 | 0 | 0 | 0 | 0 | 0 | 0 | 0 | 0 | 0 | 0 | 0 | 0 | 0 | 0 | 0 | 0 | 0 | 0 | 0 | 0 | 0 | 0 | 0 | 0 | 0 | 0 | 0 | 0 | 0 | 0 | 0 | 0 | 0 | 0 | 0 | 0 | 0 | 0 | 0 | 0 | 0 | 0
Ach | Healthcare | Miscellaneous | Pool pump | TRC | New | EN2020 | Solar Pool Heater | Solar Pool Heater | Equip | 15 | Pool pump | 0% | Prescriptive_all | 86.11% | 0 | 0 | 0 | 0 | 0 | 0 | 0 | 0 | 0 | 0 | 0 | 0 | 0 | 0 | 0 | 0 | 0 | 0 | 0 | 0 | 0 | 0 | 0 | 0 | 0 | 0 | 0 | 0 | 0 | 0 | 0 | 0 | 0 | 0 | 0 | 0 | 0 | 0 | 0 | 0 | 0 | 0 | 0 | 0 | 0 | 0 | 0 | 0 | 0 | 0 | 0 | 0 | 0 | 0 | 0 | 0 | 0 | 0 | 0 | 0 | 0 | 0 | 0 | 0 | 0 | 0 | 0 | 0 | 0 | 0 | 0 | 0 | 0 | 0 | 0 | 0 | 0 | 0 | 0 | 0 | 0 | 0 | 0 | 0 | 0 | 0 | 0 | 0 | 0 | 0 | 0 | 0 | 0 | 0 | 0 | 0 | 0 | 0 | 0 | 0 | 0 | 0 | 0 | 0 | 0
Ach | Healthcare | Space Heating | Packaged central unit | TRC | New | NN3184 | Ceiling Insulation(R2 to R38) | Ceiling Insulation(R2 to R38) | NonEquip | 20 |  | 0% | Prescriptive_hvac | 31.13% | 0 | 0 | 0 | 0 | 0 | 0 | 0 | 0 | 0 | 0 | 0 | 0 | 0 | 0 | 0 | 0 | 0 | 0 | 0 | 0 | 0 | 0 | 0 | 0 | 0 | 0 | 0 | 0 | 0 | 0 | 0 | 0 | 0 | 0 | 0 | 0 | 0 | 0 | 0 | 0 | 0 | 0 | 0 | 0 | 0 | 0 | 0 | 0 | 0 | 0 | 0 | 0 | 0 | 0 | 0 | 0 | 0 | 0 | 0 | 0 | 0 | 0 | 0 | 0 | 0 | 0 | 0 | 0 | 0 | 0 | 0 | 0 | 0 | 0 | 0 | 0 | 0 | 0 | 0 | 0 | 0 | 0 | 0 | 0 | 0 | 0 | 0 | 0 | 0 | 0 | 0 | 0 | 0 | 0 | 0 | 0 | 0 | 0 | 0 | 0 | 0 | 0 | 0 | 0 | 0
Ach | Healthcare | Space Heating | Packaged central unit | TRC | Existing | NE3171 | Ceiling Insulation(R2 to R38) | Ceiling Insulation(R2 to R38) | NonEquip | 20 |  | 45.6% | Prescriptive_hvac_existing | 34.35% | 276.4592 | 276.6483 | 277.2418 | 278.2937 | 279.1523 | 280.076 | 280.95 | 281.6879 | 282.4889 | 283.39 | 276.4592 | 553.1075 | 830.3492 | 1108.6429 | 1387.7952 | 1667.8712 | 1948.8211 | 2230.5091 | 2512.9979 | 2796.388 | 0 | 0 | 0 | 0 | 0 | 0 | 0 | 0 | 0 | 0 | 0.1247 | 0.24949 | 0.37455 | 0.50009 | 0.626 | 0.75234 | 0.87907 | 1.0061 | 1.1336 | 1.2614 | 12.1836 | 12.5576 | 12.9621 | 13.4016 | 13.8463 | 14.3089 | 14.7841 | 15.2676 | 15.7704 | 16.2953 | 83.7491 | 33.5095 | 34.5384 | 35.6509 | 36.8598 | 38.0827 | 39.3549 | 40.6621 | 41.992 | 43.3747 | 44.8185 | 230.343 | 11.8548 | 12.2188 | 12.6124 | 13.04 | 13.4727 | 13.9228 | 14.3852 | 14.8557 | 15.3449 | 15.8556 | 81.4895 | -300.0042 | -309.2156 | -319.1754 | -329.998 | -340.9466 | -352.337 | -364.0396 | -375.9456 | -388.325 | -401.2508 | -2062.2144 | 311.859 | 321.4345 | 331.7877 | 343.038 | 354.4193 | 366.2598 | 378.4248 | 390.8013 | 403.6699 | 417.1064 | 2143.7039 | 32.3289 | 66.6203 | 103.0137 | 141.6652 | 182.6561 | 226.1042 | 272.1167 | 320.7927 | 372.263 | 426.6702
Ach | Healthcare | Space Cooling | Packaged air conditioning units (RTUs) | TRC | New | NN3210 | Ceiling Insulation(R2 to R38) | Ceiling Insulation(R2 to R38) | NonEquip | 20 |  | 0% | Prescriptive_hvac | 8.675% | 0 | 0 | 0 | 0 | 0 | 0 | 0 | 0 | 0 | 0 | 0 | 0 | 0 | 0 | 0 | 0 | 0 | 0 | 0 | 0 | 0 | 0 | 0 | 0 | 0 | 0 | 0 | 0 | 0 | 0 | 0 | 0 | 0 | 0 | 0 | 0 | 0 | 0 | 0 | 0 | 0 | 0 | 0 | 0 | 0 | 0 | 0 | 0 | 0 | 0 | 0 | 0 | 0 | 0 | 0 | 0 | 0 | 0 | 0 | 0 | 0 | 0 | 0 | 0 | 0 | 0 | 0 | 0 | 0 | 0 | 0 | 0 | 0 | 0 | 0 | 0 | 0 | 0 | 0 | 0 | 0 | 0 | 0 | 0 | 0 | 0 | 0 | 0 | 0 | 0 | 0 | 0 | 0 | 0 | 0 | 0 | 0 | 0 | 0 | 0 | 0 | 0 | 0 | 0 | 0
Ach | Healthcare | Space Cooling | Packaged air conditioning units (RTUs) | TRC | Existing | NE3197 | Ceiling Insulation(R2 to R38) | Ceiling Insulation(R2 to R38) | NonEquip | 20 |  | 45.6% | Prescriptive_hvac_existing | 8.675% | 1166.8712 | 1157.7105 | 1160.1941 | 1164.5962 | 1168.1893 | 1172.0546 | 1175.7121 | 1178.8002 | 1182.1521 | 1185.9233 | 1166.8712 | 2324.5817 | 3484.7757 | 4649.3719 | 5817.5612 | 6989.6158 | 8165.3279 | 9344.1281 | 10526.2802 | 11712.2035 | 0.02335 | 0.046516 | 0.069732 | 0.093036 | 0.11641 | 0.13986 | 0.16339 | 0.18698 | 0.21064 | 0.23437 | 0 | 0 | 0 | 0 | 0 | 0 | 0 | 0 | 0 | 0 | 51.424 | 52.5509 | 54.2435 | 56.0828 | 57.9435 | 59.8793 | 61.8682 | 63.8916 | 65.9955 | 68.1922 | 350.8691 | 141.4361 | 144.5355 | 149.191 | 154.2497 | 159.3674 | 164.6916 | 170.1617 | 175.7269 | 181.5133 | 187.5552 | 965.0273 | 50.0365 | 51.133 | 52.78 | 54.5696 | 56.3801 | 58.2637 | 60.1989 | 62.1677 | 64.2148 | 66.3523 | 341.4022 | -1266.2492 | -1293.9975 | -1335.6767 | -1380.967 | -1426.7845 | -1474.4506 | -1523.4233 | -1573.2474 | -1625.0525 | -1679.1438 | -8639.6964 | 1316.2857 | 1345.1305 | 1388.4567 | 1435.5366 | 1483.1646 | 1532.7143 | 1583.6222 | 1635.4152 | 1689.2674 | 1745.496 | 8981.0986 | 136.4529 | 279.9896 | 432.3239 | 594.1087 | 765.6844 | 947.5439 | 1140.1366 | 1343.8762 | 1559.3106 | 1787.037
Ach | Healthcare | Miscellaneous | Others | TRC | New | NN4536 | VSD Controlled Compressor | VSD Controlled Compressor | NonEquip | 15 | Others | 36.99% | Prescriptive_ECM | 20.79% | 10.8993 | 16.1751 | 26.1866 | 42.0629 | 66.4956 | 99.5266 | 143.6241 | 195.4245 | 242.8095 | 263.5927 | 10.8993 | 27.0743 | 53.261 | 95.3239 | 161.8195 | 261.346 | 404.9701 | 600.3946 | 843.2041 | 1106.7968 | 0.0014131 | 0.0035103 | 0.0069056 | 0.012359 | 0.020981 | 0.033885 | 0.052506 | 0.077844 | 0.10933 | 0.1435 | 0.0011837 | 0.0029403 | 0.0057843 | 0.010352 | 0.017574 | 0.028383 | 0.043981 | 0.065204 | 0.091574 | 0.1202 | 0.37403 | 0.57174 | 0.95338 | 1.5773 | 2.5683 | 3.9595 | 5.8852 | 8.2481 | 10.5554 | 11.8027 | 21.9555 | 0.75474 | 1.1537 | 1.9238 | 3.1828 | 5.1826 | 7.9896 | 11.8755 | 16.6434 | 21.2993 | 23.8161 | 44.303 | 0.73255 | 1.1198 | 1.8672 | 3.0893 | 5.0302 | 7.7547 | 11.5264 | 16.1541 | 20.6731 | 23.1159 | 43.0004 | -9.5578 | -14.6098 | -24.3622 | -40.3063 | -65.6301 | -101.1781 | -150.3877 | -210.7662 | -269.7273 | -301.599 | -561.0371 | 10.2904 | 15.7296 | 26.2294 | 43.3955 | 70.6603 | 108.9329 | 161.9141 | 226.9203 | 290.4004 | 324.7149 | 604.0376 | 1.2818 | 3.2795 | 6.645 | 12.2497 | 21.4186 | 35.6299 | 56.8668 | 86.8379 | 125.6153 | 169.8302
Ach | Healthcare | Miscellaneous | Others | TRC | Existing | NE4523 | VSD Controlled Compressor | VSD Controlled Compressor | NonEquip | 15 | Others | 7.399% | Prescriptive_ECM_existing | 20.79% | 14.1603 | 14.9857 | 15.0178 | 15.0748 | 15.1213 | 15.1714 | 15.2187 | 15.2587 | 15.3021 | 15.3509 | 14.1603 | 29.146 | 44.1638 | 59.2386 | 74.36 | 89.5313 | 104.75 | 120.0087 | 135.3108 | 150.6617 | 0.0018359 | 0.0037789 | 0.0057261 | 0.0076806 | 0.0096411 | 0.011608 | 0.013581 | 0.01556 | 0.017544 | 0.019534 | 0.0015378 | 0.0031653 | 0.0047963 | 0.0064335 | 0.0080757 | 0.0097233 | 0.011376 | 0.013033 | 0.014695 | 0.016362 | 0.48594 | 0.5297 | 0.54676 | 0.5653 | 0.58405 | 0.60356 | 0.62361 | 0.64401 | 0.66521 | 0.68735 | 3.5073 | 0.98056 | 1.0688 | 1.1033 | 1.1407 | 1.1785 | 1.2179 | 1.2584 | 1.2995 | 1.3423 | 1.387 | 7.0771 | 0.95173 | 1.0374 | 1.0708 | 1.1071 | 1.1439 | 1.1821 | 1.2214 | 1.2613 | 1.3028 | 1.3462 | 6.8691 | -12.4175 | -13.5355 | -13.9715 | -14.4453 | -14.9245 | -15.4231 | -15.9354 | -16.4566 | -16.9985 | -17.5643 | -89.6225 | 13.3692 | 14.573 | 15.0424 | 15.5524 | 16.0684 | 16.6052 | 17.1568 | 17.7179 | 18.3013 | 18.9105 | 96.4916 | 1.6653 | 3.5304 | 5.51 | 7.6125 | 9.8424 | 12.206 | 14.7092 | 17.3574 | 20.1578 | 23.118
Ach | Healthcare | Miscellaneous | Medical equipment | TRC | New | NN4536 | VSD Controlled Compressor | VSD Controlled Compressor | NonEquip | 15 | Others | 0% | Prescriptive_ECM | 20.79% | 0 | 0 | 0 | 0 | 0 | 0 | 0 | 0 | 0 | 0 | 0 | 0 | 0 | 0 | 0 | 0 | 0 | 0 | 0 | 0 | 0 | 0 | 0 | 0 | 0 | 0 | 0 | 0 | 0 | 0 | 0 | 0 | 0 | 0 | 0 | 0 | 0 | 0 | 0 | 0 | 0 | 0 | 0 | 0 | 0 | 0 | 0 | 0 | 0 | 0 | 0 | 0 | 0 | 0 | 0 | 0 | 0 | 0 | 0 | 0 | 0 | 0 | 0 | 0 | 0 | 0 | 0 | 0 | 0 | 0 | 0 | 0 | 0 | 0 | 0 | 0 | 0 | 0 | 0 | 0 | 0 | 0 | 0 | 0 | 0 | 0 | 0 | 0 | 0 | 0 | 0 | 0 | 0 | 0 | 0 | 0 | 0 | 0 | 0 | 0 | 0 | 0 | 0 | 0 | 0
Ach | Healthcare | Miscellaneous | Medical equipment | TRC | Existing | NE4523 | VSD Controlled Compressor | VSD Controlled Compressor | NonEquip | 15 | Others | 0% | Prescriptive_ECM_existing | 20.79% | 0 | 0 | 0 | 0 | 0 | 0 | 0 | 0 | 0 | 0 | 0 | 0 | 0 | 0 | 0 | 0 | 0 | 0 | 0 | 0 | 0 | 0 | 0 | 0 | 0 | 0 | 0 | 0 | 0 | 0 | 0 | 0 | 0 | 0 | 0 | 0 | 0 | 0 | 0 | 0 | 0 | 0 | 0 | 0 | 0 | 0 | 0 | 0 | 0 | 0 | 0 | 0 | 0 | 0 | 0 | 0 | 0 | 0 | 0 | 0 | 0 | 0 | 0 | 0 | 0 | 0 | 0 | 0 | 0 | 0 | 0 | 0 | 0 | 0 | 0 | 0 | 0 | 0 | 0 | 0 | 0 | 0 | 0 | 0 | 0 | 0 | 0 | 0 | 0 | 0 | 0 | 0 | 0 | 0 | 0 | 0 | 0 | 0 | 0 | 0 | 0 | 0 | 0 | 0 | 0
Ach | Healthcare | Refrigeration | Large cold storage | TRC | New | NN4822 | PSC to ECM Evaporator Fan Motor (Reach-In) | PSC to ECM Evaporator Fan Motor (Reach-In) | NonEquip | 15 | Display cases | 0% | Prescriptive_ECM | 37.5% | 0 | 0 | 0 | 0 | 0 | 0 | 0 | 0 | 0 | 0 | 0 | 0 | 0 | 0 | 0 | 0 | 0 | 0 | 0 | 0 | 0 | 0 | 0 | 0 | 0 | 0 | 0 | 0 | 0 | 0 | 0 | 0 | 0 | 0 | 0 | 0 | 0 | 0 | 0 | 0 | 0 | 0 | 0 | 0 | 0 | 0 | 0 | 0 | 0 | 0 | 0 | 0 | 0 | 0 | 0 | 0 | 0 | 0 | 0 | 0 | 0 | 0 | 0 | 0 | 0 | 0 | 0 | 0 | 0 | 0 | 0 | 0 | 0 | 0 | 0 | 0 | 0 | 0 | 0 | 0 | 0 | 0 | 0 | 0 | 0 | 0 | 0 | 0 | 0 | 0 | 0 | 0 | 0 | 0 | 0 | 0 | 0 | 0 | 0 | 0 | 0 | 0 | 0 | 0 | 0
Ach | Healthcare | Refrigeration | Large cold storage | TRC | Existing | NE4809 | PSC to ECM Evaporator Fan Motor (Reach-In) | PSC to ECM Evaporator Fan Motor (Reach-In) | NonEquip | 15 | Display cases | 0% | Prescriptive_ECM_existing | 37.5% | 0 | 0 | 0 | 0 | 0 | 0 | 0 | 0 | 0 | 0 | 0 | 0 | 0 | 0 | 0 | 0 | 0 | 0 | 0 | 0 | 0 | 0 | 0 | 0 | 0 | 0 | 0 | 0 | 0 | 0 | 0 | 0 | 0 | 0 | 0 | 0 | 0 | 0 | 0 | 0 | 0 | 0 | 0 | 0 | 0 | 0 | 0 | 0 | 0 | 0 | 0 | 0 | 0 | 0 | 0 | 0 | 0 | 0 | 0 | 0 | 0 | 0 | 0 | 0 | 0 | 0 | 0 | 0 | 0 | 0 | 0 | 0 | 0 | 0 | 0 | 0 | 0 | 0 | 0 | 0 | 0 | 0 | 0 | 0 | 0 | 0 | 0 | 0 | 0 | 0 | 0 | 0 | 0 | 0 | 0 | 0 | 0 | 0 | 0 | 0 | 0 | 0 | 0 | 0 | 0
Ach | Healthcare | Miscellaneous | Laboratory equipment | TRC | New | NN4536 | VSD Controlled Compressor | VSD Controlled Compressor | NonEquip | 15 | Others | 0% | Prescriptive_ECM | 20.79% | 0 | 0 | 0 | 0 | 0 | 0 | 0 | 0 | 0 | 0 | 0 | 0 | 0 | 0 | 0 | 0 | 0 | 0 | 0 | 0 | 0 | 0 | 0 | 0 | 0 | 0 | 0 | 0 | 0 | 0 | 0 | 0 | 0 | 0 | 0 | 0 | 0 | 0 | 0 | 0 | 0 | 0 | 0 | 0 | 0 | 0 | 0 | 0 | 0 | 0 | 0 | 0 | 0 | 0 | 0 | 0 | 0 | 0 | 0 | 0 | 0 | 0 | 0 | 0 | 0 | 0 | 0 | 0 | 0 | 0 | 0 | 0 | 0 | 0 | 0 | 0 | 0 | 0 | 0 | 0 | 0 | 0 | 0 | 0 | 0 | 0 | 0 | 0 | 0 | 0 | 0 | 0 | 0 | 0 | 0 | 0 | 0 | 0 | 0 | 0 | 0 | 0 | 0 | 0 | 0
Ach | Healthcare | Miscellaneous | Laboratory equipment | TRC | Existing | NE4523 | VSD Controlled Compressor | VSD Controlled Compressor | NonEquip | 15 | Others | 0% | Prescriptive_ECM_existing | 20.79% | 0 | 0 | 0 | 0 | 0 | 0 | 0 | 0 | 0 | 0 | 0 | 0 | 0 | 0 | 0 | 0 | 0 | 0 | 0 | 0 | 0 | 0 | 0 | 0 | 0 | 0 | 0 | 0 | 0 | 0 | 0 | 0 | 0 | 0 | 0 | 0 | 0 | 0 | 0 | 0 | 0 | 0 | 0 | 0 | 0 | 0 | 0 | 0 | 0 | 0 | 0 | 0 | 0 | 0 | 0 | 0 | 0 | 0 | 0 | 0 | 0 | 0 | 0 | 0 | 0 | 0 | 0 | 0 | 0 | 0 | 0 | 0 | 0 | 0 | 0 | 0 | 0 | 0 | 0 | 0 | 0 | 0 | 0 | 0 | 0 | 0 | 0 | 0 | 0 | 0 | 0 | 0 | 0 | 0 | 0 | 0 | 0 | 0 | 0 | 0 | 0 | 0 | 0 | 0 | 0
Ach | Healthcare | Space Heating | Individual room heating | TRC | New | NN3184 | Ceiling Insulation(R2 to R38) | Ceiling Insulation(R2 to R38) | NonEquip | 20 |  | 0% | Prescriptive_hvac | 31.13% | 0 | 0 | 0 | 0 | 0 | 0 | 0 | 0 | 0 | 0 | 0 | 0 | 0 | 0 | 0 | 0 | 0 | 0 | 0 | 0 | 0 | 0 | 0 | 0 | 0 | 0 | 0 | 0 | 0 | 0 | 0 | 0 | 0 | 0 | 0 | 0 | 0 | 0 | 0 | 0 | 0 | 0 | 0 | 0 | 0 | 0 | 0 | 0 | 0 | 0 | 0 | 0 | 0 | 0 | 0 | 0 | 0 | 0 | 0 | 0 | 0 | 0 | 0 | 0 | 0 | 0 | 0 | 0 | 0 | 0 | 0 | 0 | 0 | 0 | 0 | 0 | 0 | 0 | 0 | 0 | 0 | 0 | 0 | 0 | 0 | 0 | 0 | 0 | 0 | 0 | 0 | 0 | 0 | 0 | 0 | 0 | 0 | 0 | 0 | 0 | 0 | 0 | 0 | 0 | 0
Ach | Healthcare | Space Heating | Individual room heating | TRC | Existing | NE3171 | Ceiling Insulation(R2 to R38) | Ceiling Insulation(R2 to R38) | NonEquip | 20 |  | 45.6% | Prescriptive_hvac_existing | 34.35% | 0 | 0 | 0 | 0 | 0 | 0 | 0 | 0 | 0 | 0 | 0 | 0 | 0 | 0 | 0 | 0 | 0 | 0 | 0 | 0 | 0 | 0 | 0 | 0 | 0 | 0 | 0 | 0 | 0 | 0 | 0 | 0 | 0 | 0 | 0 | 0 | 0 | 0 | 0 | 0 | 0 | 0 | 0 | 0 | 0 | 0 | 0 | 0 | 0 | 0 | 0 | 0 | 0 | 0 | 0 | 0 | 0 | 0 | 0 | 0 | 0 | 0 | 0 | 0 | 0 | 0 | 0 | 0 | 0 | 0 | 0 | 0 | 0 | 0 | 0 | 0 | 0 | 0 | 0 | 0 | 0 | 0 | 0 | 0 | 0 | 0 | 0 | 0 | 0 | 0 | 0 | 0 | 0 | 0 | 0 | 0 | 0 | 0 | 0 | 0 | 0 | 0 | 0 | 0 | 0
Ach | Healthcare | Space Cooling | Individual room air conditioners | TRC | New | NN3210 | Ceiling Insulation(R2 to R38) | Ceiling Insulation(R2 to R38) | NonEquip | 20 |  | 0% | Prescriptive_hvac | 8.675% | 0 | 0 | 0 | 0 | 0 | 0 | 0 | 0 | 0 | 0 | 0 | 0 | 0 | 0 | 0 | 0 | 0 | 0 | 0 | 0 | 0 | 0 | 0 | 0 | 0 | 0 | 0 | 0 | 0 | 0 | 0 | 0 | 0 | 0 | 0 | 0 | 0 | 0 | 0 | 0 | 0 | 0 | 0 | 0 | 0 | 0 | 0 | 0 | 0 | 0 | 0 | 0 | 0 | 0 | 0 | 0 | 0 | 0 | 0 | 0 | 0 | 0 | 0 | 0 | 0 | 0 | 0 | 0 | 0 | 0 | 0 | 0 | 0 | 0 | 0 | 0 | 0 | 0 | 0 | 0 | 0 | 0 | 0 | 0 | 0 | 0 | 0 | 0 | 0 | 0 | 0 | 0 | 0 | 0 | 0 | 0 | 0 | 0 | 0 | 0 | 0 | 0 | 0 | 0 | 0
Ach | Healthcare | Space Cooling | Individual room air conditioners | TRC | Existing | NE3197 | Ceiling Insulation(R2 to R38) | Ceiling Insulation(R2 to R38) | NonEquip | 20 |  | 45.6% | Prescriptive_hvac_existing | 8.675% | 0 | 0 | 0 | 0 | 0 | 0 | 0 | 0 | 0 | 0 | 0 | 0 | 0 | 0 | 0 | 0 | 0 | 0 | 0 | 0 | 0 | 0 | 0 | 0 | 0 | 0 | 0 | 0 | 0 | 0 | 0 | 0 | 0 | 0 | 0 | 0 | 0 | 0 | 0 | 0 | 0 | 0 | 0 | 0 | 0 | 0 | 0 | 0 | 0 | 0 | 0 | 0 | 0 | 0 | 0 | 0 | 0 | 0 | 0 | 0 | 0 | 0 | 0 | 0 | 0 | 0 | 0 | 0 | 0 | 0 | 0 | 0 | 0 | 0 | 0 | 0 | 0 | 0 | 0 | 0 | 0 | 0 | 0 | 0 | 0 | 0 | 0 | 0 | 0 | 0 | 0 | 0 | 0 | 0 | 0 | 0 | 0 | 0 | 0 | 0 | 0 | 0 | 0 | 0 | 0
Ach | Healthcare | Space Heating | Forced air furnace | TRC | New | NN3184 | Ceiling Insulation(R2 to R38) | Ceiling Insulation(R2 to R38) | NonEquip | 20 |  | 0% | Prescriptive_hvac | 31.13% | 0 | 0 | 0 | 0 | 0 | 0 | 0 | 0 | 0 | 0 | 0 | 0 | 0 | 0 | 0 | 0 | 0 | 0 | 0 | 0 | 0 | 0 | 0 | 0 | 0 | 0 | 0 | 0 | 0 | 0 | 0 | 0 | 0 | 0 | 0 | 0 | 0 | 0 | 0 | 0 | 0 | 0 | 0 | 0 | 0 | 0 | 0 | 0 | 0 | 0 | 0 | 0 | 0 | 0 | 0 | 0 | 0 | 0 | 0 | 0 | 0 | 0 | 0 | 0 | 0 | 0 | 0 | 0 | 0 | 0 | 0 | 0 | 0 | 0 | 0 | 0 | 0 | 0 | 0 | 0 | 0 | 0 | 0 | 0 | 0 | 0 | 0 | 0 | 0 | 0 | 0 | 0 | 0 | 0 | 0 | 0 | 0 | 0 | 0 | 0 | 0 | 0 | 0 | 0 | 0
Ach | Healthcare | Space Heating | Forced air furnace | TRC | Existing | NE3171 | Ceiling Insulation(R2 to R38) | Ceiling Insulation(R2 to R38) | NonEquip | 20 |  | 45.6% | Prescriptive_hvac_existing | 34.35% | 6.2491 | 6.2534 | 6.2668 | 6.2906 | 6.31 | 6.3308 | 6.3506 | 6.3673 | 6.3854 | 6.4058 | 6.2491 | 12.5024 | 18.7692 | 25.0598 | 31.3697 | 37.7006 | 44.0512 | 50.4184 | 56.8038 | 63.2096 | 0 | 0 | 0 | 0 | 0 | 0 | 0 | 0 | 0 | 0 | 0.0028188 | 0.0056396 | 0.0084664 | 0.011304 | 0.01415 | 0.017006 | 0.019871 | 0.022743 | 0.025623 | 0.028512 | 0.2754 | 0.28385 | 0.293 | 0.30293 | 0.31298 | 0.32344 | 0.33418 | 0.34511 | 0.35647 | 0.36834 | 1.8931 | 0.75745 | 0.78071 | 0.80585 | 0.83318 | 0.86082 | 0.88958 | 0.91913 | 0.94919 | 0.98044 | 1.0131 | 5.2067 | 0.26797 | 0.27619 | 0.28509 | 0.29476 | 0.30454 | 0.31471 | 0.32516 | 0.3358 | 0.34686 | 0.3584 | 1.842 | -6.7813 | -6.9895 | -7.2146 | -7.4593 | -7.7068 | -7.9642 | -8.2288 | -8.4979 | -8.7777 | -9.0699 | -46.6143 | 7.0493 | 7.2657 | 7.4997 | 7.754 | 8.0113 | 8.2789 | 8.5539 | 8.8337 | 9.1246 | 9.4283 | 48.4563 | 0.73076 | 1.5059 | 2.3285 | 3.2022 | 4.1288 | 5.1109 | 6.1509 | 7.2512 | 8.4146 | 9.6445
Ach | Healthcare | Miscellaneous | Elevators/Escalators | TRC | New | NN4536 | VSD Controlled Compressor | VSD Controlled Compressor | NonEquip | 15 | Others | 0% | Prescriptive_ECM | 20.79% | 0 | 0 | 0 | 0 | 0 | 0 | 0 | 0 | 0 | 0 | 0 | 0 | 0 | 0 | 0 | 0 | 0 | 0 | 0 | 0 | 0 | 0 | 0 | 0 | 0 | 0 | 0 | 0 | 0 | 0 | 0 | 0 | 0 | 0 | 0 | 0 | 0 | 0 | 0 | 0 | 0 | 0 | 0 | 0 | 0 | 0 | 0 | 0 | 0 | 0 | 0 | 0 | 0 | 0 | 0 | 0 | 0 | 0 | 0 | 0 | 0 | 0 | 0 | 0 | 0 | 0 | 0 | 0 | 0 | 0 | 0 | 0 | 0 | 0 | 0 | 0 | 0 | 0 | 0 | 0 | 0 | 0 | 0 | 0 | 0 | 0 | 0 | 0 | 0 | 0 | 0 | 0 | 0 | 0 | 0 | 0 | 0 | 0 | 0 | 0 | 0 | 0 | 0 | 0 | 0
Ach | Healthcare | Miscellaneous | Elevators/Escalators | TRC | Existing | NE4523 | VSD Controlled Compressor | VSD Controlled Compressor | NonEquip | 15 | Others | 0% | Prescriptive_ECM_existing | 20.79% | 0 | 0 | 0 | 0 | 0 | 0 | 0 | 0 | 0 | 0 | 0 | 0 | 0 | 0 | 0 | 0 | 0 | 0 | 0 | 0 | 0 | 0 | 0 | 0 | 0 | 0 | 0 | 0 | 0 | 0 | 0 | 0 | 0 | 0 | 0 | 0 | 0 | 0 | 0 | 0 | 0 | 0 | 0 | 0 | 0 | 0 | 0 | 0 | 0 | 0 | 0 | 0 | 0 | 0 | 0 | 0 | 0 | 0 | 0 | 0 | 0 | 0 | 0 | 0 | 0 | 0 | 0 | 0 | 0 | 0 | 0 | 0 | 0 | 0 | 0 | 0 | 0 | 0 | 0 | 0 | 0 | 0 | 0 | 0 | 0 | 0 | 0 | 0 | 0 | 0 | 0 | 0 | 0 | 0 | 0 | 0 | 0 | 0 | 0 | 0 | 0 | 0 | 0 | 0 | 0
Ach | Healthcare | Space Cooling | District chilled water piped | TRC | New | NN3210 | Ceiling Insulation(R2 to R38) | Ceiling Insulation(R2 to R38) | NonEquip | 20 |  | 0% | Prescriptive_hvac | 8.675% | 0 | 0 | 0 | 0 | 0 | 0 | 0 | 0 | 0 | 0 | 0 | 0 | 0 | 0 | 0 | 0 | 0 | 0 | 0 | 0 | 0 | 0 | 0 | 0 | 0 | 0 | 0 | 0 | 0 | 0 | 0 | 0 | 0 | 0 | 0 | 0 | 0 | 0 | 0 | 0 | 0 | 0 | 0 | 0 | 0 | 0 | 0 | 0 | 0 | 0 | 0 | 0 | 0 | 0 | 0 | 0 | 0 | 0 | 0 | 0 | 0 | 0 | 0 | 0 | 0 | 0 | 0 | 0 | 0 | 0 | 0 | 0 | 0 | 0 | 0 | 0 | 0 | 0 | 0 | 0 | 0 | 0 | 0 | 0 | 0 | 0 | 0 | 0 | 0 | 0 | 0 | 0 | 0 | 0 | 0 | 0 | 0 | 0 | 0 | 0 | 0 | 0 | 0 | 0 | 0
Ach | Healthcare | Space Cooling | District chilled water piped | TRC | Existing | NE3197 | Ceiling Insulation(R2 to R38) | Ceiling Insulation(R2 to R38) | NonEquip | 20 |  | 45.6% | Prescriptive_hvac_existing | 8.675% | 0 | 0 | 0 | 0 | 0 | 0 | 0 | 0 | 0 | 0 | 0 | 0 | 0 | 0 | 0 | 0 | 0 | 0 | 0 | 0 | 0 | 0 | 0 | 0 | 0 | 0 | 0 | 0 | 0 | 0 | 0 | 0 | 0 | 0 | 0 | 0 | 0 | 0 | 0 | 0 | 0 | 0 | 0 | 0 | 0 | 0 | 0 | 0 | 0 | 0 | 0 | 0 | 0 | 0 | 0 | 0 | 0 | 0 | 0 | 0 | 0 | 0 | 0 | 0 | 0 | 0 | 0 | 0 | 0 | 0 | 0 | 0 | 0 | 0 | 0 | 0 | 0 | 0 | 0 | 0 | 0 | 0 | 0 | 0 | 0 | 0 | 0 | 0 | 0 | 0 | 0 | 0 | 0 | 0 | 0 | 0 | 0 | 0 | 0 | 0 | 0 | 0 | 0 | 0 | 0
Ach | Healthcare | Space Cooling | District chilled water piped | TRC | Turnover | ET941 | High Efficiency Chiller (Air Cooled, 50 tons) | High Efficiency Chiller (Air Cooled, 50 tons) | Equip | 20 | District chilled water piped | 28.37% | Prescriptive_chiller | 8.759% | 0 | 0 | 0 | 0 | 0 | 0 | 0 | 0 | 0 | 0 | 0 | 0 | 0 | 0 | 0 | 0 | 0 | 0 | 0 | 0 | 0 | 0 | 0 | 0 | 0 | 0 | 0 | 0 | 0 | 0 | 0 | 0 | 0 | 0 | 0 | 0 | 0 | 0 | 0 | 0 | 0 | 0 | 0 | 0 | 0 | 0 | 0 | 0 | 0 | 0 | 0 | 0 | 0 | 0 | 0 | 0 | 0 | 0 | 0 | 0 | 0 | 0 | 0 | 0 | 0 | 0 | 0 | 0 | 0 | 0 | 0 | 0 | 0 | 0 | 0 | 0 | 0 | 0 | 0 | 0 | 0 | 0 | 0 | 0 | 0 | 0 | 0 | 0 | 0 | 0 | 0 | 0 | 0 | 0 | 0 | 0 | 0 | 0 | 0 | 0 | 0 | 0 | 0 | 0 | 0
Ach | Healthcare | Space Cooling | District chilled water piped | TRC | Turnover | ET1097 | High Efficiency Chiller (Water cooled-positive displacement, 100 tons) | High Efficiency Chiller (Water cooled-positive displacement, 100 tons) | Equip | 20 | District chilled water piped | 28.37% | Prescriptive_chiller | 2.683% | 0 | 0 | 0 | 0 | 0 | 0 | 0 | 0 | 0 | 0 | 0 | 0 | 0 | 0 | 0 | 0 | 0 | 0 | 0 | 0 | 0 | 0 | 0 | 0 | 0 | 0 | 0 | 0 | 0 | 0 | 0 | 0 | 0 | 0 | 0 | 0 | 0 | 0 | 0 | 0 | 0 | 0 | 0 | 0 | 0 | 0 | 0 | 0 | 0 | 0 | 0 | 0 | 0 | 0 | 0 | 0 | 0 | 0 | 0 | 0 | 0 | 0 | 0 | 0 | 0 | 0 | 0 | 0 | 0 | 0 | 0 | 0 | 0 | 0 | 0 | 0 | 0 | 0 | 0 | 0 | 0 | 0 | 0 | 0 | 0 | 0 | 0 | 0 | 0 | 0 | 0 | 0 | 0 | 0 | 0 | 0 | 0 | 0 | 0 | 0 | 0 | 0 | 0 | 0 | 0
Ach | Healthcare | Space Cooling | District chilled water piped | TRC | Turnover | ET1019 | High Efficiency Chiller (Water cooled-centrifugal, 200 tons) | High Efficiency Chiller (Water cooled-centrifugal, 200 tons) | Equip | 20 | District chilled water piped | 28.37% | Prescriptive_chiller | 4.362% | 0 | 0 | 0 | 0 | 0 | 0 | 0 | 0 | 0 | 0 | 0 | 0 | 0 | 0 | 0 | 0 | 0 | 0 | 0 | 0 | 0 | 0 | 0 | 0 | 0 | 0 | 0 | 0 | 0 | 0 | 0 | 0 | 0 | 0 | 0 | 0 | 0 | 0 | 0 | 0 | 0 | 0 | 0 | 0 | 0 | 0 | 0 | 0 | 0 | 0 | 0 | 0 | 0 | 0 | 0 | 0 | 0 | 0 | 0 | 0 | 0 | 0 | 0 | 0 | 0 | 0 | 0 | 0 | 0 | 0 | 0 | 0 | 0 | 0 | 0 | 0 | 0 | 0 | 0 | 0 | 0 | 0 | 0 | 0 | 0 | 0 | 0 | 0 | 0 | 0 | 0 | 0 | 0 | 0 | 0 | 0 | 0 | 0 | 0 | 0 | 0 | 0 | 0 | 0 | 0
Ach | Healthcare | Space Cooling | District chilled water piped | TRC | New | EN967 | High Efficiency Chiller (Air Cooled, 50 tons) | High Efficiency Chiller (Air Cooled, 50 tons) | Equip | 20 | District chilled water piped | 28.37% | Prescriptive_chiller | 8.759% | 0 | 0 | 0 | 0 | 0 | 0 | 0 | 0 | 0 | 0 | 0 | 0 | 0 | 0 | 0 | 0 | 0 | 0 | 0 | 0 | 0 | 0 | 0 | 0 | 0 | 0 | 0 | 0 | 0 | 0 | 0 | 0 | 0 | 0 | 0 | 0 | 0 | 0 | 0 | 0 | 0 | 0 | 0 | 0 | 0 | 0 | 0 | 0 | 0 | 0 | 0 | 0 | 0 | 0 | 0 | 0 | 0 | 0 | 0 | 0 | 0 | 0 | 0 | 0 | 0 | 0 | 0 | 0 | 0 | 0 | 0 | 0 | 0 | 0 | 0 | 0 | 0 | 0 | 0 | 0 | 0 | 0 | 0 | 0 | 0 | 0 | 0 | 0 | 0 | 0 | 0 | 0 | 0 | 0 | 0 | 0 | 0 | 0 | 0 | 0 | 0 | 0 | 0 | 0 | 0
Ach | Healthcare | Space Cooling | District chilled water piped | TRC | New | EN1123 | High Efficiency Chiller (Water cooled-positive displacement, 100 tons) | High Efficiency Chiller (Water cooled-positive displacement, 100 tons) | Equip | 20 | District chilled water piped | 28.37% | Prescriptive_chiller | 2.683% | 0 | 0 | 0 | 0 | 0 | 0 | 0 | 0 | 0 | 0 | 0 | 0 | 0 | 0 | 0 | 0 | 0 | 0 | 0 | 0 | 0 | 0 | 0 | 0 | 0 | 0 | 0 | 0 | 0 | 0 | 0 | 0 | 0 | 0 | 0 | 0 | 0 | 0 | 0 | 0 | 0 | 0 | 0 | 0 | 0 | 0 | 0 | 0 | 0 | 0 | 0 | 0 | 0 | 0 | 0 | 0 | 0 | 0 | 0 | 0 | 0 | 0 | 0 | 0 | 0 | 0 | 0 | 0 | 0 | 0 | 0 | 0 | 0 | 0 | 0 | 0 | 0 | 0 | 0 | 0 | 0 | 0 | 0 | 0 | 0 | 0 | 0 | 0 | 0 | 0 | 0 | 0 | 0 | 0 | 0 | 0 | 0 | 0 | 0 | 0 | 0 | 0 | 0 | 0 | 0
Ach | Healthcare | Space Cooling | District chilled water piped | TRC | New | EN1045 | High Efficiency Chiller (Water cooled-centrifugal, 200 tons) | High Efficiency Chiller (Water cooled-centrifugal, 200 tons) | Equip | 20 | District chilled water piped | 28.37% | Prescriptive_chiller | 4.362% | 0 | 0 | 0 | 0 | 0 | 0 | 0 | 0 | 0 | 0 | 0 | 0 | 0 | 0 | 0 | 0 | 0 | 0 | 0 | 0 | 0 | 0 | 0 | 0 | 0 | 0 | 0 | 0 | 0 | 0 | 0 | 0 | 0 | 0 | 0 | 0 | 0 | 0 | 0 | 0 | 0 | 0 | 0 | 0 | 0 | 0 | 0 | 0 | 0 | 0 | 0 | 0 | 0 | 0 | 0 | 0 | 0 | 0 | 0 | 0 | 0 | 0 | 0 | 0 | 0 | 0 | 0 | 0 | 0 | 0 | 0 | 0 | 0 | 0 | 0 | 0 | 0 | 0 | 0 | 0 | 0 | 0 | 0 | 0 | 0 | 0 | 0 | 0 | 0 | 0 | 0 | 0 | 0 | 0 | 0 | 0 | 0 | 0 | 0 | 0 | 0 | 0 | 0 | 0 | 0
Ach | Healthcare | Refrigeration | Display cases | TRC | New | NN4822 | PSC to ECM Evaporator Fan Motor (Reach-In) | PSC to ECM Evaporator Fan Motor (Reach-In) | NonEquip | 15 | Display cases | 68.68% | Prescriptive_ECM | 37.5% | 0.15749 | 0.23105 | 0.36977 | 0.58716 | 0.91761 | 1.3577 | 1.9369 | 2.6053 | 3.2 | 3.4342 | 0.15749 | 0.38853 | 0.7583 | 1.3455 | 2.2631 | 3.6208 | 5.5577 | 8.163 | 11.363 | 14.7972 | 2.0419e-05 | 5.0375e-05 | 9.8318e-05 | 0.00017445 | 0.00029342 | 0.00046945 | 0.00072058 | 0.0010584 | 0.0014733 | 0.0019185 | 1.7103e-05 | 4.2195e-05 | 8.2354e-05 | 0.00014612 | 0.00024578 | 0.00039323 | 0.00060358 | 0.00088652 | 0.001234 | 0.001607 | 0.0035033 | 0.0052938 | 0.0087265 | 0.014273 | 0.022974 | 0.035013 | 0.051447 | 0.071277 | 0.090174 | 0.099676 | 0.19098 | 0.018521 | 0.027986 | 0.046134 | 0.075454 | 0.12146 | 0.1851 | 0.27198 | 0.37682 | 0.47672 | 0.52695 | 1.0096 | 0.004871 | 0.0073606 | 0.012134 | 0.019845 | 0.031944 | 0.048683 | 0.071533 | 0.099105 | 0.12538 | 0.13859 | 0.26554 | -0.14382 | -0.21732 | -0.35824 | -0.58592 | -0.94314 | -1.4374 | -2.112 | -2.9261 | -3.7018 | -4.0919 | -7.8401 | 0.14869 | 0.22468 | 0.37038 | 0.60577 | 0.97508 | 1.486 | 2.1835 | 3.0252 | 3.8272 | 4.2305 | 8.1056 | 0.018521 | 0.047063 | 0.094608 | 0.1729 | 0.29954 | 0.49363 | 0.78042 | 1.1807 | 1.6928 | 2.2705
Ach | Healthcare | Refrigeration | Display cases | TRC | Existing | NE4809 | PSC to ECM Evaporator Fan Motor (Reach-In) | PSC to ECM Evaporator Fan Motor (Reach-In) | NonEquip | 15 | Display cases | 17.17% | Prescriptive_ECM_existing | 37.5% | 0.26928 | 0.27067 | 0.27125 | 0.27228 | 0.27312 | 0.27402 | 0.27487 | 0.2756 | 0.27638 | 0.27726 | 0.26928 | 0.53994 | 0.81119 | 1.0835 | 1.3566 | 1.6306 | 1.9055 | 2.1811 | 2.4574 | 2.7347 | 3.4913e-05 | 7.0006e-05 | 0.00010517 | 0.00014048 | 0.00017589 | 0.00021142 | 0.00024705 | 0.00028279 | 0.00031862 | 0.00035457 | 2.9244e-05 | 5.8639e-05 | 8.8097e-05 | 0.00011767 | 0.00014733 | 0.00017709 | 0.00020694 | 0.00023687 | 0.00026688 | 0.000297 | 0.0059901 | 0.0062016 | 0.0064013 | 0.0066184 | 0.006838 | 0.0070664 | 0.0073011 | 0.0075399 | 0.0077882 | 0.0080474 | 0.041335 | 0.031667 | 0.032785 | 0.033841 | 0.034989 | 0.03615 | 0.037357 | 0.038598 | 0.039861 | 0.041173 | 0.042544 | 0.21852 | 0.0083287 | 0.0086228 | 0.0089005 | 0.0092023 | 0.0095076 | 0.0098253 | 0.010152 | 0.010484 | 0.010829 | 0.011189 | 0.057473 | -0.24591 | -0.25459 | -0.26279 | -0.2717 | -0.28071 | -0.29009 | -0.29973 | -0.30953 | -0.31972 | -0.33036 | -1.6969 | 0.25423 | 0.26321 | 0.27169 | 0.2809 | 0.29022 | 0.29992 | 0.30988 | 0.32001 | 0.33055 | 0.34155 | 1.7544 | 0.031667 | 0.065403 | 0.10121 | 0.13923 | 0.17956 | 0.2223 | 0.26757 | 0.31546 | 0.3661 | 0.41962
Ach | Healthcare | Cooking | Cooking Other | TRC | Turnover | ET5 | Efficient Exhaust Hood | Efficient Exhaust Hood | Equip | 15 | Cooking Other | 10.98% | Prescriptive_cooking | 42.5% | 4.0886 | 6.1811 | 10.1051 | 16.4992 | 26.6583 | 42.5599 | 66.5022 | 100.3617 | 143.5325 | 188.9296 | 4.0886 | 10.2697 | 20.3748 | 36.874 | 63.5323 | 106.0922 | 172.5944 | 272.956 | 416.4886 | 605.4181 | 0.00089386 | 0.0022452 | 0.0044543 | 0.0080614 | 0.013889 | 0.023194 | 0.037733 | 0.059674 | 0.091053 | 0.13236 | 0.00035084 | 0.00088122 | 0.0017483 | 0.0031641 | 0.0054516 | 0.0091035 | 0.01481 | 0.023422 | 0.035738 | 0.05195 | 0.090952 | 0.14162 | 0.23848 | 0.40106 | 0.66744 | 1.0975 | 1.7664 | 2.7457 | 4.0446 | 5.4836 | 7.5667 | 0.052395 | 0.081586 | 0.13738 | 0.23104 | 0.3845 | 0.63226 | 1.0176 | 1.5818 | 2.33 | 3.159 | 4.359 | 0.71465 | 1.1128 | 1.8738 | 3.1513 | 5.2444 | 8.6238 | 13.8795 | 21.5746 | 31.7807 | 43.0873 | 59.455 | -3.1669 | -4.9313 | -8.3038 | -13.9648 | -23.2404 | -38.2162 | -61.5063 | -95.6069 | -140.8344 | -190.9395 | -263.4718 | 3.8816 | 6.0441 | 10.1776 | 17.1161 | 28.4848 | 46.84 | 75.3858 | 117.1815 | 172.6151 | 234.0268 | 322.9267 | 0.48303 | 1.2496 | 2.5536 | 4.7602 | 8.4476 | 14.5299 | 24.3468 | 39.6593 | 62.3293 | 93.3216
Ach | Healthcare | Cooking | Cooking Other | TRC | New | EN31 | Efficient Exhaust Hood | Efficient Exhaust Hood | Equip | 15 | Cooking Other | 10.98% | Prescriptive_cooking | 42.5% | 0.44059 | 0.65597 | 1.0629 | 1.7201 | 2.7542 | 4.2231 | 6.3548 | 9.255 | 12.7958 | 16.3063 | 0.44059 | 1.0966 | 2.1595 | 3.8796 | 6.6338 | 10.8569 | 17.2117 | 26.4668 | 39.2626 | 55.5689 | 9.6321e-05 | 0.00023973 | 0.00047211 | 0.00084815 | 0.0014503 | 0.0023735 | 0.0037628 | 0.0057862 | 0.0085836 | 0.012148 | 3.7806e-05 | 9.4093e-05 | 0.0001853 | 0.0003329 | 0.00056923 | 0.00093161 | 0.0014769 | 0.0022711 | 0.003369 | 0.0047682 | 0.0098009 | 0.01503 | 0.025085 | 0.041811 | 0.068957 | 0.10891 | 0.16879 | 0.2532 | 0.36058 | 0.47329 | 0.7007 | 0.005646 | 0.0086583 | 0.014451 | 0.024086 | 0.039724 | 0.062738 | 0.097238 | 0.14586 | 0.20772 | 0.27265 | 0.40366 | 0.07701 | 0.1181 | 0.1971 | 0.32853 | 0.54183 | 0.85573 | 1.3263 | 1.9895 | 2.8332 | 3.7188 | 5.5057 | -0.34127 | -0.52334 | -0.87345 | -1.4559 | -2.4011 | -3.7921 | -5.8774 | -8.8166 | -12.5553 | -16.4798 | -24.3984 | 0.41828 | 0.64144 | 1.0706 | 1.7844 | 2.9429 | 4.6479 | 7.2037 | 10.8061 | 15.3885 | 20.1986 | 29.9042 | 0.05205 | 0.13343 | 0.27066 | 0.50083 | 0.88207 | 1.4869 | 2.4279 | 3.8455 | 5.8758 | 8.5656
Ach | Healthcare | Space Cooling | Central chillers inside | TRC | New | NN3210 | Ceiling Insulation(R2 to R38) | Ceiling Insulation(R2 to R38) | NonEquip | 20 |  | 0% | Prescriptive_hvac | 8.675% | 0 | 0 | 0 | 0 | 0 | 0 | 0 | 0 | 0 | 0 | 0 | 0 | 0 | 0 | 0 | 0 | 0 | 0 | 0 | 0 | 0 | 0 | 0 | 0 | 0 | 0 | 0 | 0 | 0 | 0 | 0 | 0 | 0 | 0 | 0 | 0 | 0 | 0 | 0 | 0 | 0 | 0 | 0 | 0 | 0 | 0 | 0 | 0 | 0 | 0 | 0 | 0 | 0 | 0 | 0 | 0 | 0 | 0 | 0 | 0 | 0 | 0 | 0 | 0 | 0 | 0 | 0 | 0 | 0 | 0 | 0 | 0 | 0 | 0 | 0 | 0 | 0 | 0 | 0 | 0 | 0 | 0 | 0 | 0 | 0 | 0 | 0 | 0 | 0 | 0 | 0 | 0 | 0 | 0 | 0 | 0 | 0 | 0 | 0 | 0 | 0 | 0 | 0 | 0 | 0
Ach | Healthcare | Space Cooling | Central chillers inside | TRC | Existing | NE3197 | Ceiling Insulation(R2 to R38) | Ceiling Insulation(R2 to R38) | NonEquip | 20 |  | 45.6% | Prescriptive_hvac_existing | 8.675% | 0 | 0 | 0 | 0 | 0 | 0 | 0 | 0 | 0 | 0 | 0 | 0 | 0 | 0 | 0 | 0 | 0 | 0 | 0 | 0 | 0 | 0 | 0 | 0 | 0 | 0 | 0 | 0 | 0 | 0 | 0 | 0 | 0 | 0 | 0 | 0 | 0 | 0 | 0 | 0 | 0 | 0 | 0 | 0 | 0 | 0 | 0 | 0 | 0 | 0 | 0 | 0 | 0 | 0 | 0 | 0 | 0 | 0 | 0 | 0 | 0 | 0 | 0 | 0 | 0 | 0 | 0 | 0 | 0 | 0 | 0 | 0 | 0 | 0 | 0 | 0 | 0 | 0 | 0 | 0 | 0 | 0 | 0 | 0 | 0 | 0 | 0 | 0 | 0 | 0 | 0 | 0 | 0 | 0 | 0 | 0 | 0 | 0 | 0 | 0 | 0 | 0 | 0 | 0 | 0
Ach | Healthcare | Space Cooling | Central chillers inside | TRC | Turnover | ET980 | High Efficiency Chiller (Water cooled-centrifugal, 200 tons) | High Efficiency Chiller (Water cooled-centrifugal, 200 tons) | Equip | 20 | Central chillers inside | 28.37% | Prescriptive_chiller | 4.362% | 0 | 0 | 0 | 0 | 0 | 0 | 0 | 0 | 0 | 0 | 0 | 0 | 0 | 0 | 0 | 0 | 0 | 0 | 0 | 0 | 0 | 0 | 0 | 0 | 0 | 0 | 0 | 0 | 0 | 0 | 0 | 0 | 0 | 0 | 0 | 0 | 0 | 0 | 0 | 0 | 0 | 0 | 0 | 0 | 0 | 0 | 0 | 0 | 0 | 0 | 0 | 0 | 0 | 0 | 0 | 0 | 0 | 0 | 0 | 0 | 0 | 0 | 0 | 0 | 0 | 0 | 0 | 0 | 0 | 0 | 0 | 0 | 0 | 0 | 0 | 0 | 0 | 0 | 0 | 0 | 0 | 0 | 0 | 0 | 0 | 0 | 0 | 0 | 0 | 0 | 0 | 0 | 0 | 0 | 0 | 0 | 0 | 0 | 0 | 0 | 0 | 0 | 0 | 0 | 0
Ach | Healthcare | Space Cooling | Central chillers inside | TRC | Turnover | ET902 | High Efficiency Chiller (Air Cooled, 50 tons) | High Efficiency Chiller (Air Cooled, 50 tons) | Equip | 20 | Central chillers inside | 28.37% | Prescriptive_chiller | 8.759% | 0 | 0 | 0 | 0 | 0 | 0 | 0 | 0 | 0 | 0 | 0 | 0 | 0 | 0 | 0 | 0 | 0 | 0 | 0 | 0 | 0 | 0 | 0 | 0 | 0 | 0 | 0 | 0 | 0 | 0 | 0 | 0 | 0 | 0 | 0 | 0 | 0 | 0 | 0 | 0 | 0 | 0 | 0 | 0 | 0 | 0 | 0 | 0 | 0 | 0 | 0 | 0 | 0 | 0 | 0 | 0 | 0 | 0 | 0 | 0 | 0 | 0 | 0 | 0 | 0 | 0 | 0 | 0 | 0 | 0 | 0 | 0 | 0 | 0 | 0 | 0 | 0 | 0 | 0 | 0 | 0 | 0 | 0 | 0 | 0 | 0 | 0 | 0 | 0 | 0 | 0 | 0 | 0 | 0 | 0 | 0 | 0 | 0 | 0 | 0 | 0 | 0 | 0 | 0 | 0
Ach | Healthcare | Space Cooling | Central chillers inside | TRC | Turnover | ET1058 | High Efficiency Chiller (Water cooled-positive displacement, 100 tons) | High Efficiency Chiller (Water cooled-positive displacement, 100 tons) | Equip | 20 | Central chillers inside | 28.37% | Prescriptive_chiller | 2.683% | 0 | 0 | 0 | 0 | 0 | 0 | 0 | 0 | 0 | 0 | 0 | 0 | 0 | 0 | 0 | 0 | 0 | 0 | 0 | 0 | 0 | 0 | 0 | 0 | 0 | 0 | 0 | 0 | 0 | 0 | 0 | 0 | 0 | 0 | 0 | 0 | 0 | 0 | 0 | 0 | 0 | 0 | 0 | 0 | 0 | 0 | 0 | 0 | 0 | 0 | 0 | 0 | 0 | 0 | 0 | 0 | 0 | 0 | 0 | 0 | 0 | 0 | 0 | 0 | 0 | 0 | 0 | 0 | 0 | 0 | 0 | 0 | 0 | 0 | 0 | 0 | 0 | 0 | 0 | 0 | 0 | 0 | 0 | 0 | 0 | 0 | 0 | 0 | 0 | 0 | 0 | 0 | 0 | 0 | 0 | 0 | 0 | 0 | 0 | 0 | 0 | 0 | 0 | 0 | 0
Ach | Healthcare | Space Cooling | Central chillers inside | TRC | New | EN928 | High Efficiency Chiller (Air Cooled, 50 tons) | High Efficiency Chiller (Air Cooled, 50 tons) | Equip | 20 | Central chillers inside | 28.37% | Prescriptive_chiller | 8.759% | 0 | 0 | 0 | 0 | 0 | 0 | 0 | 0 | 0 | 0 | 0 | 0 | 0 | 0 | 0 | 0 | 0 | 0 | 0 | 0 | 0 | 0 | 0 | 0 | 0 | 0 | 0 | 0 | 0 | 0 | 0 | 0 | 0 | 0 | 0 | 0 | 0 | 0 | 0 | 0 | 0 | 0 | 0 | 0 | 0 | 0 | 0 | 0 | 0 | 0 | 0 | 0 | 0 | 0 | 0 | 0 | 0 | 0 | 0 | 0 | 0 | 0 | 0 | 0 | 0 | 0 | 0 | 0 | 0 | 0 | 0 | 0 | 0 | 0 | 0 | 0 | 0 | 0 | 0 | 0 | 0 | 0 | 0 | 0 | 0 | 0 | 0 | 0 | 0 | 0 | 0 | 0 | 0 | 0 | 0 | 0 | 0 | 0 | 0 | 0 | 0 | 0 | 0 | 0 | 0
Ach | Healthcare | Space Cooling | Central chillers inside | TRC | New | EN1084 | High Efficiency Chiller (Water cooled-positive displacement, 100 tons) | High Efficiency Chiller (Water cooled-positive displacement, 100 tons) | Equip | 20 | Central chillers inside | 28.37% | Prescriptive_chiller | 2.683% | 0 | 0 | 0 | 0 | 0 | 0 | 0 | 0 | 0 | 0 | 0 | 0 | 0 | 0 | 0 | 0 | 0 | 0 | 0 | 0 | 0 | 0 | 0 | 0 | 0 | 0 | 0 | 0 | 0 | 0 | 0 | 0 | 0 | 0 | 0 | 0 | 0 | 0 | 0 | 0 | 0 | 0 | 0 | 0 | 0 | 0 | 0 | 0 | 0 | 0 | 0 | 0 | 0 | 0 | 0 | 0 | 0 | 0 | 0 | 0 | 0 | 0 | 0 | 0 | 0 | 0 | 0 | 0 | 0 | 0 | 0 | 0 | 0 | 0 | 0 | 0 | 0 | 0 | 0 | 0 | 0 | 0 | 0 | 0 | 0 | 0 | 0 | 0 | 0 | 0 | 0 | 0 | 0 | 0 | 0 | 0 | 0 | 0 | 0 | 0 | 0 | 0 | 0 | 0 | 0
Ach | Healthcare | Space Cooling | Central chillers inside | TRC | New | EN1006 | High Efficiency Chiller (Water cooled-centrifugal, 200 tons) | High Efficiency Chiller (Water cooled-centrifugal, 200 tons) | Equip | 20 | Central chillers inside | 28.37% | Prescriptive_chiller | 4.362% | 0 | 0 | 0 | 0 | 0 | 0 | 0 | 0 | 0 | 0 | 0 | 0 | 0 | 0 | 0 | 0 | 0 | 0 | 0 | 0 | 0 | 0 | 0 | 0 | 0 | 0 | 0 | 0 | 0 | 0 | 0 | 0 | 0 | 0 | 0 | 0 | 0 | 0 | 0 | 0 | 0 | 0 | 0 | 0 | 0 | 0 | 0 | 0 | 0 | 0 | 0 | 0 | 0 | 0 | 0 | 0 | 0 | 0 | 0 | 0 | 0 | 0 | 0 | 0 | 0 | 0 | 0 | 0 | 0 | 0 | 0 | 0 | 0 | 0 | 0 | 0 | 0 | 0 | 0 | 0 | 0 | 0 | 0 | 0 | 0 | 0 | 0 | 0 | 0 | 0 | 0 | 0 | 0 | 0 | 0 | 0 | 0 | 0 | 0 | 0 | 0 | 0 | 0 | 0 | 0
Ach | Healthcare | Space Heating | Boilers | TRC | New | NN3184 | Ceiling Insulation(R2 to R38) | Ceiling Insulation(R2 to R38) | NonEquip | 20 |  | 0% | Prescriptive_hvac | 31.13% | 0 | 0 | 0 | 0 | 0 | 0 | 0 | 0 | 0 | 0 | 0 | 0 | 0 | 0 | 0 | 0 | 0 | 0 | 0 | 0 | 0 | 0 | 0 | 0 | 0 | 0 | 0 | 0 | 0 | 0 | 0 | 0 | 0 | 0 | 0 | 0 | 0 | 0 | 0 | 0 | 0 | 0 | 0 | 0 | 0 | 0 | 0 | 0 | 0 | 0 | 0 | 0 | 0 | 0 | 0 | 0 | 0 | 0 | 0 | 0 | 0 | 0 | 0 | 0 | 0 | 0 | 0 | 0 | 0 | 0 | 0 | 0 | 0 | 0 | 0 | 0 | 0 | 0 | 0 | 0 | 0 | 0 | 0 | 0 | 0 | 0 | 0 | 0 | 0 | 0 | 0 | 0 | 0 | 0 | 0 | 0 | 0 | 0 | 0 | 0 | 0 | 0 | 0 | 0 | 0
Ach | Healthcare | Space Heating | Boilers | TRC | Existing | NE3171 | Ceiling Insulation(R2 to R38) | Ceiling Insulation(R2 to R38) | NonEquip | 20 |  | 45.6% | Prescriptive_hvac_existing | 34.35% | 0 | 0 | 0 | 0 | 0 | 0 | 0 | 0 | 0 | 0 | 0 | 0 | 0 | 0 | 0 | 0 | 0 | 0 | 0 | 0 | 0 | 0 | 0 | 0 | 0 | 0 | 0 | 0 | 0 | 0 | 0 | 0 | 0 | 0 | 0 | 0 | 0 | 0 | 0 | 0 | 0 | 0 | 0 | 0 | 0 | 0 | 0 | 0 | 0 | 0 | 0 | 0 | 0 | 0 | 0 | 0 | 0 | 0 | 0 | 0 | 0 | 0 | 0 | 0 | 0 | 0 | 0 | 0 | 0 | 0 | 0 | 0 | 0 | 0 | 0 | 0 | 0 | 0 | 0 | 0 | 0 | 0 | 0 | 0 | 0 | 0 | 0 | 0 | 0 | 0 | 0 | 0 | 0 | 0 | 0 | 0 | 0 | 0 | 0 | 0 | 0 | 0 | 0 | 0 | 0
Ach | Hospitals | Refrigeration | Walk-in cooler | TRC | New | NN4823 | PSC to ECM Evaporator Fan Motor (Reach-In) | PSC to ECM Evaporator Fan Motor (Reach-In) | NonEquip | 15 | Display cases | 0% | Prescriptive_ECM | 37.5% | 0 | 0 | 0 | 0 | 0 | 0 | 0 | 0 | 0 | 0 | 0 | 0 | 0 | 0 | 0 | 0 | 0 | 0 | 0 | 0 | 0 | 0 | 0 | 0 | 0 | 0 | 0 | 0 | 0 | 0 | 0 | 0 | 0 | 0 | 0 | 0 | 0 | 0 | 0 | 0 | 0 | 0 | 0 | 0 | 0 | 0 | 0 | 0 | 0 | 0 | 0 | 0 | 0 | 0 | 0 | 0 | 0 | 0 | 0 | 0 | 0 | 0 | 0 | 0 | 0 | 0 | 0 | 0 | 0 | 0 | 0 | 0 | 0 | 0 | 0 | 0 | 0 | 0 | 0 | 0 | 0 | 0 | 0 | 0 | 0 | 0 | 0 | 0 | 0 | 0 | 0 | 0 | 0 | 0 | 0 | 0 | 0 | 0 | 0 | 0 | 0 | 0 | 0 | 0 | 0
Ach | Hospitals | Refrigeration | Walk-in cooler | TRC | Existing | NE4810 | PSC to ECM Evaporator Fan Motor (Reach-In) | PSC to ECM Evaporator Fan Motor (Reach-In) | NonEquip | 15 | Display cases | 0% | Prescriptive_ECM_existing | 37.5% | 0 | 0 | 0 | 0 | 0 | 0 | 0 | 0 | 0 | 0 | 0 | 0 | 0 | 0 | 0 | 0 | 0 | 0 | 0 | 0 | 0 | 0 | 0 | 0 | 0 | 0 | 0 | 0 | 0 | 0 | 0 | 0 | 0 | 0 | 0 | 0 | 0 | 0 | 0 | 0 | 0 | 0 | 0 | 0 | 0 | 0 | 0 | 0 | 0 | 0 | 0 | 0 | 0 | 0 | 0 | 0 | 0 | 0 | 0 | 0 | 0 | 0 | 0 | 0 | 0 | 0 | 0 | 0 | 0 | 0 | 0 | 0 | 0 | 0 | 0 | 0 | 0 | 0 | 0 | 0 | 0 | 0 | 0 | 0 | 0 | 0 | 0 | 0 | 0 | 0 | 0 | 0 | 0 | 0 | 0 | 0 | 0 | 0 | 0 | 0 | 0 | 0 | 0 | 0 | 0
Ach | Hospitals | Refrigeration | Vending and ice makers | TRC | New | NN4823 | PSC to ECM Evaporator Fan Motor (Reach-In) | PSC to ECM Evaporator Fan Motor (Reach-In) | NonEquip | 15 | Display cases | 0% | Prescriptive_ECM | 37.5% | 0 | 0 | 0 | 0 | 0 | 0 | 0 | 0 | 0 | 0 | 0 | 0 | 0 | 0 | 0 | 0 | 0 | 0 | 0 | 0 | 0 | 0 | 0 | 0 | 0 | 0 | 0 | 0 | 0 | 0 | 0 | 0 | 0 | 0 | 0 | 0 | 0 | 0 | 0 | 0 | 0 | 0 | 0 | 0 | 0 | 0 | 0 | 0 | 0 | 0 | 0 | 0 | 0 | 0 | 0 | 0 | 0 | 0 | 0 | 0 | 0 | 0 | 0 | 0 | 0 | 0 | 0 | 0 | 0 | 0 | 0 | 0 | 0 | 0 | 0 | 0 | 0 | 0 | 0 | 0 | 0 | 0 | 0 | 0 | 0 | 0 | 0 | 0 | 0 | 0 | 0 | 0 | 0 | 0 | 0 | 0 | 0 | 0 | 0 | 0 | 0 | 0 | 0 | 0 | 0
Ach | Hospitals | Refrigeration | Vending and ice makers | TRC | Existing | NE4810 | PSC to ECM Evaporator Fan Motor (Reach-In) | PSC to ECM Evaporator Fan Motor (Reach-In) | NonEquip | 15 | Display cases | 0% | Prescriptive_ECM_existing | 37.5% | 0 | 0 | 0 | 0 | 0 | 0 | 0 | 0 | 0 | 0 | 0 | 0 | 0 | 0 | 0 | 0 | 0 | 0 | 0 | 0 | 0 | 0 | 0 | 0 | 0 | 0 | 0 | 0 | 0 | 0 | 0 | 0 | 0 | 0 | 0 | 0 | 0 | 0 | 0 | 0 | 0 | 0 | 0 | 0 | 0 | 0 | 0 | 0 | 0 | 0 | 0 | 0 | 0 | 0 | 0 | 0 | 0 | 0 | 0 | 0 | 0 | 0 | 0 | 0 | 0 | 0 | 0 | 0 | 0 | 0 | 0 | 0 | 0 | 0 | 0 | 0 | 0 | 0 | 0 | 0 | 0 | 0 | 0 | 0 | 0 | 0 | 0 | 0 | 0 | 0 | 0 | 0 | 0 | 0 | 0 | 0 | 0 | 0 | 0 | 0 | 0 | 0 | 0 | 0 | 0
Ach | Hospitals | Space Cooling | Residential-type central air conditioners | TRC | New | NN3211 | Ceiling Insulation(R2 to R38) | Ceiling Insulation(R2 to R38) | NonEquip | 20 |  | 0% | Prescriptive_hvac | 1.61% | 0 | 0 | 0 | 0 | 0 | 0 | 0 | 0 | 0 | 0 | 0 | 0 | 0 | 0 | 0 | 0 | 0 | 0 | 0 | 0 | 0 | 0 | 0 | 0 | 0 | 0 | 0 | 0 | 0 | 0 | 0 | 0 | 0 | 0 | 0 | 0 | 0 | 0 | 0 | 0 | 0 | 0 | 0 | 0 | 0 | 0 | 0 | 0 | 0 | 0 | 0 | 0 | 0 | 0 | 0 | 0 | 0 | 0 | 0 | 0 | 0 | 0 | 0 | 0 | 0 | 0 | 0 | 0 | 0 | 0 | 0 | 0 | 0 | 0 | 0 | 0 | 0 | 0 | 0 | 0 | 0 | 0 | 0 | 0 | 0 | 0 | 0 | 0 | 0 | 0 | 0 | 0 | 0 | 0 | 0 | 0 | 0 | 0 | 0 | 0 | 0 | 0 | 0 | 0 | 0
Ach | Hospitals | Space Cooling | Residential-type central air conditioners | TRC | Existing | NE4212 | Wall Insulation | Wall Insulation | NonEquip | 20 |  | 0% | Prescriptive_hvac_existing | 8.139% | 0 | 0 | 0 | 0 | 0 | 0 | 0 | 0 | 0 | 0 | 0 | 0 | 0 | 0 | 0 | 0 | 0 | 0 | 0 | 0 | 0 | 0 | 0 | 0 | 0 | 0 | 0 | 0 | 0 | 0 | 0 | 0 | 0 | 0 | 0 | 0 | 0 | 0 | 0 | 0 | 0 | 0 | 0 | 0 | 0 | 0 | 0 | 0 | 0 | 0 | 0 | 0 | 0 | 0 | 0 | 0 | 0 | 0 | 0 | 0 | 0 | 0 | 0 | 0 | 0 | 0 | 0 | 0 | 0 | 0 | 0 | 0 | 0 | 0 | 0 | 0 | 0 | 0 | 0 | 0 | 0 | 0 | 0 | 0 | 0 | 0 | 0 | 0 | 0 | 0 | 0 | 0 | 0 | 0 | 0 | 0 | 0 | 0 | 0 | 0 | 0 | 0 | 0 | 0 | 0
Ach | Hospitals | Space Cooling | Residential-type central air conditioners | TRC | Existing | NE3198 | Ceiling Insulation(R2 to R38) | Ceiling Insulation(R2 to R38) | NonEquip | 20 |  | 0% | Prescriptive_hvac_existing | 1.61% | 0 | 0 | 0 | 0 | 0 | 0 | 0 | 0 | 0 | 0 | 0 | 0 | 0 | 0 | 0 | 0 | 0 | 0 | 0 | 0 | 0 | 0 | 0 | 0 | 0 | 0 | 0 | 0 | 0 | 0 | 0 | 0 | 0 | 0 | 0 | 0 | 0 | 0 | 0 | 0 | 0 | 0 | 0 | 0 | 0 | 0 | 0 | 0 | 0 | 0 | 0 | 0 | 0 | 0 | 0 | 0 | 0 | 0 | 0 | 0 | 0 | 0 | 0 | 0 | 0 | 0 | 0 | 0 | 0 | 0 | 0 | 0 | 0 | 0 | 0 | 0 | 0 | 0 | 0 | 0 | 0 | 0 | 0 | 0 | 0 | 0 | 0 | 0 | 0 | 0 | 0 | 0 | 0 | 0 | 0 | 0 | 0 | 0 | 0 | 0 | 0 | 0 | 0 | 0 | 0
Ach | Hospitals | Space Heating | Residential/split system heat pump | TRC | New | NN3185 | Ceiling Insulation(R2 to R38) | Ceiling Insulation(R2 to R38) | NonEquip | 20 |  | 0% | Prescriptive_hvac | 5.776% | 0 | 0 | 0 | 0 | 0 | 0 | 0 | 0 | 0 | 0 | 0 | 0 | 0 | 0 | 0 | 0 | 0 | 0 | 0 | 0 | 0 | 0 | 0 | 0 | 0 | 0 | 0 | 0 | 0 | 0 | 0 | 0 | 0 | 0 | 0 | 0 | 0 | 0 | 0 | 0 | 0 | 0 | 0 | 0 | 0 | 0 | 0 | 0 | 0 | 0 | 0 | 0 | 0 | 0 | 0 | 0 | 0 | 0 | 0 | 0 | 0 | 0 | 0 | 0 | 0 | 0 | 0 | 0 | 0 | 0 | 0 | 0 | 0 | 0 | 0 | 0 | 0 | 0 | 0 | 0 | 0 | 0 | 0 | 0 | 0 | 0 | 0 | 0 | 0 | 0 | 0 | 0 | 0 | 0 | 0 | 0 | 0 | 0 | 0 | 0 | 0 | 0 | 0 | 0 | 0
Ach | Hospitals | Space Heating | Residential/split system heat pump | TRC | Existing | NE4238 | Wall Insulation | Wall Insulation | NonEquip | 20 |  | 0% | Prescriptive_hvac_existing | 4.706% | 0 | 0 | 0 | 0 | 0 | 0 | 0 | 0 | 0 | 0 | 0 | 0 | 0 | 0 | 0 | 0 | 0 | 0 | 0 | 0 | 0 | 0 | 0 | 0 | 0 | 0 | 0 | 0 | 0 | 0 | 0 | 0 | 0 | 0 | 0 | 0 | 0 | 0 | 0 | 0 | 0 | 0 | 0 | 0 | 0 | 0 | 0 | 0 | 0 | 0 | 0 | 0 | 0 | 0 | 0 | 0 | 0 | 0 | 0 | 0 | 0 | 0 | 0 | 0 | 0 | 0 | 0 | 0 | 0 | 0 | 0 | 0 | 0 | 0 | 0 | 0 | 0 | 0 | 0 | 0 | 0 | 0 | 0 | 0 | 0 | 0 | 0 | 0 | 0 | 0 | 0 | 0 | 0 | 0 | 0 | 0 | 0 | 0 | 0 | 0 | 0 | 0 | 0 | 0 | 0
Ach | Hospitals | Space Heating | Residential/split system heat pump | TRC | Existing | NE3172 | Ceiling Insulation(R2 to R38) | Ceiling Insulation(R2 to R38) | NonEquip | 20 |  | 0% | Prescriptive_hvac_existing | 6.373% | 0 | 0 | 0 | 0 | 0 | 0 | 0 | 0 | 0 | 0 | 0 | 0 | 0 | 0 | 0 | 0 | 0 | 0 | 0 | 0 | 0 | 0 | 0 | 0 | 0 | 0 | 0 | 0 | 0 | 0 | 0 | 0 | 0 | 0 | 0 | 0 | 0 | 0 | 0 | 0 | 0 | 0 | 0 | 0 | 0 | 0 | 0 | 0 | 0 | 0 | 0 | 0 | 0 | 0 | 0 | 0 | 0 | 0 | 0 | 0 | 0 | 0 | 0 | 0 | 0 | 0 | 0 | 0 | 0 | 0 | 0 | 0 | 0 | 0 | 0 | 0 | 0 | 0 | 0 | 0 | 0 | 0 | 0 | 0 | 0 | 0 | 0 | 0 | 0 | 0 | 0 | 0 | 0 | 0 | 0 | 0 | 0 | 0 | 0 | 0 | 0 | 0 | 0 | 0 | 0
Ach | Hospitals | Refrigeration | Residential style | TRC | New | NN4823 | PSC to ECM Evaporator Fan Motor (Reach-In) | PSC to ECM Evaporator Fan Motor (Reach-In) | NonEquip | 15 | Display cases | 0% | Prescriptive_ECM | 37.5% | 0 | 0 | 0 | 0 | 0 | 0 | 0 | 0 | 0 | 0 | 0 | 0 | 0 | 0 | 0 | 0 | 0 | 0 | 0 | 0 | 0 | 0 | 0 | 0 | 0 | 0 | 0 | 0 | 0 | 0 | 0 | 0 | 0 | 0 | 0 | 0 | 0 | 0 | 0 | 0 | 0 | 0 | 0 | 0 | 0 | 0 | 0 | 0 | 0 | 0 | 0 | 0 | 0 | 0 | 0 | 0 | 0 | 0 | 0 | 0 | 0 | 0 | 0 | 0 | 0 | 0 | 0 | 0 | 0 | 0 | 0 | 0 | 0 | 0 | 0 | 0 | 0 | 0 | 0 | 0 | 0 | 0 | 0 | 0 | 0 | 0 | 0 | 0 | 0 | 0 | 0 | 0 | 0 | 0 | 0 | 0 | 0 | 0 | 0 | 0 | 0 | 0 | 0 | 0 | 0
Ach | Hospitals | Refrigeration | Residential style | TRC | Existing | NE4810 | PSC to ECM Evaporator Fan Motor (Reach-In) | PSC to ECM Evaporator Fan Motor (Reach-In) | NonEquip | 15 | Display cases | 0% | Prescriptive_ECM_existing | 37.5% | 0 | 0 | 0 | 0 | 0 | 0 | 0 | 0 | 0 | 0 | 0 | 0 | 0 | 0 | 0 | 0 | 0 | 0 | 0 | 0 | 0 | 0 | 0 | 0 | 0 | 0 | 0 | 0 | 0 | 0 | 0 | 0 | 0 | 0 | 0 | 0 | 0 | 0 | 0 | 0 | 0 | 0 | 0 | 0 | 0 | 0 | 0 | 0 | 0 | 0 | 0 | 0 | 0 | 0 | 0 | 0 | 0 | 0 | 0 | 0 | 0 | 0 | 0 | 0 | 0 | 0 | 0 | 0 | 0 | 0 | 0 | 0 | 0 | 0 | 0 | 0 | 0 | 0 | 0 | 0 | 0 | 0 | 0 | 0 | 0 | 0 | 0 | 0 | 0 | 0 | 0 | 0 | 0 | 0 | 0 | 0 | 0 | 0 | 0 | 0 | 0 | 0 | 0 | 0 | 0
Ach | Hospitals | Miscellaneous | Pool pump | TRC | New | NN4537 | VSD Controlled Compressor | VSD Controlled Compressor | NonEquip | 15 | Others | 0% | Prescriptive_ECM | 20.79% | 0 | 0 | 0 | 0 | 0 | 0 | 0 | 0 | 0 | 0 | 0 | 0 | 0 | 0 | 0 | 0 | 0 | 0 | 0 | 0 | 0 | 0 | 0 | 0 | 0 | 0 | 0 | 0 | 0 | 0 | 0 | 0 | 0 | 0 | 0 | 0 | 0 | 0 | 0 | 0 | 0 | 0 | 0 | 0 | 0 | 0 | 0 | 0 | 0 | 0 | 0 | 0 | 0 | 0 | 0 | 0 | 0 | 0 | 0 | 0 | 0 | 0 | 0 | 0 | 0 | 0 | 0 | 0 | 0 | 0 | 0 | 0 | 0 | 0 | 0 | 0 | 0 | 0 | 0 | 0 | 0 | 0 | 0 | 0 | 0 | 0 | 0 | 0 | 0 | 0 | 0 | 0 | 0 | 0 | 0 | 0 | 0 | 0 | 0 | 0 | 0 | 0 | 0 | 0 | 0
Ach | Hospitals | Miscellaneous | Pool pump | TRC | Existing | NE4524 | VSD Controlled Compressor | VSD Controlled Compressor | NonEquip | 15 | Others | 0% | Prescriptive_ECM_existing | 20.79% | 0 | 0 | 0 | 0 | 0 | 0 | 0 | 0 | 0 | 0 | 0 | 0 | 0 | 0 | 0 | 0 | 0 | 0 | 0 | 0 | 0 | 0 | 0 | 0 | 0 | 0 | 0 | 0 | 0 | 0 | 0 | 0 | 0 | 0 | 0 | 0 | 0 | 0 | 0 | 0 | 0 | 0 | 0 | 0 | 0 | 0 | 0 | 0 | 0 | 0 | 0 | 0 | 0 | 0 | 0 | 0 | 0 | 0 | 0 | 0 | 0 | 0 | 0 | 0 | 0 | 0 | 0 | 0 | 0 | 0 | 0 | 0 | 0 | 0 | 0 | 0 | 0 | 0 | 0 | 0 | 0 | 0 | 0 | 0 | 0 | 0 | 0 | 0 | 0 | 0 | 0 | 0 | 0 | 0 | 0 | 0 | 0 | 0 | 0 | 0 | 0 | 0 | 0 | 0 | 0
Ach | Hospitals | Miscellaneous | Pool pump | TRC | Turnover | ET1995 | Solar Pool Heater | Solar Pool Heater | Equip | 15 | Pool pump | 0% | Prescriptive_all | 86.11% | 0 | 0 | 0 | 0 | 0 | 0 | 0 | 0 | 0 | 0 | 0 | 0 | 0 | 0 | 0 | 0 | 0 | 0 | 0 | 0 | 0 | 0 | 0 | 0 | 0 | 0 | 0 | 0 | 0 | 0 | 0 | 0 | 0 | 0 | 0 | 0 | 0 | 0 | 0 | 0 | 0 | 0 | 0 | 0 | 0 | 0 | 0 | 0 | 0 | 0 | 0 | 0 | 0 | 0 | 0 | 0 | 0 | 0 | 0 | 0 | 0 | 0 | 0 | 0 | 0 | 0 | 0 | 0 | 0 | 0 | 0 | 0 | 0 | 0 | 0 | 0 | 0 | 0 | 0 | 0 | 0 | 0 | 0 | 0 | 0 | 0 | 0 | 0 | 0 | 0 | 0 | 0 | 0 | 0 | 0 | 0 | 0 | 0 | 0 | 0 | 0 | 0 | 0 | 0 | 0
Ach | Hospitals | Miscellaneous | Pool pump | TRC | New | EN2021 | Solar Pool Heater | Solar Pool Heater | Equip | 15 | Pool pump | 0% | Prescriptive_all | 86.11% | 0 | 0 | 0 | 0 | 0 | 0 | 0 | 0 | 0 | 0 | 0 | 0 | 0 | 0 | 0 | 0 | 0 | 0 | 0 | 0 | 0 | 0 | 0 | 0 | 0 | 0 | 0 | 0 | 0 | 0 | 0 | 0 | 0 | 0 | 0 | 0 | 0 | 0 | 0 | 0 | 0 | 0 | 0 | 0 | 0 | 0 | 0 | 0 | 0 | 0 | 0 | 0 | 0 | 0 | 0 | 0 | 0 | 0 | 0 | 0 | 0 | 0 | 0 | 0 | 0 | 0 | 0 | 0 | 0 | 0 | 0 | 0 | 0 | 0 | 0 | 0 | 0 | 0 | 0 | 0 | 0 | 0 | 0 | 0 | 0 | 0 | 0 | 0 | 0 | 0 | 0 | 0 | 0 | 0 | 0 | 0 | 0 | 0 | 0 | 0 | 0 | 0 | 0 | 0 | 0
Ach | Hospitals | Space Heating | Packaged central unit | TRC | New | NN3185 | Ceiling Insulation(R2 to R38) | Ceiling Insulation(R2 to R38) | NonEquip | 20 |  | 0% | Prescriptive_hvac | 5.776% | 0 | 0 | 0 | 0 | 0 | 0 | 0 | 0 | 0 | 0 | 0 | 0 | 0 | 0 | 0 | 0 | 0 | 0 | 0 | 0 | 0 | 0 | 0 | 0 | 0 | 0 | 0 | 0 | 0 | 0 | 0 | 0 | 0 | 0 | 0 | 0 | 0 | 0 | 0 | 0 | 0 | 0 | 0 | 0 | 0 | 0 | 0 | 0 | 0 | 0 | 0 | 0 | 0 | 0 | 0 | 0 | 0 | 0 | 0 | 0 | 0 | 0 | 0 | 0 | 0 | 0 | 0 | 0 | 0 | 0 | 0 | 0 | 0 | 0 | 0 | 0 | 0 | 0 | 0 | 0 | 0 | 0 | 0 | 0 | 0 | 0 | 0 | 0 | 0 | 0 | 0 | 0 | 0 | 0 | 0 | 0 | 0 | 0 | 0 | 0 | 0 | 0 | 0 | 0 | 0
Ach | Hospitals | Space Heating | Packaged central unit | TRC | Existing | NE4238 | Wall Insulation | Wall Insulation | NonEquip | 20 |  | 0% | Prescriptive_hvac_existing | 4.706% | 0 | 0 | 0 | 0 | 0 | 0 | 0 | 0 | 0 | 0 | 0 | 0 | 0 | 0 | 0 | 0 | 0 | 0 | 0 | 0 | 0 | 0 | 0 | 0 | 0 | 0 | 0 | 0 | 0 | 0 | 0 | 0 | 0 | 0 | 0 | 0 | 0 | 0 | 0 | 0 | 0 | 0 | 0 | 0 | 0 | 0 | 0 | 0 | 0 | 0 | 0 | 0 | 0 | 0 | 0 | 0 | 0 | 0 | 0 | 0 | 0 | 0 | 0 | 0 | 0 | 0 | 0 | 0 | 0 | 0 | 0 | 0 | 0 | 0 | 0 | 0 | 0 | 0 | 0 | 0 | 0 | 0 | 0 | 0 | 0 | 0 | 0 | 0 | 0 | 0 | 0 | 0 | 0 | 0 | 0 | 0 | 0 | 0 | 0 | 0 | 0 | 0 | 0 | 0 | 0
Ach | Hospitals | Space Heating | Packaged central unit | TRC | Existing | NE3172 | Ceiling Insulation(R2 to R38) | Ceiling Insulation(R2 to R38) | NonEquip | 20 |  | 0% | Prescriptive_hvac_existing | 6.373% | 0 | 0 | 0 | 0 | 0 | 0 | 0 | 0 | 0 | 0 | 0 | 0 | 0 | 0 | 0 | 0 | 0 | 0 | 0 | 0 | 0 | 0 | 0 | 0 | 0 | 0 | 0 | 0 | 0 | 0 | 0 | 0 | 0 | 0 | 0 | 0 | 0 | 0 | 0 | 0 | 0 | 0 | 0 | 0 | 0 | 0 | 0 | 0 | 0 | 0 | 0 | 0 | 0 | 0 | 0 | 0 | 0 | 0 | 0 | 0 | 0 | 0 | 0 | 0 | 0 | 0 | 0 | 0 | 0 | 0 | 0 | 0 | 0 | 0 | 0 | 0 | 0 | 0 | 0 | 0 | 0 | 0 | 0 | 0 | 0 | 0 | 0 | 0 | 0 | 0 | 0 | 0 | 0 | 0 | 0 | 0 | 0 | 0 | 0 | 0 | 0 | 0 | 0 | 0 | 0
Ach | Hospitals | Space Cooling | Packaged air conditioning units (RTUs) | TRC | New | NN3211 | Ceiling Insulation(R2 to R38) | Ceiling Insulation(R2 to R38) | NonEquip | 20 |  | 0% | Prescriptive_hvac | 1.61% | 0 | 0 | 0 | 0 | 0 | 0 | 0 | 0 | 0 | 0 | 0 | 0 | 0 | 0 | 0 | 0 | 0 | 0 | 0 | 0 | 0 | 0 | 0 | 0 | 0 | 0 | 0 | 0 | 0 | 0 | 0 | 0 | 0 | 0 | 0 | 0 | 0 | 0 | 0 | 0 | 0 | 0 | 0 | 0 | 0 | 0 | 0 | 0 | 0 | 0 | 0 | 0 | 0 | 0 | 0 | 0 | 0 | 0 | 0 | 0 | 0 | 0 | 0 | 0 | 0 | 0 | 0 | 0 | 0 | 0 | 0 | 0 | 0 | 0 | 0 | 0 | 0 | 0 | 0 | 0 | 0 | 0 | 0 | 0 | 0 | 0 | 0 | 0 | 0 | 0 | 0 | 0 | 0 | 0 | 0 | 0 | 0 | 0 | 0 | 0 | 0 | 0 | 0 | 0 | 0
Ach | Hospitals | Space Cooling | Packaged air conditioning units (RTUs) | TRC | Existing | NE4212 | Wall Insulation | Wall Insulation | NonEquip | 20 |  | 0% | Prescriptive_hvac_existing | 8.139% | 0 | 0 | 0 | 0 | 0 | 0 | 0 | 0 | 0 | 0 | 0 | 0 | 0 | 0 | 0 | 0 | 0 | 0 | 0 | 0 | 0 | 0 | 0 | 0 | 0 | 0 | 0 | 0 | 0 | 0 | 0 | 0 | 0 | 0 | 0 | 0 | 0 | 0 | 0 | 0 | 0 | 0 | 0 | 0 | 0 | 0 | 0 | 0 | 0 | 0 | 0 | 0 | 0 | 0 | 0 | 0 | 0 | 0 | 0 | 0 | 0 | 0 | 0 | 0 | 0 | 0 | 0 | 0 | 0 | 0 | 0 | 0 | 0 | 0 | 0 | 0 | 0 | 0 | 0 | 0 | 0 | 0 | 0 | 0 | 0 | 0 | 0 | 0 | 0 | 0 | 0 | 0 | 0 | 0 | 0 | 0 | 0 | 0 | 0 | 0 | 0 | 0 | 0 | 0 | 0
Ach | Hospitals | Space Cooling | Packaged air conditioning units (RTUs) | TRC | Existing | NE3198 | Ceiling Insulation(R2 to R38) | Ceiling Insulation(R2 to R38) | NonEquip | 20 |  | 0% | Prescriptive_hvac_existing | 1.61% | 0 | 0 | 0 | 0 | 0 | 0 | 0 | 0 | 0 | 0 | 0 | 0 | 0 | 0 | 0 | 0 | 0 | 0 | 0 | 0 | 0 | 0 | 0 | 0 | 0 | 0 | 0 | 0 | 0 | 0 | 0 | 0 | 0 | 0 | 0 | 0 | 0 | 0 | 0 | 0 | 0 | 0 | 0 | 0 | 0 | 0 | 0 | 0 | 0 | 0 | 0 | 0 | 0 | 0 | 0 | 0 | 0 | 0 | 0 | 0 | 0 | 0 | 0 | 0 | 0 | 0 | 0 | 0 | 0 | 0 | 0 | 0 | 0 | 0 | 0 | 0 | 0 | 0 | 0 | 0 | 0 | 0 | 0 | 0 | 0 | 0 | 0 | 0 | 0 | 0 | 0 | 0 | 0 | 0 | 0 | 0 | 0 | 0 | 0 | 0 | 0 | 0 | 0 | 0 | 0
Ach | Hospitals | Miscellaneous | Others | TRC | New | NN4537 | VSD Controlled Compressor | VSD Controlled Compressor | NonEquip | 15 | Others | 27.75% | Prescriptive_ECM | 20.79% | 10.2354 | 15.1898 | 24.5916 | 39.5008 | 62.4452 | 93.4643 | 134.8758 | 183.5209 | 228.0196 | 247.5369 | 10.2354 | 25.4252 | 50.0168 | 89.5176 | 151.9628 | 245.4271 | 380.3029 | 563.8238 | 791.8434 | 1039.3803 | 0.0013271 | 0.0032965 | 0.0064849 | 0.011606 | 0.019703 | 0.031821 | 0.049308 | 0.073103 | 0.10267 | 0.13476 | 0.0011116 | 0.0027612 | 0.0054319 | 0.0097218 | 0.016504 | 0.026654 | 0.041302 | 0.061233 | 0.085996 | 0.11288 | 0.35125 | 0.53691 | 0.89531 | 1.4813 | 2.4119 | 3.7183 | 5.5268 | 7.7457 | 9.9125 | 11.0838 | 20.6181 | 0.70877 | 1.0834 | 1.8066 | 2.989 | 4.8669 | 7.503 | 11.1522 | 15.6296 | 20.002 | 22.3654 | 41.6044 | 0.68793 | 1.0516 | 1.7535 | 2.9011 | 4.7238 | 7.2824 | 10.8243 | 15.1701 | 19.4139 | 21.7079 | 40.3812 | -8.9756 | -13.7199 | -22.8782 | -37.8512 | -61.6325 | -95.0152 | -141.2274 | -197.9281 | -253.2979 | -283.2282 | -526.8636 | 9.6636 | 14.7715 | 24.6317 | 40.7522 | 66.3563 | 102.2976 | 152.0517 | 213.0983 | 272.7117 | 304.9361 | 567.2448 | 1.2037 | 3.0797 | 6.2403 | 11.5036 | 20.114 | 33.4596 | 53.4029 | 81.5485 | 117.9639 | 159.4857
Ach | Hospitals | Miscellaneous | Others | TRC | Existing | NE4524 | VSD Controlled Compressor | VSD Controlled Compressor | NonEquip | 15 | Others | 5.549% | Prescriptive_ECM_existing | 20.79% | 13.2977 | 14.0729 | 14.1031 | 14.1566 | 14.2003 | 14.2473 | 14.2917 | 14.3293 | 14.37 | 14.4158 | 13.2977 | 27.3706 | 41.4737 | 55.6303 | 69.8306 | 84.0778 | 98.3696 | 112.6988 | 127.0688 | 141.4847 | 0.0017241 | 0.0035487 | 0.0053773 | 0.0072128 | 0.0090539 | 0.010901 | 0.012754 | 0.014612 | 0.016475 | 0.018344 | 0.0014442 | 0.0029725 | 0.0045041 | 0.0060416 | 0.0075838 | 0.0091311 | 0.010683 | 0.012239 | 0.0138 | 0.015366 | 0.45634 | 0.49743 | 0.51345 | 0.53086 | 0.54848 | 0.5668 | 0.58563 | 0.60478 | 0.62469 | 0.64549 | 3.2936 | 0.92083 | 1.0037 | 1.0361 | 1.0712 | 1.1067 | 1.1437 | 1.1817 | 1.2204 | 1.2605 | 1.3025 | 6.6461 | 0.89376 | 0.97423 | 1.0056 | 1.0397 | 1.0742 | 1.1101 | 1.147 | 1.1845 | 1.2235 | 1.2642 | 6.4507 | -11.6611 | -12.7111 | -13.1205 | -13.5654 | -14.0155 | -14.4837 | -14.9647 | -15.4542 | -15.9631 | -16.4944 | -84.1635 | 12.5548 | 13.6853 | 14.1261 | 14.6051 | 15.0897 | 15.5938 | 16.1117 | 16.6387 | 17.1865 | 17.7586 | 90.6142 | 1.5638 | 3.3154 | 5.1744 | 7.1488 | 9.2429 | 11.4625 | 13.8133 | 16.3002 | 18.9299 | 21.7098
Ach | Hospitals | Miscellaneous | Medical equipment | TRC | New | NN4537 | VSD Controlled Compressor | VSD Controlled Compressor | NonEquip | 15 | Others | 0% | Prescriptive_ECM | 20.79% | 0 | 0 | 0 | 0 | 0 | 0 | 0 | 0 | 0 | 0 | 0 | 0 | 0 | 0 | 0 | 0 | 0 | 0 | 0 | 0 | 0 | 0 | 0 | 0 | 0 | 0 | 0 | 0 | 0 | 0 | 0 | 0 | 0 | 0 | 0 | 0 | 0 | 0 | 0 | 0 | 0 | 0 | 0 | 0 | 0 | 0 | 0 | 0 | 0 | 0 | 0 | 0 | 0 | 0 | 0 | 0 | 0 | 0 | 0 | 0 | 0 | 0 | 0 | 0 | 0 | 0 | 0 | 0 | 0 | 0 | 0 | 0 | 0 | 0 | 0 | 0 | 0 | 0 | 0 | 0 | 0 | 0 | 0 | 0 | 0 | 0 | 0 | 0 | 0 | 0 | 0 | 0 | 0 | 0 | 0 | 0 | 0 | 0 | 0 | 0 | 0 | 0 | 0 | 0 | 0
Ach | Hospitals | Miscellaneous | Medical equipment | TRC | Existing | NE4524 | VSD Controlled Compressor | VSD Controlled Compressor | NonEquip | 15 | Others | 0% | Prescriptive_ECM_existing | 20.79% | 0 | 0 | 0 | 0 | 0 | 0 | 0 | 0 | 0 | 0 | 0 | 0 | 0 | 0 | 0 | 0 | 0 | 0 | 0 | 0 | 0 | 0 | 0 | 0 | 0 | 0 | 0 | 0 | 0 | 0 | 0 | 0 | 0 | 0 | 0 | 0 | 0 | 0 | 0 | 0 | 0 | 0 | 0 | 0 | 0 | 0 | 0 | 0 | 0 | 0 | 0 | 0 | 0 | 0 | 0 | 0 | 0 | 0 | 0 | 0 | 0 | 0 | 0 | 0 | 0 | 0 | 0 | 0 | 0 | 0 | 0 | 0 | 0 | 0 | 0 | 0 | 0 | 0 | 0 | 0 | 0 | 0 | 0 | 0 | 0 | 0 | 0 | 0 | 0 | 0 | 0 | 0 | 0 | 0 | 0 | 0 | 0 | 0 | 0 | 0 | 0 | 0 | 0 | 0 | 0
Ach | Hospitals | Refrigeration | Large cold storage | TRC | New | NN4823 | PSC to ECM Evaporator Fan Motor (Reach-In) | PSC to ECM Evaporator Fan Motor (Reach-In) | NonEquip | 15 | Display cases | 0% | Prescriptive_ECM | 37.5% | 0 | 0 | 0 | 0 | 0 | 0 | 0 | 0 | 0 | 0 | 0 | 0 | 0 | 0 | 0 | 0 | 0 | 0 | 0 | 0 | 0 | 0 | 0 | 0 | 0 | 0 | 0 | 0 | 0 | 0 | 0 | 0 | 0 | 0 | 0 | 0 | 0 | 0 | 0 | 0 | 0 | 0 | 0 | 0 | 0 | 0 | 0 | 0 | 0 | 0 | 0 | 0 | 0 | 0 | 0 | 0 | 0 | 0 | 0 | 0 | 0 | 0 | 0 | 0 | 0 | 0 | 0 | 0 | 0 | 0 | 0 | 0 | 0 | 0 | 0 | 0 | 0 | 0 | 0 | 0 | 0 | 0 | 0 | 0 | 0 | 0 | 0 | 0 | 0 | 0 | 0 | 0 | 0 | 0 | 0 | 0 | 0 | 0 | 0 | 0 | 0 | 0 | 0 | 0 | 0
Ach | Hospitals | Refrigeration | Large cold storage | TRC | Existing | NE4810 | PSC to ECM Evaporator Fan Motor (Reach-In) | PSC to ECM Evaporator Fan Motor (Reach-In) | NonEquip | 15 | Display cases | 0% | Prescriptive_ECM_existing | 37.5% | 0 | 0 | 0 | 0 | 0 | 0 | 0 | 0 | 0 | 0 | 0 | 0 | 0 | 0 | 0 | 0 | 0 | 0 | 0 | 0 | 0 | 0 | 0 | 0 | 0 | 0 | 0 | 0 | 0 | 0 | 0 | 0 | 0 | 0 | 0 | 0 | 0 | 0 | 0 | 0 | 0 | 0 | 0 | 0 | 0 | 0 | 0 | 0 | 0 | 0 | 0 | 0 | 0 | 0 | 0 | 0 | 0 | 0 | 0 | 0 | 0 | 0 | 0 | 0 | 0 | 0 | 0 | 0 | 0 | 0 | 0 | 0 | 0 | 0 | 0 | 0 | 0 | 0 | 0 | 0 | 0 | 0 | 0 | 0 | 0 | 0 | 0 | 0 | 0 | 0 | 0 | 0 | 0 | 0 | 0 | 0 | 0 | 0 | 0 | 0 | 0 | 0 | 0 | 0 | 0
Ach | Hospitals | Miscellaneous | Laboratory equipment | TRC | New | NN4537 | VSD Controlled Compressor | VSD Controlled Compressor | NonEquip | 15 | Others | 0% | Prescriptive_ECM | 20.79% | 0 | 0 | 0 | 0 | 0 | 0 | 0 | 0 | 0 | 0 | 0 | 0 | 0 | 0 | 0 | 0 | 0 | 0 | 0 | 0 | 0 | 0 | 0 | 0 | 0 | 0 | 0 | 0 | 0 | 0 | 0 | 0 | 0 | 0 | 0 | 0 | 0 | 0 | 0 | 0 | 0 | 0 | 0 | 0 | 0 | 0 | 0 | 0 | 0 | 0 | 0 | 0 | 0 | 0 | 0 | 0 | 0 | 0 | 0 | 0 | 0 | 0 | 0 | 0 | 0 | 0 | 0 | 0 | 0 | 0 | 0 | 0 | 0 | 0 | 0 | 0 | 0 | 0 | 0 | 0 | 0 | 0 | 0 | 0 | 0 | 0 | 0 | 0 | 0 | 0 | 0 | 0 | 0 | 0 | 0 | 0 | 0 | 0 | 0 | 0 | 0 | 0 | 0 | 0 | 0
Ach | Hospitals | Miscellaneous | Laboratory equipment | TRC | Existing | NE4524 | VSD Controlled Compressor | VSD Controlled Compressor | NonEquip | 15 | Others | 0% | Prescriptive_ECM_existing | 20.79% | 0 | 0 | 0 | 0 | 0 | 0 | 0 | 0 | 0 | 0 | 0 | 0 | 0 | 0 | 0 | 0 | 0 | 0 | 0 | 0 | 0 | 0 | 0 | 0 | 0 | 0 | 0 | 0 | 0 | 0 | 0 | 0 | 0 | 0 | 0 | 0 | 0 | 0 | 0 | 0 | 0 | 0 | 0 | 0 | 0 | 0 | 0 | 0 | 0 | 0 | 0 | 0 | 0 | 0 | 0 | 0 | 0 | 0 | 0 | 0 | 0 | 0 | 0 | 0 | 0 | 0 | 0 | 0 | 0 | 0 | 0 | 0 | 0 | 0 | 0 | 0 | 0 | 0 | 0 | 0 | 0 | 0 | 0 | 0 | 0 | 0 | 0 | 0 | 0 | 0 | 0 | 0 | 0 | 0 | 0 | 0 | 0 | 0 | 0 | 0 | 0 | 0 | 0 | 0 | 0
Ach | Hospitals | Space Heating | Individual room heating | TRC | New | NN3185 | Ceiling Insulation(R2 to R38) | Ceiling Insulation(R2 to R38) | NonEquip | 20 |  | 0% | Prescriptive_hvac | 5.776% | 0 | 0 | 0 | 0 | 0 | 0 | 0 | 0 | 0 | 0 | 0 | 0 | 0 | 0 | 0 | 0 | 0 | 0 | 0 | 0 | 0 | 0 | 0 | 0 | 0 | 0 | 0 | 0 | 0 | 0 | 0 | 0 | 0 | 0 | 0 | 0 | 0 | 0 | 0 | 0 | 0 | 0 | 0 | 0 | 0 | 0 | 0 | 0 | 0 | 0 | 0 | 0 | 0 | 0 | 0 | 0 | 0 | 0 | 0 | 0 | 0 | 0 | 0 | 0 | 0 | 0 | 0 | 0 | 0 | 0 | 0 | 0 | 0 | 0 | 0 | 0 | 0 | 0 | 0 | 0 | 0 | 0 | 0 | 0 | 0 | 0 | 0 | 0 | 0 | 0 | 0 | 0 | 0 | 0 | 0 | 0 | 0 | 0 | 0 | 0 | 0 | 0 | 0 | 0 | 0
Ach | Hospitals | Space Heating | Individual room heating | TRC | Existing | NE4238 | Wall Insulation | Wall Insulation | NonEquip | 20 |  | 0% | Prescriptive_hvac_existing | 4.706% | 0 | 0 | 0 | 0 | 0 | 0 | 0 | 0 | 0 | 0 | 0 | 0 | 0 | 0 | 0 | 0 | 0 | 0 | 0 | 0 | 0 | 0 | 0 | 0 | 0 | 0 | 0 | 0 | 0 | 0 | 0 | 0 | 0 | 0 | 0 | 0 | 0 | 0 | 0 | 0 | 0 | 0 | 0 | 0 | 0 | 0 | 0 | 0 | 0 | 0 | 0 | 0 | 0 | 0 | 0 | 0 | 0 | 0 | 0 | 0 | 0 | 0 | 0 | 0 | 0 | 0 | 0 | 0 | 0 | 0 | 0 | 0 | 0 | 0 | 0 | 0 | 0 | 0 | 0 | 0 | 0 | 0 | 0 | 0 | 0 | 0 | 0 | 0 | 0 | 0 | 0 | 0 | 0 | 0 | 0 | 0 | 0 | 0 | 0 | 0 | 0 | 0 | 0 | 0 | 0
Ach | Hospitals | Space Heating | Individual room heating | TRC | Existing | NE3172 | Ceiling Insulation(R2 to R38) | Ceiling Insulation(R2 to R38) | NonEquip | 20 |  | 0% | Prescriptive_hvac_existing | 6.373% | 0 | 0 | 0 | 0 | 0 | 0 | 0 | 0 | 0 | 0 | 0 | 0 | 0 | 0 | 0 | 0 | 0 | 0 | 0 | 0 | 0 | 0 | 0 | 0 | 0 | 0 | 0 | 0 | 0 | 0 | 0 | 0 | 0 | 0 | 0 | 0 | 0 | 0 | 0 | 0 | 0 | 0 | 0 | 0 | 0 | 0 | 0 | 0 | 0 | 0 | 0 | 0 | 0 | 0 | 0 | 0 | 0 | 0 | 0 | 0 | 0 | 0 | 0 | 0 | 0 | 0 | 0 | 0 | 0 | 0 | 0 | 0 | 0 | 0 | 0 | 0 | 0 | 0 | 0 | 0 | 0 | 0 | 0 | 0 | 0 | 0 | 0 | 0 | 0 | 0 | 0 | 0 | 0 | 0 | 0 | 0 | 0 | 0 | 0 | 0 | 0 | 0 | 0 | 0 | 0
Ach | Hospitals | Space Cooling | Individual room air conditioners | TRC | New | NN3211 | Ceiling Insulation(R2 to R38) | Ceiling Insulation(R2 to R38) | NonEquip | 20 |  | 0% | Prescriptive_hvac | 1.61% | 0 | 0 | 0 | 0 | 0 | 0 | 0 | 0 | 0 | 0 | 0 | 0 | 0 | 0 | 0 | 0 | 0 | 0 | 0 | 0 | 0 | 0 | 0 | 0 | 0 | 0 | 0 | 0 | 0 | 0 | 0 | 0 | 0 | 0 | 0 | 0 | 0 | 0 | 0 | 0 | 0 | 0 | 0 | 0 | 0 | 0 | 0 | 0 | 0 | 0 | 0 | 0 | 0 | 0 | 0 | 0 | 0 | 0 | 0 | 0 | 0 | 0 | 0 | 0 | 0 | 0 | 0 | 0 | 0 | 0 | 0 | 0 | 0 | 0 | 0 | 0 | 0 | 0 | 0 | 0 | 0 | 0 | 0 | 0 | 0 | 0 | 0 | 0 | 0 | 0 | 0 | 0 | 0 | 0 | 0 | 0 | 0 | 0 | 0 | 0 | 0 | 0 | 0 | 0 | 0
Ach | Hospitals | Space Cooling | Individual room air conditioners | TRC | Existing | NE4212 | Wall Insulation | Wall Insulation | NonEquip | 20 |  | 0% | Prescriptive_hvac_existing | 8.139% | 0 | 0 | 0 | 0 | 0 | 0 | 0 | 0 | 0 | 0 | 0 | 0 | 0 | 0 | 0 | 0 | 0 | 0 | 0 | 0 | 0 | 0 | 0 | 0 | 0 | 0 | 0 | 0 | 0 | 0 | 0 | 0 | 0 | 0 | 0 | 0 | 0 | 0 | 0 | 0 | 0 | 0 | 0 | 0 | 0 | 0 | 0 | 0 | 0 | 0 | 0 | 0 | 0 | 0 | 0 | 0 | 0 | 0 | 0 | 0 | 0 | 0 | 0 | 0 | 0 | 0 | 0 | 0 | 0 | 0 | 0 | 0 | 0 | 0 | 0 | 0 | 0 | 0 | 0 | 0 | 0 | 0 | 0 | 0 | 0 | 0 | 0 | 0 | 0 | 0 | 0 | 0 | 0 | 0 | 0 | 0 | 0 | 0 | 0 | 0 | 0 | 0 | 0 | 0 | 0
Ach | Hospitals | Space Cooling | Individual room air conditioners | TRC | Existing | NE3198 | Ceiling Insulation(R2 to R38) | Ceiling Insulation(R2 to R38) | NonEquip | 20 |  | 0% | Prescriptive_hvac_existing | 1.61% | 0 | 0 | 0 | 0 | 0 | 0 | 0 | 0 | 0 | 0 | 0 | 0 | 0 | 0 | 0 | 0 | 0 | 0 | 0 | 0 | 0 | 0 | 0 | 0 | 0 | 0 | 0 | 0 | 0 | 0 | 0 | 0 | 0 | 0 | 0 | 0 | 0 | 0 | 0 | 0 | 0 | 0 | 0 | 0 | 0 | 0 | 0 | 0 | 0 | 0 | 0 | 0 | 0 | 0 | 0 | 0 | 0 | 0 | 0 | 0 | 0 | 0 | 0 | 0 | 0 | 0 | 0 | 0 | 0 | 0 | 0 | 0 | 0 | 0 | 0 | 0 | 0 | 0 | 0 | 0 | 0 | 0 | 0 | 0 | 0 | 0 | 0 | 0 | 0 | 0 | 0 | 0 | 0 | 0 | 0 | 0 | 0 | 0 | 0 | 0 | 0 | 0 | 0 | 0 | 0
Ach | Hospitals | Space Heating | Forced air furnace | TRC | New | NN3185 | Ceiling Insulation(R2 to R38) | Ceiling Insulation(R2 to R38) | NonEquip | 20 |  | 0% | Prescriptive_hvac | 5.776% | 0 | 0 | 0 | 0 | 0 | 0 | 0 | 0 | 0 | 0 | 0 | 0 | 0 | 0 | 0 | 0 | 0 | 0 | 0 | 0 | 0 | 0 | 0 | 0 | 0 | 0 | 0 | 0 | 0 | 0 | 0 | 0 | 0 | 0 | 0 | 0 | 0 | 0 | 0 | 0 | 0 | 0 | 0 | 0 | 0 | 0 | 0 | 0 | 0 | 0 | 0 | 0 | 0 | 0 | 0 | 0 | 0 | 0 | 0 | 0 | 0 | 0 | 0 | 0 | 0 | 0 | 0 | 0 | 0 | 0 | 0 | 0 | 0 | 0 | 0 | 0 | 0 | 0 | 0 | 0 | 0 | 0 | 0 | 0 | 0 | 0 | 0 | 0 | 0 | 0 | 0 | 0 | 0 | 0 | 0 | 0 | 0 | 0 | 0 | 0 | 0 | 0 | 0 | 0 | 0
Ach | Hospitals | Space Heating | Forced air furnace | TRC | Existing | NE4238 | Wall Insulation | Wall Insulation | NonEquip | 20 |  | 0% | Prescriptive_hvac_existing | 4.706% | 0 | 0 | 0 | 0 | 0 | 0 | 0 | 0 | 0 | 0 | 0 | 0 | 0 | 0 | 0 | 0 | 0 | 0 | 0 | 0 | 0 | 0 | 0 | 0 | 0 | 0 | 0 | 0 | 0 | 0 | 0 | 0 | 0 | 0 | 0 | 0 | 0 | 0 | 0 | 0 | 0 | 0 | 0 | 0 | 0 | 0 | 0 | 0 | 0 | 0 | 0 | 0 | 0 | 0 | 0 | 0 | 0 | 0 | 0 | 0 | 0 | 0 | 0 | 0 | 0 | 0 | 0 | 0 | 0 | 0 | 0 | 0 | 0 | 0 | 0 | 0 | 0 | 0 | 0 | 0 | 0 | 0 | 0 | 0 | 0 | 0 | 0 | 0 | 0 | 0 | 0 | 0 | 0 | 0 | 0 | 0 | 0 | 0 | 0 | 0 | 0 | 0 | 0 | 0 | 0
Ach | Hospitals | Space Heating | Forced air furnace | TRC | Existing | NE3172 | Ceiling Insulation(R2 to R38) | Ceiling Insulation(R2 to R38) | NonEquip | 20 |  | 0% | Prescriptive_hvac_existing | 6.373% | 0 | 0 | 0 | 0 | 0 | 0 | 0 | 0 | 0 | 0 | 0 | 0 | 0 | 0 | 0 | 0 | 0 | 0 | 0 | 0 | 0 | 0 | 0 | 0 | 0 | 0 | 0 | 0 | 0 | 0 | 0 | 0 | 0 | 0 | 0 | 0 | 0 | 0 | 0 | 0 | 0 | 0 | 0 | 0 | 0 | 0 | 0 | 0 | 0 | 0 | 0 | 0 | 0 | 0 | 0 | 0 | 0 | 0 | 0 | 0 | 0 | 0 | 0 | 0 | 0 | 0 | 0 | 0 | 0 | 0 | 0 | 0 | 0 | 0 | 0 | 0 | 0 | 0 | 0 | 0 | 0 | 0 | 0 | 0 | 0 | 0 | 0 | 0 | 0 | 0 | 0 | 0 | 0 | 0 | 0 | 0 | 0 | 0 | 0 | 0 | 0 | 0 | 0 | 0 | 0
Ach | Hospitals | Miscellaneous | Elevators/Escalators | TRC | New | NN4537 | VSD Controlled Compressor | VSD Controlled Compressor | NonEquip | 15 | Others | 0% | Prescriptive_ECM | 20.79% | 0 | 0 | 0 | 0 | 0 | 0 | 0 | 0 | 0 | 0 | 0 | 0 | 0 | 0 | 0 | 0 | 0 | 0 | 0 | 0 | 0 | 0 | 0 | 0 | 0 | 0 | 0 | 0 | 0 | 0 | 0 | 0 | 0 | 0 | 0 | 0 | 0 | 0 | 0 | 0 | 0 | 0 | 0 | 0 | 0 | 0 | 0 | 0 | 0 | 0 | 0 | 0 | 0 | 0 | 0 | 0 | 0 | 0 | 0 | 0 | 0 | 0 | 0 | 0 | 0 | 0 | 0 | 0 | 0 | 0 | 0 | 0 | 0 | 0 | 0 | 0 | 0 | 0 | 0 | 0 | 0 | 0 | 0 | 0 | 0 | 0 | 0 | 0 | 0 | 0 | 0 | 0 | 0 | 0 | 0 | 0 | 0 | 0 | 0 | 0 | 0 | 0 | 0 | 0 | 0
Ach | Hospitals | Miscellaneous | Elevators/Escalators | TRC | Existing | NE4524 | VSD Controlled Compressor | VSD Controlled Compressor | NonEquip | 15 | Others | 0% | Prescriptive_ECM_existing | 20.79% | 0 | 0 | 0 | 0 | 0 | 0 | 0 | 0 | 0 | 0 | 0 | 0 | 0 | 0 | 0 | 0 | 0 | 0 | 0 | 0 | 0 | 0 | 0 | 0 | 0 | 0 | 0 | 0 | 0 | 0 | 0 | 0 | 0 | 0 | 0 | 0 | 0 | 0 | 0 | 0 | 0 | 0 | 0 | 0 | 0 | 0 | 0 | 0 | 0 | 0 | 0 | 0 | 0 | 0 | 0 | 0 | 0 | 0 | 0 | 0 | 0 | 0 | 0 | 0 | 0 | 0 | 0 | 0 | 0 | 0 | 0 | 0 | 0 | 0 | 0 | 0 | 0 | 0 | 0 | 0 | 0 | 0 | 0 | 0 | 0 | 0 | 0 | 0 | 0 | 0 | 0 | 0 | 0 | 0 | 0 | 0 | 0 | 0 | 0 | 0 | 0 | 0 | 0 | 0 | 0
Ach | Hospitals | Space Cooling | District chilled water piped | TRC | New | NN3211 | Ceiling Insulation(R2 to R38) | Ceiling Insulation(R2 to R38) | NonEquip | 20 |  | 0% | Prescriptive_hvac | 1.61% | 0 | 0 | 0 | 0 | 0 | 0 | 0 | 0 | 0 | 0 | 0 | 0 | 0 | 0 | 0 | 0 | 0 | 0 | 0 | 0 | 0 | 0 | 0 | 0 | 0 | 0 | 0 | 0 | 0 | 0 | 0 | 0 | 0 | 0 | 0 | 0 | 0 | 0 | 0 | 0 | 0 | 0 | 0 | 0 | 0 | 0 | 0 | 0 | 0 | 0 | 0 | 0 | 0 | 0 | 0 | 0 | 0 | 0 | 0 | 0 | 0 | 0 | 0 | 0 | 0 | 0 | 0 | 0 | 0 | 0 | 0 | 0 | 0 | 0 | 0 | 0 | 0 | 0 | 0 | 0 | 0 | 0 | 0 | 0 | 0 | 0 | 0 | 0 | 0 | 0 | 0 | 0 | 0 | 0 | 0 | 0 | 0 | 0 | 0 | 0 | 0 | 0 | 0 | 0 | 0
Ach | Hospitals | Space Cooling | District chilled water piped | TRC | Existing | NE4212 | Wall Insulation | Wall Insulation | NonEquip | 20 |  | 0% | Prescriptive_hvac_existing | 8.139% | 0 | 0 | 0 | 0 | 0 | 0 | 0 | 0 | 0 | 0 | 0 | 0 | 0 | 0 | 0 | 0 | 0 | 0 | 0 | 0 | 0 | 0 | 0 | 0 | 0 | 0 | 0 | 0 | 0 | 0 | 0 | 0 | 0 | 0 | 0 | 0 | 0 | 0 | 0 | 0 | 0 | 0 | 0 | 0 | 0 | 0 | 0 | 0 | 0 | 0 | 0 | 0 | 0 | 0 | 0 | 0 | 0 | 0 | 0 | 0 | 0 | 0 | 0 | 0 | 0 | 0 | 0 | 0 | 0 | 0 | 0 | 0 | 0 | 0 | 0 | 0 | 0 | 0 | 0 | 0 | 0 | 0 | 0 | 0 | 0 | 0 | 0 | 0 | 0 | 0 | 0 | 0 | 0 | 0 | 0 | 0 | 0 | 0 | 0 | 0 | 0 | 0 | 0 | 0 | 0
Ach | Hospitals | Space Cooling | District chilled water piped | TRC | Existing | NE3198 | Ceiling Insulation(R2 to R38) | Ceiling Insulation(R2 to R38) | NonEquip | 20 |  | 0% | Prescriptive_hvac_existing | 1.61% | 0 | 0 | 0 | 0 | 0 | 0 | 0 | 0 | 0 | 0 | 0 | 0 | 0 | 0 | 0 | 0 | 0 | 0 | 0 | 0 | 0 | 0 | 0 | 0 | 0 | 0 | 0 | 0 | 0 | 0 | 0 | 0 | 0 | 0 | 0 | 0 | 0 | 0 | 0 | 0 | 0 | 0 | 0 | 0 | 0 | 0 | 0 | 0 | 0 | 0 | 0 | 0 | 0 | 0 | 0 | 0 | 0 | 0 | 0 | 0 | 0 | 0 | 0 | 0 | 0 | 0 | 0 | 0 | 0 | 0 | 0 | 0 | 0 | 0 | 0 | 0 | 0 | 0 | 0 | 0 | 0 | 0 | 0 | 0 | 0 | 0 | 0 | 0 | 0 | 0 | 0 | 0 | 0 | 0 | 0 | 0 | 0 | 0 | 0 | 0 | 0 | 0 | 0 | 0 | 0
Ach | Hospitals | Space Cooling | District chilled water piped | TRC | Turnover | ET942 | High Efficiency Chiller (Air Cooled, 50 tons) | High Efficiency Chiller (Air Cooled, 50 tons) | Equip | 20 | District chilled water piped | 31.91% | Prescriptive_chiller | 8.759% | 58.7665 | 87.2319 | 140.8566 | 226.4469 | 360.2398 | 564.3546 | 861.7405 | 1263.0245 | 1737.8531 | 2171.2978 | 58.7665 | 145.9983 | 286.855 | 513.3019 | 873.5417 | 1437.8963 | 2299.6368 | 3562.6613 | 5300.5144 | 7471.8122 | 0.013628 | 0.033858 | 0.066523 | 0.11904 | 0.20258 | 0.33345 | 0.53329 | 0.8262 | 1.2292 | 1.7327 | 0.0031435 | 0.0078098 | 0.015344 | 0.027458 | 0.046728 | 0.076916 | 0.12301 | 0.19057 | 0.28354 | 0.39968 | 2.5898 | 3.9596 | 6.5856 | 10.9049 | 17.8683 | 28.8324 | 45.3464 | 68.4566 | 97.0183 | 124.8525 | 186.5588 | 1.2094 | 1.849 | 3.0753 | 5.0923 | 8.344 | 13.464 | 21.1756 | 31.9675 | 45.3051 | 58.303 | 87.1182 | 12.3416 | 18.8692 | 31.3829 | 51.966 | 85.1494 | 137.3977 | 216.0931 | 326.2221 | 462.3299 | 594.9706 | 889.0251 | -55.0114 | -84.1077 | -139.8863 | -231.6336 | -379.5457 | -612.4372 | -963.215 | -1454.1049 | -2060.7925 | -2652.0262 | -3962.7466 | 67.353 | 102.9769 | 171.2692 | 283.5996 | 464.6951 | 749.8349 | 1179.3082 | 1780.327 | 2523.1224 | 3246.9968 | 4851.7717 | 6.966 | 17.8254 | 36.0737 | 66.4873 | 116.5432 | 197.5914 | 325.4895 | 519.3851 | 795.9214 | 1155.6207
Ach | Hospitals | Space Cooling | District chilled water piped | TRC | Turnover | ET1020 | High Efficiency Chiller (Water cooled-centrifugal, 200 tons) | High Efficiency Chiller (Water cooled-centrifugal, 200 tons) | Equip | 20 | District chilled water piped | 31.91% | Prescriptive_chiller | 4.362% | 30.7907 | 45.6881 | 73.7306 | 118.4203 | 188.109 | 294.0299 | 447.4958 | 652.9689 | 893.7232 | 1111.2672 | 30.7907 | 76.4788 | 150.2094 | 268.6297 | 456.7387 | 750.7686 | 1198.2644 | 1851.2333 | 2744.9565 | 3856.2237 | 0.0098775 | 0.024534 | 0.048186 | 0.086175 | 0.14652 | 0.24084 | 0.3844 | 0.59386 | 0.88057 | 1.2371 | 9.7244e-05 | 0.00024154 | 0.00047439 | 0.00084839 | 0.0014425 | 0.0023711 | 0.0037844 | 0.0058466 | 0.0086692 | 0.012179 | 1.3569 | 2.0739 | 3.4472 | 5.7027 | 9.3304 | 15.0217 | 23.5481 | 35.3913 | 49.8935 | 63.8993 | 96.3831 | 1.6789 | 2.5659 | 4.2651 | 7.0557 | 11.5442 | 18.5858 | 29.1351 | 43.7882 | 61.7312 | 79.06 | 119.2509 | 6.2533 | 9.5571 | 15.8858 | 26.28 | 42.9978 | 69.2253 | 108.5175 | 163.0949 | 229.926 | 294.4698 | 444.1662 | -29.2657 | -44.7281 | -74.3466 | -122.9921 | -201.2324 | -323.9791 | -507.869 | -763.295 | -1076.0691 | -1378.1385 | -2078.7276 | 35.5189 | 54.2852 | 90.2324 | 149.2721 | 244.2301 | 393.2044 | 616.3864 | 926.3899 | 1305.9951 | 1672.6084 | 2522.8938 | 3.6701 | 9.3894 | 18.9947 | 34.9886 | 61.2743 | 103.7418 | 170.5444 | 271.3834 | 414.4716 | 599.7341
Ach | Hospitals | Space Cooling | District chilled water piped | TRC | New | EN968 | High Efficiency Chiller (Air Cooled, 50 tons) | High Efficiency Chiller (Air Cooled, 50 tons) | Equip | 20 | District chilled water piped | 31.91% | Prescriptive_chiller | 8.759% | 10.5544 | 15.4292 | 24.694 | 39.3463 | 62.0305 | 93.3334 | 137.2429 | 194.1202 | 258.2138 | 312.3377 | 10.5544 | 25.9836 | 50.6776 | 90.0239 | 152.0544 | 245.3878 | 382.6307 | 576.7509 | 834.9646 | 1147.3023 | 0.0024476 | 0.0060257 | 0.011752 | 0.020877 | 0.035262 | 0.056906 | 0.088734 | 0.13375 | 0.19363 | 0.26606 | 0.00056458 | 0.0013899 | 0.0027109 | 0.0048156 | 0.0081337 | 0.013126 | 0.020468 | 0.030852 | 0.044664 | 0.061372 | 0.46513 | 0.70037 | 1.1545 | 1.8948 | 3.0768 | 4.7683 | 7.222 | 10.5214 | 14.4152 | 17.9598 | 28.9124 | 0.2172 | 0.32705 | 0.53914 | 0.88481 | 1.4368 | 2.2267 | 3.3725 | 4.9132 | 6.7315 | 8.3868 | 13.5014 | 2.2165 | 3.3375 | 5.5018 | 9.0293 | 14.6621 | 22.7229 | 34.4155 | 50.1386 | 68.6939 | 85.5856 | 137.7787 | -9.88 | -14.8766 | -24.5239 | -40.2475 | -65.3549 | -101.2853 | -153.404 | -223.4882 | -306.1968 | -381.4897 | -614.1358 | 12.0965 | 18.2142 | 30.0258 | 49.2768 | 80.0169 | 124.0083 | 187.8195 | 273.6268 | 374.8907 | 467.0753 | 751.9146 | 1.2511 | 3.1724 | 6.373 | 11.6607 | 20.2863 | 33.7205 | 54.1574 | 84.082 | 125.3777 | 177.4464
Ach | Hospitals | Space Cooling | District chilled water piped | TRC | New | EN1046 | High Efficiency Chiller (Water cooled-centrifugal, 200 tons) | High Efficiency Chiller (Water cooled-centrifugal, 200 tons) | Equip | 20 | District chilled water piped | 31.91% | Prescriptive_chiller | 4.362% | 5.53 | 8.0811 | 12.9259 | 20.5761 | 32.3909 | 48.6269 | 71.2693 | 100.3579 | 132.7912 | 159.854 | 5.53 | 13.6111 | 26.537 | 47.1131 | 79.5041 | 128.131 | 199.4002 | 299.7581 | 432.5493 | 592.4033 | 0.001774 | 0.0043664 | 0.0085129 | 0.015114 | 0.025504 | 0.041104 | 0.063966 | 0.096161 | 0.13876 | 0.19004 | 1.7465e-05 | 4.2987e-05 | 8.381e-05 | 0.00014879 | 0.00025109 | 0.00040467 | 0.00062975 | 0.0009467 | 0.0013661 | 0.0018709 | 0.2437 | 0.36682 | 0.60434 | 0.99087 | 1.6066 | 2.4843 | 3.7503 | 5.4394 | 7.4133 | 9.1918 | 14.9449 | 0.30153 | 0.45385 | 0.74772 | 1.226 | 1.9878 | 3.0737 | 4.6401 | 6.73 | 9.1721 | 11.3727 | 18.4907 | 1.1231 | 1.6904 | 2.785 | 4.5663 | 7.4039 | 11.4485 | 17.2828 | 25.0668 | 34.1629 | 42.359 | 68.8709 | -5.2561 | -7.9113 | -13.034 | -21.3705 | -34.6507 | -53.5799 | -80.8844 | -117.3144 | -159.8846 | -198.243 | -322.3207 | 6.3791 | 9.6018 | 15.8189 | 25.9368 | 42.0546 | 65.0284 | 98.1672 | 142.3812 | 194.0474 | 240.602 | 391.1916 | 0.65915 | 1.6711 | 3.3557 | 6.1364 | 10.666 | 17.7052 | 28.3799 | 43.9433 | 65.3123 | 92.1327
Ach | Hospitals | Refrigeration | Display cases | TRC | New | NN4823 | PSC to ECM Evaporator Fan Motor (Reach-In) | PSC to ECM Evaporator Fan Motor (Reach-In) | NonEquip | 15 | Display cases | 68.68% | Prescriptive_ECM | 37.5% | 1.5727 | 2.3073 | 3.6927 | 5.8637 | 9.1637 | 13.5588 | 19.3426 | 26.0179 | 31.9568 | 34.2954 | 1.5727 | 3.8801 | 7.5728 | 13.4365 | 22.6002 | 36.159 | 55.5016 | 81.5195 | 113.4763 | 147.7717 | 0.00020391 | 0.00050307 | 0.00098185 | 0.0017421 | 0.0029302 | 0.0046882 | 0.0071961 | 0.010569 | 0.014713 | 0.019159 | 0.0001708 | 0.00042138 | 0.00082242 | 0.0014592 | 0.0024544 | 0.003927 | 0.0060276 | 0.0088532 | 0.012324 | 0.016048 | 0.034985 | 0.052866 | 0.087147 | 0.14253 | 0.22943 | 0.34965 | 0.51377 | 0.71181 | 0.90052 | 0.99541 | 1.9072 | 0.18496 | 0.27948 | 0.46072 | 0.75352 | 1.2129 | 1.8485 | 2.7161 | 3.7631 | 4.7607 | 5.2624 | 10.0827 | 0.048644 | 0.073506 | 0.12117 | 0.19818 | 0.31901 | 0.48617 | 0.71436 | 0.98972 | 1.2521 | 1.384 | 2.6518 | -1.4362 | -2.1703 | -3.5776 | -5.8513 | -9.4186 | -14.3541 | -21.0915 | -29.2213 | -36.9683 | -40.8638 | -78.2948 | 1.4849 | 2.2438 | 3.6988 | 6.0495 | 9.7376 | 14.8403 | 21.8058 | 30.2111 | 38.2204 | 42.2478 | 80.9466 | 0.18496 | 0.46999 | 0.94481 | 1.7267 | 2.9914 | 4.9296 | 7.7937 | 11.7906 | 16.905 | 22.6745
Ach | Hospitals | Refrigeration | Display cases | TRC | Existing | NE4810 | PSC to ECM Evaporator Fan Motor (Reach-In) | PSC to ECM Evaporator Fan Motor (Reach-In) | NonEquip | 15 | Display cases | 17.17% | Prescriptive_ECM_existing | 37.5% | 2.6891 | 2.703 | 2.7088 | 2.7191 | 2.7275 | 2.7365 | 2.745 | 2.7522 | 2.7601 | 2.7689 | 2.6891 | 5.3921 | 8.1009 | 10.82 | 13.5475 | 16.284 | 19.029 | 21.7812 | 24.5413 | 27.3101 | 0.00034866 | 0.00069912 | 0.0010503 | 0.0014029 | 0.0017565 | 0.0021113 | 0.0024672 | 0.002824 | 0.0031819 | 0.0035409 | 0.00029205 | 0.0005856 | 0.00087978 | 0.0011751 | 0.0014713 | 0.0017685 | 0.0020666 | 0.0023655 | 0.0026652 | 0.0029659 | 0.05982 | 0.061932 | 0.063927 | 0.066094 | 0.068287 | 0.070569 | 0.072912 | 0.075297 | 0.077776 | 0.080365 | 0.41279 | 0.31625 | 0.32741 | 0.33796 | 0.34942 | 0.36101 | 0.37307 | 0.38546 | 0.39807 | 0.41118 | 0.42486 | 2.1823 | 0.083175 | 0.086111 | 0.088885 | 0.091899 | 0.094948 | 0.09812 | 0.10138 | 0.10469 | 0.10814 | 0.11174 | 0.57396 | -2.4557 | -2.5424 | -2.6243 | -2.7133 | -2.8033 | -2.897 | -2.9932 | -3.0911 | -3.1929 | -3.2992 | -16.946 | 2.5389 | 2.6286 | 2.7132 | 2.8052 | 2.8983 | 2.9951 | 3.0946 | 3.1958 | 3.301 | 3.4109 | 17.52 | 0.31625 | 0.65315 | 1.0107 | 1.3904 | 1.7932 | 2.22 | 2.6721 | 3.1503 | 3.656 | 4.1906
Ach | Hospitals | Cooking | Cooking Other | TRC | Turnover | ET6 | Efficient Exhaust Hood | Efficient Exhaust Hood | Equip | 15 | Cooking Other | 11.82% | Prescriptive_cooking | 42.5% | 13.6236 | 20.5958 | 33.6707 | 54.9763 | 88.8273 | 141.8122 | 221.5894 | 334.4115 | 478.2594 | 629.5253 | 13.6236 | 34.2194 | 67.8901 | 122.8665 | 211.6937 | 353.5059 | 575.0953 | 909.5068 | 1387.7662 | 2017.2915 | 0.0029784 | 0.007481 | 0.014842 | 0.026861 | 0.04628 | 0.077283 | 0.12573 | 0.19884 | 0.30339 | 0.44102 | 0.001169 | 0.0029363 | 0.0058255 | 0.010543 | 0.018165 | 0.030334 | 0.049348 | 0.078043 | 0.11908 | 0.1731 | 0.30306 | 0.4719 | 0.79462 | 1.3363 | 2.224 | 3.6571 | 5.8858 | 9.149 | 13.477 | 18.2717 | 25.2126 | 0.17458 | 0.27185 | 0.45776 | 0.76984 | 1.2812 | 2.1067 | 3.3907 | 5.2705 | 7.7638 | 10.5259 | 14.5244 | 2.3813 | 3.7079 | 6.2437 | 10.5003 | 17.4747 | 28.7352 | 46.2474 | 71.888 | 105.8951 | 143.5697 | 198.1077 | -10.5524 | -16.4315 | -27.6686 | -46.5316 | -77.4383 | -127.3387 | -204.943 | -318.5683 | -469.2692 | -636.2224 | -877.9046 | 12.9337 | 20.1394 | 33.9123 | 57.0319 | 94.913 | 156.0739 | 251.1903 | 390.4563 | 575.1644 | 779.7921 | 1076.0123 | 1.6095 | 4.1639 | 8.5089 | 15.8612 | 28.1481 | 48.4144 | 81.125 | 132.1473 | 207.6853 | 310.9535
Ach | Hospitals | Cooking | Cooking Other | TRC | New | EN32 | Efficient Exhaust Hood | Efficient Exhaust Hood | Equip | 15 | Cooking Other | 11.82% | Prescriptive_cooking | 42.5% | 1.4681 | 2.1857 | 3.5418 | 5.7314 | 9.1772 | 14.0718 | 21.1745 | 30.8384 | 42.6365 | 54.3337 | 1.4681 | 3.6538 | 7.1956 | 12.927 | 22.1042 | 36.176 | 57.3506 | 88.1889 | 130.8254 | 185.1591 | 0.00032095 | 0.00079879 | 0.0015731 | 0.0028261 | 0.0048324 | 0.0079088 | 0.012538 | 0.01928 | 0.028601 | 0.040479 | 0.00012597 | 0.00031352 | 0.00061743 | 0.0011092 | 0.0018967 | 0.0031042 | 0.0049211 | 0.0075673 | 0.011226 | 0.015888 | 0.032657 | 0.05008 | 0.083584 | 0.13932 | 0.22977 | 0.36288 | 0.56243 | 0.84369 | 1.2015 | 1.577 | 2.3348 | 0.018813 | 0.02885 | 0.048151 | 0.080258 | 0.13236 | 0.20905 | 0.324 | 0.48603 | 0.69213 | 0.90848 | 1.345 | 0.2566 | 0.39351 | 0.65676 | 1.0947 | 1.8054 | 2.8514 | 4.4193 | 6.6293 | 9.4405 | 12.3914 | 18.3455 | -1.1371 | -1.7438 | -2.9104 | -4.8511 | -8.0006 | -12.6356 | -19.5838 | -29.3774 | -41.835 | -54.9117 | -81.2971 | 1.3937 | 2.1373 | 3.5672 | 5.9457 | 9.806 | 15.487 | 24.0031 | 36.0066 | 51.2755 | 67.3031 | 99.6426 | 0.17344 | 0.44461 | 0.90184 | 1.6688 | 2.9391 | 4.9545 | 8.0901 | 12.8135 | 19.5786 | 28.5412
Ach | Hospitals | Space Cooling | Central chillers inside | TRC | New | NN3211 | Ceiling Insulation(R2 to R38) | Ceiling Insulation(R2 to R38) | NonEquip | 20 |  | 0% | Prescriptive_hvac | 1.61% | 0 | 0 | 0 | 0 | 0 | 0 | 0 | 0 | 0 | 0 | 0 | 0 | 0 | 0 | 0 | 0 | 0 | 0 | 0 | 0 | 0 | 0 | 0 | 0 | 0 | 0 | 0 | 0 | 0 | 0 | 0 | 0 | 0 | 0 | 0 | 0 | 0 | 0 | 0 | 0 | 0 | 0 | 0 | 0 | 0 | 0 | 0 | 0 | 0 | 0 | 0 | 0 | 0 | 0 | 0 | 0 | 0 | 0 | 0 | 0 | 0 | 0 | 0 | 0 | 0 | 0 | 0 | 0 | 0 | 0 | 0 | 0 | 0 | 0 | 0 | 0 | 0 | 0 | 0 | 0 | 0 | 0 | 0 | 0 | 0 | 0 | 0 | 0 | 0 | 0 | 0 | 0 | 0 | 0 | 0 | 0 | 0 | 0 | 0 | 0 | 0 | 0 | 0 | 0 | 0
Ach | Hospitals | Space Cooling | Central chillers inside | TRC | Existing | NE4212 | Wall Insulation | Wall Insulation | NonEquip | 20 |  | 0% | Prescriptive_hvac_existing | 8.139% | 0 | 0 | 0 | 0 | 0 | 0 | 0 | 0 | 0 | 0 | 0 | 0 | 0 | 0 | 0 | 0 | 0 | 0 | 0 | 0 | 0 | 0 | 0 | 0 | 0 | 0 | 0 | 0 | 0 | 0 | 0 | 0 | 0 | 0 | 0 | 0 | 0 | 0 | 0 | 0 | 0 | 0 | 0 | 0 | 0 | 0 | 0 | 0 | 0 | 0 | 0 | 0 | 0 | 0 | 0 | 0 | 0 | 0 | 0 | 0 | 0 | 0 | 0 | 0 | 0 | 0 | 0 | 0 | 0 | 0 | 0 | 0 | 0 | 0 | 0 | 0 | 0 | 0 | 0 | 0 | 0 | 0 | 0 | 0 | 0 | 0 | 0 | 0 | 0 | 0 | 0 | 0 | 0 | 0 | 0 | 0 | 0 | 0 | 0 | 0 | 0 | 0 | 0 | 0 | 0
Ach | Hospitals | Space Cooling | Central chillers inside | TRC | Existing | NE3198 | Ceiling Insulation(R2 to R38) | Ceiling Insulation(R2 to R38) | NonEquip | 20 |  | 0% | Prescriptive_hvac_existing | 1.61% | 0 | 0 | 0 | 0 | 0 | 0 | 0 | 0 | 0 | 0 | 0 | 0 | 0 | 0 | 0 | 0 | 0 | 0 | 0 | 0 | 0 | 0 | 0 | 0 | 0 | 0 | 0 | 0 | 0 | 0 | 0 | 0 | 0 | 0 | 0 | 0 | 0 | 0 | 0 | 0 | 0 | 0 | 0 | 0 | 0 | 0 | 0 | 0 | 0 | 0 | 0 | 0 | 0 | 0 | 0 | 0 | 0 | 0 | 0 | 0 | 0 | 0 | 0 | 0 | 0 | 0 | 0 | 0 | 0 | 0 | 0 | 0 | 0 | 0 | 0 | 0 | 0 | 0 | 0 | 0 | 0 | 0 | 0 | 0 | 0 | 0 | 0 | 0 | 0 | 0 | 0 | 0 | 0 | 0 | 0 | 0 | 0 | 0 | 0 | 0 | 0 | 0 | 0 | 0 | 0
Ach | Hospitals | Space Cooling | Central chillers inside | TRC | Turnover | ET981 | High Efficiency Chiller (Water cooled-centrifugal, 200 tons) | High Efficiency Chiller (Water cooled-centrifugal, 200 tons) | Equip | 20 | Central chillers inside | 31.91% | Prescriptive_chiller | 4.362% | 15.2256 | 22.5923 | 36.4589 | 58.5575 | 93.0177 | 145.3944 | 221.2816 | 322.8856 | 441.9359 | 549.5089 | 15.2256 | 37.8179 | 74.2768 | 132.8343 | 225.8521 | 371.2465 | 592.528 | 915.4137 | 1357.3495 | 1906.8584 | 0.0048843 | 0.012132 | 0.023828 | 0.042612 | 0.072452 | 0.11909 | 0.19008 | 0.29366 | 0.43543 | 0.61171 | 4.8086e-05 | 0.00011944 | 0.00023458 | 0.00041952 | 0.00071329 | 0.0011725 | 0.0018713 | 0.0028911 | 0.0042868 | 0.0060223 | 0.67099 | 1.0255 | 1.7046 | 2.8199 | 4.6138 | 7.4281 | 11.6442 | 17.5006 | 24.6717 | 31.5975 | 47.6604 | 0.83019 | 1.2688 | 2.109 | 3.489 | 5.7085 | 9.1905 | 14.407 | 21.6527 | 30.5253 | 39.0943 | 58.9682 | 3.0922 | 4.7259 | 7.8553 | 12.9952 | 21.2619 | 34.2311 | 53.6606 | 80.6486 | 113.6958 | 145.612 | 219.6351 | -14.4715 | -22.1175 | -36.7636 | -60.8182 | -99.5071 | -160.204 | -251.1354 | -377.4406 | -532.1039 | -681.4737 | -1027.907 | 17.5637 | 26.8434 | 44.6189 | 73.8134 | 120.769 | 194.4351 | 304.796 | 458.0892 | 645.7996 | 827.0857 | 1247.5421 | 1.8148 | 4.643 | 9.3927 | 17.3015 | 30.2994 | 51.2991 | 84.3323 | 134.196 | 204.9514 | 296.5616
Ach | Hospitals | Space Cooling | Central chillers inside | TRC | Turnover | ET903 | High Efficiency Chiller (Air Cooled, 50 tons) | High Efficiency Chiller (Air Cooled, 50 tons) | Equip | 20 | Central chillers inside | 31.91% | Prescriptive_chiller | 8.759% | 29.0593 | 43.1352 | 69.652 | 111.9754 | 178.1345 | 279.0669 | 426.1208 | 624.5511 | 859.3485 | 1073.6819 | 29.0593 | 72.1945 | 141.8465 | 253.8219 | 431.9564 | 711.0233 | 1137.1441 | 1761.6952 | 2621.0436 | 3694.7255 | 0.006739 | 0.016742 | 0.032895 | 0.058862 | 0.10017 | 0.16489 | 0.26371 | 0.40854 | 0.60783 | 0.85682 | 0.0015544 | 0.0038618 | 0.0075877 | 0.013577 | 0.023106 | 0.038034 | 0.060828 | 0.094237 | 0.14021 | 0.19764 | 1.2806 | 1.958 | 3.2565 | 5.3923 | 8.8357 | 14.2573 | 22.4233 | 33.851 | 47.9744 | 61.7381 | 92.2512 | 0.59803 | 0.91433 | 1.5207 | 2.5181 | 4.126 | 6.6578 | 10.4711 | 15.8076 | 22.4028 | 28.8301 | 43.079 | 6.1028 | 9.3306 | 15.5185 | 25.6966 | 42.1054 | 67.9416 | 106.8556 | 161.3131 | 228.6168 | 294.2062 | 439.6127 | -27.2025 | -41.5903 | -69.1722 | -114.5401 | -187.681 | -302.8432 | -476.2988 | -719.0382 | -1019.0383 | -1311.3966 | -1959.5328 | 33.3053 | 50.9209 | 84.6906 | 140.2367 | 229.7864 | 370.7848 | 583.1544 | 880.3513 | 1247.6551 | 1605.6027 | 2399.1455 | 3.4446 | 8.8145 | 17.838 | 32.8772 | 57.6293 | 97.7067 | 160.9508 | 256.83 | 393.574 | 571.4412
Ach | Hospitals | Space Cooling | Central chillers inside | TRC | New | EN929 | High Efficiency Chiller (Air Cooled, 50 tons) | High Efficiency Chiller (Air Cooled, 50 tons) | Equip | 20 | Central chillers inside | 31.91% | Prescriptive_chiller | 8.759% | 5.219 | 7.6296 | 12.2109 | 19.4563 | 30.6734 | 46.1523 | 67.865 | 95.9902 | 127.6837 | 154.4474 | 5.219 | 12.8486 | 25.0595 | 44.5158 | 75.1892 | 121.3415 | 189.2065 | 285.1967 | 412.8804 | 567.3279 | 0.0012103 | 0.0029796 | 0.0058114 | 0.010323 | 0.017437 | 0.02814 | 0.043878 | 0.066138 | 0.095749 | 0.13157 | 0.00027918 | 0.0006873 | 0.0013405 | 0.0023812 | 0.004022 | 0.0064908 | 0.010121 | 0.015256 | 0.022086 | 0.030348 | 0.23 | 0.34632 | 0.57091 | 0.93695 | 1.5214 | 2.3579 | 3.5712 | 5.2027 | 7.1281 | 8.8809 | 14.2968 | 0.10741 | 0.16172 | 0.2666 | 0.43753 | 0.71047 | 1.1011 | 1.6677 | 2.4295 | 3.3287 | 4.1472 | 6.6763 | 1.096 | 1.6504 | 2.7206 | 4.4649 | 7.2502 | 11.2362 | 17.0181 | 24.793 | 33.9684 | 42.3211 | 68.13 | -4.8855 | -7.3563 | -12.1268 | -19.9019 | -32.3172 | -50.0844 | -75.8565 | -110.5124 | -151.4108 | -188.6423 | -303.6831 | 5.9816 | 9.0067 | 14.8474 | 24.3668 | 39.5675 | 61.3207 | 92.8746 | 135.3053 | 185.3791 | 230.9634 | 371.8131 | 0.61865 | 1.5687 | 3.1514 | 5.7661 | 10.0313 | 16.6744 | 26.7802 | 41.5776 | 61.9978 | 87.7452
Ach | Hospitals | Space Cooling | Central chillers inside | TRC | New | EN1007 | High Efficiency Chiller (Water cooled-centrifugal, 200 tons) | High Efficiency Chiller (Water cooled-centrifugal, 200 tons) | Equip | 20 | Central chillers inside | 31.91% | Prescriptive_chiller | 4.362% | 2.7345 | 3.996 | 6.3917 | 10.1746 | 16.0169 | 24.0454 | 35.2418 | 49.6258 | 65.6637 | 79.046 | 2.7345 | 6.7305 | 13.1223 | 23.2969 | 39.3139 | 63.3593 | 98.6011 | 148.2269 | 213.8907 | 292.9367 | 0.00087721 | 0.0021591 | 0.0042095 | 0.0074735 | 0.012612 | 0.020325 | 0.031631 | 0.04755 | 0.068615 | 0.093972 | 8.6362e-06 | 2.1257e-05 | 4.1443e-05 | 7.3577e-05 | 0.00012416 | 0.0002001 | 0.0003114 | 0.00046813 | 0.00067551 | 0.00092516 | 0.12051 | 0.18139 | 0.29884 | 0.48998 | 0.79446 | 1.2285 | 1.8545 | 2.6897 | 3.6658 | 4.5452 | 7.3901 | 0.1491 | 0.22442 | 0.36974 | 0.60623 | 0.98295 | 1.5199 | 2.2945 | 3.3279 | 4.5355 | 5.6237 | 9.1434 | 0.55535 | 0.8359 | 1.3771 | 2.258 | 3.6611 | 5.6612 | 8.5461 | 12.3953 | 16.8932 | 20.946 | 34.0559 | -2.5991 | -3.9121 | -6.4451 | -10.5675 | -17.1344 | -26.4947 | -39.9964 | -58.0106 | -79.0611 | -98.0289 | -159.3839 | 3.1544 | 4.748 | 7.8223 | 12.8254 | 20.7955 | 32.1558 | 48.5426 | 70.4059 | 95.9542 | 118.9749 | 193.4398 | 0.32594 | 0.82632 | 1.6594 | 3.0344 | 5.2742 | 8.755 | 14.0335 | 21.7295 | 32.2962 | 45.5586
Ach | Hospitals | Space Heating | Boilers | TRC | New | NN3185 | Ceiling Insulation(R2 to R38) | Ceiling Insulation(R2 to R38) | NonEquip | 20 |  | 0% | Prescriptive_hvac | 5.776% | 0 | 0 | 0 | 0 | 0 | 0 | 0 | 0 | 0 | 0 | 0 | 0 | 0 | 0 | 0 | 0 | 0 | 0 | 0 | 0 | 0 | 0 | 0 | 0 | 0 | 0 | 0 | 0 | 0 | 0 | 0 | 0 | 0 | 0 | 0 | 0 | 0 | 0 | 0 | 0 | 0 | 0 | 0 | 0 | 0 | 0 | 0 | 0 | 0 | 0 | 0 | 0 | 0 | 0 | 0 | 0 | 0 | 0 | 0 | 0 | 0 | 0 | 0 | 0 | 0 | 0 | 0 | 0 | 0 | 0 | 0 | 0 | 0 | 0 | 0 | 0 | 0 | 0 | 0 | 0 | 0 | 0 | 0 | 0 | 0 | 0 | 0 | 0 | 0 | 0 | 0 | 0 | 0 | 0 | 0 | 0 | 0 | 0 | 0 | 0 | 0 | 0 | 0 | 0 | 0
Ach | Hospitals | Space Heating | Boilers | TRC | Existing | NE4238 | Wall Insulation | Wall Insulation | NonEquip | 20 |  | 0% | Prescriptive_hvac_existing | 4.706% | 0 | 0 | 0 | 0 | 0 | 0 | 0 | 0 | 0 | 0 | 0 | 0 | 0 | 0 | 0 | 0 | 0 | 0 | 0 | 0 | 0 | 0 | 0 | 0 | 0 | 0 | 0 | 0 | 0 | 0 | 0 | 0 | 0 | 0 | 0 | 0 | 0 | 0 | 0 | 0 | 0 | 0 | 0 | 0 | 0 | 0 | 0 | 0 | 0 | 0 | 0 | 0 | 0 | 0 | 0 | 0 | 0 | 0 | 0 | 0 | 0 | 0 | 0 | 0 | 0 | 0 | 0 | 0 | 0 | 0 | 0 | 0 | 0 | 0 | 0 | 0 | 0 | 0 | 0 | 0 | 0 | 0 | 0 | 0 | 0 | 0 | 0 | 0 | 0 | 0 | 0 | 0 | 0 | 0 | 0 | 0 | 0 | 0 | 0 | 0 | 0 | 0 | 0 | 0 | 0
Ach | Hospitals | Space Heating | Boilers | TRC | Existing | NE3172 | Ceiling Insulation(R2 to R38) | Ceiling Insulation(R2 to R38) | NonEquip | 20 |  | 0% | Prescriptive_hvac_existing | 6.373% | 0 | 0 | 0 | 0 | 0 | 0 | 0 | 0 | 0 | 0 | 0 | 0 | 0 | 0 | 0 | 0 | 0 | 0 | 0 | 0 | 0 | 0 | 0 | 0 | 0 | 0 | 0 | 0 | 0 | 0 | 0 | 0 | 0 | 0 | 0 | 0 | 0 | 0 | 0 | 0 | 0 | 0 | 0 | 0 | 0 | 0 | 0 | 0 | 0 | 0 | 0 | 0 | 0 | 0 | 0 | 0 | 0 | 0 | 0 | 0 | 0 | 0 | 0 | 0 | 0 | 0 | 0 | 0 | 0 | 0 | 0 | 0 | 0 | 0 | 0 | 0 | 0 | 0 | 0 | 0 | 0 | 0 | 0 | 0 | 0 | 0 | 0 | 0 | 0 | 0 | 0 | 0 | 0 | 0 | 0 | 0 | 0 | 0 | 0 | 0 | 0 | 0 | 0 | 0 | 0
Ach | Institutional | Refrigeration | Walk-in cooler | TRC | New | NN4824 | PSC to ECM Evaporator Fan Motor (Reach-In) | PSC to ECM Evaporator Fan Motor (Reach-In) | NonEquip | 15 | Display cases | 0% | Prescriptive_ECM | 37.5% | 0 | 0 | 0 | 0 | 0 | 0 | 0 | 0 | 0 | 0 | 0 | 0 | 0 | 0 | 0 | 0 | 0 | 0 | 0 | 0 | 0 | 0 | 0 | 0 | 0 | 0 | 0 | 0 | 0 | 0 | 0 | 0 | 0 | 0 | 0 | 0 | 0 | 0 | 0 | 0 | 0 | 0 | 0 | 0 | 0 | 0 | 0 | 0 | 0 | 0 | 0 | 0 | 0 | 0 | 0 | 0 | 0 | 0 | 0 | 0 | 0 | 0 | 0 | 0 | 0 | 0 | 0 | 0 | 0 | 0 | 0 | 0 | 0 | 0 | 0 | 0 | 0 | 0 | 0 | 0 | 0 | 0 | 0 | 0 | 0 | 0 | 0 | 0 | 0 | 0 | 0 | 0 | 0 | 0 | 0 | 0 | 0 | 0 | 0 | 0 | 0 | 0 | 0 | 0 | 0
Ach | Institutional | Refrigeration | Walk-in cooler | TRC | Existing | NE4811 | PSC to ECM Evaporator Fan Motor (Reach-In) | PSC to ECM Evaporator Fan Motor (Reach-In) | NonEquip | 15 | Display cases | 0% | Prescriptive_ECM_existing | 37.5% | 0 | 0 | 0 | 0 | 0 | 0 | 0 | 0 | 0 | 0 | 0 | 0 | 0 | 0 | 0 | 0 | 0 | 0 | 0 | 0 | 0 | 0 | 0 | 0 | 0 | 0 | 0 | 0 | 0 | 0 | 0 | 0 | 0 | 0 | 0 | 0 | 0 | 0 | 0 | 0 | 0 | 0 | 0 | 0 | 0 | 0 | 0 | 0 | 0 | 0 | 0 | 0 | 0 | 0 | 0 | 0 | 0 | 0 | 0 | 0 | 0 | 0 | 0 | 0 | 0 | 0 | 0 | 0 | 0 | 0 | 0 | 0 | 0 | 0 | 0 | 0 | 0 | 0 | 0 | 0 | 0 | 0 | 0 | 0 | 0 | 0 | 0 | 0 | 0 | 0 | 0 | 0 | 0 | 0 | 0 | 0 | 0 | 0 | 0 | 0 | 0 | 0 | 0 | 0 | 0
Ach | Institutional | Refrigeration | Vending and ice makers | TRC | New | NN4824 | PSC to ECM Evaporator Fan Motor (Reach-In) | PSC to ECM Evaporator Fan Motor (Reach-In) | NonEquip | 15 | Display cases | 0% | Prescriptive_ECM | 37.5% | 0 | 0 | 0 | 0 | 0 | 0 | 0 | 0 | 0 | 0 | 0 | 0 | 0 | 0 | 0 | 0 | 0 | 0 | 0 | 0 | 0 | 0 | 0 | 0 | 0 | 0 | 0 | 0 | 0 | 0 | 0 | 0 | 0 | 0 | 0 | 0 | 0 | 0 | 0 | 0 | 0 | 0 | 0 | 0 | 0 | 0 | 0 | 0 | 0 | 0 | 0 | 0 | 0 | 0 | 0 | 0 | 0 | 0 | 0 | 0 | 0 | 0 | 0 | 0 | 0 | 0 | 0 | 0 | 0 | 0 | 0 | 0 | 0 | 0 | 0 | 0 | 0 | 0 | 0 | 0 | 0 | 0 | 0 | 0 | 0 | 0 | 0 | 0 | 0 | 0 | 0 | 0 | 0 | 0 | 0 | 0 | 0 | 0 | 0 | 0 | 0 | 0 | 0 | 0 | 0
Ach | Institutional | Refrigeration | Vending and ice makers | TRC | Existing | NE4811 | PSC to ECM Evaporator Fan Motor (Reach-In) | PSC to ECM Evaporator Fan Motor (Reach-In) | NonEquip | 15 | Display cases | 0% | Prescriptive_ECM_existing | 37.5% | 0 | 0 | 0 | 0 | 0 | 0 | 0 | 0 | 0 | 0 | 0 | 0 | 0 | 0 | 0 | 0 | 0 | 0 | 0 | 0 | 0 | 0 | 0 | 0 | 0 | 0 | 0 | 0 | 0 | 0 | 0 | 0 | 0 | 0 | 0 | 0 | 0 | 0 | 0 | 0 | 0 | 0 | 0 | 0 | 0 | 0 | 0 | 0 | 0 | 0 | 0 | 0 | 0 | 0 | 0 | 0 | 0 | 0 | 0 | 0 | 0 | 0 | 0 | 0 | 0 | 0 | 0 | 0 | 0 | 0 | 0 | 0 | 0 | 0 | 0 | 0 | 0 | 0 | 0 | 0 | 0 | 0 | 0 | 0 | 0 | 0 | 0 | 0 | 0 | 0 | 0 | 0 | 0 | 0 | 0 | 0 | 0 | 0 | 0 | 0 | 0 | 0 | 0 | 0 | 0
Ach | Institutional | Space Cooling | Residential-type central air conditioners | TRC | New | NN3212 | Ceiling Insulation(R2 to R38) | Ceiling Insulation(R2 to R38) | NonEquip | 20 |  | 0% | Prescriptive_hvac | 2.325% | 0 | 0 | 0 | 0 | 0 | 0 | 0 | 0 | 0 | 0 | 0 | 0 | 0 | 0 | 0 | 0 | 0 | 0 | 0 | 0 | 0 | 0 | 0 | 0 | 0 | 0 | 0 | 0 | 0 | 0 | 0 | 0 | 0 | 0 | 0 | 0 | 0 | 0 | 0 | 0 | 0 | 0 | 0 | 0 | 0 | 0 | 0 | 0 | 0 | 0 | 0 | 0 | 0 | 0 | 0 | 0 | 0 | 0 | 0 | 0 | 0 | 0 | 0 | 0 | 0 | 0 | 0 | 0 | 0 | 0 | 0 | 0 | 0 | 0 | 0 | 0 | 0 | 0 | 0 | 0 | 0 | 0 | 0 | 0 | 0 | 0 | 0 | 0 | 0 | 0 | 0 | 0 | 0 | 0 | 0 | 0 | 0 | 0 | 0 | 0 | 0 | 0 | 0 | 0 | 0
Ach | Institutional | Space Cooling | Residential-type central air conditioners | TRC | Existing | NE3199 | Ceiling Insulation(R2 to R38) | Ceiling Insulation(R2 to R38) | NonEquip | 20 |  | 0% | Prescriptive_hvac_existing | 2.325% | 0 | 0 | 0 | 0 | 0 | 0 | 0 | 0 | 0 | 0 | 0 | 0 | 0 | 0 | 0 | 0 | 0 | 0 | 0 | 0 | 0 | 0 | 0 | 0 | 0 | 0 | 0 | 0 | 0 | 0 | 0 | 0 | 0 | 0 | 0 | 0 | 0 | 0 | 0 | 0 | 0 | 0 | 0 | 0 | 0 | 0 | 0 | 0 | 0 | 0 | 0 | 0 | 0 | 0 | 0 | 0 | 0 | 0 | 0 | 0 | 0 | 0 | 0 | 0 | 0 | 0 | 0 | 0 | 0 | 0 | 0 | 0 | 0 | 0 | 0 | 0 | 0 | 0 | 0 | 0 | 0 | 0 | 0 | 0 | 0 | 0 | 0 | 0 | 0 | 0 | 0 | 0 | 0 | 0 | 0 | 0 | 0 | 0 | 0 | 0 | 0 | 0 | 0 | 0 | 0
Ach | Institutional | Space Cooling | Residential-type central air conditioners | TRC | Turnover | ET1294 | High Efficiency PTHP | High Efficiency PTHP | Equip | 15 | Residential-type central air conditioners | 49.09% | Prescriptive_hvac | 23.64% | 28.074 | 40.118 | 61.0472 | 89.3588 | 122.6158 | 152.618 | 164.3904 | 145.4284 | 101.4989 | 55.7989 | 28.074 | 68.1919 | 129.2392 | 218.5979 | 341.2137 | 493.8317 | 658.222 | 803.6504 | 905.1493 | 960.9481 | 0.013963 | 0.033917 | 0.06428 | 0.10872 | 0.16971 | 0.24562 | 0.32738 | 0.39971 | 0.45019 | 0.47795 | 0 | 0 | 0 | 0 | 0 | 0 | 0 | 0 | 0 | 0 | 1.2372 | 1.821 | 2.8542 | 4.3032 | 6.0819 | 7.7971 | 8.6505 | 7.8823 | 5.6663 | 3.2085 | 27.2821 | 1.6694 | 2.4572 | 3.8512 | 5.8064 | 8.2064 | 10.5208 | 11.6723 | 10.6357 | 7.6457 | 4.3293 | 36.8121 | 4.0972 | 6.0306 | 9.4521 | 14.2507 | 20.1411 | 25.8214 | 28.6475 | 26.1034 | 18.7649 | 10.6255 | 90.3488 | -23.0146 | -33.8748 | -53.0934 | -80.0478 | -113.1347 | -145.0415 | -160.9164 | -146.6257 | -105.4046 | -59.6844 | -507.4988 | 27.1119 | 39.9055 | 62.5455 | 94.2985 | 133.2758 | 170.8629 | 189.5639 | 172.7292 | 124.1695 | 70.3099 | 597.8475 | 3.3639 | 8.416 | 16.4288 | 28.6216 | 46.0163 | 68.5964 | 94.1742 | 118.4307 | 137.3898 | 150.2351
Ach | Institutional | Space Cooling | Residential-type central air conditioners | TRC | Turnover | ET1255 | High Efficiency PTAC | High Efficiency PTAC | Equip | 15 | Residential-type central air conditioners | 0% | Prescriptive_hvac | 23.64% | 0 | 0 | 0 | 0 | 0 | 0 | 0 | 0 | 0 | 0 | 0 | 0 | 0 | 0 | 0 | 0 | 0 | 0 | 0 | 0 | 0 | 0 | 0 | 0 | 0 | 0 | 0 | 0 | 0 | 0 | 0 | 0 | 0 | 0 | 0 | 0 | 0 | 0 | 0 | 0 | 0 | 0 | 0 | 0 | 0 | 0 | 0 | 0 | 0 | 0 | 0 | 0 | 0 | 0 | 0 | 0 | 0 | 0 | 0 | 0 | 0 | 0 | 0 | 0 | 0 | 0 | 0 | 0 | 0 | 0 | 0 | 0 | 0 | 0 | 0 | 0 | 0 | 0 | 0 | 0 | 0 | 0 | 0 | 0 | 0 | 0 | 0 | 0 | 0 | 0 | 0 | 0 | 0 | 0 | 0 | 0 | 0 | 0 | 0 | 0 | 0 | 0 | 0 | 0 | 0
Ach | Institutional | Space Cooling | Residential-type central air conditioners | TRC | New | EN1320 | High Efficiency PTHP | High Efficiency PTHP | Equip | 15 | Residential-type central air conditioners | 49.09% | Prescriptive_hvac | 23.64% | 3.8633 | 6.0932 | 10.2013 | 16.2928 | 24.2231 | 29.9686 | 31.8547 | 27.6672 | 18.8907 | 10.1342 | 3.8633 | 9.9565 | 20.1578 | 36.4506 | 60.6737 | 90.6423 | 122.497 | 150.1642 | 169.0549 | 179.1891 | 0.0019215 | 0.004952 | 0.010026 | 0.018129 | 0.030177 | 0.045083 | 0.060926 | 0.074687 | 0.084083 | 0.089123 | 0 | 0 | 0 | 0 | 0 | 0 | 0 | 0 | 0 | 0 | 0.17025 | 0.27658 | 0.47695 | 0.7846 | 1.2015 | 1.5311 | 1.6763 | 1.4996 | 1.0546 | 0.58273 | 5.0505 | 0.22973 | 0.3732 | 0.64356 | 1.0587 | 1.6212 | 2.0659 | 2.2618 | 2.0234 | 1.423 | 0.78629 | 6.8148 | 0.56383 | 0.91594 | 1.5795 | 2.5983 | 3.9789 | 5.0704 | 5.5512 | 4.9661 | 3.4925 | 1.9298 | 16.7256 | -3.1671 | -5.1449 | -8.8722 | -14.5951 | -22.3501 | -28.4809 | -31.1815 | -27.895 | -19.6177 | -10.8399 | -93.9495 | 3.7309 | 6.0609 | 10.4517 | 17.1935 | 26.329 | 33.5513 | 36.7327 | 32.8611 | 23.1101 | 12.7697 | 110.6751 | 0.46291 | 1.2288 | 2.5624 | 4.7726 | 8.1825 | 12.5908 | 17.5261 | 22.1291 | 25.6603 | 28.0145
Ach | Institutional | Space Cooling | Residential-type central air conditioners | TRC | New | EN1281 | High Efficiency PTAC | High Efficiency PTAC | Equip | 15 | Residential-type central air conditioners | 0% | Prescriptive_hvac | 23.64% | 0 | 0 | 0 | 0 | 0 | 0 | 0 | 0 | 0 | 0 | 0 | 0 | 0 | 0 | 0 | 0 | 0 | 0 | 0 | 0 | 0 | 0 | 0 | 0 | 0 | 0 | 0 | 0 | 0 | 0 | 0 | 0 | 0 | 0 | 0 | 0 | 0 | 0 | 0 | 0 | 0 | 0 | 0 | 0 | 0 | 0 | 0 | 0 | 0 | 0 | 0 | 0 | 0 | 0 | 0 | 0 | 0 | 0 | 0 | 0 | 0 | 0 | 0 | 0 | 0 | 0 | 0 | 0 | 0 | 0 | 0 | 0 | 0 | 0 | 0 | 0 | 0 | 0 | 0 | 0 | 0 | 0 | 0 | 0 | 0 | 0 | 0 | 0 | 0 | 0 | 0 | 0 | 0 | 0 | 0 | 0 | 0 | 0 | 0 | 0 | 0 | 0 | 0 | 0 | 0
Ach | Institutional | Space Heating | Residential/split system heat pump | TRC | New | NN3186 | Ceiling Insulation(R2 to R38) | Ceiling Insulation(R2 to R38) | NonEquip | 20 |  | 0% | Prescriptive_hvac | 8.344% | 0 | 0 | 0 | 0 | 0 | 0 | 0 | 0 | 0 | 0 | 0 | 0 | 0 | 0 | 0 | 0 | 0 | 0 | 0 | 0 | 0 | 0 | 0 | 0 | 0 | 0 | 0 | 0 | 0 | 0 | 0 | 0 | 0 | 0 | 0 | 0 | 0 | 0 | 0 | 0 | 0 | 0 | 0 | 0 | 0 | 0 | 0 | 0 | 0 | 0 | 0 | 0 | 0 | 0 | 0 | 0 | 0 | 0 | 0 | 0 | 0 | 0 | 0 | 0 | 0 | 0 | 0 | 0 | 0 | 0 | 0 | 0 | 0 | 0 | 0 | 0 | 0 | 0 | 0 | 0 | 0 | 0 | 0 | 0 | 0 | 0 | 0 | 0 | 0 | 0 | 0 | 0 | 0 | 0 | 0 | 0 | 0 | 0 | 0 | 0 | 0 | 0 | 0 | 0 | 0
Ach | Institutional | Space Heating | Residential/split system heat pump | TRC | Existing | NE3173 | Ceiling Insulation(R2 to R38) | Ceiling Insulation(R2 to R38) | NonEquip | 20 |  | 0% | Prescriptive_hvac_existing | 9.208% | 0 | 0 | 0 | 0 | 0 | 0 | 0 | 0 | 0 | 0 | 0 | 0 | 0 | 0 | 0 | 0 | 0 | 0 | 0 | 0 | 0 | 0 | 0 | 0 | 0 | 0 | 0 | 0 | 0 | 0 | 0 | 0 | 0 | 0 | 0 | 0 | 0 | 0 | 0 | 0 | 0 | 0 | 0 | 0 | 0 | 0 | 0 | 0 | 0 | 0 | 0 | 0 | 0 | 0 | 0 | 0 | 0 | 0 | 0 | 0 | 0 | 0 | 0 | 0 | 0 | 0 | 0 | 0 | 0 | 0 | 0 | 0 | 0 | 0 | 0 | 0 | 0 | 0 | 0 | 0 | 0 | 0 | 0 | 0 | 0 | 0 | 0 | 0 | 0 | 0 | 0 | 0 | 0 | 0 | 0 | 0 | 0 | 0 | 0 | 0 | 0 | 0 | 0 | 0 | 0
Ach | Institutional | Space Heating | Residential/split system heat pump | TRC | Turnover | ET1333 | High Efficiency PTHP | High Efficiency PTHP | Equip | 15 | Residential/split system heat pump | 49.09% | Prescriptive_hvac | 9.375% | 96.7816 | 138.4703 | 210.9657 | 309.1802 | 424.7656 | 529.3431 | 570.8691 | 505.6359 | 353.3284 | 194.4784 | 96.7816 | 235.2518 | 446.2176 | 755.3977 | 1180.1634 | 1709.5065 | 2280.3756 | 2786.0115 | 3139.3399 | 3333.8183 | 0 | 0 | 0 | 0 | 0 | 0 | 0 | 0 | 0 | 0 | 1.7625e-05 | 4.2841e-05 | 8.1259e-05 | 0.00013756 | 0.00021492 | 0.00031131 | 0.00041527 | 0.00050735 | 0.00057169 | 0.00060711 | 4.2652 | 6.2855 | 9.8635 | 14.889 | 21.0689 | 27.0437 | 30.0402 | 27.4057 | 19.7251 | 11.1828 | 94.6089 | 5.7551 | 8.4811 | 13.3089 | 20.09 | 28.4286 | 36.4905 | 40.5337 | 36.979 | 26.6154 | 15.0891 | 127.6573 | 14.1247 | 20.8152 | 32.6644 | 49.3073 | 69.7728 | 89.5594 | 99.4827 | 90.7583 | 65.3227 | 37.0334 | 313.3119 | -79.3402 | -116.9215 | -183.4792 | -276.9643 | -391.9212 | -503.0648 | -558.8052 | -509.799 | -366.9247 | -208.0208 | -1759.9068 | 93.4649 | 137.7367 | 216.1436 | 326.2716 | 461.694 | 592.6242 | 658.2879 | 600.5572 | 432.2474 | 245.0543 | 2073.2187 | 11.5966 | 29.034 | 56.7228 | 98.9063 | 159.1576 | 237.4615 | 326.2617 | 410.5631 | 476.5106 | 521.2107
Ach | Institutional | Space Heating | Residential/split system heat pump | TRC | New | EN1359 | High Efficiency PTHP | High Efficiency PTHP | Equip | 15 | Residential/split system heat pump | 49.09% | Prescriptive_hvac | 9.375% | 13.7478 | 21.7094 | 36.3907 | 58.1914 | 86.6205 | 107.2968 | 114.1883 | 99.2985 | 67.882 | 36.4606 | 13.7478 | 35.4573 | 71.848 | 130.0394 | 216.66 | 323.9568 | 438.145 | 537.4435 | 605.3255 | 641.786 | 0 | 0 | 0 | 0 | 0 | 0 | 0 | 0 | 0 | 0 | 2.5036e-06 | 6.457e-06 | 1.3084e-05 | 2.3681e-05 | 3.9455e-05 | 5.8995e-05 | 7.9789e-05 | 9.7872e-05 | 0.00011023 | 0.00011687 | 0.60587 | 0.98544 | 1.7014 | 2.8023 | 4.2965 | 5.4817 | 6.0088 | 5.382 | 3.7896 | 2.0965 | 18.0819 | 0.81751 | 1.3297 | 2.2957 | 3.7812 | 5.7973 | 7.3966 | 8.1078 | 7.2621 | 5.1134 | 2.8289 | 24.3982 | 2.0064 | 3.2634 | 5.6345 | 9.2802 | 14.2284 | 18.1535 | 19.8991 | 17.8234 | 12.5499 | 6.943 | 59.881 | -11.2703 | -18.331 | -31.6494 | -52.128 | -79.9227 | -101.9702 | -111.7752 | -100.116 | -70.4941 | -38.9995 | -336.3581 | 13.2767 | 21.5944 | 37.2839 | 61.4082 | 94.1512 | 120.1237 | 131.6743 | 117.9395 | 83.044 | 45.9425 | 396.2391 | 1.6473 | 4.376 | 9.1333 | 17.0264 | 29.2189 | 44.9997 | 62.687 | 79.2008 | 91.8805 | 100.3371
Ach | Institutional | Refrigeration | Residential style | TRC | New | NN4824 | PSC to ECM Evaporator Fan Motor (Reach-In) | PSC to ECM Evaporator Fan Motor (Reach-In) | NonEquip | 15 | Display cases | 0% | Prescriptive_ECM | 37.5% | 0 | 0 | 0 | 0 | 0 | 0 | 0 | 0 | 0 | 0 | 0 | 0 | 0 | 0 | 0 | 0 | 0 | 0 | 0 | 0 | 0 | 0 | 0 | 0 | 0 | 0 | 0 | 0 | 0 | 0 | 0 | 0 | 0 | 0 | 0 | 0 | 0 | 0 | 0 | 0 | 0 | 0 | 0 | 0 | 0 | 0 | 0 | 0 | 0 | 0 | 0 | 0 | 0 | 0 | 0 | 0 | 0 | 0 | 0 | 0 | 0 | 0 | 0 | 0 | 0 | 0 | 0 | 0 | 0 | 0 | 0 | 0 | 0 | 0 | 0 | 0 | 0 | 0 | 0 | 0 | 0 | 0 | 0 | 0 | 0 | 0 | 0 | 0 | 0 | 0 | 0 | 0 | 0 | 0 | 0 | 0 | 0 | 0 | 0 | 0 | 0 | 0 | 0 | 0 | 0
Ach | Institutional | Refrigeration | Residential style | TRC | Existing | NE4811 | PSC to ECM Evaporator Fan Motor (Reach-In) | PSC to ECM Evaporator Fan Motor (Reach-In) | NonEquip | 15 | Display cases | 0% | Prescriptive_ECM_existing | 37.5% | 0 | 0 | 0 | 0 | 0 | 0 | 0 | 0 | 0 | 0 | 0 | 0 | 0 | 0 | 0 | 0 | 0 | 0 | 0 | 0 | 0 | 0 | 0 | 0 | 0 | 0 | 0 | 0 | 0 | 0 | 0 | 0 | 0 | 0 | 0 | 0 | 0 | 0 | 0 | 0 | 0 | 0 | 0 | 0 | 0 | 0 | 0 | 0 | 0 | 0 | 0 | 0 | 0 | 0 | 0 | 0 | 0 | 0 | 0 | 0 | 0 | 0 | 0 | 0 | 0 | 0 | 0 | 0 | 0 | 0 | 0 | 0 | 0 | 0 | 0 | 0 | 0 | 0 | 0 | 0 | 0 | 0 | 0 | 0 | 0 | 0 | 0 | 0 | 0 | 0 | 0 | 0 | 0 | 0 | 0 | 0 | 0 | 0 | 0 | 0 | 0 | 0 | 0 | 0 | 0
Ach | Institutional | Miscellaneous | Pool pump | TRC | New | NN4538 | VSD Controlled Compressor | VSD Controlled Compressor | NonEquip | 15 | Others | 0% | Prescriptive_ECM | 20.79% | 0 | 0 | 0 | 0 | 0 | 0 | 0 | 0 | 0 | 0 | 0 | 0 | 0 | 0 | 0 | 0 | 0 | 0 | 0 | 0 | 0 | 0 | 0 | 0 | 0 | 0 | 0 | 0 | 0 | 0 | 0 | 0 | 0 | 0 | 0 | 0 | 0 | 0 | 0 | 0 | 0 | 0 | 0 | 0 | 0 | 0 | 0 | 0 | 0 | 0 | 0 | 0 | 0 | 0 | 0 | 0 | 0 | 0 | 0 | 0 | 0 | 0 | 0 | 0 | 0 | 0 | 0 | 0 | 0 | 0 | 0 | 0 | 0 | 0 | 0 | 0 | 0 | 0 | 0 | 0 | 0 | 0 | 0 | 0 | 0 | 0 | 0 | 0 | 0 | 0 | 0 | 0 | 0 | 0 | 0 | 0 | 0 | 0 | 0 | 0 | 0 | 0 | 0 | 0 | 0
Ach | Institutional | Miscellaneous | Pool pump | TRC | Existing | NE4525 | VSD Controlled Compressor | VSD Controlled Compressor | NonEquip | 15 | Others | 0% | Prescriptive_ECM_existing | 20.79% | 0 | 0 | 0 | 0 | 0 | 0 | 0 | 0 | 0 | 0 | 0 | 0 | 0 | 0 | 0 | 0 | 0 | 0 | 0 | 0 | 0 | 0 | 0 | 0 | 0 | 0 | 0 | 0 | 0 | 0 | 0 | 0 | 0 | 0 | 0 | 0 | 0 | 0 | 0 | 0 | 0 | 0 | 0 | 0 | 0 | 0 | 0 | 0 | 0 | 0 | 0 | 0 | 0 | 0 | 0 | 0 | 0 | 0 | 0 | 0 | 0 | 0 | 0 | 0 | 0 | 0 | 0 | 0 | 0 | 0 | 0 | 0 | 0 | 0 | 0 | 0 | 0 | 0 | 0 | 0 | 0 | 0 | 0 | 0 | 0 | 0 | 0 | 0 | 0 | 0 | 0 | 0 | 0 | 0 | 0 | 0 | 0 | 0 | 0 | 0 | 0 | 0 | 0 | 0 | 0
Ach | Institutional | Miscellaneous | Pool pump | TRC | Turnover | ET1996 | Solar Pool Heater | Solar Pool Heater | Equip | 15 | Pool pump | 0% | Prescriptive_all | 86.11% | 0 | 0 | 0 | 0 | 0 | 0 | 0 | 0 | 0 | 0 | 0 | 0 | 0 | 0 | 0 | 0 | 0 | 0 | 0 | 0 | 0 | 0 | 0 | 0 | 0 | 0 | 0 | 0 | 0 | 0 | 0 | 0 | 0 | 0 | 0 | 0 | 0 | 0 | 0 | 0 | 0 | 0 | 0 | 0 | 0 | 0 | 0 | 0 | 0 | 0 | 0 | 0 | 0 | 0 | 0 | 0 | 0 | 0 | 0 | 0 | 0 | 0 | 0 | 0 | 0 | 0 | 0 | 0 | 0 | 0 | 0 | 0 | 0 | 0 | 0 | 0 | 0 | 0 | 0 | 0 | 0 | 0 | 0 | 0 | 0 | 0 | 0 | 0 | 0 | 0 | 0 | 0 | 0 | 0 | 0 | 0 | 0 | 0 | 0 | 0 | 0 | 0 | 0 | 0 | 0
Ach | Institutional | Miscellaneous | Pool pump | TRC | New | EN2022 | Solar Pool Heater | Solar Pool Heater | Equip | 15 | Pool pump | 0% | Prescriptive_all | 86.11% | 0 | 0 | 0 | 0 | 0 | 0 | 0 | 0 | 0 | 0 | 0 | 0 | 0 | 0 | 0 | 0 | 0 | 0 | 0 | 0 | 0 | 0 | 0 | 0 | 0 | 0 | 0 | 0 | 0 | 0 | 0 | 0 | 0 | 0 | 0 | 0 | 0 | 0 | 0 | 0 | 0 | 0 | 0 | 0 | 0 | 0 | 0 | 0 | 0 | 0 | 0 | 0 | 0 | 0 | 0 | 0 | 0 | 0 | 0 | 0 | 0 | 0 | 0 | 0 | 0 | 0 | 0 | 0 | 0 | 0 | 0 | 0 | 0 | 0 | 0 | 0 | 0 | 0 | 0 | 0 | 0 | 0 | 0 | 0 | 0 | 0 | 0 | 0 | 0 | 0 | 0 | 0 | 0 | 0 | 0 | 0 | 0 | 0 | 0 | 0 | 0 | 0 | 0 | 0 | 0
Ach | Institutional | Space Heating | Packaged central unit | TRC | New | NN3186 | Ceiling Insulation(R2 to R38) | Ceiling Insulation(R2 to R38) | NonEquip | 20 |  | 0% | Prescriptive_hvac | 8.344% | 0 | 0 | 0 | 0 | 0 | 0 | 0 | 0 | 0 | 0 | 0 | 0 | 0 | 0 | 0 | 0 | 0 | 0 | 0 | 0 | 0 | 0 | 0 | 0 | 0 | 0 | 0 | 0 | 0 | 0 | 0 | 0 | 0 | 0 | 0 | 0 | 0 | 0 | 0 | 0 | 0 | 0 | 0 | 0 | 0 | 0 | 0 | 0 | 0 | 0 | 0 | 0 | 0 | 0 | 0 | 0 | 0 | 0 | 0 | 0 | 0 | 0 | 0 | 0 | 0 | 0 | 0 | 0 | 0 | 0 | 0 | 0 | 0 | 0 | 0 | 0 | 0 | 0 | 0 | 0 | 0 | 0 | 0 | 0 | 0 | 0 | 0 | 0 | 0 | 0 | 0 | 0 | 0 | 0 | 0 | 0 | 0 | 0 | 0 | 0 | 0 | 0 | 0 | 0 | 0
Ach | Institutional | Space Heating | Packaged central unit | TRC | Existing | NE3173 | Ceiling Insulation(R2 to R38) | Ceiling Insulation(R2 to R38) | NonEquip | 20 |  | 0% | Prescriptive_hvac_existing | 9.208% | 0 | 0 | 0 | 0 | 0 | 0 | 0 | 0 | 0 | 0 | 0 | 0 | 0 | 0 | 0 | 0 | 0 | 0 | 0 | 0 | 0 | 0 | 0 | 0 | 0 | 0 | 0 | 0 | 0 | 0 | 0 | 0 | 0 | 0 | 0 | 0 | 0 | 0 | 0 | 0 | 0 | 0 | 0 | 0 | 0 | 0 | 0 | 0 | 0 | 0 | 0 | 0 | 0 | 0 | 0 | 0 | 0 | 0 | 0 | 0 | 0 | 0 | 0 | 0 | 0 | 0 | 0 | 0 | 0 | 0 | 0 | 0 | 0 | 0 | 0 | 0 | 0 | 0 | 0 | 0 | 0 | 0 | 0 | 0 | 0 | 0 | 0 | 0 | 0 | 0 | 0 | 0 | 0 | 0 | 0 | 0 | 0 | 0 | 0 | 0 | 0 | 0 | 0 | 0 | 0
Ach | Institutional | Space Cooling | Packaged air conditioning units (RTUs) | TRC | New | NN3212 | Ceiling Insulation(R2 to R38) | Ceiling Insulation(R2 to R38) | NonEquip | 20 |  | 0% | Prescriptive_hvac | 2.325% | 0 | 0 | 0 | 0 | 0 | 0 | 0 | 0 | 0 | 0 | 0 | 0 | 0 | 0 | 0 | 0 | 0 | 0 | 0 | 0 | 0 | 0 | 0 | 0 | 0 | 0 | 0 | 0 | 0 | 0 | 0 | 0 | 0 | 0 | 0 | 0 | 0 | 0 | 0 | 0 | 0 | 0 | 0 | 0 | 0 | 0 | 0 | 0 | 0 | 0 | 0 | 0 | 0 | 0 | 0 | 0 | 0 | 0 | 0 | 0 | 0 | 0 | 0 | 0 | 0 | 0 | 0 | 0 | 0 | 0 | 0 | 0 | 0 | 0 | 0 | 0 | 0 | 0 | 0 | 0 | 0 | 0 | 0 | 0 | 0 | 0 | 0 | 0 | 0 | 0 | 0 | 0 | 0 | 0 | 0 | 0 | 0 | 0 | 0 | 0 | 0 | 0 | 0 | 0 | 0
Ach | Institutional | Space Cooling | Packaged air conditioning units (RTUs) | TRC | Existing | NE3199 | Ceiling Insulation(R2 to R38) | Ceiling Insulation(R2 to R38) | NonEquip | 20 |  | 0% | Prescriptive_hvac_existing | 2.325% | 0 | 0 | 0 | 0 | 0 | 0 | 0 | 0 | 0 | 0 | 0 | 0 | 0 | 0 | 0 | 0 | 0 | 0 | 0 | 0 | 0 | 0 | 0 | 0 | 0 | 0 | 0 | 0 | 0 | 0 | 0 | 0 | 0 | 0 | 0 | 0 | 0 | 0 | 0 | 0 | 0 | 0 | 0 | 0 | 0 | 0 | 0 | 0 | 0 | 0 | 0 | 0 | 0 | 0 | 0 | 0 | 0 | 0 | 0 | 0 | 0 | 0 | 0 | 0 | 0 | 0 | 0 | 0 | 0 | 0 | 0 | 0 | 0 | 0 | 0 | 0 | 0 | 0 | 0 | 0 | 0 | 0 | 0 | 0 | 0 | 0 | 0 | 0 | 0 | 0 | 0 | 0 | 0 | 0 | 0 | 0 | 0 | 0 | 0 | 0 | 0 | 0 | 0 | 0 | 0
Ach | Institutional | Miscellaneous | Others | TRC | New | NN4538 | VSD Controlled Compressor | VSD Controlled Compressor | NonEquip | 15 | Others | 27.75% | Prescriptive_ECM | 20.79% | 28.892 | 47.9817 | 86.1923 | 152.5136 | 264.0456 | 410.1253 | 608.2899 | 844.6849 | 1065.4325 | 1169.5211 | 28.892 | 76.8737 | 163.066 | 315.5796 | 579.6252 | 989.7505 | 1598.0404 | 2442.7253 | 3508.1578 | 4677.6789 | 0.0043565 | 0.011591 | 0.024588 | 0.047584 | 0.087398 | 0.14924 | 0.24096 | 0.36832 | 0.52897 | 0.70532 | 0.002039 | 0.0054252 | 0.011508 | 0.022271 | 0.040906 | 0.06985 | 0.11278 | 0.17239 | 0.24758 | 0.33012 | 0.9915 | 1.696 | 3.138 | 5.7192 | 10.1986 | 16.3161 | 24.9256 | 35.6507 | 46.3166 | 52.3667 | 91.7567 | 2.0007 | 3.4223 | 6.3321 | 11.5405 | 20.5793 | 32.9234 | 50.2964 | 71.9379 | 93.4601 | 105.6685 | 185.1519 | 1.8667 | 3.1932 | 5.9081 | 10.7678 | 19.2015 | 30.7192 | 46.929 | 67.1217 | 87.2029 | 98.594 | 172.7559 | -25.4471 | -43.5284 | -80.5383 | -146.7844 | -261.7504 | -418.7573 | -639.7254 | -914.987 | -1188.7304 | -1344.0107 | -2354.9687 | 27.3138 | 46.7215 | 86.4464 | 157.5522 | 280.9519 | 449.4765 | 686.6544 | 982.1086 | 1275.9333 | 1442.6047 | 2527.7246 | 3.4014 | 9.3218 | 20.3667 | 40.5979 | 76.8032 | 135.0812 | 224.6437 | 353.6863 | 523.1907 | 718.536
Ach | Institutional | Miscellaneous | Others | TRC | Existing | NE4525 | VSD Controlled Compressor | VSD Controlled Compressor | NonEquip | 15 | Others | 5.549% | Prescriptive_ECM_existing | 20.79% | 37.9668 | 40.2139 | 40.3807 | 40.6575 | 40.9502 | 41.265 | 41.5801 | 41.8792 | 42.1891 | 42.5139 | 37.9668 | 78.1807 | 118.5614 | 159.2189 | 200.1691 | 241.4341 | 283.0142 | 324.8934 | 367.0825 | 409.5964 | 0.0057248 | 0.011788 | 0.017877 | 0.024008 | 0.030182 | 0.036404 | 0.042674 | 0.048989 | 0.05535 | 0.061761 | 0.0026794 | 0.0055175 | 0.0083673 | 0.011237 | 0.014127 | 0.017039 | 0.019973 | 0.022929 | 0.025906 | 0.028907 | 1.3029 | 1.4214 | 1.4701 | 1.5246 | 1.5817 | 1.6416 | 1.7038 | 1.7675 | 1.834 | 1.9036 | 9.5151 | 2.6291 | 2.8682 | 2.9665 | 3.0765 | 3.1916 | 3.3126 | 3.438 | 3.5667 | 3.7008 | 3.8412 | 19.2002 | 2.4531 | 2.6762 | 2.7679 | 2.8705 | 2.9779 | 3.0908 | 3.2079 | 3.3279 | 3.4531 | 3.584 | 17.9147 | -33.4398 | -36.4816 | -37.7318 | -39.1302 | -40.5942 | -42.1335 | -43.7289 | -45.3647 | -47.0715 | -48.8568 | -244.2091 | 35.8928 | 39.1578 | 40.4998 | 42.0007 | 43.5722 | 45.2243 | 46.9368 | 48.6926 | 50.5246 | 52.4409 | 262.1238 | 4.4698 | 9.4803 | 14.8082 | 20.4828 | 26.5234 | 32.9509 | 39.7846 | 47.0419 | 54.745 | 62.9179
Ach | Institutional | Miscellaneous | Medical equipment | TRC | New | NN4538 | VSD Controlled Compressor | VSD Controlled Compressor | NonEquip | 15 | Others | 0% | Prescriptive_ECM | 20.79% | 0 | 0 | 0 | 0 | 0 | 0 | 0 | 0 | 0 | 0 | 0 | 0 | 0 | 0 | 0 | 0 | 0 | 0 | 0 | 0 | 0 | 0 | 0 | 0 | 0 | 0 | 0 | 0 | 0 | 0 | 0 | 0 | 0 | 0 | 0 | 0 | 0 | 0 | 0 | 0 | 0 | 0 | 0 | 0 | 0 | 0 | 0 | 0 | 0 | 0 | 0 | 0 | 0 | 0 | 0 | 0 | 0 | 0 | 0 | 0 | 0 | 0 | 0 | 0 | 0 | 0 | 0 | 0 | 0 | 0 | 0 | 0 | 0 | 0 | 0 | 0 | 0 | 0 | 0 | 0 | 0 | 0 | 0 | 0 | 0 | 0 | 0 | 0 | 0 | 0 | 0 | 0 | 0 | 0 | 0 | 0 | 0 | 0 | 0 | 0 | 0 | 0 | 0 | 0 | 0
Ach | Institutional | Miscellaneous | Medical equipment | TRC | Existing | NE4525 | VSD Controlled Compressor | VSD Controlled Compressor | NonEquip | 15 | Others | 0% | Prescriptive_ECM_existing | 20.79% | 0 | 0 | 0 | 0 | 0 | 0 | 0 | 0 | 0 | 0 | 0 | 0 | 0 | 0 | 0 | 0 | 0 | 0 | 0 | 0 | 0 | 0 | 0 | 0 | 0 | 0 | 0 | 0 | 0 | 0 | 0 | 0 | 0 | 0 | 0 | 0 | 0 | 0 | 0 | 0 | 0 | 0 | 0 | 0 | 0 | 0 | 0 | 0 | 0 | 0 | 0 | 0 | 0 | 0 | 0 | 0 | 0 | 0 | 0 | 0 | 0 | 0 | 0 | 0 | 0 | 0 | 0 | 0 | 0 | 0 | 0 | 0 | 0 | 0 | 0 | 0 | 0 | 0 | 0 | 0 | 0 | 0 | 0 | 0 | 0 | 0 | 0 | 0 | 0 | 0 | 0 | 0 | 0 | 0 | 0 | 0 | 0 | 0 | 0 | 0 | 0 | 0 | 0 | 0 | 0
Ach | Institutional | Refrigeration | Large cold storage | TRC | New | NN4824 | PSC to ECM Evaporator Fan Motor (Reach-In) | PSC to ECM Evaporator Fan Motor (Reach-In) | NonEquip | 15 | Display cases | 0% | Prescriptive_ECM | 37.5% | 0 | 0 | 0 | 0 | 0 | 0 | 0 | 0 | 0 | 0 | 0 | 0 | 0 | 0 | 0 | 0 | 0 | 0 | 0 | 0 | 0 | 0 | 0 | 0 | 0 | 0 | 0 | 0 | 0 | 0 | 0 | 0 | 0 | 0 | 0 | 0 | 0 | 0 | 0 | 0 | 0 | 0 | 0 | 0 | 0 | 0 | 0 | 0 | 0 | 0 | 0 | 0 | 0 | 0 | 0 | 0 | 0 | 0 | 0 | 0 | 0 | 0 | 0 | 0 | 0 | 0 | 0 | 0 | 0 | 0 | 0 | 0 | 0 | 0 | 0 | 0 | 0 | 0 | 0 | 0 | 0 | 0 | 0 | 0 | 0 | 0 | 0 | 0 | 0 | 0 | 0 | 0 | 0 | 0 | 0 | 0 | 0 | 0 | 0 | 0 | 0 | 0 | 0 | 0 | 0
Ach | Institutional | Refrigeration | Large cold storage | TRC | Existing | NE4811 | PSC to ECM Evaporator Fan Motor (Reach-In) | PSC to ECM Evaporator Fan Motor (Reach-In) | NonEquip | 15 | Display cases | 0% | Prescriptive_ECM_existing | 37.5% | 0 | 0 | 0 | 0 | 0 | 0 | 0 | 0 | 0 | 0 | 0 | 0 | 0 | 0 | 0 | 0 | 0 | 0 | 0 | 0 | 0 | 0 | 0 | 0 | 0 | 0 | 0 | 0 | 0 | 0 | 0 | 0 | 0 | 0 | 0 | 0 | 0 | 0 | 0 | 0 | 0 | 0 | 0 | 0 | 0 | 0 | 0 | 0 | 0 | 0 | 0 | 0 | 0 | 0 | 0 | 0 | 0 | 0 | 0 | 0 | 0 | 0 | 0 | 0 | 0 | 0 | 0 | 0 | 0 | 0 | 0 | 0 | 0 | 0 | 0 | 0 | 0 | 0 | 0 | 0 | 0 | 0 | 0 | 0 | 0 | 0 | 0 | 0 | 0 | 0 | 0 | 0 | 0 | 0 | 0 | 0 | 0 | 0 | 0 | 0 | 0 | 0 | 0 | 0 | 0
Ach | Institutional | Miscellaneous | Laboratory equipment | TRC | New | NN4538 | VSD Controlled Compressor | VSD Controlled Compressor | NonEquip | 15 | Others | 0% | Prescriptive_ECM | 20.79% | 0 | 0 | 0 | 0 | 0 | 0 | 0 | 0 | 0 | 0 | 0 | 0 | 0 | 0 | 0 | 0 | 0 | 0 | 0 | 0 | 0 | 0 | 0 | 0 | 0 | 0 | 0 | 0 | 0 | 0 | 0 | 0 | 0 | 0 | 0 | 0 | 0 | 0 | 0 | 0 | 0 | 0 | 0 | 0 | 0 | 0 | 0 | 0 | 0 | 0 | 0 | 0 | 0 | 0 | 0 | 0 | 0 | 0 | 0 | 0 | 0 | 0 | 0 | 0 | 0 | 0 | 0 | 0 | 0 | 0 | 0 | 0 | 0 | 0 | 0 | 0 | 0 | 0 | 0 | 0 | 0 | 0 | 0 | 0 | 0 | 0 | 0 | 0 | 0 | 0 | 0 | 0 | 0 | 0 | 0 | 0 | 0 | 0 | 0 | 0 | 0 | 0 | 0 | 0 | 0
Ach | Institutional | Miscellaneous | Laboratory equipment | TRC | Existing | NE4525 | VSD Controlled Compressor | VSD Controlled Compressor | NonEquip | 15 | Others | 0% | Prescriptive_ECM_existing | 20.79% | 0 | 0 | 0 | 0 | 0 | 0 | 0 | 0 | 0 | 0 | 0 | 0 | 0 | 0 | 0 | 0 | 0 | 0 | 0 | 0 | 0 | 0 | 0 | 0 | 0 | 0 | 0 | 0 | 0 | 0 | 0 | 0 | 0 | 0 | 0 | 0 | 0 | 0 | 0 | 0 | 0 | 0 | 0 | 0 | 0 | 0 | 0 | 0 | 0 | 0 | 0 | 0 | 0 | 0 | 0 | 0 | 0 | 0 | 0 | 0 | 0 | 0 | 0 | 0 | 0 | 0 | 0 | 0 | 0 | 0 | 0 | 0 | 0 | 0 | 0 | 0 | 0 | 0 | 0 | 0 | 0 | 0 | 0 | 0 | 0 | 0 | 0 | 0 | 0 | 0 | 0 | 0 | 0 | 0 | 0 | 0 | 0 | 0 | 0 | 0 | 0 | 0 | 0 | 0 | 0
Ach | Institutional | Space Heating | Individual room heating | TRC | New | NN3186 | Ceiling Insulation(R2 to R38) | Ceiling Insulation(R2 to R38) | NonEquip | 20 |  | 0% | Prescriptive_hvac | 8.344% | 0 | 0 | 0 | 0 | 0 | 0 | 0 | 0 | 0 | 0 | 0 | 0 | 0 | 0 | 0 | 0 | 0 | 0 | 0 | 0 | 0 | 0 | 0 | 0 | 0 | 0 | 0 | 0 | 0 | 0 | 0 | 0 | 0 | 0 | 0 | 0 | 0 | 0 | 0 | 0 | 0 | 0 | 0 | 0 | 0 | 0 | 0 | 0 | 0 | 0 | 0 | 0 | 0 | 0 | 0 | 0 | 0 | 0 | 0 | 0 | 0 | 0 | 0 | 0 | 0 | 0 | 0 | 0 | 0 | 0 | 0 | 0 | 0 | 0 | 0 | 0 | 0 | 0 | 0 | 0 | 0 | 0 | 0 | 0 | 0 | 0 | 0 | 0 | 0 | 0 | 0 | 0 | 0 | 0 | 0 | 0 | 0 | 0 | 0 | 0 | 0 | 0 | 0 | 0 | 0
Ach | Institutional | Space Heating | Individual room heating | TRC | Existing | NE3173 | Ceiling Insulation(R2 to R38) | Ceiling Insulation(R2 to R38) | NonEquip | 20 |  | 0% | Prescriptive_hvac_existing | 9.208% | 0 | 0 | 0 | 0 | 0 | 0 | 0 | 0 | 0 | 0 | 0 | 0 | 0 | 0 | 0 | 0 | 0 | 0 | 0 | 0 | 0 | 0 | 0 | 0 | 0 | 0 | 0 | 0 | 0 | 0 | 0 | 0 | 0 | 0 | 0 | 0 | 0 | 0 | 0 | 0 | 0 | 0 | 0 | 0 | 0 | 0 | 0 | 0 | 0 | 0 | 0 | 0 | 0 | 0 | 0 | 0 | 0 | 0 | 0 | 0 | 0 | 0 | 0 | 0 | 0 | 0 | 0 | 0 | 0 | 0 | 0 | 0 | 0 | 0 | 0 | 0 | 0 | 0 | 0 | 0 | 0 | 0 | 0 | 0 | 0 | 0 | 0 | 0 | 0 | 0 | 0 | 0 | 0 | 0 | 0 | 0 | 0 | 0 | 0 | 0 | 0 | 0 | 0 | 0 | 0
Ach | Institutional | Space Cooling | Individual room air conditioners | TRC | New | NN3212 | Ceiling Insulation(R2 to R38) | Ceiling Insulation(R2 to R38) | NonEquip | 20 |  | 0% | Prescriptive_hvac | 2.325% | 0 | 0 | 0 | 0 | 0 | 0 | 0 | 0 | 0 | 0 | 0 | 0 | 0 | 0 | 0 | 0 | 0 | 0 | 0 | 0 | 0 | 0 | 0 | 0 | 0 | 0 | 0 | 0 | 0 | 0 | 0 | 0 | 0 | 0 | 0 | 0 | 0 | 0 | 0 | 0 | 0 | 0 | 0 | 0 | 0 | 0 | 0 | 0 | 0 | 0 | 0 | 0 | 0 | 0 | 0 | 0 | 0 | 0 | 0 | 0 | 0 | 0 | 0 | 0 | 0 | 0 | 0 | 0 | 0 | 0 | 0 | 0 | 0 | 0 | 0 | 0 | 0 | 0 | 0 | 0 | 0 | 0 | 0 | 0 | 0 | 0 | 0 | 0 | 0 | 0 | 0 | 0 | 0 | 0 | 0 | 0 | 0 | 0 | 0 | 0 | 0 | 0 | 0 | 0 | 0
Ach | Institutional | Space Cooling | Individual room air conditioners | TRC | Existing | NE3199 | Ceiling Insulation(R2 to R38) | Ceiling Insulation(R2 to R38) | NonEquip | 20 |  | 0% | Prescriptive_hvac_existing | 2.325% | 0 | 0 | 0 | 0 | 0 | 0 | 0 | 0 | 0 | 0 | 0 | 0 | 0 | 0 | 0 | 0 | 0 | 0 | 0 | 0 | 0 | 0 | 0 | 0 | 0 | 0 | 0 | 0 | 0 | 0 | 0 | 0 | 0 | 0 | 0 | 0 | 0 | 0 | 0 | 0 | 0 | 0 | 0 | 0 | 0 | 0 | 0 | 0 | 0 | 0 | 0 | 0 | 0 | 0 | 0 | 0 | 0 | 0 | 0 | 0 | 0 | 0 | 0 | 0 | 0 | 0 | 0 | 0 | 0 | 0 | 0 | 0 | 0 | 0 | 0 | 0 | 0 | 0 | 0 | 0 | 0 | 0 | 0 | 0 | 0 | 0 | 0 | 0 | 0 | 0 | 0 | 0 | 0 | 0 | 0 | 0 | 0 | 0 | 0 | 0 | 0 | 0 | 0 | 0 | 0
Ach | Institutional | Space Heating | Forced air furnace | TRC | New | NN3186 | Ceiling Insulation(R2 to R38) | Ceiling Insulation(R2 to R38) | NonEquip | 20 |  | 0% | Prescriptive_hvac | 8.344% | 0 | 0 | 0 | 0 | 0 | 0 | 0 | 0 | 0 | 0 | 0 | 0 | 0 | 0 | 0 | 0 | 0 | 0 | 0 | 0 | 0 | 0 | 0 | 0 | 0 | 0 | 0 | 0 | 0 | 0 | 0 | 0 | 0 | 0 | 0 | 0 | 0 | 0 | 0 | 0 | 0 | 0 | 0 | 0 | 0 | 0 | 0 | 0 | 0 | 0 | 0 | 0 | 0 | 0 | 0 | 0 | 0 | 0 | 0 | 0 | 0 | 0 | 0 | 0 | 0 | 0 | 0 | 0 | 0 | 0 | 0 | 0 | 0 | 0 | 0 | 0 | 0 | 0 | 0 | 0 | 0 | 0 | 0 | 0 | 0 | 0 | 0 | 0 | 0 | 0 | 0 | 0 | 0 | 0 | 0 | 0 | 0 | 0 | 0 | 0 | 0 | 0 | 0 | 0 | 0
Ach | Institutional | Space Heating | Forced air furnace | TRC | Existing | NE3173 | Ceiling Insulation(R2 to R38) | Ceiling Insulation(R2 to R38) | NonEquip | 20 |  | 0% | Prescriptive_hvac_existing | 9.208% | 0 | 0 | 0 | 0 | 0 | 0 | 0 | 0 | 0 | 0 | 0 | 0 | 0 | 0 | 0 | 0 | 0 | 0 | 0 | 0 | 0 | 0 | 0 | 0 | 0 | 0 | 0 | 0 | 0 | 0 | 0 | 0 | 0 | 0 | 0 | 0 | 0 | 0 | 0 | 0 | 0 | 0 | 0 | 0 | 0 | 0 | 0 | 0 | 0 | 0 | 0 | 0 | 0 | 0 | 0 | 0 | 0 | 0 | 0 | 0 | 0 | 0 | 0 | 0 | 0 | 0 | 0 | 0 | 0 | 0 | 0 | 0 | 0 | 0 | 0 | 0 | 0 | 0 | 0 | 0 | 0 | 0 | 0 | 0 | 0 | 0 | 0 | 0 | 0 | 0 | 0 | 0 | 0 | 0 | 0 | 0 | 0 | 0 | 0 | 0 | 0 | 0 | 0 | 0 | 0
Ach | Institutional | Miscellaneous | Elevators/Escalators | TRC | New | NN4538 | VSD Controlled Compressor | VSD Controlled Compressor | NonEquip | 15 | Others | 0% | Prescriptive_ECM | 20.79% | 0 | 0 | 0 | 0 | 0 | 0 | 0 | 0 | 0 | 0 | 0 | 0 | 0 | 0 | 0 | 0 | 0 | 0 | 0 | 0 | 0 | 0 | 0 | 0 | 0 | 0 | 0 | 0 | 0 | 0 | 0 | 0 | 0 | 0 | 0 | 0 | 0 | 0 | 0 | 0 | 0 | 0 | 0 | 0 | 0 | 0 | 0 | 0 | 0 | 0 | 0 | 0 | 0 | 0 | 0 | 0 | 0 | 0 | 0 | 0 | 0 | 0 | 0 | 0 | 0 | 0 | 0 | 0 | 0 | 0 | 0 | 0 | 0 | 0 | 0 | 0 | 0 | 0 | 0 | 0 | 0 | 0 | 0 | 0 | 0 | 0 | 0 | 0 | 0 | 0 | 0 | 0 | 0 | 0 | 0 | 0 | 0 | 0 | 0 | 0 | 0 | 0 | 0 | 0 | 0
Ach | Institutional | Miscellaneous | Elevators/Escalators | TRC | Existing | NE4525 | VSD Controlled Compressor | VSD Controlled Compressor | NonEquip | 15 | Others | 0% | Prescriptive_ECM_existing | 20.79% | 0 | 0 | 0 | 0 | 0 | 0 | 0 | 0 | 0 | 0 | 0 | 0 | 0 | 0 | 0 | 0 | 0 | 0 | 0 | 0 | 0 | 0 | 0 | 0 | 0 | 0 | 0 | 0 | 0 | 0 | 0 | 0 | 0 | 0 | 0 | 0 | 0 | 0 | 0 | 0 | 0 | 0 | 0 | 0 | 0 | 0 | 0 | 0 | 0 | 0 | 0 | 0 | 0 | 0 | 0 | 0 | 0 | 0 | 0 | 0 | 0 | 0 | 0 | 0 | 0 | 0 | 0 | 0 | 0 | 0 | 0 | 0 | 0 | 0 | 0 | 0 | 0 | 0 | 0 | 0 | 0 | 0 | 0 | 0 | 0 | 0 | 0 | 0 | 0 | 0 | 0 | 0 | 0 | 0 | 0 | 0 | 0 | 0 | 0 | 0 | 0 | 0 | 0 | 0 | 0
Ach | Institutional | Space Cooling | District chilled water piped | TRC | New | NN3212 | Ceiling Insulation(R2 to R38) | Ceiling Insulation(R2 to R38) | NonEquip | 20 |  | 0% | Prescriptive_hvac | 2.325% | 0 | 0 | 0 | 0 | 0 | 0 | 0 | 0 | 0 | 0 | 0 | 0 | 0 | 0 | 0 | 0 | 0 | 0 | 0 | 0 | 0 | 0 | 0 | 0 | 0 | 0 | 0 | 0 | 0 | 0 | 0 | 0 | 0 | 0 | 0 | 0 | 0 | 0 | 0 | 0 | 0 | 0 | 0 | 0 | 0 | 0 | 0 | 0 | 0 | 0 | 0 | 0 | 0 | 0 | 0 | 0 | 0 | 0 | 0 | 0 | 0 | 0 | 0 | 0 | 0 | 0 | 0 | 0 | 0 | 0 | 0 | 0 | 0 | 0 | 0 | 0 | 0 | 0 | 0 | 0 | 0 | 0 | 0 | 0 | 0 | 0 | 0 | 0 | 0 | 0 | 0 | 0 | 0 | 0 | 0 | 0 | 0 | 0 | 0 | 0 | 0 | 0 | 0 | 0 | 0
Ach | Institutional | Space Cooling | District chilled water piped | TRC | Existing | NE3199 | Ceiling Insulation(R2 to R38) | Ceiling Insulation(R2 to R38) | NonEquip | 20 |  | 0% | Prescriptive_hvac_existing | 2.325% | 0 | 0 | 0 | 0 | 0 | 0 | 0 | 0 | 0 | 0 | 0 | 0 | 0 | 0 | 0 | 0 | 0 | 0 | 0 | 0 | 0 | 0 | 0 | 0 | 0 | 0 | 0 | 0 | 0 | 0 | 0 | 0 | 0 | 0 | 0 | 0 | 0 | 0 | 0 | 0 | 0 | 0 | 0 | 0 | 0 | 0 | 0 | 0 | 0 | 0 | 0 | 0 | 0 | 0 | 0 | 0 | 0 | 0 | 0 | 0 | 0 | 0 | 0 | 0 | 0 | 0 | 0 | 0 | 0 | 0 | 0 | 0 | 0 | 0 | 0 | 0 | 0 | 0 | 0 | 0 | 0 | 0 | 0 | 0 | 0 | 0 | 0 | 0 | 0 | 0 | 0 | 0 | 0 | 0 | 0 | 0 | 0 | 0 | 0 | 0 | 0 | 0 | 0 | 0 | 0
Ach | Institutional | Refrigeration | Display cases | TRC | New | NN4824 | PSC to ECM Evaporator Fan Motor (Reach-In) | PSC to ECM Evaporator Fan Motor (Reach-In) | NonEquip | 15 | Display cases | 0% | Prescriptive_ECM | 37.5% | 0 | 0 | 0 | 0 | 0 | 0 | 0 | 0 | 0 | 0 | 0 | 0 | 0 | 0 | 0 | 0 | 0 | 0 | 0 | 0 | 0 | 0 | 0 | 0 | 0 | 0 | 0 | 0 | 0 | 0 | 0 | 0 | 0 | 0 | 0 | 0 | 0 | 0 | 0 | 0 | 0 | 0 | 0 | 0 | 0 | 0 | 0 | 0 | 0 | 0 | 0 | 0 | 0 | 0 | 0 | 0 | 0 | 0 | 0 | 0 | 0 | 0 | 0 | 0 | 0 | 0 | 0 | 0 | 0 | 0 | 0 | 0 | 0 | 0 | 0 | 0 | 0 | 0 | 0 | 0 | 0 | 0 | 0 | 0 | 0 | 0 | 0 | 0 | 0 | 0 | 0 | 0 | 0 | 0 | 0 | 0 | 0 | 0 | 0 | 0 | 0 | 0 | 0 | 0 | 0
Ach | Institutional | Refrigeration | Display cases | TRC | Existing | NE4811 | PSC to ECM Evaporator Fan Motor (Reach-In) | PSC to ECM Evaporator Fan Motor (Reach-In) | NonEquip | 15 | Display cases | 0% | Prescriptive_ECM_existing | 37.5% | 0 | 0 | 0 | 0 | 0 | 0 | 0 | 0 | 0 | 0 | 0 | 0 | 0 | 0 | 0 | 0 | 0 | 0 | 0 | 0 | 0 | 0 | 0 | 0 | 0 | 0 | 0 | 0 | 0 | 0 | 0 | 0 | 0 | 0 | 0 | 0 | 0 | 0 | 0 | 0 | 0 | 0 | 0 | 0 | 0 | 0 | 0 | 0 | 0 | 0 | 0 | 0 | 0 | 0 | 0 | 0 | 0 | 0 | 0 | 0 | 0 | 0 | 0 | 0 | 0 | 0 | 0 | 0 | 0 | 0 | 0 | 0 | 0 | 0 | 0 | 0 | 0 | 0 | 0 | 0 | 0 | 0 | 0 | 0 | 0 | 0 | 0 | 0 | 0 | 0 | 0 | 0 | 0 | 0 | 0 | 0 | 0 | 0 | 0 | 0 | 0 | 0 | 0 | 0 | 0
Ach | Institutional | Cooking | Cooking Other | TRC | Turnover | ET7 | Efficient Exhaust Hood | Efficient Exhaust Hood | Equip | 15 | Cooking Other | 0% | Prescriptive_cooking | 42.5% | 0 | 0 | 0 | 0 | 0 | 0 | 0 | 0 | 0 | 0 | 0 | 0 | 0 | 0 | 0 | 0 | 0 | 0 | 0 | 0 | 0 | 0 | 0 | 0 | 0 | 0 | 0 | 0 | 0 | 0 | 0 | 0 | 0 | 0 | 0 | 0 | 0 | 0 | 0 | 0 | 0 | 0 | 0 | 0 | 0 | 0 | 0 | 0 | 0 | 0 | 0 | 0 | 0 | 0 | 0 | 0 | 0 | 0 | 0 | 0 | 0 | 0 | 0 | 0 | 0 | 0 | 0 | 0 | 0 | 0 | 0 | 0 | 0 | 0 | 0 | 0 | 0 | 0 | 0 | 0 | 0 | 0 | 0 | 0 | 0 | 0 | 0 | 0 | 0 | 0 | 0 | 0 | 0 | 0 | 0 | 0 | 0 | 0 | 0 | 0 | 0 | 0 | 0 | 0 | 0
Ach | Institutional | Cooking | Cooking Other | TRC | New | EN33 | Efficient Exhaust Hood | Efficient Exhaust Hood | Equip | 15 | Cooking Other | 0% | Prescriptive_cooking | 42.5% | 0 | 0 | 0 | 0 | 0 | 0 | 0 | 0 | 0 | 0 | 0 | 0 | 0 | 0 | 0 | 0 | 0 | 0 | 0 | 0 | 0 | 0 | 0 | 0 | 0 | 0 | 0 | 0 | 0 | 0 | 0 | 0 | 0 | 0 | 0 | 0 | 0 | 0 | 0 | 0 | 0 | 0 | 0 | 0 | 0 | 0 | 0 | 0 | 0 | 0 | 0 | 0 | 0 | 0 | 0 | 0 | 0 | 0 | 0 | 0 | 0 | 0 | 0 | 0 | 0 | 0 | 0 | 0 | 0 | 0 | 0 | 0 | 0 | 0 | 0 | 0 | 0 | 0 | 0 | 0 | 0 | 0 | 0 | 0 | 0 | 0 | 0 | 0 | 0 | 0 | 0 | 0 | 0 | 0 | 0 | 0 | 0 | 0 | 0 | 0 | 0 | 0 | 0 | 0 | 0
Ach | Institutional | Space Cooling | Central chillers inside | TRC | New | NN3212 | Ceiling Insulation(R2 to R38) | Ceiling Insulation(R2 to R38) | NonEquip | 20 |  | 0% | Prescriptive_hvac | 2.325% | 0 | 0 | 0 | 0 | 0 | 0 | 0 | 0 | 0 | 0 | 0 | 0 | 0 | 0 | 0 | 0 | 0 | 0 | 0 | 0 | 0 | 0 | 0 | 0 | 0 | 0 | 0 | 0 | 0 | 0 | 0 | 0 | 0 | 0 | 0 | 0 | 0 | 0 | 0 | 0 | 0 | 0 | 0 | 0 | 0 | 0 | 0 | 0 | 0 | 0 | 0 | 0 | 0 | 0 | 0 | 0 | 0 | 0 | 0 | 0 | 0 | 0 | 0 | 0 | 0 | 0 | 0 | 0 | 0 | 0 | 0 | 0 | 0 | 0 | 0 | 0 | 0 | 0 | 0 | 0 | 0 | 0 | 0 | 0 | 0 | 0 | 0 | 0 | 0 | 0 | 0 | 0 | 0 | 0 | 0 | 0 | 0 | 0 | 0 | 0 | 0 | 0 | 0 | 0 | 0
Ach | Institutional | Space Cooling | Central chillers inside | TRC | Existing | NE3199 | Ceiling Insulation(R2 to R38) | Ceiling Insulation(R2 to R38) | NonEquip | 20 |  | 0% | Prescriptive_hvac_existing | 2.325% | 0 | 0 | 0 | 0 | 0 | 0 | 0 | 0 | 0 | 0 | 0 | 0 | 0 | 0 | 0 | 0 | 0 | 0 | 0 | 0 | 0 | 0 | 0 | 0 | 0 | 0 | 0 | 0 | 0 | 0 | 0 | 0 | 0 | 0 | 0 | 0 | 0 | 0 | 0 | 0 | 0 | 0 | 0 | 0 | 0 | 0 | 0 | 0 | 0 | 0 | 0 | 0 | 0 | 0 | 0 | 0 | 0 | 0 | 0 | 0 | 0 | 0 | 0 | 0 | 0 | 0 | 0 | 0 | 0 | 0 | 0 | 0 | 0 | 0 | 0 | 0 | 0 | 0 | 0 | 0 | 0 | 0 | 0 | 0 | 0 | 0 | 0 | 0 | 0 | 0 | 0 | 0 | 0 | 0 | 0 | 0 | 0 | 0 | 0 | 0 | 0 | 0 | 0 | 0 | 0
Ach | Institutional | Space Heating | Boilers | TRC | New | NN3186 | Ceiling Insulation(R2 to R38) | Ceiling Insulation(R2 to R38) | NonEquip | 20 |  | 0% | Prescriptive_hvac | 8.344% | 0 | 0 | 0 | 0 | 0 | 0 | 0 | 0 | 0 | 0 | 0 | 0 | 0 | 0 | 0 | 0 | 0 | 0 | 0 | 0 | 0 | 0 | 0 | 0 | 0 | 0 | 0 | 0 | 0 | 0 | 0 | 0 | 0 | 0 | 0 | 0 | 0 | 0 | 0 | 0 | 0 | 0 | 0 | 0 | 0 | 0 | 0 | 0 | 0 | 0 | 0 | 0 | 0 | 0 | 0 | 0 | 0 | 0 | 0 | 0 | 0 | 0 | 0 | 0 | 0 | 0 | 0 | 0 | 0 | 0 | 0 | 0 | 0 | 0 | 0 | 0 | 0 | 0 | 0 | 0 | 0 | 0 | 0 | 0 | 0 | 0 | 0 | 0 | 0 | 0 | 0 | 0 | 0 | 0 | 0 | 0 | 0 | 0 | 0 | 0 | 0 | 0 | 0 | 0 | 0
Ach | Institutional | Space Heating | Boilers | TRC | Existing | NE3173 | Ceiling Insulation(R2 to R38) | Ceiling Insulation(R2 to R38) | NonEquip | 20 |  | 0% | Prescriptive_hvac_existing | 9.208% | 0 | 0 | 0 | 0 | 0 | 0 | 0 | 0 | 0 | 0 | 0 | 0 | 0 | 0 | 0 | 0 | 0 | 0 | 0 | 0 | 0 | 0 | 0 | 0 | 0 | 0 | 0 | 0 | 0 | 0 | 0 | 0 | 0 | 0 | 0 | 0 | 0 | 0 | 0 | 0 | 0 | 0 | 0 | 0 | 0 | 0 | 0 | 0 | 0 | 0 | 0 | 0 | 0 | 0 | 0 | 0 | 0 | 0 | 0 | 0 | 0 | 0 | 0 | 0 | 0 | 0 | 0 | 0 | 0 | 0 | 0 | 0 | 0 | 0 | 0 | 0 | 0 | 0 | 0 | 0 | 0 | 0 | 0 | 0 | 0 | 0 | 0 | 0 | 0 | 0 | 0 | 0 | 0 | 0 | 0 | 0 | 0 | 0 | 0 | 0 | 0 | 0 | 0 | 0 | 0
Ach | Lodging/Hospitality | Refrigeration | Walk-in cooler | TRC | New | NN4825 | PSC to ECM Evaporator Fan Motor (Reach-In) | PSC to ECM Evaporator Fan Motor (Reach-In) | NonEquip | 15 | Display cases | 0% | Prescriptive_ECM | 37.5% | 0 | 0 | 0 | 0 | 0 | 0 | 0 | 0 | 0 | 0 | 0 | 0 | 0 | 0 | 0 | 0 | 0 | 0 | 0 | 0 | 0 | 0 | 0 | 0 | 0 | 0 | 0 | 0 | 0 | 0 | 0 | 0 | 0 | 0 | 0 | 0 | 0 | 0 | 0 | 0 | 0 | 0 | 0 | 0 | 0 | 0 | 0 | 0 | 0 | 0 | 0 | 0 | 0 | 0 | 0 | 0 | 0 | 0 | 0 | 0 | 0 | 0 | 0 | 0 | 0 | 0 | 0 | 0 | 0 | 0 | 0 | 0 | 0 | 0 | 0 | 0 | 0 | 0 | 0 | 0 | 0 | 0 | 0 | 0 | 0 | 0 | 0 | 0 | 0 | 0 | 0 | 0 | 0 | 0 | 0 | 0 | 0 | 0 | 0 | 0 | 0 | 0 | 0 | 0 | 0
Ach | Lodging/Hospitality | Refrigeration | Walk-in cooler | TRC | Existing | NE4812 | PSC to ECM Evaporator Fan Motor (Reach-In) | PSC to ECM Evaporator Fan Motor (Reach-In) | NonEquip | 15 | Display cases | 0% | Prescriptive_ECM_existing | 37.5% | 0 | 0 | 0 | 0 | 0 | 0 | 0 | 0 | 0 | 0 | 0 | 0 | 0 | 0 | 0 | 0 | 0 | 0 | 0 | 0 | 0 | 0 | 0 | 0 | 0 | 0 | 0 | 0 | 0 | 0 | 0 | 0 | 0 | 0 | 0 | 0 | 0 | 0 | 0 | 0 | 0 | 0 | 0 | 0 | 0 | 0 | 0 | 0 | 0 | 0 | 0 | 0 | 0 | 0 | 0 | 0 | 0 | 0 | 0 | 0 | 0 | 0 | 0 | 0 | 0 | 0 | 0 | 0 | 0 | 0 | 0 | 0 | 0 | 0 | 0 | 0 | 0 | 0 | 0 | 0 | 0 | 0 | 0 | 0 | 0 | 0 | 0 | 0 | 0 | 0 | 0 | 0 | 0 | 0 | 0 | 0 | 0 | 0 | 0 | 0 | 0 | 0 | 0 | 0 | 0
Ach | Lodging/Hospitality | Refrigeration | Vending and ice makers | TRC | New | NN4825 | PSC to ECM Evaporator Fan Motor (Reach-In) | PSC to ECM Evaporator Fan Motor (Reach-In) | NonEquip | 15 | Display cases | 0% | Prescriptive_ECM | 37.5% | 0 | 0 | 0 | 0 | 0 | 0 | 0 | 0 | 0 | 0 | 0 | 0 | 0 | 0 | 0 | 0 | 0 | 0 | 0 | 0 | 0 | 0 | 0 | 0 | 0 | 0 | 0 | 0 | 0 | 0 | 0 | 0 | 0 | 0 | 0 | 0 | 0 | 0 | 0 | 0 | 0 | 0 | 0 | 0 | 0 | 0 | 0 | 0 | 0 | 0 | 0 | 0 | 0 | 0 | 0 | 0 | 0 | 0 | 0 | 0 | 0 | 0 | 0 | 0 | 0 | 0 | 0 | 0 | 0 | 0 | 0 | 0 | 0 | 0 | 0 | 0 | 0 | 0 | 0 | 0 | 0 | 0 | 0 | 0 | 0 | 0 | 0 | 0 | 0 | 0 | 0 | 0 | 0 | 0 | 0 | 0 | 0 | 0 | 0 | 0 | 0 | 0 | 0 | 0 | 0
Ach | Lodging/Hospitality | Refrigeration | Vending and ice makers | TRC | Existing | NE4812 | PSC to ECM Evaporator Fan Motor (Reach-In) | PSC to ECM Evaporator Fan Motor (Reach-In) | NonEquip | 15 | Display cases | 0% | Prescriptive_ECM_existing | 37.5% | 0 | 0 | 0 | 0 | 0 | 0 | 0 | 0 | 0 | 0 | 0 | 0 | 0 | 0 | 0 | 0 | 0 | 0 | 0 | 0 | 0 | 0 | 0 | 0 | 0 | 0 | 0 | 0 | 0 | 0 | 0 | 0 | 0 | 0 | 0 | 0 | 0 | 0 | 0 | 0 | 0 | 0 | 0 | 0 | 0 | 0 | 0 | 0 | 0 | 0 | 0 | 0 | 0 | 0 | 0 | 0 | 0 | 0 | 0 | 0 | 0 | 0 | 0 | 0 | 0 | 0 | 0 | 0 | 0 | 0 | 0 | 0 | 0 | 0 | 0 | 0 | 0 | 0 | 0 | 0 | 0 | 0 | 0 | 0 | 0 | 0 | 0 | 0 | 0 | 0 | 0 | 0 | 0 | 0 | 0 | 0 | 0 | 0 | 0 | 0 | 0 | 0 | 0 | 0 | 0
Ach | Lodging/Hospitality | Interior Lighting | Spot lighting | TRC | New | NN3707 | Facility Energy Management System | Facility Energy Management System | NonEquip | 15 |  | 4.276% | Custom_improvement | 24% | 0.00044712 | 0.00053831 | 0.00069846 | 0.00086478 | 0.00099622 | 0.0012448 | 0.0014575 | 0.0015491 | 0.0014573 | 0.0011793 | 0.00044712 | 0.00098543 | 0.0016839 | 0.0025487 | 0.0035449 | 0.0047896 | 0.0062472 | 0.0077962 | 0.0092536 | 0.010433 | 1.1668e-07 | 2.5716e-07 | 4.3943e-07 | 6.651e-07 | 9.2507e-07 | 1.2499e-06 | 1.6303e-06 | 2.0345e-06 | 2.4148e-06 | 2.7226e-06 | 5.3648e-08 | 1.1824e-07 | 2.0204e-07 | 3.0581e-07 | 4.2534e-07 | 5.7469e-07 | 7.4958e-07 | 9.3545e-07 | 1.1103e-06 | 1.2518e-06 | 9.9461e-06 | 1.2334e-05 | 1.6483e-05 | 2.1021e-05 | 2.4942e-05 | 3.21e-05 | 3.8714e-05 | 4.2381e-05 | 4.1066e-05 | 3.4228e-05 | 0.00014782 | 5.0146e-05 | 6.2185e-05 | 8.3106e-05 | 0.00010598 | 0.00012575 | 0.00016184 | 0.00019519 | 0.00021367 | 0.00020705 | 0.00017257 | 0.00074526 | 3.3235e-05 | 4.1214e-05 | 5.508e-05 | 7.0241e-05 | 8.3345e-05 | 0.00010726 | 0.00012936 | 0.00014162 | 0.00013722 | 0.00011437 | 0.00049393 | -0.00039235 | -0.00048655 | -0.00065024 | -0.00082922 | -0.00098392 | -0.0012663 | -0.0015272 | -0.0016718 | -0.00162 | -0.0013502 | -0.005831 | 0.00042559 | 0.00052776 | 0.00070532 | 0.00089946 | 0.0010673 | 0.0013735 | 0.0016566 | 0.0018134 | 0.0017572 | 0.0014646 | 0.0063249 | 5.2936e-05 | 0.00012017 | 0.0002115 | 0.00032973 | 0.00047237 | 0.00065738 | 0.00088316 | 0.0011352 | 0.0013878 | 0.0016116
Ach | Lodging/Hospitality | Interior Lighting | Spot lighting | TRC | Existing | NE3694 | Facility Energy Management System | Facility Energy Management System | NonEquip | 15 |  | 0.7167% | Custom_improvement_existing | 24% | 0.00028484 | 0.00029733 | 0.00030061 | 0.00030361 | 0.00030558 | 0.00030745 | 0.00030911 | 0.00031048 | 0.00031179 | 0.00031312 | 0.00028484 | 0.00058217 | 0.00088279 | 0.0011864 | 0.001492 | 0.0017994 | 0.0021085 | 0.002419 | 0.0027308 | 0.0030439 | 7.4332e-08 | 1.5192e-07 | 2.3037e-07 | 3.096e-07 | 3.8935e-07 | 4.6958e-07 | 5.5025e-07 | 6.3127e-07 | 7.1264e-07 | 7.9435e-07 | 3.4177e-08 | 6.9853e-08 | 1.0592e-07 | 1.4235e-07 | 1.7902e-07 | 2.1591e-07 | 2.53e-07 | 2.9025e-07 | 3.2766e-07 | 3.6523e-07 | 6.3363e-06 | 6.8126e-06 | 7.0944e-06 | 7.38e-06 | 7.6508e-06 | 7.9286e-06 | 8.2106e-06 | 8.4943e-06 | 8.7861e-06 | 9.0882e-06 | 4.5867e-05 | 3.1946e-05 | 3.4348e-05 | 3.5769e-05 | 3.7208e-05 | 3.8574e-05 | 3.9974e-05 | 4.1396e-05 | 4.2827e-05 | 4.4298e-05 | 4.5821e-05 | 0.00023125 | 2.1173e-05 | 2.2765e-05 | 2.3706e-05 | 2.4661e-05 | 2.5565e-05 | 2.6494e-05 | 2.7436e-05 | 2.8384e-05 | 2.9359e-05 | 3.0369e-05 | 0.00015327 | -0.00024995 | -0.00026874 | -0.00027986 | -0.00029112 | -0.00030181 | -0.00031276 | -0.00032389 | -0.00033508 | -0.00034659 | -0.00035851 | -0.0018094 | 0.00027112 | 0.00029151 | 0.00030356 | 0.00031579 | 0.00032737 | 0.00033926 | 0.00035133 | 0.00036346 | 0.00037595 | 0.00038888 | 0.0019626 | 3.3723e-05 | 7.0994e-05 | 0.00011088 | 0.00015349 | 0.00019881 | 0.00024697 | 0.00029808 | 0.00035223 | 0.00040956 | 0.00047022
Ach | Lodging/Hospitality | Space Cooling | Residential-type central air conditioners | TRC | New | NN3681 | Facility Energy Management System | Facility Energy Management System | NonEquip | 15 |  | 4.276% | Custom_improvement | 20% | 0 | 0 | 0 | 0 | 0 | 0 | 0 | 0 | 0 | 0 | 0 | 0 | 0 | 0 | 0 | 0 | 0 | 0 | 0 | 0 | 0 | 0 | 0 | 0 | 0 | 0 | 0 | 0 | 0 | 0 | 0 | 0 | 0 | 0 | 0 | 0 | 0 | 0 | 0 | 0 | 0 | 0 | 0 | 0 | 0 | 0 | 0 | 0 | 0 | 0 | 0 | 0 | 0 | 0 | 0 | 0 | 0 | 0 | 0 | 0 | 0 | 0 | 0 | 0 | 0 | 0 | 0 | 0 | 0 | 0 | 0 | 0 | 0 | 0 | 0 | 0 | 0 | 0 | 0 | 0 | 0 | 0 | 0 | 0 | 0 | 0 | 0 | 0 | 0 | 0 | 0 | 0 | 0 | 0 | 0 | 0 | 0 | 0 | 0 | 0 | 0 | 0 | 0 | 0 | 0
Ach | Lodging/Hospitality | Space Cooling | Residential-type central air conditioners | TRC | New | NN3213 | Ceiling Insulation(R2 to R38) | Ceiling Insulation(R2 to R38) | NonEquip | 20 |  | 0% | Prescriptive_hvac | 3.768% | 0 | 0 | 0 | 0 | 0 | 0 | 0 | 0 | 0 | 0 | 0 | 0 | 0 | 0 | 0 | 0 | 0 | 0 | 0 | 0 | 0 | 0 | 0 | 0 | 0 | 0 | 0 | 0 | 0 | 0 | 0 | 0 | 0 | 0 | 0 | 0 | 0 | 0 | 0 | 0 | 0 | 0 | 0 | 0 | 0 | 0 | 0 | 0 | 0 | 0 | 0 | 0 | 0 | 0 | 0 | 0 | 0 | 0 | 0 | 0 | 0 | 0 | 0 | 0 | 0 | 0 | 0 | 0 | 0 | 0 | 0 | 0 | 0 | 0 | 0 | 0 | 0 | 0 | 0 | 0 | 0 | 0 | 0 | 0 | 0 | 0 | 0 | 0 | 0 | 0 | 0 | 0 | 0 | 0 | 0 | 0 | 0 | 0 | 0 | 0 | 0 | 0 | 0 | 0 | 0
Ach | Lodging/Hospitality | Space Cooling | Residential-type central air conditioners | TRC | Existing | NE4214 | Wall Insulation | Wall Insulation | NonEquip | 20 |  | 0% | Prescriptive_hvac_existing | 26.79% | 0 | 0 | 0 | 0 | 0 | 0 | 0 | 0 | 0 | 0 | 0 | 0 | 0 | 0 | 0 | 0 | 0 | 0 | 0 | 0 | 0 | 0 | 0 | 0 | 0 | 0 | 0 | 0 | 0 | 0 | 0 | 0 | 0 | 0 | 0 | 0 | 0 | 0 | 0 | 0 | 0 | 0 | 0 | 0 | 0 | 0 | 0 | 0 | 0 | 0 | 0 | 0 | 0 | 0 | 0 | 0 | 0 | 0 | 0 | 0 | 0 | 0 | 0 | 0 | 0 | 0 | 0 | 0 | 0 | 0 | 0 | 0 | 0 | 0 | 0 | 0 | 0 | 0 | 0 | 0 | 0 | 0 | 0 | 0 | 0 | 0 | 0 | 0 | 0 | 0 | 0 | 0 | 0 | 0 | 0 | 0 | 0 | 0 | 0 | 0 | 0 | 0 | 0 | 0 | 0
Ach | Lodging/Hospitality | Space Cooling | Residential-type central air conditioners | TRC | Existing | NE3668 | Facility Energy Management System | Facility Energy Management System | NonEquip | 15 |  | 0.7167% | Custom_improvement_existing | 20% | 0 | 0 | 0 | 0 | 0 | 0 | 0 | 0 | 0 | 0 | 0 | 0 | 0 | 0 | 0 | 0 | 0 | 0 | 0 | 0 | 0 | 0 | 0 | 0 | 0 | 0 | 0 | 0 | 0 | 0 | 0 | 0 | 0 | 0 | 0 | 0 | 0 | 0 | 0 | 0 | 0 | 0 | 0 | 0 | 0 | 0 | 0 | 0 | 0 | 0 | 0 | 0 | 0 | 0 | 0 | 0 | 0 | 0 | 0 | 0 | 0 | 0 | 0 | 0 | 0 | 0 | 0 | 0 | 0 | 0 | 0 | 0 | 0 | 0 | 0 | 0 | 0 | 0 | 0 | 0 | 0 | 0 | 0 | 0 | 0 | 0 | 0 | 0 | 0 | 0 | 0 | 0 | 0 | 0 | 0 | 0 | 0 | 0 | 0 | 0 | 0 | 0 | 0 | 0 | 0
Ach | Lodging/Hospitality | Space Cooling | Residential-type central air conditioners | TRC | Existing | NE3200 | Ceiling Insulation(R2 to R38) | Ceiling Insulation(R2 to R38) | NonEquip | 20 |  | 0% | Prescriptive_hvac_existing | 3.768% | 0 | 0 | 0 | 0 | 0 | 0 | 0 | 0 | 0 | 0 | 0 | 0 | 0 | 0 | 0 | 0 | 0 | 0 | 0 | 0 | 0 | 0 | 0 | 0 | 0 | 0 | 0 | 0 | 0 | 0 | 0 | 0 | 0 | 0 | 0 | 0 | 0 | 0 | 0 | 0 | 0 | 0 | 0 | 0 | 0 | 0 | 0 | 0 | 0 | 0 | 0 | 0 | 0 | 0 | 0 | 0 | 0 | 0 | 0 | 0 | 0 | 0 | 0 | 0 | 0 | 0 | 0 | 0 | 0 | 0 | 0 | 0 | 0 | 0 | 0 | 0 | 0 | 0 | 0 | 0 | 0 | 0 | 0 | 0 | 0 | 0 | 0 | 0 | 0 | 0 | 0 | 0 | 0 | 0 | 0 | 0 | 0 | 0 | 0 | 0 | 0 | 0 | 0 | 0 | 0
Ach | Lodging/Hospitality | Space Heating | Residential/split system heat pump | TRC | New | NN3655 | Facility Energy Management System | Facility Energy Management System | NonEquip | 15 |  | 4.276% | Custom_improvement | 20% | 2.0146 | 2.4299 | 3.1585 | 3.9175 | 4.5211 | 5.6591 | 6.6384 | 7.068 | 6.6613 | 5.4 | 2.0146 | 4.4445 | 7.603 | 11.5205 | 16.0416 | 21.7008 | 28.3391 | 35.4072 | 42.0684 | 47.4685 | 0 | 0 | 0 | 0 | 0 | 0 | 0 | 0 | 0 | 0 | 0.00024173 | 0.00053329 | 0.00091226 | 0.0013823 | 0.0019248 | 0.0026038 | 0.0034003 | 0.0042484 | 0.0050477 | 0.0056956 | 0.044816 | 0.055674 | 0.074539 | 0.095226 | 0.11319 | 0.14594 | 0.17633 | 0.19337 | 0.18771 | 0.15673 | 0.67199 | 0.22595 | 0.2807 | 0.37581 | 0.48011 | 0.5707 | 0.73579 | 0.889 | 0.97494 | 0.9464 | 0.79022 | 3.3881 | 0.14975 | 0.18604 | 0.24907 | 0.3182 | 0.37824 | 0.48766 | 0.5892 | 0.64615 | 0.62724 | 0.52373 | 2.2455 | -1.7679 | -2.1962 | -2.9404 | -3.7565 | -4.4653 | -5.7569 | -6.9557 | -7.628 | -7.4047 | -6.1828 | -26.5086 | 1.9176 | 2.3823 | 3.1895 | 4.0747 | 4.8435 | 6.2446 | 7.5449 | 8.2742 | 8.032 | 6.7065 | 28.7541 | 0.23852 | 0.54199 | 0.95497 | 1.4904 | 2.1376 | 2.9785 | 4.0063 | 5.1556 | 6.3094 | 7.3328
Ach | Lodging/Hospitality | Space Heating | Residential/split system heat pump | TRC | New | NN3187 | Ceiling Insulation(R2 to R38) | Ceiling Insulation(R2 to R38) | NonEquip | 20 |  | 0% | Prescriptive_hvac | 13.52% | 0 | 0 | 0 | 0 | 0 | 0 | 0 | 0 | 0 | 0 | 0 | 0 | 0 | 0 | 0 | 0 | 0 | 0 | 0 | 0 | 0 | 0 | 0 | 0 | 0 | 0 | 0 | 0 | 0 | 0 | 0 | 0 | 0 | 0 | 0 | 0 | 0 | 0 | 0 | 0 | 0 | 0 | 0 | 0 | 0 | 0 | 0 | 0 | 0 | 0 | 0 | 0 | 0 | 0 | 0 | 0 | 0 | 0 | 0 | 0 | 0 | 0 | 0 | 0 | 0 | 0 | 0 | 0 | 0 | 0 | 0 | 0 | 0 | 0 | 0 | 0 | 0 | 0 | 0 | 0 | 0 | 0 | 0 | 0 | 0 | 0 | 0 | 0 | 0 | 0 | 0 | 0 | 0 | 0 | 0 | 0 | 0 | 0 | 0 | 0 | 0 | 0 | 0 | 0 | 0
Ach | Lodging/Hospitality | Space Heating | Residential/split system heat pump | TRC | Existing | NE4240 | Wall Insulation | Wall Insulation | NonEquip | 20 |  | 0% | Prescriptive_hvac_existing | 15.49% | 0 | 0 | 0 | 0 | 0 | 0 | 0 | 0 | 0 | 0 | 0 | 0 | 0 | 0 | 0 | 0 | 0 | 0 | 0 | 0 | 0 | 0 | 0 | 0 | 0 | 0 | 0 | 0 | 0 | 0 | 0 | 0 | 0 | 0 | 0 | 0 | 0 | 0 | 0 | 0 | 0 | 0 | 0 | 0 | 0 | 0 | 0 | 0 | 0 | 0 | 0 | 0 | 0 | 0 | 0 | 0 | 0 | 0 | 0 | 0 | 0 | 0 | 0 | 0 | 0 | 0 | 0 | 0 | 0 | 0 | 0 | 0 | 0 | 0 | 0 | 0 | 0 | 0 | 0 | 0 | 0 | 0 | 0 | 0 | 0 | 0 | 0 | 0 | 0 | 0 | 0 | 0 | 0 | 0 | 0 | 0 | 0 | 0 | 0 | 0 | 0 | 0 | 0 | 0 | 0
Ach | Lodging/Hospitality | Space Heating | Residential/split system heat pump | TRC | Existing | NE3642 | Facility Energy Management System | Facility Energy Management System | NonEquip | 15 |  | 0.7167% | Custom_improvement_existing | 20% | 1.3212 | 2.0253 | 3.0493 | 4.4958 | 6.3997 | 8.699 | 11.038 | 12.7222 | 12.9013 | 11.1711 | 1.3212 | 3.3465 | 6.3958 | 10.8916 | 17.2913 | 25.9902 | 37.0282 | 49.7503 | 62.6516 | 73.8227 | 0 | 0 | 0 | 0 | 0 | 0 | 0 | 0 | 0 | 0 | 0.00015853 | 0.00040154 | 0.00076741 | 0.0013068 | 0.0020747 | 0.0031185 | 0.0044429 | 0.0059694 | 0.0075174 | 0.0088578 | 0.02939 | 0.046405 | 0.071962 | 0.10928 | 0.16023 | 0.22433 | 0.29319 | 0.34806 | 0.36355 | 0.32424 | 0.99657 | 0.14818 | 0.23396 | 0.36282 | 0.55098 | 0.80784 | 1.131 | 1.4782 | 1.7548 | 1.8329 | 1.6347 | 5.0245 | 0.098207 | 0.15506 | 0.24046 | 0.36517 | 0.53541 | 0.7496 | 0.97969 | 1.163 | 1.2148 | 1.0834 | 3.3301 | -1.1594 | -1.8306 | -2.8387 | -4.3109 | -6.3206 | -8.8493 | -11.5655 | -13.7301 | -14.3412 | -12.7904 | -39.3126 | 1.2576 | 1.9856 | 3.0792 | 4.6761 | 6.8561 | 9.5989 | 12.5452 | 14.8932 | 15.556 | 13.8738 | 42.6427 | 0.15642 | 0.4081 | 0.80334 | 1.4091 | 2.3041 | 3.5672 | 5.2346 | 7.2441 | 9.3964 | 11.404
Ach | Lodging/Hospitality | Space Heating | Residential/split system heat pump | TRC | Existing | NE3174 | Ceiling Insulation(R2 to R38) | Ceiling Insulation(R2 to R38) | NonEquip | 20 |  | 0% | Prescriptive_hvac_existing | 14.92% | 0 | 0 | 0 | 0 | 0 | 0 | 0 | 0 | 0 | 0 | 0 | 0 | 0 | 0 | 0 | 0 | 0 | 0 | 0 | 0 | 0 | 0 | 0 | 0 | 0 | 0 | 0 | 0 | 0 | 0 | 0 | 0 | 0 | 0 | 0 | 0 | 0 | 0 | 0 | 0 | 0 | 0 | 0 | 0 | 0 | 0 | 0 | 0 | 0 | 0 | 0 | 0 | 0 | 0 | 0 | 0 | 0 | 0 | 0 | 0 | 0 | 0 | 0 | 0 | 0 | 0 | 0 | 0 | 0 | 0 | 0 | 0 | 0 | 0 | 0 | 0 | 0 | 0 | 0 | 0 | 0 | 0 | 0 | 0 | 0 | 0 | 0 | 0 | 0 | 0 | 0 | 0 | 0 | 0 | 0 | 0 | 0 | 0 | 0 | 0 | 0 | 0 | 0 | 0 | 0
Ach | Lodging/Hospitality | Refrigeration | Residential style | TRC | New | NN4825 | PSC to ECM Evaporator Fan Motor (Reach-In) | PSC to ECM Evaporator Fan Motor (Reach-In) | NonEquip | 15 | Display cases | 0% | Prescriptive_ECM | 37.5% | 0 | 0 | 0 | 0 | 0 | 0 | 0 | 0 | 0 | 0 | 0 | 0 | 0 | 0 | 0 | 0 | 0 | 0 | 0 | 0 | 0 | 0 | 0 | 0 | 0 | 0 | 0 | 0 | 0 | 0 | 0 | 0 | 0 | 0 | 0 | 0 | 0 | 0 | 0 | 0 | 0 | 0 | 0 | 0 | 0 | 0 | 0 | 0 | 0 | 0 | 0 | 0 | 0 | 0 | 0 | 0 | 0 | 0 | 0 | 0 | 0 | 0 | 0 | 0 | 0 | 0 | 0 | 0 | 0 | 0 | 0 | 0 | 0 | 0 | 0 | 0 | 0 | 0 | 0 | 0 | 0 | 0 | 0 | 0 | 0 | 0 | 0 | 0 | 0 | 0 | 0 | 0 | 0 | 0 | 0 | 0 | 0 | 0 | 0 | 0 | 0 | 0 | 0 | 0 | 0
Ach | Lodging/Hospitality | Refrigeration | Residential style | TRC | Existing | NE4812 | PSC to ECM Evaporator Fan Motor (Reach-In) | PSC to ECM Evaporator Fan Motor (Reach-In) | NonEquip | 15 | Display cases | 0% | Prescriptive_ECM_existing | 37.5% | 0 | 0 | 0 | 0 | 0 | 0 | 0 | 0 | 0 | 0 | 0 | 0 | 0 | 0 | 0 | 0 | 0 | 0 | 0 | 0 | 0 | 0 | 0 | 0 | 0 | 0 | 0 | 0 | 0 | 0 | 0 | 0 | 0 | 0 | 0 | 0 | 0 | 0 | 0 | 0 | 0 | 0 | 0 | 0 | 0 | 0 | 0 | 0 | 0 | 0 | 0 | 0 | 0 | 0 | 0 | 0 | 0 | 0 | 0 | 0 | 0 | 0 | 0 | 0 | 0 | 0 | 0 | 0 | 0 | 0 | 0 | 0 | 0 | 0 | 0 | 0 | 0 | 0 | 0 | 0 | 0 | 0 | 0 | 0 | 0 | 0 | 0 | 0 | 0 | 0 | 0 | 0 | 0 | 0 | 0 | 0 | 0 | 0 | 0 | 0 | 0 | 0 | 0 | 0 | 0
Ach | Lodging/Hospitality | Miscellaneous | Pool pump | TRC | New | NN4539 | VSD Controlled Compressor | VSD Controlled Compressor | NonEquip | 15 | Others | 0% | Prescriptive_ECM | 20.79% | 0 | 0 | 0 | 0 | 0 | 0 | 0 | 0 | 0 | 0 | 0 | 0 | 0 | 0 | 0 | 0 | 0 | 0 | 0 | 0 | 0 | 0 | 0 | 0 | 0 | 0 | 0 | 0 | 0 | 0 | 0 | 0 | 0 | 0 | 0 | 0 | 0 | 0 | 0 | 0 | 0 | 0 | 0 | 0 | 0 | 0 | 0 | 0 | 0 | 0 | 0 | 0 | 0 | 0 | 0 | 0 | 0 | 0 | 0 | 0 | 0 | 0 | 0 | 0 | 0 | 0 | 0 | 0 | 0 | 0 | 0 | 0 | 0 | 0 | 0 | 0 | 0 | 0 | 0 | 0 | 0 | 0 | 0 | 0 | 0 | 0 | 0 | 0 | 0 | 0 | 0 | 0 | 0 | 0 | 0 | 0 | 0 | 0 | 0 | 0 | 0 | 0 | 0 | 0 | 0
Ach | Lodging/Hospitality | Miscellaneous | Pool pump | TRC | Existing | NE4526 | VSD Controlled Compressor | VSD Controlled Compressor | NonEquip | 15 | Others | 0% | Prescriptive_ECM_existing | 20.79% | 0 | 0 | 0 | 0 | 0 | 0 | 0 | 0 | 0 | 0 | 0 | 0 | 0 | 0 | 0 | 0 | 0 | 0 | 0 | 0 | 0 | 0 | 0 | 0 | 0 | 0 | 0 | 0 | 0 | 0 | 0 | 0 | 0 | 0 | 0 | 0 | 0 | 0 | 0 | 0 | 0 | 0 | 0 | 0 | 0 | 0 | 0 | 0 | 0 | 0 | 0 | 0 | 0 | 0 | 0 | 0 | 0 | 0 | 0 | 0 | 0 | 0 | 0 | 0 | 0 | 0 | 0 | 0 | 0 | 0 | 0 | 0 | 0 | 0 | 0 | 0 | 0 | 0 | 0 | 0 | 0 | 0 | 0 | 0 | 0 | 0 | 0 | 0 | 0 | 0 | 0 | 0 | 0 | 0 | 0 | 0 | 0 | 0 | 0 | 0 | 0 | 0 | 0 | 0 | 0
Ach | Lodging/Hospitality | Miscellaneous | Pool pump | TRC | Turnover | ET1997 | Solar Pool Heater | Solar Pool Heater | Equip | 15 | Pool pump | 5.077% | Prescriptive_all | 86.11% | 9.9419 | 13.7058 | 19.7293 | 26.9693 | 34.8382 | 42.85 | 50.4995 | 56.4983 | 59.2856 | 58.3202 | 9.9419 | 23.6476 | 43.3769 | 70.3463 | 105.1845 | 148.0345 | 198.534 | 255.0323 | 314.3178 | 372.6381 | 0 | 0 | 0 | 0 | 0 | 0 | 0 | 0 | 0 | 0 | 0.00036317 | 0.00086384 | 0.0015845 | 0.0025697 | 0.0038424 | 0.0054077 | 0.0072524 | 0.0093162 | 0.011482 | 0.013612 | 0.34118 | 0.48445 | 0.71829 | 1.0113 | 1.3456 | 1.7047 | 2.0693 | 2.3846 | 2.5773 | 2.6114 | 7.8965 | 1.0894 | 1.5469 | 2.2935 | 3.2292 | 4.2966 | 5.4432 | 6.6074 | 7.614 | 8.2294 | 8.3382 | 25.2139 | 0.48279 | 0.68554 | 1.0164 | 1.4311 | 1.9041 | 2.4123 | 2.9282 | 3.3743 | 3.647 | 3.6953 | 11.1741 | -8.828 | -12.5352 | -18.5857 | -26.1682 | -34.8175 | -44.1093 | -53.543 | -61.7004 | -66.6867 | -67.5689 | -204.3214 | 9.3108 | 13.2208 | 19.6021 | 27.5994 | 36.7216 | 46.5216 | 56.4712 | 65.0748 | 70.3337 | 71.2642 | 215.4956 | 1.1614 | 2.8454 | 5.3758 | 8.9797 | 13.8297 | 20.0475 | 27.6929 | 36.6409 | 46.5134 | 56.798
Ach | Lodging/Hospitality | Miscellaneous | Pool pump | TRC | New | EN2023 | Solar Pool Heater | Solar Pool Heater | Equip | 15 | Pool pump | 5.077% | Prescriptive_all | 86.11% | 1.9057 | 2.2531 | 2.7959 | 3.2104 | 3.3571 | 3.8037 | 4.146 | 4.2871 | 4.1835 | 3.8557 | 1.9057 | 4.1588 | 6.9547 | 10.165 | 13.5221 | 17.3257 | 21.4717 | 25.7589 | 29.9424 | 33.7981 | 0 | 0 | 0 | 0 | 0 | 0 | 0 | 0 | 0 | 0 | 6.9615e-05 | 0.00015192 | 0.00025405 | 0.00037132 | 0.00049396 | 0.0006329 | 0.00078436 | 0.00094096 | 0.0010938 | 0.0012346 | 0.065399 | 0.079638 | 0.10179 | 0.12039 | 0.12966 | 0.15132 | 0.16989 | 0.18094 | 0.18187 | 0.17264 | 0.75547 | 0.20882 | 0.25429 | 0.32502 | 0.3844 | 0.41403 | 0.48318 | 0.54246 | 0.57776 | 0.58071 | 0.55126 | 2.4123 | 0.092544 | 0.11269 | 0.14404 | 0.17036 | 0.18349 | 0.21413 | 0.2404 | 0.25605 | 0.25735 | 0.2443 | 1.0691 | -1.6922 | -2.0606 | -2.6338 | -3.115 | -3.3551 | -3.9155 | -4.3959 | -4.6819 | -4.7058 | -4.4671 | -19.5479 | 1.7847 | 2.1733 | 2.7779 | 3.2853 | 3.5386 | 4.1296 | 4.6363 | 4.9379 | 4.9631 | 4.7115 | 20.6169 | 0.22262 | 0.5004 | 0.86191 | 1.2976 | 1.7779 | 2.3463 | 2.995 | 3.7008 | 4.4309 | 5.1515
Ach | Lodging/Hospitality | Space Heating | Packaged central unit | TRC | New | NN3655 | Facility Energy Management System | Facility Energy Management System | NonEquip | 15 |  | 4.276% | Custom_improvement | 20% | 3.2982 | 3.978 | 5.1707 | 6.4135 | 7.4015 | 9.2646 | 10.8677 | 11.5712 | 10.9053 | 8.8404 | 3.2982 | 7.2762 | 12.4469 | 18.8604 | 26.2619 | 35.5266 | 46.3943 | 57.9655 | 68.8708 | 77.7112 | 0 | 0 | 0 | 0 | 0 | 0 | 0 | 0 | 0 | 0 | 0.00039574 | 0.00087305 | 0.0014935 | 0.002263 | 0.0031511 | 0.0042627 | 0.0055667 | 0.0069551 | 0.0082636 | 0.0093243 | 0.073368 | 0.091145 | 0.12203 | 0.1559 | 0.18531 | 0.23892 | 0.28866 | 0.31657 | 0.3073 | 0.25659 | 1.1001 | 0.36991 | 0.45954 | 0.61524 | 0.786 | 0.93431 | 1.2046 | 1.4554 | 1.5961 | 1.5494 | 1.2937 | 5.5466 | 0.24516 | 0.30456 | 0.40776 | 0.52093 | 0.61923 | 0.79835 | 0.96458 | 1.0578 | 1.0269 | 0.8574 | 3.6761 | -2.8942 | -3.5955 | -4.8137 | -6.1498 | -7.3101 | -9.4247 | -11.3872 | -12.4879 | -12.1224 | -10.1219 | -43.3976 | 3.1394 | 3.9 | 5.2215 | 6.6707 | 7.9294 | 10.2231 | 12.3518 | 13.5458 | 13.1493 | 10.9793 | 47.0737 | 0.39049 | 0.8873 | 1.5634 | 2.44 | 3.4995 | 4.8761 | 6.5587 | 8.4404 | 10.3291 | 12.0046
Ach | Lodging/Hospitality | Space Heating | Packaged central unit | TRC | New | NN3187 | Ceiling Insulation(R2 to R38) | Ceiling Insulation(R2 to R38) | NonEquip | 20 |  | 0% | Prescriptive_hvac | 13.52% | 0 | 0 | 0 | 0 | 0 | 0 | 0 | 0 | 0 | 0 | 0 | 0 | 0 | 0 | 0 | 0 | 0 | 0 | 0 | 0 | 0 | 0 | 0 | 0 | 0 | 0 | 0 | 0 | 0 | 0 | 0 | 0 | 0 | 0 | 0 | 0 | 0 | 0 | 0 | 0 | 0 | 0 | 0 | 0 | 0 | 0 | 0 | 0 | 0 | 0 | 0 | 0 | 0 | 0 | 0 | 0 | 0 | 0 | 0 | 0 | 0 | 0 | 0 | 0 | 0 | 0 | 0 | 0 | 0 | 0 | 0 | 0 | 0 | 0 | 0 | 0 | 0 | 0 | 0 | 0 | 0 | 0 | 0 | 0 | 0 | 0 | 0 | 0 | 0 | 0 | 0 | 0 | 0 | 0 | 0 | 0 | 0 | 0 | 0 | 0 | 0 | 0 | 0 | 0 | 0
Ach | Lodging/Hospitality | Space Heating | Packaged central unit | TRC | Existing | NE4240 | Wall Insulation | Wall Insulation | NonEquip | 20 |  | 0% | Prescriptive_hvac_existing | 15.49% | 0 | 0 | 0 | 0 | 0 | 0 | 0 | 0 | 0 | 0 | 0 | 0 | 0 | 0 | 0 | 0 | 0 | 0 | 0 | 0 | 0 | 0 | 0 | 0 | 0 | 0 | 0 | 0 | 0 | 0 | 0 | 0 | 0 | 0 | 0 | 0 | 0 | 0 | 0 | 0 | 0 | 0 | 0 | 0 | 0 | 0 | 0 | 0 | 0 | 0 | 0 | 0 | 0 | 0 | 0 | 0 | 0 | 0 | 0 | 0 | 0 | 0 | 0 | 0 | 0 | 0 | 0 | 0 | 0 | 0 | 0 | 0 | 0 | 0 | 0 | 0 | 0 | 0 | 0 | 0 | 0 | 0 | 0 | 0 | 0 | 0 | 0 | 0 | 0 | 0 | 0 | 0 | 0 | 0 | 0 | 0 | 0 | 0 | 0 | 0 | 0 | 0 | 0 | 0 | 0
Ach | Lodging/Hospitality | Space Heating | Packaged central unit | TRC | Existing | NE3642 | Facility Energy Management System | Facility Energy Management System | NonEquip | 15 |  | 0.7167% | Custom_improvement_existing | 20% | 2.135 | 3.3157 | 4.992 | 7.3601 | 10.477 | 14.2412 | 18.0704 | 20.8276 | 21.1208 | 18.2883 | 2.135 | 5.4507 | 10.4426 | 17.8028 | 28.2798 | 42.5209 | 60.5913 | 81.4189 | 102.5397 | 120.828 | 0 | 0 | 0 | 0 | 0 | 0 | 0 | 0 | 0 | 0 | 0.00025617 | 0.00065401 | 0.001253 | 0.0021361 | 0.0033932 | 0.005102 | 0.0072702 | 0.0097692 | 0.012303 | 0.014498 | 0.047492 | 0.07597 | 0.11781 | 0.17891 | 0.26231 | 0.36725 | 0.47998 | 0.56981 | 0.59517 | 0.53081 | 1.6309 | 0.23945 | 0.38303 | 0.59397 | 0.90202 | 1.3225 | 1.8516 | 2.42 | 2.8729 | 3.0007 | 2.6762 | 8.2229 | 0.1587 | 0.25386 | 0.39366 | 0.59782 | 0.87652 | 1.2272 | 1.6039 | 1.904 | 1.9888 | 1.7737 | 5.4498 | -1.8735 | -2.9969 | -4.6473 | -7.0575 | -10.3476 | -14.4873 | -18.9341 | -22.4778 | -23.4781 | -20.9393 | -64.3368 | 2.0322 | 3.2507 | 5.041 | 7.6553 | 11.2241 | 15.7144 | 20.538 | 24.3818 | 25.4669 | 22.713 | 69.7867 | 0.25277 | 0.66469 | 1.3116 | 2.3032 | 3.7684 | 5.8361 | 8.5657 | 11.8554 | 15.3787 | 18.6652
Ach | Lodging/Hospitality | Space Heating | Packaged central unit | TRC | Existing | NE3174 | Ceiling Insulation(R2 to R38) | Ceiling Insulation(R2 to R38) | NonEquip | 20 |  | 0% | Prescriptive_hvac_existing | 14.92% | 0 | 0 | 0 | 0 | 0 | 0 | 0 | 0 | 0 | 0 | 0 | 0 | 0 | 0 | 0 | 0 | 0 | 0 | 0 | 0 | 0 | 0 | 0 | 0 | 0 | 0 | 0 | 0 | 0 | 0 | 0 | 0 | 0 | 0 | 0 | 0 | 0 | 0 | 0 | 0 | 0 | 0 | 0 | 0 | 0 | 0 | 0 | 0 | 0 | 0 | 0 | 0 | 0 | 0 | 0 | 0 | 0 | 0 | 0 | 0 | 0 | 0 | 0 | 0 | 0 | 0 | 0 | 0 | 0 | 0 | 0 | 0 | 0 | 0 | 0 | 0 | 0 | 0 | 0 | 0 | 0 | 0 | 0 | 0 | 0 | 0 | 0 | 0 | 0 | 0 | 0 | 0 | 0 | 0 | 0 | 0 | 0 | 0 | 0 | 0 | 0 | 0 | 0 | 0 | 0
Ach | Lodging/Hospitality | Space Cooling | Packaged air conditioning units (RTUs) | TRC | New | NN3681 | Facility Energy Management System | Facility Energy Management System | NonEquip | 15 |  | 4.276% | Custom_improvement | 20% | 8.1408 | 9.8068 | 12.7318 | 15.7725 | 18.1803 | 22.7289 | 26.6294 | 28.3185 | 26.6564 | 21.5829 | 8.1408 | 17.9477 | 30.6795 | 46.4519 | 64.6323 | 87.3612 | 113.9905 | 142.309 | 168.9654 | 190.5483 | 0.0021244 | 0.0046836 | 0.0080061 | 0.012122 | 0.016866 | 0.022798 | 0.029747 | 0.037137 | 0.044093 | 0.049726 | 0 | 0 | 0 | 0 | 0 | 0 | 0 | 0 | 0 | 0 | 0.18109 | 0.2247 | 0.30047 | 0.38339 | 0.45518 | 0.58613 | 0.70732 | 0.77475 | 0.75116 | 0.62644 | 2.699 | 0.91303 | 1.1329 | 1.5149 | 1.933 | 2.2949 | 2.9552 | 3.5662 | 3.9061 | 3.7872 | 3.1584 | 13.608 | 0.60513 | 0.75083 | 1.004 | 1.2811 | 1.521 | 1.9586 | 2.3635 | 2.5889 | 2.51 | 2.0933 | 9.0189 | -7.1437 | -8.8638 | -11.8527 | -15.1239 | -17.9558 | -23.1217 | -27.9022 | -30.5622 | -29.6315 | -24.7115 | -106.4706 | 7.7488 | 9.6146 | 12.8567 | 16.4051 | 19.4768 | 25.0802 | 30.2657 | 33.151 | 32.1415 | 26.8047 | 115.4895 | 0.96383 | 2.1887 | 3.8535 | 6.0096 | 8.6125 | 11.9904 | 16.1147 | 20.7216 | 25.3411 | 29.4355
Ach | Lodging/Hospitality | Space Cooling | Packaged air conditioning units (RTUs) | TRC | New | NN3213 | Ceiling Insulation(R2 to R38) | Ceiling Insulation(R2 to R38) | NonEquip | 20 |  | 0% | Prescriptive_hvac | 3.768% | 0 | 0 | 0 | 0 | 0 | 0 | 0 | 0 | 0 | 0 | 0 | 0 | 0 | 0 | 0 | 0 | 0 | 0 | 0 | 0 | 0 | 0 | 0 | 0 | 0 | 0 | 0 | 0 | 0 | 0 | 0 | 0 | 0 | 0 | 0 | 0 | 0 | 0 | 0 | 0 | 0 | 0 | 0 | 0 | 0 | 0 | 0 | 0 | 0 | 0 | 0 | 0 | 0 | 0 | 0 | 0 | 0 | 0 | 0 | 0 | 0 | 0 | 0 | 0 | 0 | 0 | 0 | 0 | 0 | 0 | 0 | 0 | 0 | 0 | 0 | 0 | 0 | 0 | 0 | 0 | 0 | 0 | 0 | 0 | 0 | 0 | 0 | 0 | 0 | 0 | 0 | 0 | 0 | 0 | 0 | 0 | 0 | 0 | 0 | 0 | 0 | 0 | 0 | 0 | 0
Ach | Lodging/Hospitality | Space Cooling | Packaged air conditioning units (RTUs) | TRC | Existing | NE4214 | Wall Insulation | Wall Insulation | NonEquip | 20 |  | 0% | Prescriptive_hvac_existing | 26.79% | 0 | 0 | 0 | 0 | 0 | 0 | 0 | 0 | 0 | 0 | 0 | 0 | 0 | 0 | 0 | 0 | 0 | 0 | 0 | 0 | 0 | 0 | 0 | 0 | 0 | 0 | 0 | 0 | 0 | 0 | 0 | 0 | 0 | 0 | 0 | 0 | 0 | 0 | 0 | 0 | 0 | 0 | 0 | 0 | 0 | 0 | 0 | 0 | 0 | 0 | 0 | 0 | 0 | 0 | 0 | 0 | 0 | 0 | 0 | 0 | 0 | 0 | 0 | 0 | 0 | 0 | 0 | 0 | 0 | 0 | 0 | 0 | 0 | 0 | 0 | 0 | 0 | 0 | 0 | 0 | 0 | 0 | 0 | 0 | 0 | 0 | 0 | 0 | 0 | 0 | 0 | 0 | 0 | 0 | 0 | 0 | 0 | 0 | 0 | 0 | 0 | 0 | 0 | 0 | 0
Ach | Lodging/Hospitality | Space Cooling | Packaged air conditioning units (RTUs) | TRC | Existing | NE3668 | Facility Energy Management System | Facility Energy Management System | NonEquip | 15 |  | 0.7167% | Custom_improvement_existing | 20% | 5.315 | 8.184 | 12.3216 | 18.1668 | 25.8601 | 35.1511 | 44.6026 | 51.4082 | 52.1319 | 45.1405 | 5.315 | 13.499 | 25.8206 | 43.9874 | 69.8475 | 104.9986 | 149.6012 | 201.0094 | 253.1413 | 298.2818 | 0.001387 | 0.0035227 | 0.0067381 | 0.011479 | 0.018227 | 0.0274 | 0.03904 | 0.052455 | 0.06606 | 0.07784 | 0 | 0 | 0 | 0 | 0 | 0 | 0 | 0 | 0 | 0 | 0.11823 | 0.18752 | 0.29079 | 0.44159 | 0.64746 | 0.90648 | 1.1847 | 1.4065 | 1.469 | 1.3102 | 4.0265 | 0.5961 | 0.94541 | 1.4661 | 2.2264 | 3.2643 | 4.5703 | 5.9731 | 7.091 | 7.4066 | 6.6057 | 20.3009 | 0.39508 | 0.62659 | 0.97167 | 1.4756 | 2.1635 | 3.029 | 3.9588 | 4.6997 | 4.9088 | 4.378 | 13.4547 | -4.664 | -7.397 | -11.4708 | -17.4198 | -25.5407 | -35.7585 | -46.7345 | -55.4813 | -57.9503 | -51.6839 | -158.8369 | 5.0591 | 8.0236 | 12.4425 | 18.8954 | 27.7042 | 38.7875 | 50.6933 | 60.181 | 62.8591 | 56.0619 | 172.2916 | 0.62927 | 1.6462 | 3.2432 | 5.6908 | 9.3074 | 14.4112 | 21.149 | 29.269 | 37.9657 | 46.0779
Ach | Lodging/Hospitality | Space Cooling | Packaged air conditioning units (RTUs) | TRC | Existing | NE3200 | Ceiling Insulation(R2 to R38) | Ceiling Insulation(R2 to R38) | NonEquip | 20 |  | 0% | Prescriptive_hvac_existing | 3.768% | 0 | 0 | 0 | 0 | 0 | 0 | 0 | 0 | 0 | 0 | 0 | 0 | 0 | 0 | 0 | 0 | 0 | 0 | 0 | 0 | 0 | 0 | 0 | 0 | 0 | 0 | 0 | 0 | 0 | 0 | 0 | 0 | 0 | 0 | 0 | 0 | 0 | 0 | 0 | 0 | 0 | 0 | 0 | 0 | 0 | 0 | 0 | 0 | 0 | 0 | 0 | 0 | 0 | 0 | 0 | 0 | 0 | 0 | 0 | 0 | 0 | 0 | 0 | 0 | 0 | 0 | 0 | 0 | 0 | 0 | 0 | 0 | 0 | 0 | 0 | 0 | 0 | 0 | 0 | 0 | 0 | 0 | 0 | 0 | 0 | 0 | 0 | 0 | 0 | 0 | 0 | 0 | 0 | 0 | 0 | 0 | 0 | 0 | 0 | 0 | 0 | 0 | 0 | 0 | 0
Ach | Lodging/Hospitality | Interior Lighting | Overhead (fluorescent/LED/CFL U-shape) | TRC | New | NN3707 | Facility Energy Management System | Facility Energy Management System | NonEquip | 15 |  | 4.276% | Custom_improvement | 24% | 7.8121 | 9.4054 | 12.2035 | 15.1094 | 17.406 | 21.7483 | 25.4659 | 27.0656 | 25.4624 | 20.6043 | 7.8121 | 17.2174 | 29.4209 | 44.5303 | 61.9363 | 83.6846 | 109.1505 | 136.2161 | 161.6785 | 182.2828 | 0.0020386 | 0.0044931 | 0.0076777 | 0.011621 | 0.016163 | 0.021838 | 0.028484 | 0.035547 | 0.042192 | 0.047569 | 0.00093734 | 0.0020659 | 0.0035301 | 0.0053431 | 0.0074315 | 0.010041 | 0.013097 | 0.016344 | 0.019399 | 0.021872 | 0.17378 | 0.2155 | 0.288 | 0.36727 | 0.43579 | 0.56085 | 0.67642 | 0.74047 | 0.71751 | 0.59803 | 2.5826 | 0.87616 | 1.0865 | 1.452 | 1.8517 | 2.1972 | 2.8277 | 3.4103 | 3.7333 | 3.6176 | 3.0152 | 13.0211 | 0.58069 | 0.72009 | 0.96236 | 1.2273 | 1.4562 | 1.8741 | 2.2603 | 2.4743 | 2.3976 | 1.9983 | 8.63 | -6.8552 | -8.5009 | -11.3609 | -14.4881 | -17.191 | -22.1241 | -26.6831 | -29.21 | -28.3042 | -23.591 | -101.8792 | 7.4359 | 9.221 | 12.3233 | 15.7154 | 18.6472 | 23.9982 | 28.9433 | 31.6844 | 30.7018 | 25.5894 | 110.5091 | 0.9249 | 2.0996 | 3.6954 | 5.761 | 8.2532 | 11.4858 | 15.4305 | 19.8344 | 24.2483 | 28.1586
Ach | Lodging/Hospitality | Interior Lighting | Overhead (fluorescent/LED/CFL U-shape) | TRC | Existing | NE3694 | Facility Energy Management System | Facility Energy Management System | NonEquip | 15 |  | 0.7167% | Custom_improvement_existing | 24% | 5.0687 | 5.195 | 5.2523 | 5.3046 | 5.3391 | 5.3718 | 5.4009 | 5.4247 | 5.4477 | 5.4709 | 5.0687 | 10.2637 | 15.516 | 20.8206 | 26.1598 | 31.5316 | 36.9324 | 42.3572 | 47.8048 | 53.2757 | 0.0013227 | 0.0026784 | 0.0040491 | 0.0054334 | 0.0068267 | 0.0082285 | 0.0096379 | 0.011054 | 0.012475 | 0.013903 | 0.00060817 | 0.0012315 | 0.0018617 | 0.0024982 | 0.0031388 | 0.0037834 | 0.0044314 | 0.0050823 | 0.005736 | 0.0063924 | 0.11275 | 0.11903 | 0.12395 | 0.12894 | 0.13368 | 0.13853 | 0.14346 | 0.14841 | 0.15351 | 0.15879 | 0.80325 | 0.56847 | 0.60012 | 0.62495 | 0.65011 | 0.67396 | 0.69843 | 0.72328 | 0.74826 | 0.77397 | 0.80059 | 4.0498 | 0.37676 | 0.39774 | 0.41419 | 0.43087 | 0.44668 | 0.4629 | 0.47936 | 0.49592 | 0.51296 | 0.5306 | 2.6841 | -4.4478 | -4.6955 | -4.8897 | -5.0865 | -5.2732 | -5.4646 | -5.659 | -5.8545 | -6.0557 | -6.2639 | -31.6862 | 4.8246 | 5.0932 | 5.3039 | 5.5174 | 5.7199 | 5.9275 | 6.1384 | 6.3505 | 6.5686 | 6.7945 | 34.3703 | 0.6001 | 1.2516 | 1.9489 | 2.6936 | 3.4859 | 4.3278 | 5.2211 | 6.1676 | 7.1697 | 8.2299
Ach | Lodging/Hospitality | Miscellaneous | Others | TRC | New | NN4539 | VSD Controlled Compressor | VSD Controlled Compressor | NonEquip | 15 | Others | 36.99% | Prescriptive_ECM | 20.79% | 40.3449 | 52.8639 | 75.2321 | 103.2325 | 134.0047 | 192.8529 | 267.7922 | 349.4541 | 418.0345 | 439.3795 | 40.3449 | 93.2088 | 168.4409 | 271.6734 | 405.6781 | 598.531 | 866.3232 | 1215.7774 | 1633.8119 | 2073.1914 | 0.0052309 | 0.012085 | 0.021839 | 0.035224 | 0.052598 | 0.077603 | 0.11232 | 0.15763 | 0.21183 | 0.2688 | 0.0043816 | 0.010123 | 0.018293 | 0.029504 | 0.044058 | 0.065002 | 0.094085 | 0.13204 | 0.17744 | 0.22515 | 1.3845 | 1.8686 | 2.739 | 3.8712 | 5.1758 | 7.6723 | 10.9732 | 14.749 | 18.1728 | 19.6738 | 42.1718 | 2.7938 | 3.7705 | 5.5269 | 7.8114 | 10.4441 | 15.4816 | 22.1424 | 29.7614 | 36.6701 | 39.6988 | 85.0966 | 2.7116 | 3.6596 | 5.3644 | 7.5818 | 10.137 | 15.0264 | 21.4914 | 28.8864 | 35.592 | 38.5316 | 82.5946 | -35.3794 | -47.7483 | -69.9905 | -98.9213 | -132.2606 | -196.0531 | -280.4031 | -376.8879 | -464.3778 | -502.7317 | -1077.633 | 38.091 | 51.4079 | 75.3549 | 106.503 | 142.3976 | 211.0795 | 301.8945 | 405.7743 | 499.9698 | 541.2634 | 1160.2276 | 4.7446 | 11.2903 | 21.0152 | 34.9117 | 53.6961 | 81.599 | 121.6509 | 175.8437 | 243.3952 | 318.1168
Ach | Lodging/Hospitality | Miscellaneous | Others | TRC | Existing | NE4526 | VSD Controlled Compressor | VSD Controlled Compressor | NonEquip | 15 | Others | 7.399% | Prescriptive_ECM_existing | 20.79% | 19.6443 | 21.3429 | 21.5784 | 21.7932 | 21.9349 | 22.0692 | 22.1886 | 22.2866 | 22.3808 | 22.4761 | 19.6443 | 40.9872 | 62.5656 | 84.3588 | 106.2937 | 128.3629 | 150.5515 | 172.8381 | 195.2189 | 217.695 | 0.002547 | 0.0053142 | 0.0081119 | 0.010938 | 0.013782 | 0.016643 | 0.01952 | 0.022409 | 0.025311 | 0.028225 | 0.0021334 | 0.0044513 | 0.0067948 | 0.0091616 | 0.011544 | 0.013941 | 0.01635 | 0.018771 | 0.021201 | 0.023642 | 0.67414 | 0.7544 | 0.78561 | 0.81723 | 0.84722 | 0.87798 | 0.90921 | 0.94063 | 0.97294 | 1.0064 | 5.0542 | 1.3603 | 1.5223 | 1.5852 | 1.6491 | 1.7096 | 1.7716 | 1.8347 | 1.898 | 1.9633 | 2.0308 | 10.1986 | 1.3203 | 1.4775 | 1.5386 | 1.6006 | 1.6593 | 1.7196 | 1.7807 | 1.8422 | 1.9055 | 1.9711 | 9.8988 | -17.2265 | -19.2775 | -20.075 | -20.8831 | -21.6494 | -22.4354 | -23.2335 | -24.0362 | -24.862 | -25.7169 | -129.152 | 18.5469 | 20.7551 | 21.6136 | 22.4837 | 23.3087 | 24.155 | 25.0142 | 25.8784 | 26.7675 | 27.6879 | 139.0508 | 2.3102 | 4.9647 | 7.8059 | 10.8406 | 14.0692 | 17.5 | 21.1408 | 24.9984 | 29.0825 | 33.4038
Ach | Lodging/Hospitality | Miscellaneous | Medical equipment | TRC | New | NN4539 | VSD Controlled Compressor | VSD Controlled Compressor | NonEquip | 15 | Others | 0% | Prescriptive_ECM | 20.79% | 0 | 0 | 0 | 0 | 0 | 0 | 0 | 0 | 0 | 0 | 0 | 0 | 0 | 0 | 0 | 0 | 0 | 0 | 0 | 0 | 0 | 0 | 0 | 0 | 0 | 0 | 0 | 0 | 0 | 0 | 0 | 0 | 0 | 0 | 0 | 0 | 0 | 0 | 0 | 0 | 0 | 0 | 0 | 0 | 0 | 0 | 0 | 0 | 0 | 0 | 0 | 0 | 0 | 0 | 0 | 0 | 0 | 0 | 0 | 0 | 0 | 0 | 0 | 0 | 0 | 0 | 0 | 0 | 0 | 0 | 0 | 0 | 0 | 0 | 0 | 0 | 0 | 0 | 0 | 0 | 0 | 0 | 0 | 0 | 0 | 0 | 0 | 0 | 0 | 0 | 0 | 0 | 0 | 0 | 0 | 0 | 0 | 0 | 0 | 0 | 0 | 0 | 0 | 0 | 0
Ach | Lodging/Hospitality | Miscellaneous | Medical equipment | TRC | Existing | NE4526 | VSD Controlled Compressor | VSD Controlled Compressor | NonEquip | 15 | Others | 0% | Prescriptive_ECM_existing | 20.79% | 0 | 0 | 0 | 0 | 0 | 0 | 0 | 0 | 0 | 0 | 0 | 0 | 0 | 0 | 0 | 0 | 0 | 0 | 0 | 0 | 0 | 0 | 0 | 0 | 0 | 0 | 0 | 0 | 0 | 0 | 0 | 0 | 0 | 0 | 0 | 0 | 0 | 0 | 0 | 0 | 0 | 0 | 0 | 0 | 0 | 0 | 0 | 0 | 0 | 0 | 0 | 0 | 0 | 0 | 0 | 0 | 0 | 0 | 0 | 0 | 0 | 0 | 0 | 0 | 0 | 0 | 0 | 0 | 0 | 0 | 0 | 0 | 0 | 0 | 0 | 0 | 0 | 0 | 0 | 0 | 0 | 0 | 0 | 0 | 0 | 0 | 0 | 0 | 0 | 0 | 0 | 0 | 0 | 0 | 0 | 0 | 0 | 0 | 0 | 0 | 0 | 0 | 0 | 0 | 0
Ach | Lodging/Hospitality | Refrigeration | Large cold storage | TRC | New | NN4825 | PSC to ECM Evaporator Fan Motor (Reach-In) | PSC to ECM Evaporator Fan Motor (Reach-In) | NonEquip | 15 | Display cases | 0% | Prescriptive_ECM | 37.5% | 0 | 0 | 0 | 0 | 0 | 0 | 0 | 0 | 0 | 0 | 0 | 0 | 0 | 0 | 0 | 0 | 0 | 0 | 0 | 0 | 0 | 0 | 0 | 0 | 0 | 0 | 0 | 0 | 0 | 0 | 0 | 0 | 0 | 0 | 0 | 0 | 0 | 0 | 0 | 0 | 0 | 0 | 0 | 0 | 0 | 0 | 0 | 0 | 0 | 0 | 0 | 0 | 0 | 0 | 0 | 0 | 0 | 0 | 0 | 0 | 0 | 0 | 0 | 0 | 0 | 0 | 0 | 0 | 0 | 0 | 0 | 0 | 0 | 0 | 0 | 0 | 0 | 0 | 0 | 0 | 0 | 0 | 0 | 0 | 0 | 0 | 0 | 0 | 0 | 0 | 0 | 0 | 0 | 0 | 0 | 0 | 0 | 0 | 0 | 0 | 0 | 0 | 0 | 0 | 0
Ach | Lodging/Hospitality | Refrigeration | Large cold storage | TRC | Existing | NE4812 | PSC to ECM Evaporator Fan Motor (Reach-In) | PSC to ECM Evaporator Fan Motor (Reach-In) | NonEquip | 15 | Display cases | 0% | Prescriptive_ECM_existing | 37.5% | 0 | 0 | 0 | 0 | 0 | 0 | 0 | 0 | 0 | 0 | 0 | 0 | 0 | 0 | 0 | 0 | 0 | 0 | 0 | 0 | 0 | 0 | 0 | 0 | 0 | 0 | 0 | 0 | 0 | 0 | 0 | 0 | 0 | 0 | 0 | 0 | 0 | 0 | 0 | 0 | 0 | 0 | 0 | 0 | 0 | 0 | 0 | 0 | 0 | 0 | 0 | 0 | 0 | 0 | 0 | 0 | 0 | 0 | 0 | 0 | 0 | 0 | 0 | 0 | 0 | 0 | 0 | 0 | 0 | 0 | 0 | 0 | 0 | 0 | 0 | 0 | 0 | 0 | 0 | 0 | 0 | 0 | 0 | 0 | 0 | 0 | 0 | 0 | 0 | 0 | 0 | 0 | 0 | 0 | 0 | 0 | 0 | 0 | 0 | 0 | 0 | 0 | 0 | 0 | 0
Ach | Lodging/Hospitality | Miscellaneous | Laboratory equipment | TRC | New | NN4539 | VSD Controlled Compressor | VSD Controlled Compressor | NonEquip | 15 | Others | 0% | Prescriptive_ECM | 20.79% | 0 | 0 | 0 | 0 | 0 | 0 | 0 | 0 | 0 | 0 | 0 | 0 | 0 | 0 | 0 | 0 | 0 | 0 | 0 | 0 | 0 | 0 | 0 | 0 | 0 | 0 | 0 | 0 | 0 | 0 | 0 | 0 | 0 | 0 | 0 | 0 | 0 | 0 | 0 | 0 | 0 | 0 | 0 | 0 | 0 | 0 | 0 | 0 | 0 | 0 | 0 | 0 | 0 | 0 | 0 | 0 | 0 | 0 | 0 | 0 | 0 | 0 | 0 | 0 | 0 | 0 | 0 | 0 | 0 | 0 | 0 | 0 | 0 | 0 | 0 | 0 | 0 | 0 | 0 | 0 | 0 | 0 | 0 | 0 | 0 | 0 | 0 | 0 | 0 | 0 | 0 | 0 | 0 | 0 | 0 | 0 | 0 | 0 | 0 | 0 | 0 | 0 | 0 | 0 | 0
Ach | Lodging/Hospitality | Miscellaneous | Laboratory equipment | TRC | Existing | NE4526 | VSD Controlled Compressor | VSD Controlled Compressor | NonEquip | 15 | Others | 0% | Prescriptive_ECM_existing | 20.79% | 0 | 0 | 0 | 0 | 0 | 0 | 0 | 0 | 0 | 0 | 0 | 0 | 0 | 0 | 0 | 0 | 0 | 0 | 0 | 0 | 0 | 0 | 0 | 0 | 0 | 0 | 0 | 0 | 0 | 0 | 0 | 0 | 0 | 0 | 0 | 0 | 0 | 0 | 0 | 0 | 0 | 0 | 0 | 0 | 0 | 0 | 0 | 0 | 0 | 0 | 0 | 0 | 0 | 0 | 0 | 0 | 0 | 0 | 0 | 0 | 0 | 0 | 0 | 0 | 0 | 0 | 0 | 0 | 0 | 0 | 0 | 0 | 0 | 0 | 0 | 0 | 0 | 0 | 0 | 0 | 0 | 0 | 0 | 0 | 0 | 0 | 0 | 0 | 0 | 0 | 0 | 0 | 0 | 0 | 0 | 0 | 0 | 0 | 0 | 0 | 0 | 0 | 0 | 0 | 0
Ach | Lodging/Hospitality | Space Heating | Individual room heating | TRC | New | NN3655 | Facility Energy Management System | Facility Energy Management System | NonEquip | 15 |  | 4.276% | Custom_improvement | 20% | 0.1414 | 0.17055 | 0.22168 | 0.27496 | 0.31732 | 0.39719 | 0.46592 | 0.49608 | 0.46753 | 0.37901 | 0.1414 | 0.31195 | 0.53363 | 0.80858 | 1.1259 | 1.5231 | 1.989 | 2.4851 | 2.9526 | 3.3316 | 0 | 0 | 0 | 0 | 0 | 0 | 0 | 0 | 0 | 0 | 1.6966e-05 | 3.7429e-05 | 6.4028e-05 | 9.7019e-05 | 0.00013509 | 0.00018275 | 0.00023866 | 0.00029818 | 0.00035428 | 0.00039975 | 0.0031454 | 0.0039076 | 0.0052316 | 0.0066836 | 0.0079447 | 0.010243 | 0.012376 | 0.013572 | 0.013175 | 0.011001 | 0.047165 | 0.015859 | 0.019701 | 0.026377 | 0.033697 | 0.040056 | 0.051642 | 0.062396 | 0.068427 | 0.066424 | 0.055463 | 0.2378 | 0.010511 | 0.013057 | 0.017482 | 0.022333 | 0.026547 | 0.034227 | 0.041354 | 0.045351 | 0.044024 | 0.036759 | 0.1576 | -0.12408 | -0.15415 | -0.20637 | -0.26365 | -0.3134 | -0.40406 | -0.48819 | -0.53538 | -0.51971 | -0.43395 | -1.8605 | 0.13459 | 0.1672 | 0.22386 | 0.28599 | 0.33995 | 0.43828 | 0.52955 | 0.58074 | 0.56374 | 0.47071 | 2.0181 | 0.016741 | 0.038041 | 0.067026 | 0.10461 | 0.15003 | 0.20905 | 0.28119 | 0.36186 | 0.44283 | 0.51466
Ach | Lodging/Hospitality | Space Heating | Individual room heating | TRC | New | NN3187 | Ceiling Insulation(R2 to R38) | Ceiling Insulation(R2 to R38) | NonEquip | 20 |  | 0% | Prescriptive_hvac | 13.52% | 0 | 0 | 0 | 0 | 0 | 0 | 0 | 0 | 0 | 0 | 0 | 0 | 0 | 0 | 0 | 0 | 0 | 0 | 0 | 0 | 0 | 0 | 0 | 0 | 0 | 0 | 0 | 0 | 0 | 0 | 0 | 0 | 0 | 0 | 0 | 0 | 0 | 0 | 0 | 0 | 0 | 0 | 0 | 0 | 0 | 0 | 0 | 0 | 0 | 0 | 0 | 0 | 0 | 0 | 0 | 0 | 0 | 0 | 0 | 0 | 0 | 0 | 0 | 0 | 0 | 0 | 0 | 0 | 0 | 0 | 0 | 0 | 0 | 0 | 0 | 0 | 0 | 0 | 0 | 0 | 0 | 0 | 0 | 0 | 0 | 0 | 0 | 0 | 0 | 0 | 0 | 0 | 0 | 0 | 0 | 0 | 0 | 0 | 0 | 0 | 0 | 0 | 0 | 0 | 0
Ach | Lodging/Hospitality | Space Heating | Individual room heating | TRC | Existing | NE4240 | Wall Insulation | Wall Insulation | NonEquip | 20 |  | 0% | Prescriptive_hvac_existing | 15.49% | 0 | 0 | 0 | 0 | 0 | 0 | 0 | 0 | 0 | 0 | 0 | 0 | 0 | 0 | 0 | 0 | 0 | 0 | 0 | 0 | 0 | 0 | 0 | 0 | 0 | 0 | 0 | 0 | 0 | 0 | 0 | 0 | 0 | 0 | 0 | 0 | 0 | 0 | 0 | 0 | 0 | 0 | 0 | 0 | 0 | 0 | 0 | 0 | 0 | 0 | 0 | 0 | 0 | 0 | 0 | 0 | 0 | 0 | 0 | 0 | 0 | 0 | 0 | 0 | 0 | 0 | 0 | 0 | 0 | 0 | 0 | 0 | 0 | 0 | 0 | 0 | 0 | 0 | 0 | 0 | 0 | 0 | 0 | 0 | 0 | 0 | 0 | 0 | 0 | 0 | 0 | 0 | 0 | 0 | 0 | 0 | 0 | 0 | 0 | 0 | 0 | 0 | 0 | 0 | 0
Ach | Lodging/Hospitality | Space Heating | Individual room heating | TRC | Existing | NE3642 | Facility Energy Management System | Facility Energy Management System | NonEquip | 15 |  | 0.7167% | Custom_improvement_existing | 20% | 0.09153 | 0.14215 | 0.21402 | 0.31554 | 0.44917 | 0.61055 | 0.77471 | 0.89292 | 0.90549 | 0.78406 | 0.09153 | 0.23368 | 0.4477 | 0.76324 | 1.2124 | 1.823 | 2.5977 | 3.4906 | 4.3961 | 5.1801 | 0 | 0 | 0 | 0 | 0 | 0 | 0 | 0 | 0 | 0 | 1.0982e-05 | 2.8039e-05 | 5.3718e-05 | 9.1579e-05 | 0.00014547 | 0.00021873 | 0.00031169 | 0.00041883 | 0.00052747 | 0.00062155 | 0.0020361 | 0.003257 | 0.0050507 | 0.0076701 | 0.011246 | 0.015745 | 0.020578 | 0.024429 | 0.025516 | 0.022757 | 0.069922 | 0.010266 | 0.016421 | 0.025465 | 0.038671 | 0.056699 | 0.079382 | 0.10375 | 0.12317 | 0.12865 | 0.11474 | 0.35253 | 0.0068036 | 0.010883 | 0.016877 | 0.02563 | 0.037578 | 0.052612 | 0.068761 | 0.08163 | 0.085263 | 0.076043 | 0.23365 | -0.080319 | -0.12848 | -0.19924 | -0.30257 | -0.44362 | -0.6211 | -0.81174 | -0.96367 | -1.0066 | -0.89771 | -2.7583 | 0.087123 | 0.13936 | 0.21612 | 0.3282 | 0.4812 | 0.67371 | 0.8805 | 1.0453 | 1.0918 | 0.97375 | 2.9919 | 0.010837 | 0.028496 | 0.056233 | 0.098742 | 0.16156 | 0.2502 | 0.36723 | 0.50827 | 0.65932 | 0.80022
Ach | Lodging/Hospitality | Space Heating | Individual room heating | TRC | Existing | NE3174 | Ceiling Insulation(R2 to R38) | Ceiling Insulation(R2 to R38) | NonEquip | 20 |  | 0% | Prescriptive_hvac_existing | 14.92% | 0 | 0 | 0 | 0 | 0 | 0 | 0 | 0 | 0 | 0 | 0 | 0 | 0 | 0 | 0 | 0 | 0 | 0 | 0 | 0 | 0 | 0 | 0 | 0 | 0 | 0 | 0 | 0 | 0 | 0 | 0 | 0 | 0 | 0 | 0 | 0 | 0 | 0 | 0 | 0 | 0 | 0 | 0 | 0 | 0 | 0 | 0 | 0 | 0 | 0 | 0 | 0 | 0 | 0 | 0 | 0 | 0 | 0 | 0 | 0 | 0 | 0 | 0 | 0 | 0 | 0 | 0 | 0 | 0 | 0 | 0 | 0 | 0 | 0 | 0 | 0 | 0 | 0 | 0 | 0 | 0 | 0 | 0 | 0 | 0 | 0 | 0 | 0 | 0 | 0 | 0 | 0 | 0 | 0 | 0 | 0 | 0 | 0 | 0 | 0 | 0 | 0 | 0 | 0 | 0
Ach | Lodging/Hospitality | Space Cooling | Individual room air conditioners | TRC | New | NN3681 | Facility Energy Management System | Facility Energy Management System | NonEquip | 15 |  | 4.276% | Custom_improvement | 20% | 12.1863 | 14.6802 | 19.0586 | 23.6103 | 27.2147 | 34.0236 | 39.8623 | 42.3908 | 39.9028 | 32.3081 | 12.1863 | 26.8664 | 45.925 | 69.5353 | 96.75 | 130.7736 | 170.6358 | 213.0266 | 252.9294 | 285.2374 | 0.0031801 | 0.0070111 | 0.011985 | 0.018146 | 0.025248 | 0.034127 | 0.044529 | 0.055591 | 0.066004 | 0.074436 | 0 | 0 | 0 | 0 | 0 | 0 | 0 | 0 | 0 | 0 | 0.27108 | 0.33636 | 0.44978 | 0.57391 | 0.68137 | 0.8774 | 1.0588 | 1.1597 | 1.1244 | 0.93773 | 4.0403 | 1.3667 | 1.6958 | 2.2677 | 2.8935 | 3.4353 | 4.4237 | 5.3383 | 5.8472 | 5.6692 | 4.7278 | 20.3702 | 0.90583 | 1.1239 | 1.5029 | 1.9177 | 2.2768 | 2.9319 | 3.538 | 3.8753 | 3.7573 | 3.1335 | 13.5006 | -10.6936 | -13.2685 | -17.7427 | -22.6395 | -26.8785 | -34.6115 | -41.7676 | -45.7494 | -44.3562 | -36.9913 | -159.3791 | 11.5995 | 14.3925 | 19.2456 | 24.5572 | 29.1554 | 37.5434 | 45.3056 | 49.6248 | 48.1136 | 40.1248 | 172.8797 | 1.4428 | 3.2763 | 5.7684 | 8.996 | 12.8923 | 17.9489 | 24.1226 | 31.0188 | 37.9339 | 44.0628
Ach | Lodging/Hospitality | Space Cooling | Individual room air conditioners | TRC | New | NN3213 | Ceiling Insulation(R2 to R38) | Ceiling Insulation(R2 to R38) | NonEquip | 20 |  | 0% | Prescriptive_hvac | 3.768% | 0 | 0 | 0 | 0 | 0 | 0 | 0 | 0 | 0 | 0 | 0 | 0 | 0 | 0 | 0 | 0 | 0 | 0 | 0 | 0 | 0 | 0 | 0 | 0 | 0 | 0 | 0 | 0 | 0 | 0 | 0 | 0 | 0 | 0 | 0 | 0 | 0 | 0 | 0 | 0 | 0 | 0 | 0 | 0 | 0 | 0 | 0 | 0 | 0 | 0 | 0 | 0 | 0 | 0 | 0 | 0 | 0 | 0 | 0 | 0 | 0 | 0 | 0 | 0 | 0 | 0 | 0 | 0 | 0 | 0 | 0 | 0 | 0 | 0 | 0 | 0 | 0 | 0 | 0 | 0 | 0 | 0 | 0 | 0 | 0 | 0 | 0 | 0 | 0 | 0 | 0 | 0 | 0 | 0 | 0 | 0 | 0 | 0 | 0 | 0 | 0 | 0 | 0 | 0 | 0
Ach | Lodging/Hospitality | Space Cooling | Individual room air conditioners | TRC | Existing | NE4214 | Wall Insulation | Wall Insulation | NonEquip | 20 |  | 0% | Prescriptive_hvac_existing | 26.79% | 0 | 0 | 0 | 0 | 0 | 0 | 0 | 0 | 0 | 0 | 0 | 0 | 0 | 0 | 0 | 0 | 0 | 0 | 0 | 0 | 0 | 0 | 0 | 0 | 0 | 0 | 0 | 0 | 0 | 0 | 0 | 0 | 0 | 0 | 0 | 0 | 0 | 0 | 0 | 0 | 0 | 0 | 0 | 0 | 0 | 0 | 0 | 0 | 0 | 0 | 0 | 0 | 0 | 0 | 0 | 0 | 0 | 0 | 0 | 0 | 0 | 0 | 0 | 0 | 0 | 0 | 0 | 0 | 0 | 0 | 0 | 0 | 0 | 0 | 0 | 0 | 0 | 0 | 0 | 0 | 0 | 0 | 0 | 0 | 0 | 0 | 0 | 0 | 0 | 0 | 0 | 0 | 0 | 0 | 0 | 0 | 0 | 0 | 0 | 0 | 0 | 0 | 0 | 0 | 0
Ach | Lodging/Hospitality | Space Cooling | Individual room air conditioners | TRC | Existing | NE3668 | Facility Energy Management System | Facility Energy Management System | NonEquip | 15 |  | 0.7167% | Custom_improvement_existing | 20% | 7.8141 | 12.2509 | 18.4445 | 27.1944 | 38.7107 | 52.6187 | 66.767 | 76.9544 | 78.0379 | 67.5722 | 7.8141 | 20.065 | 38.5096 | 65.704 | 104.4147 | 157.0334 | 223.8004 | 300.7548 | 378.7927 | 446.3649 | 0.0020392 | 0.0052362 | 0.010049 | 0.017146 | 0.027248 | 0.040979 | 0.058403 | 0.078485 | 0.09885 | 0.11648 | 0 | 0 | 0 | 0 | 0 | 0 | 0 | 0 | 0 | 0 | 0.17382 | 0.2807 | 0.43529 | 0.66103 | 0.9692 | 1.3569 | 1.7734 | 2.1054 | 2.199 | 1.9613 | 6.0245 | 0.87639 | 1.4152 | 2.1946 | 3.3328 | 4.8865 | 6.8414 | 8.9413 | 10.6148 | 11.0872 | 9.8883 | 30.3745 | 0.58084 | 0.93796 | 1.4545 | 2.2089 | 3.2386 | 4.5342 | 5.926 | 7.0351 | 7.3482 | 6.5536 | 20.1312 | -6.857 | -11.0729 | -17.171 | -26.0763 | -38.2326 | -53.5279 | -69.9583 | -83.0516 | -86.7475 | -77.3672 | -237.6546 | 7.4378 | 12.0108 | 18.6255 | 28.2851 | 41.4712 | 58.0622 | 75.8843 | 90.0867 | 94.0957 | 83.9208 | 257.7858 | 0.92515 | 2.4469 | 4.837 | 8.5003 | 13.9137 | 21.5531 | 31.6384 | 43.7929 | 56.8107 | 68.9534
Ach | Lodging/Hospitality | Space Cooling | Individual room air conditioners | TRC | Existing | NE3200 | Ceiling Insulation(R2 to R38) | Ceiling Insulation(R2 to R38) | NonEquip | 20 |  | 0% | Prescriptive_hvac_existing | 3.768% | 0 | 0 | 0 | 0 | 0 | 0 | 0 | 0 | 0 | 0 | 0 | 0 | 0 | 0 | 0 | 0 | 0 | 0 | 0 | 0 | 0 | 0 | 0 | 0 | 0 | 0 | 0 | 0 | 0 | 0 | 0 | 0 | 0 | 0 | 0 | 0 | 0 | 0 | 0 | 0 | 0 | 0 | 0 | 0 | 0 | 0 | 0 | 0 | 0 | 0 | 0 | 0 | 0 | 0 | 0 | 0 | 0 | 0 | 0 | 0 | 0 | 0 | 0 | 0 | 0 | 0 | 0 | 0 | 0 | 0 | 0 | 0 | 0 | 0 | 0 | 0 | 0 | 0 | 0 | 0 | 0 | 0 | 0 | 0 | 0 | 0 | 0 | 0 | 0 | 0 | 0 | 0 | 0 | 0 | 0 | 0 | 0 | 0 | 0 | 0 | 0 | 0 | 0 | 0 | 0
Ach | Lodging/Hospitality | Interior Lighting | High bay | TRC | New | NN3707 | Facility Energy Management System | Facility Energy Management System | NonEquip | 15 |  | 4.276% | Custom_improvement | 24% | 8.6254 | 10.3845 | 13.474 | 16.6824 | 19.2181 | 24.0125 | 28.1171 | 29.8834 | 28.1133 | 22.7494 | 8.6254 | 19.0099 | 32.4839 | 49.1663 | 68.3844 | 92.397 | 120.5141 | 150.3974 | 178.5107 | 201.2601 | 0.0022509 | 0.0049608 | 0.008477 | 0.01283 | 0.017846 | 0.024112 | 0.031449 | 0.039248 | 0.046584 | 0.052521 | 0.0010349 | 0.0022809 | 0.0038976 | 0.0058993 | 0.0082052 | 0.011086 | 0.01446 | 0.018046 | 0.021419 | 0.024149 | 0.19187 | 0.23793 | 0.31798 | 0.40551 | 0.48116 | 0.61924 | 0.74684 | 0.81756 | 0.79221 | 0.66029 | 2.8515 | 0.96737 | 1.1996 | 1.6032 | 2.0445 | 2.4259 | 3.1221 | 3.7654 | 4.122 | 3.9942 | 3.3291 | 14.3768 | 0.64114 | 0.79506 | 1.0625 | 1.355 | 1.6078 | 2.0692 | 2.4956 | 2.7319 | 2.6472 | 2.2064 | 9.5284 | -7.5689 | -9.386 | -12.5437 | -15.9965 | -18.9807 | -24.4275 | -29.461 | -32.2511 | -31.251 | -26.0471 | -112.4857 | 8.21 | 10.181 | 13.6063 | 17.3515 | 20.5886 | 26.4967 | 31.9566 | 34.983 | 33.8982 | 28.2535 | 122.0141 | 1.0212 | 2.3182 | 4.0801 | 6.3608 | 9.1125 | 12.6816 | 17.0369 | 21.8994 | 26.7727 | 31.0902
Ach | Lodging/Hospitality | Interior Lighting | High bay | TRC | Existing | NE3694 | Facility Energy Management System | Facility Energy Management System | NonEquip | 15 |  | 0.7167% | Custom_improvement_existing | 24% | 5.5932 | 5.7359 | 5.7992 | 5.8569 | 5.895 | 5.9311 | 5.9631 | 5.9895 | 6.0148 | 6.0404 | 5.5932 | 11.329 | 17.1282 | 22.9851 | 28.8801 | 34.8111 | 40.7743 | 46.7637 | 52.7786 | 58.819 | 0.0014596 | 0.0029564 | 0.0044698 | 0.0059982 | 0.0075365 | 0.0090843 | 0.01064 | 0.012203 | 0.013773 | 0.015349 | 0.00067111 | 0.0013593 | 0.0020552 | 0.0027579 | 0.0034652 | 0.0041769 | 0.0048924 | 0.005611 | 0.0063327 | 0.0070575 | 0.12442 | 0.13142 | 0.13686 | 0.14237 | 0.14759 | 0.15295 | 0.15839 | 0.16386 | 0.16949 | 0.17532 | 0.88681 | 0.6273 | 0.6626 | 0.69001 | 0.71779 | 0.74413 | 0.77114 | 0.79858 | 0.82617 | 0.85455 | 0.88393 | 4.4711 | 0.41575 | 0.43915 | 0.45732 | 0.47573 | 0.49318 | 0.51109 | 0.52927 | 0.54755 | 0.56637 | 0.58584 | 2.9633 | -4.9081 | -5.1843 | -5.3988 | -5.6161 | -5.8222 | -6.0335 | -6.2482 | -6.464 | -6.6861 | -6.916 | -34.9825 | 5.3238 | 5.6234 | 5.8561 | 6.0918 | 6.3154 | 6.5446 | 6.7774 | 7.0116 | 7.2525 | 7.5019 | 37.9458 | 0.6622 | 1.3815 | 2.1514 | 2.9736 | 3.8484 | 4.7779 | 5.7642 | 6.8093 | 7.9156 | 9.0862
Ach | Lodging/Hospitality | Space Heating | Forced air furnace | TRC | New | NN3655 | Facility Energy Management System | Facility Energy Management System | NonEquip | 15 |  | 4.276% | Custom_improvement | 20% | 0.025757 | 0.031065 | 0.04038 | 0.050085 | 0.057801 | 0.07235 | 0.084869 | 0.090362 | 0.085162 | 0.069037 | 0.025757 | 0.056822 | 0.097202 | 0.14729 | 0.20509 | 0.27744 | 0.36231 | 0.45267 | 0.53783 | 0.60687 | 0 | 0 | 0 | 0 | 0 | 0 | 0 | 0 | 0 | 0 | 3.0905e-06 | 6.8179e-06 | 1.1663e-05 | 1.7672e-05 | 2.4608e-05 | 3.3289e-05 | 4.3472e-05 | 5.4314e-05 | 6.4533e-05 | 7.2816e-05 | 0.00057295 | 0.00071178 | 0.00095295 | 0.0012174 | 0.0014472 | 0.0018658 | 0.0022543 | 0.0024722 | 0.0023998 | 0.0020038 | 0.0085912 | 0.0028887 | 0.0035886 | 0.0048046 | 0.0061381 | 0.0072963 | 0.0094068 | 0.011366 | 0.012464 | 0.012099 | 0.010103 | 0.043315 | 0.0019145 | 0.0023784 | 0.0031843 | 0.0040681 | 0.0048357 | 0.0062345 | 0.0075327 | 0.0082609 | 0.0080191 | 0.0066957 | 0.028708 | -0.022602 | -0.028078 | -0.037592 | -0.048025 | -0.057087 | -0.0736 | -0.088926 | -0.097522 | -0.094667 | -0.079045 | -0.3389 | 0.024516 | 0.030457 | 0.040776 | 0.052093 | 0.061923 | 0.079835 | 0.096458 | 0.10578 | 0.10269 | 0.085741 | 0.36761 | 0.0030494 | 0.0069292 | 0.012209 | 0.019055 | 0.027329 | 0.038079 | 0.051219 | 0.065913 | 0.080663 | 0.093748
Ach | Lodging/Hospitality | Space Heating | Forced air furnace | TRC | New | NN3187 | Ceiling Insulation(R2 to R38) | Ceiling Insulation(R2 to R38) | NonEquip | 20 |  | 0% | Prescriptive_hvac | 13.52% | 0 | 0 | 0 | 0 | 0 | 0 | 0 | 0 | 0 | 0 | 0 | 0 | 0 | 0 | 0 | 0 | 0 | 0 | 0 | 0 | 0 | 0 | 0 | 0 | 0 | 0 | 0 | 0 | 0 | 0 | 0 | 0 | 0 | 0 | 0 | 0 | 0 | 0 | 0 | 0 | 0 | 0 | 0 | 0 | 0 | 0 | 0 | 0 | 0 | 0 | 0 | 0 | 0 | 0 | 0 | 0 | 0 | 0 | 0 | 0 | 0 | 0 | 0 | 0 | 0 | 0 | 0 | 0 | 0 | 0 | 0 | 0 | 0 | 0 | 0 | 0 | 0 | 0 | 0 | 0 | 0 | 0 | 0 | 0 | 0 | 0 | 0 | 0 | 0 | 0 | 0 | 0 | 0 | 0 | 0 | 0 | 0 | 0 | 0 | 0 | 0 | 0 | 0 | 0 | 0
Ach | Lodging/Hospitality | Space Heating | Forced air furnace | TRC | Existing | NE4240 | Wall Insulation | Wall Insulation | NonEquip | 20 |  | 0% | Prescriptive_hvac_existing | 15.49% | 0 | 0 | 0 | 0 | 0 | 0 | 0 | 0 | 0 | 0 | 0 | 0 | 0 | 0 | 0 | 0 | 0 | 0 | 0 | 0 | 0 | 0 | 0 | 0 | 0 | 0 | 0 | 0 | 0 | 0 | 0 | 0 | 0 | 0 | 0 | 0 | 0 | 0 | 0 | 0 | 0 | 0 | 0 | 0 | 0 | 0 | 0 | 0 | 0 | 0 | 0 | 0 | 0 | 0 | 0 | 0 | 0 | 0 | 0 | 0 | 0 | 0 | 0 | 0 | 0 | 0 | 0 | 0 | 0 | 0 | 0 | 0 | 0 | 0 | 0 | 0 | 0 | 0 | 0 | 0 | 0 | 0 | 0 | 0 | 0 | 0 | 0 | 0 | 0 | 0 | 0 | 0 | 0 | 0 | 0 | 0 | 0 | 0 | 0 | 0 | 0 | 0 | 0 | 0 | 0
Ach | Lodging/Hospitality | Space Heating | Forced air furnace | TRC | Existing | NE3642 | Facility Energy Management System | Facility Energy Management System | NonEquip | 15 |  | 0.7167% | Custom_improvement_existing | 20% | 0.016673 | 0.025893 | 0.038984 | 0.057477 | 0.081818 | 0.11121 | 0.14112 | 0.16265 | 0.16494 | 0.14282 | 0.016673 | 0.042566 | 0.08155 | 0.13903 | 0.22084 | 0.33206 | 0.47318 | 0.63582 | 0.80076 | 0.94358 | 0 | 0 | 0 | 0 | 0 | 0 | 0 | 0 | 0 | 0 | 2.0005e-06 | 5.1073e-06 | 9.7849e-06 | 1.6681e-05 | 2.6498e-05 | 3.9843e-05 | 5.6775e-05 | 7.6291e-05 | 9.6081e-05 | 0.00011322 | 0.00037088 | 0.00059327 | 0.00092001 | 0.0013971 | 0.0020485 | 0.002868 | 0.0037483 | 0.0044498 | 0.0046478 | 0.0041453 | 0.012736 | 0.0018699 | 0.0029912 | 0.0046385 | 0.0070441 | 0.010328 | 0.01446 | 0.018898 | 0.022435 | 0.023434 | 0.0209 | 0.064215 | 0.0012393 | 0.0019824 | 0.0030742 | 0.0046686 | 0.006845 | 0.0095834 | 0.012525 | 0.014869 | 0.015531 | 0.013852 | 0.042559 | -0.01463 | -0.023403 | -0.036292 | -0.055114 | -0.080807 | -0.11314 | -0.14786 | -0.17554 | -0.18335 | -0.16352 | -0.50242 | 0.01587 | 0.025386 | 0.039366 | 0.059783 | 0.087652 | 0.12272 | 0.16039 | 0.1904 | 0.19888 | 0.17737 | 0.54498 | 0.0019739 | 0.0051907 | 0.010243 | 0.017986 | 0.029428 | 0.045575 | 0.066892 | 0.092582 | 0.1201 | 0.14576
Ach | Lodging/Hospitality | Space Heating | Forced air furnace | TRC | Existing | NE3174 | Ceiling Insulation(R2 to R38) | Ceiling Insulation(R2 to R38) | NonEquip | 20 |  | 0% | Prescriptive_hvac_existing | 14.92% | 0 | 0 | 0 | 0 | 0 | 0 | 0 | 0 | 0 | 0 | 0 | 0 | 0 | 0 | 0 | 0 | 0 | 0 | 0 | 0 | 0 | 0 | 0 | 0 | 0 | 0 | 0 | 0 | 0 | 0 | 0 | 0 | 0 | 0 | 0 | 0 | 0 | 0 | 0 | 0 | 0 | 0 | 0 | 0 | 0 | 0 | 0 | 0 | 0 | 0 | 0 | 0 | 0 | 0 | 0 | 0 | 0 | 0 | 0 | 0 | 0 | 0 | 0 | 0 | 0 | 0 | 0 | 0 | 0 | 0 | 0 | 0 | 0 | 0 | 0 | 0 | 0 | 0 | 0 | 0 | 0 | 0 | 0 | 0 | 0 | 0 | 0 | 0 | 0 | 0 | 0 | 0 | 0 | 0 | 0 | 0 | 0 | 0 | 0 | 0 | 0 | 0 | 0 | 0 | 0
Ach | Lodging/Hospitality | Miscellaneous | Elevators/Escalators | TRC | New | NN4539 | VSD Controlled Compressor | VSD Controlled Compressor | NonEquip | 15 | Others | 0% | Prescriptive_ECM | 20.79% | 0 | 0 | 0 | 0 | 0 | 0 | 0 | 0 | 0 | 0 | 0 | 0 | 0 | 0 | 0 | 0 | 0 | 0 | 0 | 0 | 0 | 0 | 0 | 0 | 0 | 0 | 0 | 0 | 0 | 0 | 0 | 0 | 0 | 0 | 0 | 0 | 0 | 0 | 0 | 0 | 0 | 0 | 0 | 0 | 0 | 0 | 0 | 0 | 0 | 0 | 0 | 0 | 0 | 0 | 0 | 0 | 0 | 0 | 0 | 0 | 0 | 0 | 0 | 0 | 0 | 0 | 0 | 0 | 0 | 0 | 0 | 0 | 0 | 0 | 0 | 0 | 0 | 0 | 0 | 0 | 0 | 0 | 0 | 0 | 0 | 0 | 0 | 0 | 0 | 0 | 0 | 0 | 0 | 0 | 0 | 0 | 0 | 0 | 0 | 0 | 0 | 0 | 0 | 0 | 0
Ach | Lodging/Hospitality | Miscellaneous | Elevators/Escalators | TRC | Existing | NE4526 | VSD Controlled Compressor | VSD Controlled Compressor | NonEquip | 15 | Others | 0% | Prescriptive_ECM_existing | 20.79% | 0 | 0 | 0 | 0 | 0 | 0 | 0 | 0 | 0 | 0 | 0 | 0 | 0 | 0 | 0 | 0 | 0 | 0 | 0 | 0 | 0 | 0 | 0 | 0 | 0 | 0 | 0 | 0 | 0 | 0 | 0 | 0 | 0 | 0 | 0 | 0 | 0 | 0 | 0 | 0 | 0 | 0 | 0 | 0 | 0 | 0 | 0 | 0 | 0 | 0 | 0 | 0 | 0 | 0 | 0 | 0 | 0 | 0 | 0 | 0 | 0 | 0 | 0 | 0 | 0 | 0 | 0 | 0 | 0 | 0 | 0 | 0 | 0 | 0 | 0 | 0 | 0 | 0 | 0 | 0 | 0 | 0 | 0 | 0 | 0 | 0 | 0 | 0 | 0 | 0 | 0 | 0 | 0 | 0 | 0 | 0 | 0 | 0 | 0 | 0 | 0 | 0 | 0 | 0 | 0
Ach | Lodging/Hospitality | Space Cooling | District chilled water piped | TRC | New | NN3681 | Facility Energy Management System | Facility Energy Management System | NonEquip | 15 |  | 4.276% | Custom_improvement | 20% | 0 | 0 | 0 | 0 | 0 | 0 | 0 | 0 | 0 | 0 | 0 | 0 | 0 | 0 | 0 | 0 | 0 | 0 | 0 | 0 | 0 | 0 | 0 | 0 | 0 | 0 | 0 | 0 | 0 | 0 | 0 | 0 | 0 | 0 | 0 | 0 | 0 | 0 | 0 | 0 | 0 | 0 | 0 | 0 | 0 | 0 | 0 | 0 | 0 | 0 | 0 | 0 | 0 | 0 | 0 | 0 | 0 | 0 | 0 | 0 | 0 | 0 | 0 | 0 | 0 | 0 | 0 | 0 | 0 | 0 | 0 | 0 | 0 | 0 | 0 | 0 | 0 | 0 | 0 | 0 | 0 | 0 | 0 | 0 | 0 | 0 | 0 | 0 | 0 | 0 | 0 | 0 | 0 | 0 | 0 | 0 | 0 | 0 | 0 | 0 | 0 | 0 | 0 | 0 | 0
Ach | Lodging/Hospitality | Space Cooling | District chilled water piped | TRC | New | NN3213 | Ceiling Insulation(R2 to R38) | Ceiling Insulation(R2 to R38) | NonEquip | 20 |  | 0% | Prescriptive_hvac | 3.768% | 0 | 0 | 0 | 0 | 0 | 0 | 0 | 0 | 0 | 0 | 0 | 0 | 0 | 0 | 0 | 0 | 0 | 0 | 0 | 0 | 0 | 0 | 0 | 0 | 0 | 0 | 0 | 0 | 0 | 0 | 0 | 0 | 0 | 0 | 0 | 0 | 0 | 0 | 0 | 0 | 0 | 0 | 0 | 0 | 0 | 0 | 0 | 0 | 0 | 0 | 0 | 0 | 0 | 0 | 0 | 0 | 0 | 0 | 0 | 0 | 0 | 0 | 0 | 0 | 0 | 0 | 0 | 0 | 0 | 0 | 0 | 0 | 0 | 0 | 0 | 0 | 0 | 0 | 0 | 0 | 0 | 0 | 0 | 0 | 0 | 0 | 0 | 0 | 0 | 0 | 0 | 0 | 0 | 0 | 0 | 0 | 0 | 0 | 0 | 0 | 0 | 0 | 0 | 0 | 0
Ach | Lodging/Hospitality | Space Cooling | District chilled water piped | TRC | Existing | NE4214 | Wall Insulation | Wall Insulation | NonEquip | 20 |  | 0% | Prescriptive_hvac_existing | 26.79% | 0 | 0 | 0 | 0 | 0 | 0 | 0 | 0 | 0 | 0 | 0 | 0 | 0 | 0 | 0 | 0 | 0 | 0 | 0 | 0 | 0 | 0 | 0 | 0 | 0 | 0 | 0 | 0 | 0 | 0 | 0 | 0 | 0 | 0 | 0 | 0 | 0 | 0 | 0 | 0 | 0 | 0 | 0 | 0 | 0 | 0 | 0 | 0 | 0 | 0 | 0 | 0 | 0 | 0 | 0 | 0 | 0 | 0 | 0 | 0 | 0 | 0 | 0 | 0 | 0 | 0 | 0 | 0 | 0 | 0 | 0 | 0 | 0 | 0 | 0 | 0 | 0 | 0 | 0 | 0 | 0 | 0 | 0 | 0 | 0 | 0 | 0 | 0 | 0 | 0 | 0 | 0 | 0 | 0 | 0 | 0 | 0 | 0 | 0 | 0 | 0 | 0 | 0 | 0 | 0
Ach | Lodging/Hospitality | Space Cooling | District chilled water piped | TRC | Existing | NE3668 | Facility Energy Management System | Facility Energy Management System | NonEquip | 15 |  | 0.7167% | Custom_improvement_existing | 20% | 0 | 0 | 0 | 0 | 0 | 0 | 0 | 0 | 0 | 0 | 0 | 0 | 0 | 0 | 0 | 0 | 0 | 0 | 0 | 0 | 0 | 0 | 0 | 0 | 0 | 0 | 0 | 0 | 0 | 0 | 0 | 0 | 0 | 0 | 0 | 0 | 0 | 0 | 0 | 0 | 0 | 0 | 0 | 0 | 0 | 0 | 0 | 0 | 0 | 0 | 0 | 0 | 0 | 0 | 0 | 0 | 0 | 0 | 0 | 0 | 0 | 0 | 0 | 0 | 0 | 0 | 0 | 0 | 0 | 0 | 0 | 0 | 0 | 0 | 0 | 0 | 0 | 0 | 0 | 0 | 0 | 0 | 0 | 0 | 0 | 0 | 0 | 0 | 0 | 0 | 0 | 0 | 0 | 0 | 0 | 0 | 0 | 0 | 0 | 0 | 0 | 0 | 0 | 0 | 0
Ach | Lodging/Hospitality | Space Cooling | District chilled water piped | TRC | Existing | NE3200 | Ceiling Insulation(R2 to R38) | Ceiling Insulation(R2 to R38) | NonEquip | 20 |  | 0% | Prescriptive_hvac_existing | 3.768% | 0 | 0 | 0 | 0 | 0 | 0 | 0 | 0 | 0 | 0 | 0 | 0 | 0 | 0 | 0 | 0 | 0 | 0 | 0 | 0 | 0 | 0 | 0 | 0 | 0 | 0 | 0 | 0 | 0 | 0 | 0 | 0 | 0 | 0 | 0 | 0 | 0 | 0 | 0 | 0 | 0 | 0 | 0 | 0 | 0 | 0 | 0 | 0 | 0 | 0 | 0 | 0 | 0 | 0 | 0 | 0 | 0 | 0 | 0 | 0 | 0 | 0 | 0 | 0 | 0 | 0 | 0 | 0 | 0 | 0 | 0 | 0 | 0 | 0 | 0 | 0 | 0 | 0 | 0 | 0 | 0 | 0 | 0 | 0 | 0 | 0 | 0 | 0 | 0 | 0 | 0 | 0 | 0 | 0 | 0 | 0 | 0 | 0 | 0 | 0 | 0 | 0 | 0 | 0 | 0
Ach | Lodging/Hospitality | Space Cooling | District chilled water piped | TRC | Turnover | ET944 | High Efficiency Chiller (Air Cooled, 50 tons) | High Efficiency Chiller (Air Cooled, 50 tons) | Equip | 20 | District chilled water piped | 28.37% | Prescriptive_chiller | 8.759% | 0 | 0 | 0 | 0 | 0 | 0 | 0 | 0 | 0 | 0 | 0 | 0 | 0 | 0 | 0 | 0 | 0 | 0 | 0 | 0 | 0 | 0 | 0 | 0 | 0 | 0 | 0 | 0 | 0 | 0 | 0 | 0 | 0 | 0 | 0 | 0 | 0 | 0 | 0 | 0 | 0 | 0 | 0 | 0 | 0 | 0 | 0 | 0 | 0 | 0 | 0 | 0 | 0 | 0 | 0 | 0 | 0 | 0 | 0 | 0 | 0 | 0 | 0 | 0 | 0 | 0 | 0 | 0 | 0 | 0 | 0 | 0 | 0 | 0 | 0 | 0 | 0 | 0 | 0 | 0 | 0 | 0 | 0 | 0 | 0 | 0 | 0 | 0 | 0 | 0 | 0 | 0 | 0 | 0 | 0 | 0 | 0 | 0 | 0 | 0 | 0 | 0 | 0 | 0 | 0
Ach | Lodging/Hospitality | Space Cooling | District chilled water piped | TRC | Turnover | ET1022 | High Efficiency Chiller (Water cooled-centrifugal, 200 tons) | High Efficiency Chiller (Water cooled-centrifugal, 200 tons) | Equip | 20 | District chilled water piped | 28.37% | Prescriptive_chiller | 4.362% | 0 | 0 | 0 | 0 | 0 | 0 | 0 | 0 | 0 | 0 | 0 | 0 | 0 | 0 | 0 | 0 | 0 | 0 | 0 | 0 | 0 | 0 | 0 | 0 | 0 | 0 | 0 | 0 | 0 | 0 | 0 | 0 | 0 | 0 | 0 | 0 | 0 | 0 | 0 | 0 | 0 | 0 | 0 | 0 | 0 | 0 | 0 | 0 | 0 | 0 | 0 | 0 | 0 | 0 | 0 | 0 | 0 | 0 | 0 | 0 | 0 | 0 | 0 | 0 | 0 | 0 | 0 | 0 | 0 | 0 | 0 | 0 | 0 | 0 | 0 | 0 | 0 | 0 | 0 | 0 | 0 | 0 | 0 | 0 | 0 | 0 | 0 | 0 | 0 | 0 | 0 | 0 | 0 | 0 | 0 | 0 | 0 | 0 | 0 | 0 | 0 | 0 | 0 | 0 | 0
Ach | Lodging/Hospitality | Space Cooling | District chilled water piped | TRC | New | EN970 | High Efficiency Chiller (Air Cooled, 50 tons) | High Efficiency Chiller (Air Cooled, 50 tons) | Equip | 20 | District chilled water piped | 28.37% | Prescriptive_chiller | 8.759% | 0 | 0 | 0 | 0 | 0 | 0 | 0 | 0 | 0 | 0 | 0 | 0 | 0 | 0 | 0 | 0 | 0 | 0 | 0 | 0 | 0 | 0 | 0 | 0 | 0 | 0 | 0 | 0 | 0 | 0 | 0 | 0 | 0 | 0 | 0 | 0 | 0 | 0 | 0 | 0 | 0 | 0 | 0 | 0 | 0 | 0 | 0 | 0 | 0 | 0 | 0 | 0 | 0 | 0 | 0 | 0 | 0 | 0 | 0 | 0 | 0 | 0 | 0 | 0 | 0 | 0 | 0 | 0 | 0 | 0 | 0 | 0 | 0 | 0 | 0 | 0 | 0 | 0 | 0 | 0 | 0 | 0 | 0 | 0 | 0 | 0 | 0 | 0 | 0 | 0 | 0 | 0 | 0 | 0 | 0 | 0 | 0 | 0 | 0 | 0 | 0 | 0 | 0 | 0 | 0
Ach | Lodging/Hospitality | Space Cooling | District chilled water piped | TRC | New | EN1048 | High Efficiency Chiller (Water cooled-centrifugal, 200 tons) | High Efficiency Chiller (Water cooled-centrifugal, 200 tons) | Equip | 20 | District chilled water piped | 28.37% | Prescriptive_chiller | 4.362% | 0 | 0 | 0 | 0 | 0 | 0 | 0 | 0 | 0 | 0 | 0 | 0 | 0 | 0 | 0 | 0 | 0 | 0 | 0 | 0 | 0 | 0 | 0 | 0 | 0 | 0 | 0 | 0 | 0 | 0 | 0 | 0 | 0 | 0 | 0 | 0 | 0 | 0 | 0 | 0 | 0 | 0 | 0 | 0 | 0 | 0 | 0 | 0 | 0 | 0 | 0 | 0 | 0 | 0 | 0 | 0 | 0 | 0 | 0 | 0 | 0 | 0 | 0 | 0 | 0 | 0 | 0 | 0 | 0 | 0 | 0 | 0 | 0 | 0 | 0 | 0 | 0 | 0 | 0 | 0 | 0 | 0 | 0 | 0 | 0 | 0 | 0 | 0 | 0 | 0 | 0 | 0 | 0 | 0 | 0 | 0 | 0 | 0 | 0 | 0 | 0 | 0 | 0 | 0 | 0
Ach | Lodging/Hospitality | Refrigeration | Display cases | TRC | New | NN4825 | PSC to ECM Evaporator Fan Motor (Reach-In) | PSC to ECM Evaporator Fan Motor (Reach-In) | NonEquip | 15 | Display cases | 68.68% | Prescriptive_ECM | 37.5% | 11.4858 | 14.8777 | 20.9307 | 28.3924 | 36.4343 | 51.8348 | 71.1538 | 91.7899 | 108.548 | 112.7858 | 11.4858 | 26.3634 | 47.2941 | 75.6865 | 112.1208 | 163.9556 | 235.1094 | 326.8993 | 435.4473 | 548.2331 | 0.0014892 | 0.0034182 | 0.0061319 | 0.0098131 | 0.014537 | 0.021258 | 0.030483 | 0.042384 | 0.056458 | 0.071081 | 0.0012474 | 0.0028631 | 0.0051363 | 0.0082197 | 0.012177 | 0.017806 | 0.025533 | 0.035502 | 0.047291 | 0.059539 | 0.2555 | 0.34088 | 0.49396 | 0.69015 | 0.9122 | 1.3367 | 1.89 | 2.5112 | 3.0588 | 3.2736 | 7.262 | 1.3507 | 1.8021 | 2.6114 | 3.6486 | 4.8225 | 7.0667 | 9.9915 | 13.276 | 16.1708 | 17.3061 | 38.3916 | 0.35525 | 0.47397 | 0.68681 | 0.9596 | 1.2683 | 1.8586 | 2.6278 | 3.4917 | 4.253 | 4.5516 | 10.0973 | -10.4888 | -13.9939 | -20.2781 | -28.3323 | -37.4479 | -54.8751 | -77.5871 | -103.0917 | -125.5705 | -134.3871 | -298.1215 | 10.8441 | 14.4679 | 20.9649 | 29.2919 | 38.7162 | 56.7337 | 80.2149 | 106.5834 | 129.8236 | 138.9387 | 308.2187 | 1.3507 | 3.1934 | 5.9006 | 9.7262 | 14.8405 | 22.3524 | 33.0146 | 47.281 | 64.8702 | 84.1225
Ach | Lodging/Hospitality | Refrigeration | Display cases | TRC | Existing | NE4812 | PSC to ECM Evaporator Fan Motor (Reach-In) | PSC to ECM Evaporator Fan Motor (Reach-In) | NonEquip | 15 | Display cases | 17.17% | Prescriptive_ECM_existing | 37.5% | 7.3602 | 7.5951 | 7.6789 | 7.7554 | 7.8058 | 7.8536 | 7.8961 | 7.9309 | 7.9645 | 7.9984 | 7.3602 | 14.9553 | 22.6342 | 30.3896 | 38.1954 | 46.049 | 53.945 | 61.876 | 69.8404 | 77.8388 | 0.00095429 | 0.001939 | 0.0029346 | 0.0039402 | 0.0049522 | 0.0059705 | 0.0069943 | 0.0080225 | 0.0090552 | 0.010092 | 0.00079934 | 0.0016242 | 0.0024581 | 0.0033004 | 0.0041481 | 0.005001 | 0.0058586 | 0.0067199 | 0.0075848 | 0.0084535 | 0.16373 | 0.17402 | 0.18122 | 0.18851 | 0.19543 | 0.20253 | 0.20973 | 0.21698 | 0.22443 | 0.23215 | 1.1733 | 0.86557 | 0.91999 | 0.95804 | 0.99661 | 1.0332 | 1.0707 | 1.1088 | 1.1471 | 1.1865 | 1.2273 | 6.203 | 0.22765 | 0.24196 | 0.25197 | 0.26212 | 0.27173 | 0.2816 | 0.29162 | 0.30169 | 0.31206 | 0.32279 | 1.6314 | -6.7214 | -7.144 | -7.4395 | -7.7389 | -8.0229 | -8.3142 | -8.61 | -8.9074 | -9.2135 | -9.5303 | -48.1679 | 6.949 | 7.3859 | 7.6914 | 8.0011 | 8.2947 | 8.5958 | 8.9016 | 9.2091 | 9.5255 | 9.8531 | 49.7993 | 0.86557 | 1.8115 | 2.8239 | 3.9053 | 5.0556 | 6.278 | 7.5751 | 8.9494 | 10.4044 | 11.9438
Ach | Lodging/Hospitality | Cooking | Cooking Other | TRC | Turnover | ET8 | Efficient Exhaust Hood | Efficient Exhaust Hood | Equip | 15 | Cooking Other | 14.03% | Prescriptive_cooking | 42.5% | 30.9941 | 47.5088 | 78.499 | 129.1902 | 209.8286 | 335.8269 | 525.7433 | 794.5155 | 1137.2785 | 1497.693 | 30.9941 | 78.5029 | 157.0018 | 286.192 | 496.0206 | 831.8475 | 1357.5907 | 2152.1063 | 3289.3847 | 4787.0778 | 0.0067759 | 0.017162 | 0.034324 | 0.062567 | 0.10844 | 0.18186 | 0.2968 | 0.47049 | 0.71912 | 1.0465 | 0.0026595 | 0.0067361 | 0.013472 | 0.024557 | 0.042562 | 0.071379 | 0.11649 | 0.18467 | 0.28225 | 0.41077 | 0.68946 | 1.0885 | 1.8526 | 3.1403 | 5.2535 | 8.6603 | 13.9646 | 21.7368 | 32.0477 | 43.47 | 59.7871 | 0.39718 | 0.62708 | 1.0672 | 1.8091 | 3.0264 | 4.989 | 8.0447 | 12.522 | 18.4619 | 25.042 | 34.4419 | 5.4174 | 8.5531 | 14.5564 | 24.6749 | 41.2789 | 68.0482 | 109.7266 | 170.796 | 251.8137 | 341.5644 | 469.7758 | -24.0071 | -37.9028 | -64.5058 | -109.3457 | -182.9255 | -301.5521 | -486.248 | -756.8742 | -1115.9001 | -1513.6259 | -2081.7888 | 29.4245 | 46.456 | 79.0622 | 134.0207 | 224.2044 | 369.6002 | 595.9745 | 927.6702 | 1367.7138 | 1855.1903 | 2551.5646 | 3.6616 | 9.5524 | 19.6775 | 36.9454 | 65.9539 | 113.9256 | 191.5067 | 312.6914 | 492.2709 | 737.8995
Ach | Lodging/Hospitality | Cooking | Cooking Other | TRC | New | EN34 | Efficient Exhaust Hood | Efficient Exhaust Hood | Equip | 15 | Cooking Other | 14.03% | Prescriptive_cooking | 42.5% | 8.9117 | 11.7148 | 16.6864 | 23.0676 | 30.3292 | 44.7156 | 64.7449 | 90.4324 | 120.3786 | 148.5243 | 8.9117 | 20.6264 | 37.3129 | 60.3805 | 90.7097 | 135.4252 | 200.1701 | 290.6026 | 410.9812 | 559.5056 | 0.0019483 | 0.0045093 | 0.0081573 | 0.0132 | 0.019831 | 0.029607 | 0.043761 | 0.063531 | 0.089849 | 0.12232 | 0.00076469 | 0.0017699 | 0.0032017 | 0.0051811 | 0.0077836 | 0.011621 | 0.017176 | 0.024936 | 0.035265 | 0.04801 | 0.19824 | 0.26841 | 0.39379 | 0.56072 | 0.75935 | 1.1531 | 1.7197 | 2.4741 | 3.3922 | 4.3109 | 7.2185 | 0.1142 | 0.15463 | 0.22686 | 0.32302 | 0.43744 | 0.66429 | 0.9907 | 1.4253 | 1.9542 | 2.4834 | 4.1584 | 1.5577 | 2.109 | 3.0942 | 4.4058 | 5.9666 | 9.0607 | 13.5128 | 19.4401 | 26.654 | 33.8725 | 56.7193 | -6.9027 | -9.3461 | -13.7119 | -19.5243 | -26.4405 | -40.1518 | -59.8811 | -86.1481 | -118.1158 | -150.1044 | -251.3489 | 8.4604 | 11.4552 | 16.8062 | 23.9301 | 32.4071 | 49.2125 | 73.3939 | 105.5882 | 144.7697 | 183.9769 | 308.0682 | 1.0528 | 2.5099 | 4.6765 | 7.7947 | 12.0613 | 18.5472 | 28.2367 | 42.2233 | 61.5051 | 86.2444
Ach | Lodging/Hospitality | Space Cooling | Central chillers inside | TRC | New | NN3681 | Facility Energy Management System | Facility Energy Management System | NonEquip | 15 |  | 4.276% | Custom_improvement | 20% | 3.3646 | 4.0512 | 5.2553 | 6.5022 | 7.4801 | 9.3236 | 10.876 | 11.4978 | 10.7475 | 8.6467 | 3.3646 | 7.4158 | 12.6711 | 19.1732 | 26.6533 | 35.977 | 46.853 | 58.3508 | 69.0983 | 77.7449 | 0.00087803 | 0.0019352 | 0.0033066 | 0.0050035 | 0.0069555 | 0.0093886 | 0.012227 | 0.015227 | 0.018032 | 0.020288 | 0 | 0 | 0 | 0 | 0 | 0 | 0 | 0 | 0 | 0 | 0.074846 | 0.092822 | 0.12402 | 0.15805 | 0.18728 | 0.24044 | 0.28888 | 0.31456 | 0.30286 | 0.25097 | 1.1031 | 0.37736 | 0.46799 | 0.6253 | 0.79687 | 0.94422 | 1.2122 | 1.4565 | 1.586 | 1.5269 | 1.2653 | 5.5615 | 0.2501 | 0.31017 | 0.41443 | 0.52814 | 0.6258 | 0.80343 | 0.96532 | 1.0511 | 1.012 | 0.83861 | 3.686 | -2.9525 | -3.6616 | -4.8924 | -6.2348 | -7.3877 | -9.4847 | -11.3959 | -12.4088 | -11.947 | -9.9 | -43.5138 | 3.2026 | 3.9718 | 5.3069 | 6.763 | 8.0135 | 10.2881 | 12.3612 | 13.4599 | 12.9591 | 10.7387 | 47.1998 | 0.39835 | 0.90432 | 1.5915 | 2.4805 | 3.5517 | 4.9379 | 6.6236 | 8.4965 | 10.3632 | 12.0099
Ach | Lodging/Hospitality | Space Cooling | Central chillers inside | TRC | New | NN3213 | Ceiling Insulation(R2 to R38) | Ceiling Insulation(R2 to R38) | NonEquip | 20 |  | 0% | Prescriptive_hvac | 3.768% | 0 | 0 | 0 | 0 | 0 | 0 | 0 | 0 | 0 | 0 | 0 | 0 | 0 | 0 | 0 | 0 | 0 | 0 | 0 | 0 | 0 | 0 | 0 | 0 | 0 | 0 | 0 | 0 | 0 | 0 | 0 | 0 | 0 | 0 | 0 | 0 | 0 | 0 | 0 | 0 | 0 | 0 | 0 | 0 | 0 | 0 | 0 | 0 | 0 | 0 | 0 | 0 | 0 | 0 | 0 | 0 | 0 | 0 | 0 | 0 | 0 | 0 | 0 | 0 | 0 | 0 | 0 | 0 | 0 | 0 | 0 | 0 | 0 | 0 | 0 | 0 | 0 | 0 | 0 | 0 | 0 | 0 | 0 | 0 | 0 | 0 | 0 | 0 | 0 | 0 | 0 | 0 | 0 | 0 | 0 | 0 | 0 | 0 | 0 | 0 | 0 | 0 | 0 | 0 | 0
Ach | Lodging/Hospitality | Space Cooling | Central chillers inside | TRC | Existing | NE4214 | Wall Insulation | Wall Insulation | NonEquip | 20 |  | 0% | Prescriptive_hvac_existing | 26.79% | 0 | 0 | 0 | 0 | 0 | 0 | 0 | 0 | 0 | 0 | 0 | 0 | 0 | 0 | 0 | 0 | 0 | 0 | 0 | 0 | 0 | 0 | 0 | 0 | 0 | 0 | 0 | 0 | 0 | 0 | 0 | 0 | 0 | 0 | 0 | 0 | 0 | 0 | 0 | 0 | 0 | 0 | 0 | 0 | 0 | 0 | 0 | 0 | 0 | 0 | 0 | 0 | 0 | 0 | 0 | 0 | 0 | 0 | 0 | 0 | 0 | 0 | 0 | 0 | 0 | 0 | 0 | 0 | 0 | 0 | 0 | 0 | 0 | 0 | 0 | 0 | 0 | 0 | 0 | 0 | 0 | 0 | 0 | 0 | 0 | 0 | 0 | 0 | 0 | 0 | 0 | 0 | 0 | 0 | 0 | 0 | 0 | 0 | 0 | 0 | 0 | 0 | 0 | 0 | 0
Ach | Lodging/Hospitality | Space Cooling | Central chillers inside | TRC | Existing | NE3668 | Facility Energy Management System | Facility Energy Management System | NonEquip | 15 |  | 0.7167% | Custom_improvement_existing | 20% | 2.2377 | 3.3851 | 5.0966 | 7.5143 | 10.6965 | 14.5395 | 18.4489 | 21.2639 | 21.5632 | 18.6714 | 2.2377 | 5.6228 | 10.7194 | 18.2337 | 28.9301 | 43.4696 | 61.9185 | 83.1824 | 104.7456 | 123.417 | 0.00058395 | 0.0014673 | 0.0027973 | 0.0047583 | 0.0075496 | 0.011344 | 0.016158 | 0.021707 | 0.027334 | 0.032207 | 0 | 0 | 0 | 0 | 0 | 0 | 0 | 0 | 0 | 0 | 0.049777 | 0.077562 | 0.12028 | 0.18266 | 0.26781 | 0.37494 | 0.49003 | 0.58175 | 0.60764 | 0.54193 | 1.6663 | 0.25097 | 0.39105 | 0.60641 | 0.92091 | 1.3502 | 1.8904 | 2.4706 | 2.9331 | 3.0636 | 2.7323 | 8.401 | 0.16633 | 0.25917 | 0.40191 | 0.61035 | 0.89488 | 1.2529 | 1.6375 | 1.9439 | 2.0304 | 1.8109 | 5.5679 | -1.9636 | -3.0596 | -4.7447 | -7.2053 | -10.5644 | -14.7907 | -19.3307 | -22.9486 | -23.9699 | -21.3779 | -65.7307 | 2.1299 | 3.3188 | 5.1466 | 7.8157 | 11.4592 | 16.0436 | 20.9682 | 24.8926 | 26.0003 | 23.1888 | 71.2986 | 0.26493 | 0.68568 | 1.3464 | 2.3589 | 3.8551 | 5.9663 | 8.7534 | 12.1122 | 15.7096 | 19.0652
Ach | Lodging/Hospitality | Space Cooling | Central chillers inside | TRC | Existing | NE3200 | Ceiling Insulation(R2 to R38) | Ceiling Insulation(R2 to R38) | NonEquip | 20 |  | 0% | Prescriptive_hvac_existing | 3.768% | 0 | 0 | 0 | 0 | 0 | 0 | 0 | 0 | 0 | 0 | 0 | 0 | 0 | 0 | 0 | 0 | 0 | 0 | 0 | 0 | 0 | 0 | 0 | 0 | 0 | 0 | 0 | 0 | 0 | 0 | 0 | 0 | 0 | 0 | 0 | 0 | 0 | 0 | 0 | 0 | 0 | 0 | 0 | 0 | 0 | 0 | 0 | 0 | 0 | 0 | 0 | 0 | 0 | 0 | 0 | 0 | 0 | 0 | 0 | 0 | 0 | 0 | 0 | 0 | 0 | 0 | 0 | 0 | 0 | 0 | 0 | 0 | 0 | 0 | 0 | 0 | 0 | 0 | 0 | 0 | 0 | 0 | 0 | 0 | 0 | 0 | 0 | 0 | 0 | 0 | 0 | 0 | 0 | 0 | 0 | 0 | 0 | 0 | 0 | 0 | 0 | 0 | 0 | 0 | 0
Ach | Lodging/Hospitality | Space Cooling | Central chillers inside | TRC | Turnover | ET983 | High Efficiency Chiller (Water cooled-centrifugal, 200 tons) | High Efficiency Chiller (Water cooled-centrifugal, 200 tons) | Equip | 20 | Central chillers inside | 28.37% | Prescriptive_chiller | 4.362% | 5.1553 | 7.7565 | 12.6519 | 20.4844 | 32.7147 | 51.2764 | 78.2164 | 114.3443 | 156.7348 | 195.085 | 5.1553 | 12.9119 | 25.5638 | 46.0482 | 78.7629 | 130.0393 | 208.2557 | 322.5999 | 479.3347 | 674.4197 | 0.0016538 | 0.004142 | 0.0082007 | 0.014772 | 0.025267 | 0.041716 | 0.066807 | 0.10349 | 0.15377 | 0.21635 | 1.6282e-05 | 4.0779e-05 | 8.0736e-05 | 0.00014543 | 0.00024875 | 0.00041069 | 0.00065772 | 0.0010188 | 0.0015138 | 0.00213 | 0.2272 | 0.35208 | 0.59153 | 0.98646 | 1.6227 | 2.6197 | 4.1159 | 6.1975 | 8.75 | 11.2176 | 16.8413 | 0.64923 | 1.0061 | 1.6903 | 2.8189 | 4.6369 | 7.4859 | 11.7614 | 17.7098 | 25.0035 | 32.0551 | 48.125 | 0.67887 | 1.052 | 1.7675 | 2.9476 | 4.8486 | 7.8277 | 12.2984 | 18.5184 | 26.1452 | 33.5188 | 50.3224 | -5.2681 | -8.164 | -13.7161 | -22.8736 | -37.6263 | -60.744 | -95.4378 | -143.7058 | -202.8909 | -260.1108 | -390.5098 | 5.947 | 9.2161 | 15.4836 | 25.8212 | 42.4749 | 68.5716 | 107.7362 | 162.2242 | 229.0361 | 293.6295 | 440.8322 | 0.6145 | 1.5852 | 3.2327 | 5.9977 | 10.5665 | 17.9689 | 29.6402 | 47.2919 | 72.3766 | 104.8882
Ach | Lodging/Hospitality | Space Cooling | Central chillers inside | TRC | Turnover | ET905 | High Efficiency Chiller (Air Cooled, 50 tons) | High Efficiency Chiller (Air Cooled, 50 tons) | Equip | 20 | Central chillers inside | 28.37% | Prescriptive_chiller | 8.759% | 9.9703 | 15.0059 | 24.4896 | 39.6838 | 63.4604 | 99.666 | 152.4734 | 223.7823 | 308.1834 | 385.2316 | 9.9703 | 24.9763 | 49.4658 | 89.1496 | 152.61 | 252.276 | 404.7494 | 628.5318 | 936.7151 | 1321.9467 | 0.0023122 | 0.0057921 | 0.011471 | 0.020674 | 0.035391 | 0.058504 | 0.093863 | 0.14576 | 0.21723 | 0.30656 | 0.00053333 | 0.001336 | 0.002646 | 0.0047688 | 0.0081634 | 0.013495 | 0.021651 | 0.033621 | 0.050107 | 0.070714 | 0.43939 | 0.68115 | 1.145 | 1.911 | 3.1477 | 5.0919 | 8.0234 | 12.1291 | 17.2048 | 22.1513 | 32.981 | 0.83326 | 1.2917 | 2.1713 | 3.6241 | 5.9693 | 9.6562 | 15.2156 | 23.0017 | 32.6272 | 42.0078 | 62.5451 | 1.4658 | 2.2723 | 3.8196 | 6.3751 | 10.5006 | 16.9862 | 26.7659 | 40.4623 | 57.3946 | 73.896 | 110.0233 | -9.9613 | -15.4421 | -25.9575 | -43.3244 | -71.3608 | -115.4359 | -181.8969 | -274.9756 | -390.045 | -502.186 | -747.7016 | 11.4271 | 17.7144 | 29.7772 | 49.6995 | 81.8614 | 132.4221 | 208.6627 | 315.4379 | 447.4396 | 576.082 | 857.7249 | 1.1819 | 3.0494 | 6.2206 | 11.5474 | 20.3604 | 34.667 | 57.288 | 91.6309 | 140.6565 | 204.4576
Ach | Lodging/Hospitality | Space Cooling | Central chillers inside | TRC | New | EN931 | High Efficiency Chiller (Air Cooled, 50 tons) | High Efficiency Chiller (Air Cooled, 50 tons) | Equip | 20 | Central chillers inside | 28.37% | Prescriptive_chiller | 8.759% | 4.7779 | 6.167 | 8.6762 | 11.8096 | 15.2879 | 22.1176 | 31.295 | 42.4518 | 54.3676 | 63.6716 | 4.7779 | 10.9449 | 19.6211 | 31.4307 | 46.7186 | 68.8362 | 100.1312 | 142.583 | 196.9507 | 260.6222 | 0.001108 | 0.0025382 | 0.0045502 | 0.0072889 | 0.010834 | 0.015963 | 0.023221 | 0.033066 | 0.045674 | 0.060439 | 0.00025558 | 0.00058546 | 0.0010496 | 0.0016813 | 0.0024991 | 0.0036822 | 0.0053562 | 0.0076271 | 0.010535 | 0.013941 | 0.21056 | 0.27993 | 0.40565 | 0.56871 | 0.7583 | 1.13 | 1.6468 | 2.3009 | 3.0352 | 3.6612 | 6.7305 | 0.39931 | 0.53086 | 0.76927 | 1.0785 | 1.438 | 2.1429 | 3.123 | 4.3634 | 5.7559 | 6.9431 | 12.7637 | 0.70243 | 0.93384 | 1.3532 | 1.8972 | 2.5296 | 3.7695 | 5.4937 | 7.6758 | 10.1252 | 12.2136 | 22.4527 | -4.7736 | -6.3462 | -9.1963 | -12.893 | -17.1911 | -25.6173 | -37.3341 | -52.1633 | -68.8091 | -83.0019 | -152.5853 | 5.476 | 7.2801 | 10.5495 | 14.7902 | 19.7208 | 29.3868 | 42.8278 | 59.839 | 78.9343 | 95.2156 | 175.038 | 0.56636 | 1.3363 | 2.4675 | 4.0712 | 6.2329 | 9.4593 | 14.1725 | 20.7866 | 29.574 | 40.3089
Ach | Lodging/Hospitality | Space Cooling | Central chillers inside | TRC | New | EN1009 | High Efficiency Chiller (Water cooled-centrifugal, 200 tons) | High Efficiency Chiller (Water cooled-centrifugal, 200 tons) | Equip | 20 | Central chillers inside | 28.37% | Prescriptive_chiller | 4.362% | 2.4705 | 3.1877 | 4.4823 | 6.096 | 7.8811 | 11.3791 | 16.0538 | 21.6913 | 27.6501 | 32.2439 | 2.4705 | 5.6582 | 10.1405 | 16.2366 | 24.1177 | 35.4968 | 51.5506 | 73.2419 | 100.892 | 133.1359 | 0.00079252 | 0.0018151 | 0.003253 | 0.0052086 | 0.0077368 | 0.011387 | 0.016537 | 0.023496 | 0.032366 | 0.042709 | 7.8024e-06 | 1.787e-05 | 3.2026e-05 | 5.1279e-05 | 7.6169e-05 | 0.00011211 | 0.00016281 | 0.00023131 | 0.00031864 | 0.00042047 | 0.10888 | 0.1447 | 0.20957 | 0.29356 | 0.39091 | 0.58135 | 0.84478 | 1.1757 | 1.5436 | 1.8541 | 3.442 | 0.31112 | 0.41348 | 0.59885 | 0.83887 | 1.1171 | 1.6612 | 2.414 | 3.3596 | 4.411 | 5.2981 | 9.8358 | 0.32532 | 0.43236 | 0.62619 | 0.87717 | 1.1681 | 1.7371 | 2.5242 | 3.513 | 4.6124 | 5.54 | 10.2849 | -2.5246 | -3.3552 | -4.8594 | -6.807 | -9.0643 | -13.4802 | -19.5885 | -27.2612 | -35.7926 | -42.9914 | -79.8123 | 2.8499 | 3.7875 | 5.4856 | 7.6842 | 10.2324 | 15.2173 | 22.1127 | 30.7742 | 40.405 | 48.5315 | 90.0972 | 0.29447 | 0.69467 | 1.2823 | 2.1148 | 3.2355 | 4.905 | 7.337 | 10.737 | 15.2341 | 20.7058
Ach | Lodging/Hospitality | Interior Lighting | case lighting | TRC | New | NN3707 | Facility Energy Management System | Facility Energy Management System | NonEquip | 15 |  | 4.276% | Custom_improvement | 24% | 0.00044712 | 0.00053831 | 0.00069846 | 0.00086478 | 0.00099622 | 0.0012448 | 0.0014575 | 0.0015491 | 0.0014573 | 0.0011793 | 0.00044712 | 0.00098543 | 0.0016839 | 0.0025487 | 0.0035449 | 0.0047896 | 0.0062472 | 0.0077962 | 0.0092536 | 0.010433 | 1.1668e-07 | 2.5716e-07 | 4.3943e-07 | 6.651e-07 | 9.2507e-07 | 1.2499e-06 | 1.6303e-06 | 2.0345e-06 | 2.4148e-06 | 2.7226e-06 | 5.3648e-08 | 1.1824e-07 | 2.0204e-07 | 3.0581e-07 | 4.2534e-07 | 5.7469e-07 | 7.4958e-07 | 9.3545e-07 | 1.1103e-06 | 1.2518e-06 | 9.9461e-06 | 1.2334e-05 | 1.6483e-05 | 2.1021e-05 | 2.4942e-05 | 3.21e-05 | 3.8714e-05 | 4.2381e-05 | 4.1066e-05 | 3.4228e-05 | 0.00014782 | 5.0146e-05 | 6.2185e-05 | 8.3106e-05 | 0.00010598 | 0.00012575 | 0.00016184 | 0.00019519 | 0.00021367 | 0.00020705 | 0.00017257 | 0.00074526 | 3.3235e-05 | 4.1214e-05 | 5.508e-05 | 7.0241e-05 | 8.3345e-05 | 0.00010726 | 0.00012936 | 0.00014162 | 0.00013722 | 0.00011437 | 0.00049393 | -0.00039235 | -0.00048655 | -0.00065024 | -0.00082922 | -0.00098392 | -0.0012663 | -0.0015272 | -0.0016718 | -0.00162 | -0.0013502 | -0.005831 | 0.00042559 | 0.00052776 | 0.00070532 | 0.00089946 | 0.0010673 | 0.0013735 | 0.0016566 | 0.0018134 | 0.0017572 | 0.0014646 | 0.0063249 | 5.2936e-05 | 0.00012017 | 0.0002115 | 0.00032973 | 0.00047237 | 0.00065738 | 0.00088316 | 0.0011352 | 0.0013878 | 0.0016116
Ach | Lodging/Hospitality | Interior Lighting | case lighting | TRC | Existing | NE3694 | Facility Energy Management System | Facility Energy Management System | NonEquip | 15 |  | 0.7167% | Custom_improvement_existing | 24% | 0.00027367 | 0.00029733 | 0.00030061 | 0.00030361 | 0.00030558 | 0.00030745 | 0.00030911 | 0.00031048 | 0.00031179 | 0.00031312 | 0.00027367 | 0.000571 | 0.00087162 | 0.0011752 | 0.0014808 | 0.0017883 | 0.0020974 | 0.0024079 | 0.0027197 | 0.0030328 | 7.1417e-08 | 1.4901e-07 | 2.2746e-07 | 3.0669e-07 | 3.8643e-07 | 4.6666e-07 | 5.4733e-07 | 6.2835e-07 | 7.0972e-07 | 7.9143e-07 | 3.2837e-08 | 6.8513e-08 | 1.0458e-07 | 1.4101e-07 | 1.7768e-07 | 2.1457e-07 | 2.5166e-07 | 2.8891e-07 | 3.2632e-07 | 3.6389e-07 | 6.0878e-06 | 6.8126e-06 | 7.0944e-06 | 7.38e-06 | 7.6508e-06 | 7.9286e-06 | 8.2106e-06 | 8.4943e-06 | 8.7861e-06 | 9.0882e-06 | 4.5642e-05 | 3.0693e-05 | 3.4348e-05 | 3.5769e-05 | 3.7208e-05 | 3.8574e-05 | 3.9974e-05 | 4.1396e-05 | 4.2827e-05 | 4.4298e-05 | 4.5821e-05 | 0.00023012 | 2.0343e-05 | 2.2765e-05 | 2.3706e-05 | 2.4661e-05 | 2.5565e-05 | 2.6494e-05 | 2.7436e-05 | 2.8384e-05 | 2.9359e-05 | 3.0369e-05 | 0.00015251 | -0.00024015 | -0.00026874 | -0.00027986 | -0.00029112 | -0.00030181 | -0.00031276 | -0.00032389 | -0.00033508 | -0.00034659 | -0.00035851 | -0.0018005 | 0.00026049 | 0.00029151 | 0.00030356 | 0.00031579 | 0.00032737 | 0.00033926 | 0.00035133 | 0.00036346 | 0.00037595 | 0.00038888 | 0.001953 | 3.2401e-05 | 6.9632e-05 | 0.00010948 | 0.00015204 | 0.00019732 | 0.00024544 | 0.0002965 | 0.00035061 | 0.00040789 | 0.0004685
Ach | Lodging/Hospitality | Space Heating | Boilers | TRC | New | NN3655 | Facility Energy Management System | Facility Energy Management System | NonEquip | 15 |  | 4.276% | Custom_improvement | 20% | 0 | 0 | 0 | 0 | 0 | 0 | 0 | 0 | 0 | 0 | 0 | 0 | 0 | 0 | 0 | 0 | 0 | 0 | 0 | 0 | 0 | 0 | 0 | 0 | 0 | 0 | 0 | 0 | 0 | 0 | 0 | 0 | 0 | 0 | 0 | 0 | 0 | 0 | 0 | 0 | 0 | 0 | 0 | 0 | 0 | 0 | 0 | 0 | 0 | 0 | 0 | 0 | 0 | 0 | 0 | 0 | 0 | 0 | 0 | 0 | 0 | 0 | 0 | 0 | 0 | 0 | 0 | 0 | 0 | 0 | 0 | 0 | 0 | 0 | 0 | 0 | 0 | 0 | 0 | 0 | 0 | 0 | 0 | 0 | 0 | 0 | 0 | 0 | 0 | 0 | 0 | 0 | 0 | 0 | 0 | 0 | 0 | 0 | 0 | 0 | 0 | 0 | 0 | 0 | 0
Ach | Lodging/Hospitality | Space Heating | Boilers | TRC | New | NN3187 | Ceiling Insulation(R2 to R38) | Ceiling Insulation(R2 to R38) | NonEquip | 20 |  | 0% | Prescriptive_hvac | 13.52% | 0 | 0 | 0 | 0 | 0 | 0 | 0 | 0 | 0 | 0 | 0 | 0 | 0 | 0 | 0 | 0 | 0 | 0 | 0 | 0 | 0 | 0 | 0 | 0 | 0 | 0 | 0 | 0 | 0 | 0 | 0 | 0 | 0 | 0 | 0 | 0 | 0 | 0 | 0 | 0 | 0 | 0 | 0 | 0 | 0 | 0 | 0 | 0 | 0 | 0 | 0 | 0 | 0 | 0 | 0 | 0 | 0 | 0 | 0 | 0 | 0 | 0 | 0 | 0 | 0 | 0 | 0 | 0 | 0 | 0 | 0 | 0 | 0 | 0 | 0 | 0 | 0 | 0 | 0 | 0 | 0 | 0 | 0 | 0 | 0 | 0 | 0 | 0 | 0 | 0 | 0 | 0 | 0 | 0 | 0 | 0 | 0 | 0 | 0 | 0 | 0 | 0 | 0 | 0 | 0
Ach | Lodging/Hospitality | Space Heating | Boilers | TRC | Existing | NE4240 | Wall Insulation | Wall Insulation | NonEquip | 20 |  | 0% | Prescriptive_hvac_existing | 15.49% | 0 | 0 | 0 | 0 | 0 | 0 | 0 | 0 | 0 | 0 | 0 | 0 | 0 | 0 | 0 | 0 | 0 | 0 | 0 | 0 | 0 | 0 | 0 | 0 | 0 | 0 | 0 | 0 | 0 | 0 | 0 | 0 | 0 | 0 | 0 | 0 | 0 | 0 | 0 | 0 | 0 | 0 | 0 | 0 | 0 | 0 | 0 | 0 | 0 | 0 | 0 | 0 | 0 | 0 | 0 | 0 | 0 | 0 | 0 | 0 | 0 | 0 | 0 | 0 | 0 | 0 | 0 | 0 | 0 | 0 | 0 | 0 | 0 | 0 | 0 | 0 | 0 | 0 | 0 | 0 | 0 | 0 | 0 | 0 | 0 | 0 | 0 | 0 | 0 | 0 | 0 | 0 | 0 | 0 | 0 | 0 | 0 | 0 | 0 | 0 | 0 | 0 | 0 | 0 | 0
Ach | Lodging/Hospitality | Space Heating | Boilers | TRC | Existing | NE3642 | Facility Energy Management System | Facility Energy Management System | NonEquip | 15 |  | 0.7167% | Custom_improvement_existing | 20% | 0 | 0 | 0 | 0 | 0 | 0 | 0 | 0 | 0 | 0 | 0 | 0 | 0 | 0 | 0 | 0 | 0 | 0 | 0 | 0 | 0 | 0 | 0 | 0 | 0 | 0 | 0 | 0 | 0 | 0 | 0 | 0 | 0 | 0 | 0 | 0 | 0 | 0 | 0 | 0 | 0 | 0 | 0 | 0 | 0 | 0 | 0 | 0 | 0 | 0 | 0 | 0 | 0 | 0 | 0 | 0 | 0 | 0 | 0 | 0 | 0 | 0 | 0 | 0 | 0 | 0 | 0 | 0 | 0 | 0 | 0 | 0 | 0 | 0 | 0 | 0 | 0 | 0 | 0 | 0 | 0 | 0 | 0 | 0 | 0 | 0 | 0 | 0 | 0 | 0 | 0 | 0 | 0 | 0 | 0 | 0 | 0 | 0 | 0 | 0 | 0 | 0 | 0 | 0 | 0
Ach | Lodging/Hospitality | Space Heating | Boilers | TRC | Existing | NE3174 | Ceiling Insulation(R2 to R38) | Ceiling Insulation(R2 to R38) | NonEquip | 20 |  | 0% | Prescriptive_hvac_existing | 14.92% | 0 | 0 | 0 | 0 | 0 | 0 | 0 | 0 | 0 | 0 | 0 | 0 | 0 | 0 | 0 | 0 | 0 | 0 | 0 | 0 | 0 | 0 | 0 | 0 | 0 | 0 | 0 | 0 | 0 | 0 | 0 | 0 | 0 | 0 | 0 | 0 | 0 | 0 | 0 | 0 | 0 | 0 | 0 | 0 | 0 | 0 | 0 | 0 | 0 | 0 | 0 | 0 | 0 | 0 | 0 | 0 | 0 | 0 | 0 | 0 | 0 | 0 | 0 | 0 | 0 | 0 | 0 | 0 | 0 | 0 | 0 | 0 | 0 | 0 | 0 | 0 | 0 | 0 | 0 | 0 | 0 | 0 | 0 | 0 | 0 | 0 | 0 | 0 | 0 | 0 | 0 | 0 | 0 | 0 | 0 | 0 | 0 | 0 | 0 | 0 | 0 | 0 | 0 | 0 | 0
Ach | Miscellaneous | Refrigeration | Walk-in cooler | TRC | New | NN4826 | PSC to ECM Evaporator Fan Motor (Reach-In) | PSC to ECM Evaporator Fan Motor (Reach-In) | NonEquip | 15 | Display cases | 0% | Prescriptive_ECM | 37.5% | 0 | 0 | 0 | 0 | 0 | 0 | 0 | 0 | 0 | 0 | 0 | 0 | 0 | 0 | 0 | 0 | 0 | 0 | 0 | 0 | 0 | 0 | 0 | 0 | 0 | 0 | 0 | 0 | 0 | 0 | 0 | 0 | 0 | 0 | 0 | 0 | 0 | 0 | 0 | 0 | 0 | 0 | 0 | 0 | 0 | 0 | 0 | 0 | 0 | 0 | 0 | 0 | 0 | 0 | 0 | 0 | 0 | 0 | 0 | 0 | 0 | 0 | 0 | 0 | 0 | 0 | 0 | 0 | 0 | 0 | 0 | 0 | 0 | 0 | 0 | 0 | 0 | 0 | 0 | 0 | 0 | 0 | 0 | 0 | 0 | 0 | 0 | 0 | 0 | 0 | 0 | 0 | 0 | 0 | 0 | 0 | 0 | 0 | 0 | 0 | 0 | 0 | 0 | 0 | 0
Ach | Miscellaneous | Refrigeration | Walk-in cooler | TRC | Existing | NE4813 | PSC to ECM Evaporator Fan Motor (Reach-In) | PSC to ECM Evaporator Fan Motor (Reach-In) | NonEquip | 15 | Display cases | 0% | Prescriptive_ECM_existing | 37.5% | 0 | 0 | 0 | 0 | 0 | 0 | 0 | 0 | 0 | 0 | 0 | 0 | 0 | 0 | 0 | 0 | 0 | 0 | 0 | 0 | 0 | 0 | 0 | 0 | 0 | 0 | 0 | 0 | 0 | 0 | 0 | 0 | 0 | 0 | 0 | 0 | 0 | 0 | 0 | 0 | 0 | 0 | 0 | 0 | 0 | 0 | 0 | 0 | 0 | 0 | 0 | 0 | 0 | 0 | 0 | 0 | 0 | 0 | 0 | 0 | 0 | 0 | 0 | 0 | 0 | 0 | 0 | 0 | 0 | 0 | 0 | 0 | 0 | 0 | 0 | 0 | 0 | 0 | 0 | 0 | 0 | 0 | 0 | 0 | 0 | 0 | 0 | 0 | 0 | 0 | 0 | 0 | 0 | 0 | 0 | 0 | 0 | 0 | 0 | 0 | 0 | 0 | 0 | 0 | 0
Ach | Miscellaneous | Refrigeration | Vending and ice makers | TRC | New | NN4826 | PSC to ECM Evaporator Fan Motor (Reach-In) | PSC to ECM Evaporator Fan Motor (Reach-In) | NonEquip | 15 | Display cases | 0% | Prescriptive_ECM | 37.5% | 0 | 0 | 0 | 0 | 0 | 0 | 0 | 0 | 0 | 0 | 0 | 0 | 0 | 0 | 0 | 0 | 0 | 0 | 0 | 0 | 0 | 0 | 0 | 0 | 0 | 0 | 0 | 0 | 0 | 0 | 0 | 0 | 0 | 0 | 0 | 0 | 0 | 0 | 0 | 0 | 0 | 0 | 0 | 0 | 0 | 0 | 0 | 0 | 0 | 0 | 0 | 0 | 0 | 0 | 0 | 0 | 0 | 0 | 0 | 0 | 0 | 0 | 0 | 0 | 0 | 0 | 0 | 0 | 0 | 0 | 0 | 0 | 0 | 0 | 0 | 0 | 0 | 0 | 0 | 0 | 0 | 0 | 0 | 0 | 0 | 0 | 0 | 0 | 0 | 0 | 0 | 0 | 0 | 0 | 0 | 0 | 0 | 0 | 0 | 0 | 0 | 0 | 0 | 0 | 0
Ach | Miscellaneous | Refrigeration | Vending and ice makers | TRC | Existing | NE4813 | PSC to ECM Evaporator Fan Motor (Reach-In) | PSC to ECM Evaporator Fan Motor (Reach-In) | NonEquip | 15 | Display cases | 0% | Prescriptive_ECM_existing | 37.5% | 0 | 0 | 0 | 0 | 0 | 0 | 0 | 0 | 0 | 0 | 0 | 0 | 0 | 0 | 0 | 0 | 0 | 0 | 0 | 0 | 0 | 0 | 0 | 0 | 0 | 0 | 0 | 0 | 0 | 0 | 0 | 0 | 0 | 0 | 0 | 0 | 0 | 0 | 0 | 0 | 0 | 0 | 0 | 0 | 0 | 0 | 0 | 0 | 0 | 0 | 0 | 0 | 0 | 0 | 0 | 0 | 0 | 0 | 0 | 0 | 0 | 0 | 0 | 0 | 0 | 0 | 0 | 0 | 0 | 0 | 0 | 0 | 0 | 0 | 0 | 0 | 0 | 0 | 0 | 0 | 0 | 0 | 0 | 0 | 0 | 0 | 0 | 0 | 0 | 0 | 0 | 0 | 0 | 0 | 0 | 0 | 0 | 0 | 0 | 0 | 0 | 0 | 0 | 0 | 0
Ach | Miscellaneous | Interior Lighting | Spot lighting | TRC | New | NN3708 | Facility Energy Management System | Facility Energy Management System | NonEquip | 15 |  | 6.861% | Custom_improvement | 24% | 0 | 0 | 0 | 0 | 0 | 0 | 0 | 0 | 0 | 0 | 0 | 0 | 0 | 0 | 0 | 0 | 0 | 0 | 0 | 0 | 0 | 0 | 0 | 0 | 0 | 0 | 0 | 0 | 0 | 0 | 0 | 0 | 0 | 0 | 0 | 0 | 0 | 0 | 0 | 0 | 0 | 0 | 0 | 0 | 0 | 0 | 0 | 0 | 0 | 0 | 0 | 0 | 0 | 0 | 0 | 0 | 0 | 0 | 0 | 0 | 0 | 0 | 0 | 0 | 0 | 0 | 0 | 0 | 0 | 0 | 0 | 0 | 0 | 0 | 0 | 0 | 0 | 0 | 0 | 0 | 0 | 0 | 0 | 0 | 0 | 0 | 0 | 0 | 0 | 0 | 0 | 0 | 0 | 0 | 0 | 0 | 0 | 0 | 0 | 0 | 0 | 0 | 0 | 0 | 0
Ach | Miscellaneous | Interior Lighting | Spot lighting | TRC | Existing | NE3695 | Facility Energy Management System | Facility Energy Management System | NonEquip | 15 |  | 6.861% | Custom_improvement_existing | 24% | 0.041126 | 0.038564 | 0.037101 | 0.035754 | 0.034435 | 0.033183 | 0.03198 | 0.030814 | 0.029705 | 0.028652 | 0.041126 | 0.07969 | 0.11679 | 0.15254 | 0.18698 | 0.22016 | 0.25214 | 0.28296 | 0.31266 | 0.34131 | 8.6197e-06 | 1.6702e-05 | 2.4479e-05 | 3.1972e-05 | 3.919e-05 | 4.6144e-05 | 5.2847e-05 | 5.9306e-05 | 6.5532e-05 | 7.1537e-05 | 7.4122e-07 | 1.4363e-06 | 2.1049e-06 | 2.7493e-06 | 3.37e-06 | 3.968e-06 | 4.5444e-06 | 5.0998e-06 | 5.6352e-06 | 6.1516e-06 | 0.00091484 | 0.00088359 | 0.00087556 | 0.0008691 | 0.00086214 | 0.00085571 | 0.00084944 | 0.00084302 | 0.00083705 | 0.0008316 | 0.0052805 | 0.00084122 | 0.00081249 | 0.0008051 | 0.00079916 | 0.00079276 | 0.00078685 | 0.00078108 | 0.00077519 | 0.00076969 | 0.00076468 | 0.0048556 | 0.0063139 | 0.0060982 | 0.0060428 | 0.0059982 | 0.0059501 | 0.0059058 | 0.0058625 | 0.0058182 | 0.005777 | 0.0057394 | 0.036444 | -0.032707 | -0.03159 | -0.031303 | -0.031072 | -0.030823 | -0.030594 | -0.030369 | -0.03014 | -0.029926 | -0.029732 | -0.18879 | 0.039021 | 0.037688 | 0.037346 | 0.03707 | 0.036773 | 0.036499 | 0.036232 | 0.035958 | 0.035703 | 0.035471 | 0.22523 | 0.0048563 | 0.0096924 | 0.014631 | 0.019683 | 0.02485 | 0.030138 | 0.035552 | 0.041093 | 0.046769 | 0.052587
Ach | Miscellaneous | Space Cooling | Residential-type central air conditioners | TRC | New | NN3682 | Facility Energy Management System | Facility Energy Management System | NonEquip | 15 |  | 6.861% | Custom_improvement | 20% | 0 | 0 | 0 | 0 | 0 | 0 | 0 | 0 | 0 | 0 | 0 | 0 | 0 | 0 | 0 | 0 | 0 | 0 | 0 | 0 | 0 | 0 | 0 | 0 | 0 | 0 | 0 | 0 | 0 | 0 | 0 | 0 | 0 | 0 | 0 | 0 | 0 | 0 | 0 | 0 | 0 | 0 | 0 | 0 | 0 | 0 | 0 | 0 | 0 | 0 | 0 | 0 | 0 | 0 | 0 | 0 | 0 | 0 | 0 | 0 | 0 | 0 | 0 | 0 | 0 | 0 | 0 | 0 | 0 | 0 | 0 | 0 | 0 | 0 | 0 | 0 | 0 | 0 | 0 | 0 | 0 | 0 | 0 | 0 | 0 | 0 | 0 | 0 | 0 | 0 | 0 | 0 | 0 | 0 | 0 | 0 | 0 | 0 | 0 | 0 | 0 | 0 | 0 | 0 | 0
Ach | Miscellaneous | Space Cooling | Residential-type central air conditioners | TRC | New | NN3214 | Ceiling Insulation(R2 to R38) | Ceiling Insulation(R2 to R38) | NonEquip | 20 |  | 0% | Prescriptive_hvac | 1.22% | 0 | 0 | 0 | 0 | 0 | 0 | 0 | 0 | 0 | 0 | 0 | 0 | 0 | 0 | 0 | 0 | 0 | 0 | 0 | 0 | 0 | 0 | 0 | 0 | 0 | 0 | 0 | 0 | 0 | 0 | 0 | 0 | 0 | 0 | 0 | 0 | 0 | 0 | 0 | 0 | 0 | 0 | 0 | 0 | 0 | 0 | 0 | 0 | 0 | 0 | 0 | 0 | 0 | 0 | 0 | 0 | 0 | 0 | 0 | 0 | 0 | 0 | 0 | 0 | 0 | 0 | 0 | 0 | 0 | 0 | 0 | 0 | 0 | 0 | 0 | 0 | 0 | 0 | 0 | 0 | 0 | 0 | 0 | 0 | 0 | 0 | 0 | 0 | 0 | 0 | 0 | 0 | 0 | 0 | 0 | 0 | 0 | 0 | 0 | 0 | 0 | 0 | 0 | 0 | 0
Ach | Miscellaneous | Space Cooling | Residential-type central air conditioners | TRC | Existing | NE3669 | Facility Energy Management System | Facility Energy Management System | NonEquip | 15 |  | 6.861% | Custom_improvement_existing | 20% | 1.8362 | 1.6762 | 1.6126 | 1.5541 | 1.4967 | 1.4423 | 1.39 | 1.3393 | 1.2911 | 1.2454 | 1.8362 | 3.5123 | 5.1249 | 6.679 | 8.1757 | 9.618 | 11.008 | 12.3473 | 13.6384 | 14.8838 | 0.00038485 | 0.00073617 | 0.0010742 | 0.0013999 | 0.0017136 | 0.0020159 | 0.0023072 | 0.0025879 | 0.0028585 | 0.0031195 | 0 | 0 | 0 | 0 | 0 | 0 | 0 | 0 | 0 | 0 | 0.040845 | 0.038406 | 0.038056 | 0.037775 | 0.037473 | 0.037194 | 0.036921 | 0.036642 | 0.036383 | 0.036146 | 0.2305 | 0.037558 | 0.035315 | 0.034994 | 0.034736 | 0.034458 | 0.034201 | 0.03395 | 0.033694 | 0.033455 | 0.033237 | 0.21195 | 0.2819 | 0.26506 | 0.26265 | 0.26071 | 0.25862 | 0.2567 | 0.25481 | 0.25289 | 0.2511 | 0.24946 | 1.5908 | -1.4603 | -1.3731 | -1.3606 | -1.3506 | -1.3397 | -1.3298 | -1.32 | -1.31 | -1.3008 | -1.2923 | -8.2409 | 1.7422 | 1.6381 | 1.6232 | 1.6113 | 1.5984 | 1.5865 | 1.5748 | 1.5629 | 1.5519 | 1.5418 | 9.8317 | 0.21682 | 0.42719 | 0.64203 | 0.86181 | 1.0866 | 1.3166 | 1.5521 | 1.7932 | 2.0401 | 2.2932
Ach | Miscellaneous | Space Cooling | Residential-type central air conditioners | TRC | Existing | NE3201 | Ceiling Insulation(R2 to R38) | Ceiling Insulation(R2 to R38) | NonEquip | 20 |  | 0% | Prescriptive_hvac_existing | 1.22% | 0 | 0 | 0 | 0 | 0 | 0 | 0 | 0 | 0 | 0 | 0 | 0 | 0 | 0 | 0 | 0 | 0 | 0 | 0 | 0 | 0 | 0 | 0 | 0 | 0 | 0 | 0 | 0 | 0 | 0 | 0 | 0 | 0 | 0 | 0 | 0 | 0 | 0 | 0 | 0 | 0 | 0 | 0 | 0 | 0 | 0 | 0 | 0 | 0 | 0 | 0 | 0 | 0 | 0 | 0 | 0 | 0 | 0 | 0 | 0 | 0 | 0 | 0 | 0 | 0 | 0 | 0 | 0 | 0 | 0 | 0 | 0 | 0 | 0 | 0 | 0 | 0 | 0 | 0 | 0 | 0 | 0 | 0 | 0 | 0 | 0 | 0 | 0 | 0 | 0 | 0 | 0 | 0 | 0 | 0 | 0 | 0 | 0 | 0 | 0 | 0 | 0 | 0 | 0 | 0
Ach | Miscellaneous | Space Cooling | Residential-type central air conditioners | TRC | Turnover | ET1296 | High Efficiency PTHP | High Efficiency PTHP | Equip | 15 | Residential-type central air conditioners | 49.09% | Prescriptive_hvac | 23.64% | 38.5112 | 52.8973 | 77.2224 | 108.3365 | 142.3387 | 169.4726 | 174.6307 | 147.8139 | 98.7296 | 51.9572 | 38.5112 | 91.4085 | 168.6309 | 276.9674 | 419.3061 | 588.7787 | 763.4094 | 911.2234 | 1009.953 | 1061.9101 | 0.019154 | 0.045464 | 0.083872 | 0.13775 | 0.20855 | 0.29284 | 0.3797 | 0.45321 | 0.50232 | 0.52816 | 0 | 0 | 0 | 0 | 0 | 0 | 0 | 0 | 0 | 0 | 1.6972 | 2.4011 | 3.6104 | 5.2171 | 7.0602 | 8.6582 | 9.1894 | 8.0116 | 5.5117 | 2.9876 | 30.6234 | 1.9948 | 2.8222 | 4.2436 | 6.132 | 8.2982 | 10.1765 | 10.8008 | 9.4165 | 6.4783 | 3.5115 | 35.9934 | 5.9157 | 8.3694 | 12.5846 | 18.1848 | 24.609 | 30.1792 | 32.0307 | 27.9253 | 19.2118 | 10.4136 | 106.7412 | -31.2757 | -44.2477 | -66.5331 | -96.1406 | -130.1044 | -159.5533 | -169.3417 | -147.6373 | -101.57 | -55.0555 | -564.3261 | 37.1914 | 52.6171 | 79.1177 | 114.3254 | 154.7134 | 189.7325 | 201.3724 | 175.5626 | 120.7817 | 65.4691 | 671.0673 | 4.6145 | 11.2813 | 21.4362 | 36.2641 | 56.5479 | 81.7852 | 109.2238 | 134.2832 | 153.2976 | 166.0195
Ach | Miscellaneous | Space Cooling | Residential-type central air conditioners | TRC | Turnover | ET1257 | High Efficiency PTAC | High Efficiency PTAC | Equip | 15 | Residential-type central air conditioners | 0% | Prescriptive_hvac | 23.64% | 0 | 0 | 0 | 0 | 0 | 0 | 0 | 0 | 0 | 0 | 0 | 0 | 0 | 0 | 0 | 0 | 0 | 0 | 0 | 0 | 0 | 0 | 0 | 0 | 0 | 0 | 0 | 0 | 0 | 0 | 0 | 0 | 0 | 0 | 0 | 0 | 0 | 0 | 0 | 0 | 0 | 0 | 0 | 0 | 0 | 0 | 0 | 0 | 0 | 0 | 0 | 0 | 0 | 0 | 0 | 0 | 0 | 0 | 0 | 0 | 0 | 0 | 0 | 0 | 0 | 0 | 0 | 0 | 0 | 0 | 0 | 0 | 0 | 0 | 0 | 0 | 0 | 0 | 0 | 0 | 0 | 0 | 0 | 0 | 0 | 0 | 0 | 0 | 0 | 0 | 0 | 0 | 0 | 0 | 0 | 0 | 0 | 0 | 0 | 0 | 0 | 0 | 0 | 0 | 0
Ach | Miscellaneous | Space Cooling | Residential-type central air conditioners | TRC | New | EN1322 | High Efficiency PTHP | High Efficiency PTHP | Equip | 15 | Residential-type central air conditioners | 49.09% | Prescriptive_hvac | 23.64% | 0 | 0 | 0 | 0 | 0 | 0 | 0 | 0 | 0 | 0 | 0 | 0 | 0 | 0 | 0 | 0 | 0 | 0 | 0 | 0 | 0 | 0 | 0 | 0 | 0 | 0 | 0 | 0 | 0 | 0 | 0 | 0 | 0 | 0 | 0 | 0 | 0 | 0 | 0 | 0 | 0 | 0 | 0 | 0 | 0 | 0 | 0 | 0 | 0 | 0 | 0 | 0 | 0 | 0 | 0 | 0 | 0 | 0 | 0 | 0 | 0 | 0 | 0 | 0 | 0 | 0 | 0 | 0 | 0 | 0 | 0 | 0 | 0 | 0 | 0 | 0 | 0 | 0 | 0 | 0 | 0 | 0 | 0 | 0 | 0 | 0 | 0 | 0 | 0 | 0 | 0 | 0 | 0 | 0 | 0 | 0 | 0 | 0 | 0 | 0 | 0 | 0 | 0 | 0 | 0
Ach | Miscellaneous | Space Cooling | Residential-type central air conditioners | TRC | New | EN1283 | High Efficiency PTAC | High Efficiency PTAC | Equip | 15 | Residential-type central air conditioners | 0% | Prescriptive_hvac | 23.64% | 0 | 0 | 0 | 0 | 0 | 0 | 0 | 0 | 0 | 0 | 0 | 0 | 0 | 0 | 0 | 0 | 0 | 0 | 0 | 0 | 0 | 0 | 0 | 0 | 0 | 0 | 0 | 0 | 0 | 0 | 0 | 0 | 0 | 0 | 0 | 0 | 0 | 0 | 0 | 0 | 0 | 0 | 0 | 0 | 0 | 0 | 0 | 0 | 0 | 0 | 0 | 0 | 0 | 0 | 0 | 0 | 0 | 0 | 0 | 0 | 0 | 0 | 0 | 0 | 0 | 0 | 0 | 0 | 0 | 0 | 0 | 0 | 0 | 0 | 0 | 0 | 0 | 0 | 0 | 0 | 0 | 0 | 0 | 0 | 0 | 0 | 0 | 0 | 0 | 0 | 0 | 0 | 0 | 0 | 0 | 0 | 0 | 0 | 0 | 0 | 0 | 0 | 0 | 0 | 0
Ach | Miscellaneous | Space Heating | Residential/split system heat pump | TRC | New | NN3656 | Facility Energy Management System | Facility Energy Management System | NonEquip | 15 |  | 6.861% | Custom_improvement | 20% | 0 | 0 | 0 | 0 | 0 | 0 | 0 | 0 | 0 | 0 | 0 | 0 | 0 | 0 | 0 | 0 | 0 | 0 | 0 | 0 | 0 | 0 | 0 | 0 | 0 | 0 | 0 | 0 | 0 | 0 | 0 | 0 | 0 | 0 | 0 | 0 | 0 | 0 | 0 | 0 | 0 | 0 | 0 | 0 | 0 | 0 | 0 | 0 | 0 | 0 | 0 | 0 | 0 | 0 | 0 | 0 | 0 | 0 | 0 | 0 | 0 | 0 | 0 | 0 | 0 | 0 | 0 | 0 | 0 | 0 | 0 | 0 | 0 | 0 | 0 | 0 | 0 | 0 | 0 | 0 | 0 | 0 | 0 | 0 | 0 | 0 | 0 | 0 | 0 | 0 | 0 | 0 | 0 | 0 | 0 | 0 | 0 | 0 | 0 | 0 | 0 | 0 | 0 | 0 | 0
Ach | Miscellaneous | Space Heating | Residential/split system heat pump | TRC | New | NN3188 | Ceiling Insulation(R2 to R38) | Ceiling Insulation(R2 to R38) | NonEquip | 20 |  | 0% | Prescriptive_hvac | 4.379% | 0 | 0 | 0 | 0 | 0 | 0 | 0 | 0 | 0 | 0 | 0 | 0 | 0 | 0 | 0 | 0 | 0 | 0 | 0 | 0 | 0 | 0 | 0 | 0 | 0 | 0 | 0 | 0 | 0 | 0 | 0 | 0 | 0 | 0 | 0 | 0 | 0 | 0 | 0 | 0 | 0 | 0 | 0 | 0 | 0 | 0 | 0 | 0 | 0 | 0 | 0 | 0 | 0 | 0 | 0 | 0 | 0 | 0 | 0 | 0 | 0 | 0 | 0 | 0 | 0 | 0 | 0 | 0 | 0 | 0 | 0 | 0 | 0 | 0 | 0 | 0 | 0 | 0 | 0 | 0 | 0 | 0 | 0 | 0 | 0 | 0 | 0 | 0 | 0 | 0 | 0 | 0 | 0 | 0 | 0 | 0 | 0 | 0 | 0 | 0 | 0 | 0 | 0 | 0 | 0
Ach | Miscellaneous | Space Heating | Residential/split system heat pump | TRC | Existing | NE3643 | Facility Energy Management System | Facility Energy Management System | NonEquip | 15 |  | 6.861% | Custom_improvement_existing | 20% | 0 | 0 | 0 | 0 | 0 | 0 | 0 | 0 | 0 | 0 | 0 | 0 | 0 | 0 | 0 | 0 | 0 | 0 | 0 | 0 | 0 | 0 | 0 | 0 | 0 | 0 | 0 | 0 | 0 | 0 | 0 | 0 | 0 | 0 | 0 | 0 | 0 | 0 | 0 | 0 | 0 | 0 | 0 | 0 | 0 | 0 | 0 | 0 | 0 | 0 | 0 | 0 | 0 | 0 | 0 | 0 | 0 | 0 | 0 | 0 | 0 | 0 | 0 | 0 | 0 | 0 | 0 | 0 | 0 | 0 | 0 | 0 | 0 | 0 | 0 | 0 | 0 | 0 | 0 | 0 | 0 | 0 | 0 | 0 | 0 | 0 | 0 | 0 | 0 | 0 | 0 | 0 | 0 | 0 | 0 | 0 | 0 | 0 | 0 | 0 | 0 | 0 | 0 | 0 | 0
Ach | Miscellaneous | Space Heating | Residential/split system heat pump | TRC | Existing | NE3175 | Ceiling Insulation(R2 to R38) | Ceiling Insulation(R2 to R38) | NonEquip | 20 |  | 0% | Prescriptive_hvac_existing | 4.832% | 0 | 0 | 0 | 0 | 0 | 0 | 0 | 0 | 0 | 0 | 0 | 0 | 0 | 0 | 0 | 0 | 0 | 0 | 0 | 0 | 0 | 0 | 0 | 0 | 0 | 0 | 0 | 0 | 0 | 0 | 0 | 0 | 0 | 0 | 0 | 0 | 0 | 0 | 0 | 0 | 0 | 0 | 0 | 0 | 0 | 0 | 0 | 0 | 0 | 0 | 0 | 0 | 0 | 0 | 0 | 0 | 0 | 0 | 0 | 0 | 0 | 0 | 0 | 0 | 0 | 0 | 0 | 0 | 0 | 0 | 0 | 0 | 0 | 0 | 0 | 0 | 0 | 0 | 0 | 0 | 0 | 0 | 0 | 0 | 0 | 0 | 0 | 0 | 0 | 0 | 0 | 0 | 0 | 0 | 0 | 0 | 0 | 0 | 0 | 0 | 0 | 0 | 0 | 0 | 0
Ach | Miscellaneous | Space Heating | Residential/split system heat pump | TRC | Turnover | ET1335 | High Efficiency PTHP | High Efficiency PTHP | Equip | 15 | Residential/split system heat pump | 49.09% | Prescriptive_hvac | 9.375% | 0 | 0 | 0 | 0 | 0 | 0 | 0 | 0 | 0 | 0 | 0 | 0 | 0 | 0 | 0 | 0 | 0 | 0 | 0 | 0 | 0 | 0 | 0 | 0 | 0 | 0 | 0 | 0 | 0 | 0 | 0 | 0 | 0 | 0 | 0 | 0 | 0 | 0 | 0 | 0 | 0 | 0 | 0 | 0 | 0 | 0 | 0 | 0 | 0 | 0 | 0 | 0 | 0 | 0 | 0 | 0 | 0 | 0 | 0 | 0 | 0 | 0 | 0 | 0 | 0 | 0 | 0 | 0 | 0 | 0 | 0 | 0 | 0 | 0 | 0 | 0 | 0 | 0 | 0 | 0 | 0 | 0 | 0 | 0 | 0 | 0 | 0 | 0 | 0 | 0 | 0 | 0 | 0 | 0 | 0 | 0 | 0 | 0 | 0 | 0 | 0 | 0 | 0 | 0 | 0
Ach | Miscellaneous | Space Heating | Residential/split system heat pump | TRC | New | EN1361 | High Efficiency PTHP | High Efficiency PTHP | Equip | 15 | Residential/split system heat pump | 49.09% | Prescriptive_hvac | 9.375% | 0 | 0 | 0 | 0 | 0 | 0 | 0 | 0 | 0 | 0 | 0 | 0 | 0 | 0 | 0 | 0 | 0 | 0 | 0 | 0 | 0 | 0 | 0 | 0 | 0 | 0 | 0 | 0 | 0 | 0 | 0 | 0 | 0 | 0 | 0 | 0 | 0 | 0 | 0 | 0 | 0 | 0 | 0 | 0 | 0 | 0 | 0 | 0 | 0 | 0 | 0 | 0 | 0 | 0 | 0 | 0 | 0 | 0 | 0 | 0 | 0 | 0 | 0 | 0 | 0 | 0 | 0 | 0 | 0 | 0 | 0 | 0 | 0 | 0 | 0 | 0 | 0 | 0 | 0 | 0 | 0 | 0 | 0 | 0 | 0 | 0 | 0 | 0 | 0 | 0 | 0 | 0 | 0 | 0 | 0 | 0 | 0 | 0 | 0 | 0 | 0 | 0 | 0 | 0 | 0
Ach | Miscellaneous | Refrigeration | Residential style | TRC | New | NN4826 | PSC to ECM Evaporator Fan Motor (Reach-In) | PSC to ECM Evaporator Fan Motor (Reach-In) | NonEquip | 15 | Display cases | 0% | Prescriptive_ECM | 37.5% | 0 | 0 | 0 | 0 | 0 | 0 | 0 | 0 | 0 | 0 | 0 | 0 | 0 | 0 | 0 | 0 | 0 | 0 | 0 | 0 | 0 | 0 | 0 | 0 | 0 | 0 | 0 | 0 | 0 | 0 | 0 | 0 | 0 | 0 | 0 | 0 | 0 | 0 | 0 | 0 | 0 | 0 | 0 | 0 | 0 | 0 | 0 | 0 | 0 | 0 | 0 | 0 | 0 | 0 | 0 | 0 | 0 | 0 | 0 | 0 | 0 | 0 | 0 | 0 | 0 | 0 | 0 | 0 | 0 | 0 | 0 | 0 | 0 | 0 | 0 | 0 | 0 | 0 | 0 | 0 | 0 | 0 | 0 | 0 | 0 | 0 | 0 | 0 | 0 | 0 | 0 | 0 | 0 | 0 | 0 | 0 | 0 | 0 | 0 | 0 | 0 | 0 | 0 | 0 | 0
Ach | Miscellaneous | Refrigeration | Residential style | TRC | Existing | NE4813 | PSC to ECM Evaporator Fan Motor (Reach-In) | PSC to ECM Evaporator Fan Motor (Reach-In) | NonEquip | 15 | Display cases | 0% | Prescriptive_ECM_existing | 37.5% | 0 | 0 | 0 | 0 | 0 | 0 | 0 | 0 | 0 | 0 | 0 | 0 | 0 | 0 | 0 | 0 | 0 | 0 | 0 | 0 | 0 | 0 | 0 | 0 | 0 | 0 | 0 | 0 | 0 | 0 | 0 | 0 | 0 | 0 | 0 | 0 | 0 | 0 | 0 | 0 | 0 | 0 | 0 | 0 | 0 | 0 | 0 | 0 | 0 | 0 | 0 | 0 | 0 | 0 | 0 | 0 | 0 | 0 | 0 | 0 | 0 | 0 | 0 | 0 | 0 | 0 | 0 | 0 | 0 | 0 | 0 | 0 | 0 | 0 | 0 | 0 | 0 | 0 | 0 | 0 | 0 | 0 | 0 | 0 | 0 | 0 | 0 | 0 | 0 | 0 | 0 | 0 | 0 | 0 | 0 | 0 | 0 | 0 | 0 | 0 | 0 | 0 | 0 | 0 | 0
Ach | Miscellaneous | Miscellaneous | Pool pump | TRC | New | NN4540 | VSD Controlled Compressor | VSD Controlled Compressor | NonEquip | 15 | Others | 0% | Prescriptive_ECM | 20.79% | 0 | 0 | 0 | 0 | 0 | 0 | 0 | 0 | 0 | 0 | 0 | 0 | 0 | 0 | 0 | 0 | 0 | 0 | 0 | 0 | 0 | 0 | 0 | 0 | 0 | 0 | 0 | 0 | 0 | 0 | 0 | 0 | 0 | 0 | 0 | 0 | 0 | 0 | 0 | 0 | 0 | 0 | 0 | 0 | 0 | 0 | 0 | 0 | 0 | 0 | 0 | 0 | 0 | 0 | 0 | 0 | 0 | 0 | 0 | 0 | 0 | 0 | 0 | 0 | 0 | 0 | 0 | 0 | 0 | 0 | 0 | 0 | 0 | 0 | 0 | 0 | 0 | 0 | 0 | 0 | 0 | 0 | 0 | 0 | 0 | 0 | 0 | 0 | 0 | 0 | 0 | 0 | 0 | 0 | 0 | 0 | 0 | 0 | 0 | 0 | 0 | 0 | 0 | 0 | 0
Ach | Miscellaneous | Miscellaneous | Pool pump | TRC | Existing | NE4527 | VSD Controlled Compressor | VSD Controlled Compressor | NonEquip | 15 | Others | 0% | Prescriptive_ECM_existing | 20.79% | 0 | 0 | 0 | 0 | 0 | 0 | 0 | 0 | 0 | 0 | 0 | 0 | 0 | 0 | 0 | 0 | 0 | 0 | 0 | 0 | 0 | 0 | 0 | 0 | 0 | 0 | 0 | 0 | 0 | 0 | 0 | 0 | 0 | 0 | 0 | 0 | 0 | 0 | 0 | 0 | 0 | 0 | 0 | 0 | 0 | 0 | 0 | 0 | 0 | 0 | 0 | 0 | 0 | 0 | 0 | 0 | 0 | 0 | 0 | 0 | 0 | 0 | 0 | 0 | 0 | 0 | 0 | 0 | 0 | 0 | 0 | 0 | 0 | 0 | 0 | 0 | 0 | 0 | 0 | 0 | 0 | 0 | 0 | 0 | 0 | 0 | 0 | 0 | 0 | 0 | 0 | 0 | 0 | 0 | 0 | 0 | 0 | 0 | 0 | 0 | 0 | 0 | 0 | 0 | 0
Ach | Miscellaneous | Miscellaneous | Pool pump | TRC | Turnover | ET1998 | Solar Pool Heater | Solar Pool Heater | Equip | 15 | Pool pump | 0% | Prescriptive_all | 86.11% | 0 | 0 | 0 | 0 | 0 | 0 | 0 | 0 | 0 | 0 | 0 | 0 | 0 | 0 | 0 | 0 | 0 | 0 | 0 | 0 | 0 | 0 | 0 | 0 | 0 | 0 | 0 | 0 | 0 | 0 | 0 | 0 | 0 | 0 | 0 | 0 | 0 | 0 | 0 | 0 | 0 | 0 | 0 | 0 | 0 | 0 | 0 | 0 | 0 | 0 | 0 | 0 | 0 | 0 | 0 | 0 | 0 | 0 | 0 | 0 | 0 | 0 | 0 | 0 | 0 | 0 | 0 | 0 | 0 | 0 | 0 | 0 | 0 | 0 | 0 | 0 | 0 | 0 | 0 | 0 | 0 | 0 | 0 | 0 | 0 | 0 | 0 | 0 | 0 | 0 | 0 | 0 | 0 | 0 | 0 | 0 | 0 | 0 | 0 | 0 | 0 | 0 | 0 | 0 | 0
Ach | Miscellaneous | Miscellaneous | Pool pump | TRC | New | EN2024 | Solar Pool Heater | Solar Pool Heater | Equip | 15 | Pool pump | 0% | Prescriptive_all | 86.11% | 0 | 0 | 0 | 0 | 0 | 0 | 0 | 0 | 0 | 0 | 0 | 0 | 0 | 0 | 0 | 0 | 0 | 0 | 0 | 0 | 0 | 0 | 0 | 0 | 0 | 0 | 0 | 0 | 0 | 0 | 0 | 0 | 0 | 0 | 0 | 0 | 0 | 0 | 0 | 0 | 0 | 0 | 0 | 0 | 0 | 0 | 0 | 0 | 0 | 0 | 0 | 0 | 0 | 0 | 0 | 0 | 0 | 0 | 0 | 0 | 0 | 0 | 0 | 0 | 0 | 0 | 0 | 0 | 0 | 0 | 0 | 0 | 0 | 0 | 0 | 0 | 0 | 0 | 0 | 0 | 0 | 0 | 0 | 0 | 0 | 0 | 0 | 0 | 0 | 0 | 0 | 0 | 0 | 0 | 0 | 0 | 0 | 0 | 0 | 0 | 0 | 0 | 0 | 0 | 0
Ach | Miscellaneous | Space Heating | Packaged central unit | TRC | New | NN3656 | Facility Energy Management System | Facility Energy Management System | NonEquip | 15 |  | 6.861% | Custom_improvement | 20% | 0 | 0 | 0 | 0 | 0 | 0 | 0 | 0 | 0 | 0 | 0 | 0 | 0 | 0 | 0 | 0 | 0 | 0 | 0 | 0 | 0 | 0 | 0 | 0 | 0 | 0 | 0 | 0 | 0 | 0 | 0 | 0 | 0 | 0 | 0 | 0 | 0 | 0 | 0 | 0 | 0 | 0 | 0 | 0 | 0 | 0 | 0 | 0 | 0 | 0 | 0 | 0 | 0 | 0 | 0 | 0 | 0 | 0 | 0 | 0 | 0 | 0 | 0 | 0 | 0 | 0 | 0 | 0 | 0 | 0 | 0 | 0 | 0 | 0 | 0 | 0 | 0 | 0 | 0 | 0 | 0 | 0 | 0 | 0 | 0 | 0 | 0 | 0 | 0 | 0 | 0 | 0 | 0 | 0 | 0 | 0 | 0 | 0 | 0 | 0 | 0 | 0 | 0 | 0 | 0
Ach | Miscellaneous | Space Heating | Packaged central unit | TRC | New | NN3188 | Ceiling Insulation(R2 to R38) | Ceiling Insulation(R2 to R38) | NonEquip | 20 |  | 0% | Prescriptive_hvac | 4.379% | 0 | 0 | 0 | 0 | 0 | 0 | 0 | 0 | 0 | 0 | 0 | 0 | 0 | 0 | 0 | 0 | 0 | 0 | 0 | 0 | 0 | 0 | 0 | 0 | 0 | 0 | 0 | 0 | 0 | 0 | 0 | 0 | 0 | 0 | 0 | 0 | 0 | 0 | 0 | 0 | 0 | 0 | 0 | 0 | 0 | 0 | 0 | 0 | 0 | 0 | 0 | 0 | 0 | 0 | 0 | 0 | 0 | 0 | 0 | 0 | 0 | 0 | 0 | 0 | 0 | 0 | 0 | 0 | 0 | 0 | 0 | 0 | 0 | 0 | 0 | 0 | 0 | 0 | 0 | 0 | 0 | 0 | 0 | 0 | 0 | 0 | 0 | 0 | 0 | 0 | 0 | 0 | 0 | 0 | 0 | 0 | 0 | 0 | 0 | 0 | 0 | 0 | 0 | 0 | 0
Ach | Miscellaneous | Space Heating | Packaged central unit | TRC | Existing | NE3643 | Facility Energy Management System | Facility Energy Management System | NonEquip | 15 |  | 6.861% | Custom_improvement_existing | 20% | 60.2888 | 55.6381 | 53.5266 | 51.5839 | 49.6804 | 47.8741 | 46.1387 | 44.4567 | 42.8561 | 41.337 | 60.2888 | 115.9269 | 169.4535 | 221.0374 | 270.7179 | 318.5919 | 364.7306 | 409.1873 | 452.0433 | 493.3804 | 0 | 0 | 0 | 0 | 0 | 0 | 0 | 0 | 0 | 0 | 0.0010866 | 0.0020894 | 0.0030541 | 0.0039838 | 0.0048792 | 0.0057421 | 0.0065736 | 0.0073749 | 0.0081473 | 0.0088923 | 1.3411 | 1.2748 | 1.2632 | 1.2539 | 1.2438 | 1.2346 | 1.2255 | 1.2163 | 1.2077 | 1.1998 | 7.6377 | 1.2332 | 1.1722 | 1.1616 | 1.153 | 1.1438 | 1.1352 | 1.1269 | 1.1184 | 1.1105 | 1.1032 | 7.0231 | 9.2559 | 8.7982 | 8.7182 | 8.6538 | 8.5845 | 8.5206 | 8.4581 | 8.3942 | 8.3347 | 8.2805 | 52.7127 | -47.9479 | -45.5766 | -45.1624 | -44.829 | -44.47 | -44.1387 | -43.8149 | -43.4841 | -43.176 | -42.895 | -273.0651 | 57.2038 | 54.3748 | 53.8806 | 53.4828 | 53.0545 | 52.6592 | 52.2729 | 51.8783 | 51.5108 | 51.1755 | 325.7778 | 7.1191 | 14.0998 | 21.2284 | 28.5213 | 35.9797 | 43.6126 | 51.4265 | 59.4257 | 67.6191 | 76.0166
Ach | Miscellaneous | Space Heating | Packaged central unit | TRC | Existing | NE3175 | Ceiling Insulation(R2 to R38) | Ceiling Insulation(R2 to R38) | NonEquip | 20 |  | 0% | Prescriptive_hvac_existing | 4.832% | 0 | 0 | 0 | 0 | 0 | 0 | 0 | 0 | 0 | 0 | 0 | 0 | 0 | 0 | 0 | 0 | 0 | 0 | 0 | 0 | 0 | 0 | 0 | 0 | 0 | 0 | 0 | 0 | 0 | 0 | 0 | 0 | 0 | 0 | 0 | 0 | 0 | 0 | 0 | 0 | 0 | 0 | 0 | 0 | 0 | 0 | 0 | 0 | 0 | 0 | 0 | 0 | 0 | 0 | 0 | 0 | 0 | 0 | 0 | 0 | 0 | 0 | 0 | 0 | 0 | 0 | 0 | 0 | 0 | 0 | 0 | 0 | 0 | 0 | 0 | 0 | 0 | 0 | 0 | 0 | 0 | 0 | 0 | 0 | 0 | 0 | 0 | 0 | 0 | 0 | 0 | 0 | 0 | 0 | 0 | 0 | 0 | 0 | 0 | 0 | 0 | 0 | 0 | 0 | 0
Ach | Miscellaneous | Space Cooling | Packaged air conditioning units (RTUs) | TRC | New | NN3682 | Facility Energy Management System | Facility Energy Management System | NonEquip | 15 |  | 6.861% | Custom_improvement | 20% | 0 | 0 | 0 | 0 | 0 | 0 | 0 | 0 | 0 | 0 | 0 | 0 | 0 | 0 | 0 | 0 | 0 | 0 | 0 | 0 | 0 | 0 | 0 | 0 | 0 | 0 | 0 | 0 | 0 | 0 | 0 | 0 | 0 | 0 | 0 | 0 | 0 | 0 | 0 | 0 | 0 | 0 | 0 | 0 | 0 | 0 | 0 | 0 | 0 | 0 | 0 | 0 | 0 | 0 | 0 | 0 | 0 | 0 | 0 | 0 | 0 | 0 | 0 | 0 | 0 | 0 | 0 | 0 | 0 | 0 | 0 | 0 | 0 | 0 | 0 | 0 | 0 | 0 | 0 | 0 | 0 | 0 | 0 | 0 | 0 | 0 | 0 | 0 | 0 | 0 | 0 | 0 | 0 | 0 | 0 | 0 | 0 | 0 | 0 | 0 | 0 | 0 | 0 | 0 | 0
Ach | Miscellaneous | Space Cooling | Packaged air conditioning units (RTUs) | TRC | New | NN3214 | Ceiling Insulation(R2 to R38) | Ceiling Insulation(R2 to R38) | NonEquip | 20 |  | 0% | Prescriptive_hvac | 1.22% | 0 | 0 | 0 | 0 | 0 | 0 | 0 | 0 | 0 | 0 | 0 | 0 | 0 | 0 | 0 | 0 | 0 | 0 | 0 | 0 | 0 | 0 | 0 | 0 | 0 | 0 | 0 | 0 | 0 | 0 | 0 | 0 | 0 | 0 | 0 | 0 | 0 | 0 | 0 | 0 | 0 | 0 | 0 | 0 | 0 | 0 | 0 | 0 | 0 | 0 | 0 | 0 | 0 | 0 | 0 | 0 | 0 | 0 | 0 | 0 | 0 | 0 | 0 | 0 | 0 | 0 | 0 | 0 | 0 | 0 | 0 | 0 | 0 | 0 | 0 | 0 | 0 | 0 | 0 | 0 | 0 | 0 | 0 | 0 | 0 | 0 | 0 | 0 | 0 | 0 | 0 | 0 | 0 | 0 | 0 | 0 | 0 | 0 | 0 | 0 | 0 | 0 | 0 | 0 | 0
Ach | Miscellaneous | Space Cooling | Packaged air conditioning units (RTUs) | TRC | Existing | NE3669 | Facility Energy Management System | Facility Energy Management System | NonEquip | 15 |  | 6.861% | Custom_improvement_existing | 20% | 111.1484 | 101.6995 | 97.8399 | 94.2889 | 90.8096 | 87.5078 | 84.3358 | 81.2612 | 78.3355 | 75.559 | 111.1484 | 212.8479 | 310.6878 | 404.9767 | 495.7864 | 583.2942 | 667.63 | 748.8912 | 827.2268 | 902.7857 | 0.023296 | 0.044612 | 0.065118 | 0.084881 | 0.10391 | 0.12225 | 0.13993 | 0.15696 | 0.17338 | 0.18922 | 0 | 0 | 0 | 0 | 0 | 0 | 0 | 0 | 0 | 0 | 2.4725 | 2.3302 | 2.309 | 2.2919 | 2.2736 | 2.2567 | 2.2401 | 2.2232 | 2.2074 | 2.1931 | 13.98 | 2.2735 | 2.1427 | 2.1232 | 2.1075 | 2.0906 | 2.0751 | 2.0598 | 2.0443 | 2.0298 | 2.0166 | 12.855 | 17.0642 | 16.0819 | 15.9357 | 15.8181 | 15.6914 | 15.5745 | 15.4603 | 15.3436 | 15.2349 | 15.1357 | 96.4843 | -88.3966 | -83.3084 | -82.5512 | -81.9417 | -81.2856 | -80.68 | -80.0881 | -79.4835 | -78.9204 | -78.4068 | -499.8127 | 105.4608 | 99.3903 | 98.4869 | 97.7598 | 96.977 | 96.2545 | 95.5484 | 94.827 | 94.1553 | 93.5425 | 596.2969 | 13.1248 | 25.888 | 38.9215 | 52.2556 | 65.8923 | 79.8482 | 94.1349 | 108.7603 | 123.741 | 139.0948
Ach | Miscellaneous | Space Cooling | Packaged air conditioning units (RTUs) | TRC | Existing | NE3201 | Ceiling Insulation(R2 to R38) | Ceiling Insulation(R2 to R38) | NonEquip | 20 |  | 0% | Prescriptive_hvac_existing | 1.22% | 0 | 0 | 0 | 0 | 0 | 0 | 0 | 0 | 0 | 0 | 0 | 0 | 0 | 0 | 0 | 0 | 0 | 0 | 0 | 0 | 0 | 0 | 0 | 0 | 0 | 0 | 0 | 0 | 0 | 0 | 0 | 0 | 0 | 0 | 0 | 0 | 0 | 0 | 0 | 0 | 0 | 0 | 0 | 0 | 0 | 0 | 0 | 0 | 0 | 0 | 0 | 0 | 0 | 0 | 0 | 0 | 0 | 0 | 0 | 0 | 0 | 0 | 0 | 0 | 0 | 0 | 0 | 0 | 0 | 0 | 0 | 0 | 0 | 0 | 0 | 0 | 0 | 0 | 0 | 0 | 0 | 0 | 0 | 0 | 0 | 0 | 0 | 0 | 0 | 0 | 0 | 0 | 0 | 0 | 0 | 0 | 0 | 0 | 0 | 0 | 0 | 0 | 0 | 0 | 0
Ach | Miscellaneous | Interior Lighting | Overhead (fluorescent/LED/CFL U-shape) | TRC | New | NN3708 | Facility Energy Management System | Facility Energy Management System | NonEquip | 15 |  | 6.861% | Custom_improvement | 24% | 0 | 0 | 0 | 0 | 0 | 0 | 0 | 0 | 0 | 0 | 0 | 0 | 0 | 0 | 0 | 0 | 0 | 0 | 0 | 0 | 0 | 0 | 0 | 0 | 0 | 0 | 0 | 0 | 0 | 0 | 0 | 0 | 0 | 0 | 0 | 0 | 0 | 0 | 0 | 0 | 0 | 0 | 0 | 0 | 0 | 0 | 0 | 0 | 0 | 0 | 0 | 0 | 0 | 0 | 0 | 0 | 0 | 0 | 0 | 0 | 0 | 0 | 0 | 0 | 0 | 0 | 0 | 0 | 0 | 0 | 0 | 0 | 0 | 0 | 0 | 0 | 0 | 0 | 0 | 0 | 0 | 0 | 0 | 0 | 0 | 0 | 0 | 0 | 0 | 0 | 0 | 0 | 0 | 0 | 0 | 0 | 0 | 0 | 0 | 0 | 0 | 0 | 0 | 0 | 0
Ach | Miscellaneous | Interior Lighting | Overhead (fluorescent/LED/CFL U-shape) | TRC | Existing | NE3695 | Facility Energy Management System | Facility Energy Management System | NonEquip | 15 |  | 6.861% | Custom_improvement_existing | 24% | 255.1465 | 234.9153 | 226 | 217.7977 | 209.7608 | 202.1339 | 194.8069 | 187.705 | 180.9469 | 174.5333 | 255.1465 | 490.0618 | 716.0618 | 933.8595 | 1143.6203 | 1345.7542 | 1540.5612 | 1728.2662 | 1909.2131 | 2083.7464 | 0.053477 | 0.10271 | 0.15008 | 0.19573 | 0.2397 | 0.28206 | 0.32289 | 0.36223 | 0.40016 | 0.43674 | 0.0045986 | 0.0088325 | 0.012906 | 0.016831 | 0.020612 | 0.024255 | 0.027766 | 0.031149 | 0.03441 | 0.037556 | 5.6757 | 5.3825 | 5.3335 | 5.2942 | 5.2518 | 5.2126 | 5.1744 | 5.1353 | 5.0989 | 5.0658 | 32.2601 | 5.219 | 4.9493 | 4.9043 | 4.8681 | 4.8291 | 4.7932 | 4.758 | 4.7221 | 4.6886 | 4.6581 | 29.6641 | 39.1716 | 37.1476 | 36.8099 | 36.5382 | 36.2456 | 35.9755 | 35.7116 | 35.442 | 35.1909 | 34.9619 | 222.6465 | -202.9188 | -192.4338 | -190.6846 | -189.2769 | -187.7613 | -186.3623 | -184.9952 | -183.5985 | -182.2979 | -181.1115 | -1153.3649 | 242.0904 | 229.5814 | 227.4945 | 225.8151 | 224.0069 | 222.3379 | 220.7069 | 219.0405 | 217.4888 | 216.0735 | 1376.0115 | 30.1287 | 59.6045 | 89.7049 | 120.4993 | 151.9925 | 184.2227 | 217.2169 | 250.9935 | 285.5903 | 321.0489
Ach | Miscellaneous | Miscellaneous | Others | TRC | New | NN4540 | VSD Controlled Compressor | VSD Controlled Compressor | NonEquip | 15 | Others | 23.37% | Prescriptive_ECM | 20.79% | 0 | 0 | 0 | 0 | 0 | 0 | 0 | 0 | 0 | 0 | 0 | 0 | 0 | 0 | 0 | 0 | 0 | 0 | 0 | 0 | 0 | 0 | 0 | 0 | 0 | 0 | 0 | 0 | 0 | 0 | 0 | 0 | 0 | 0 | 0 | 0 | 0 | 0 | 0 | 0 | 0 | 0 | 0 | 0 | 0 | 0 | 0 | 0 | 0 | 0 | 0 | 0 | 0 | 0 | 0 | 0 | 0 | 0 | 0 | 0 | 0 | 0 | 0 | 0 | 0 | 0 | 0 | 0 | 0 | 0 | 0 | 0 | 0 | 0 | 0 | 0 | 0 | 0 | 0 | 0 | 0 | 0 | 0 | 0 | 0 | 0 | 0 | 0 | 0 | 0 | 0 | 0 | 0 | 0 | 0 | 0 | 0 | 0 | 0 | 0 | 0 | 0 | 0 | 0 | 0
Ach | Miscellaneous | Miscellaneous | Others | TRC | Existing | NE4527 | VSD Controlled Compressor | VSD Controlled Compressor | NonEquip | 15 | Others | 23.37% | Prescriptive_ECM_existing | 20.79% | 426.5767 | 416.3339 | 400.5335 | 385.9967 | 371.7533 | 358.2363 | 345.2509 | 332.6643 | 320.6871 | 309.3205 | 426.5767 | 842.9106 | 1243.4441 | 1629.4408 | 2001.1941 | 2359.4304 | 2704.6813 | 3037.3457 | 3358.0328 | 3667.3533 | 0.064321 | 0.1271 | 0.18749 | 0.24569 | 0.30175 | 0.35576 | 0.40782 | 0.45798 | 0.50634 | 0.55298 | 0.030105 | 0.059487 | 0.087754 | 0.11499 | 0.14123 | 0.16651 | 0.19088 | 0.21436 | 0.23699 | 0.25882 | 14.6389 | 14.7161 | 14.5823 | 14.4746 | 14.3587 | 14.2518 | 14.1472 | 14.0404 | 13.9409 | 13.8502 | 87.4045 | 29.5393 | 29.6949 | 29.425 | 29.2077 | 28.9739 | 28.758 | 28.547 | 28.3315 | 28.1308 | 27.9477 | 176.3696 | 27.5616 | 27.7068 | 27.455 | 27.2523 | 27.034 | 26.8326 | 26.6358 | 26.4347 | 26.2474 | 26.0766 | 164.5616 | -375.7135 | -377.6927 | -374.2596 | -371.4967 | -368.5219 | -365.7761 | -363.0929 | -360.3516 | -357.7988 | -355.4704 | -2243.2658 | 403.2751 | 405.3995 | 401.7146 | 398.7489 | 395.556 | 392.6088 | 389.7287 | 386.7863 | 384.0463 | 381.547 | 2407.8273 | 50.2204 | 102.212 | 155.3044 | 209.6203 | 265.168 | 322.0152 | 380.2091 | 439.7824 | 500.8017 | 563.3403
Ach | Miscellaneous | Miscellaneous | Medical equipment | TRC | New | NN4540 | VSD Controlled Compressor | VSD Controlled Compressor | NonEquip | 15 | Others | 0% | Prescriptive_ECM | 20.79% | 0 | 0 | 0 | 0 | 0 | 0 | 0 | 0 | 0 | 0 | 0 | 0 | 0 | 0 | 0 | 0 | 0 | 0 | 0 | 0 | 0 | 0 | 0 | 0 | 0 | 0 | 0 | 0 | 0 | 0 | 0 | 0 | 0 | 0 | 0 | 0 | 0 | 0 | 0 | 0 | 0 | 0 | 0 | 0 | 0 | 0 | 0 | 0 | 0 | 0 | 0 | 0 | 0 | 0 | 0 | 0 | 0 | 0 | 0 | 0 | 0 | 0 | 0 | 0 | 0 | 0 | 0 | 0 | 0 | 0 | 0 | 0 | 0 | 0 | 0 | 0 | 0 | 0 | 0 | 0 | 0 | 0 | 0 | 0 | 0 | 0 | 0 | 0 | 0 | 0 | 0 | 0 | 0 | 0 | 0 | 0 | 0 | 0 | 0 | 0 | 0 | 0 | 0 | 0 | 0
Ach | Miscellaneous | Miscellaneous | Medical equipment | TRC | Existing | NE4527 | VSD Controlled Compressor | VSD Controlled Compressor | NonEquip | 15 | Others | 0% | Prescriptive_ECM_existing | 20.79% | 0 | 0 | 0 | 0 | 0 | 0 | 0 | 0 | 0 | 0 | 0 | 0 | 0 | 0 | 0 | 0 | 0 | 0 | 0 | 0 | 0 | 0 | 0 | 0 | 0 | 0 | 0 | 0 | 0 | 0 | 0 | 0 | 0 | 0 | 0 | 0 | 0 | 0 | 0 | 0 | 0 | 0 | 0 | 0 | 0 | 0 | 0 | 0 | 0 | 0 | 0 | 0 | 0 | 0 | 0 | 0 | 0 | 0 | 0 | 0 | 0 | 0 | 0 | 0 | 0 | 0 | 0 | 0 | 0 | 0 | 0 | 0 | 0 | 0 | 0 | 0 | 0 | 0 | 0 | 0 | 0 | 0 | 0 | 0 | 0 | 0 | 0 | 0 | 0 | 0 | 0 | 0 | 0 | 0 | 0 | 0 | 0 | 0 | 0 | 0 | 0 | 0 | 0 | 0 | 0
Ach | Miscellaneous | Refrigeration | Large cold storage | TRC | New | NN4826 | PSC to ECM Evaporator Fan Motor (Reach-In) | PSC to ECM Evaporator Fan Motor (Reach-In) | NonEquip | 15 | Display cases | 0% | Prescriptive_ECM | 37.5% | 0 | 0 | 0 | 0 | 0 | 0 | 0 | 0 | 0 | 0 | 0 | 0 | 0 | 0 | 0 | 0 | 0 | 0 | 0 | 0 | 0 | 0 | 0 | 0 | 0 | 0 | 0 | 0 | 0 | 0 | 0 | 0 | 0 | 0 | 0 | 0 | 0 | 0 | 0 | 0 | 0 | 0 | 0 | 0 | 0 | 0 | 0 | 0 | 0 | 0 | 0 | 0 | 0 | 0 | 0 | 0 | 0 | 0 | 0 | 0 | 0 | 0 | 0 | 0 | 0 | 0 | 0 | 0 | 0 | 0 | 0 | 0 | 0 | 0 | 0 | 0 | 0 | 0 | 0 | 0 | 0 | 0 | 0 | 0 | 0 | 0 | 0 | 0 | 0 | 0 | 0 | 0 | 0 | 0 | 0 | 0 | 0 | 0 | 0 | 0 | 0 | 0 | 0 | 0 | 0
Ach | Miscellaneous | Refrigeration | Large cold storage | TRC | Existing | NE4813 | PSC to ECM Evaporator Fan Motor (Reach-In) | PSC to ECM Evaporator Fan Motor (Reach-In) | NonEquip | 15 | Display cases | 0% | Prescriptive_ECM_existing | 37.5% | 0 | 0 | 0 | 0 | 0 | 0 | 0 | 0 | 0 | 0 | 0 | 0 | 0 | 0 | 0 | 0 | 0 | 0 | 0 | 0 | 0 | 0 | 0 | 0 | 0 | 0 | 0 | 0 | 0 | 0 | 0 | 0 | 0 | 0 | 0 | 0 | 0 | 0 | 0 | 0 | 0 | 0 | 0 | 0 | 0 | 0 | 0 | 0 | 0 | 0 | 0 | 0 | 0 | 0 | 0 | 0 | 0 | 0 | 0 | 0 | 0 | 0 | 0 | 0 | 0 | 0 | 0 | 0 | 0 | 0 | 0 | 0 | 0 | 0 | 0 | 0 | 0 | 0 | 0 | 0 | 0 | 0 | 0 | 0 | 0 | 0 | 0 | 0 | 0 | 0 | 0 | 0 | 0 | 0 | 0 | 0 | 0 | 0 | 0 | 0 | 0 | 0 | 0 | 0 | 0
Ach | Miscellaneous | Miscellaneous | Laboratory equipment | TRC | New | NN4540 | VSD Controlled Compressor | VSD Controlled Compressor | NonEquip | 15 | Others | 0% | Prescriptive_ECM | 20.79% | 0 | 0 | 0 | 0 | 0 | 0 | 0 | 0 | 0 | 0 | 0 | 0 | 0 | 0 | 0 | 0 | 0 | 0 | 0 | 0 | 0 | 0 | 0 | 0 | 0 | 0 | 0 | 0 | 0 | 0 | 0 | 0 | 0 | 0 | 0 | 0 | 0 | 0 | 0 | 0 | 0 | 0 | 0 | 0 | 0 | 0 | 0 | 0 | 0 | 0 | 0 | 0 | 0 | 0 | 0 | 0 | 0 | 0 | 0 | 0 | 0 | 0 | 0 | 0 | 0 | 0 | 0 | 0 | 0 | 0 | 0 | 0 | 0 | 0 | 0 | 0 | 0 | 0 | 0 | 0 | 0 | 0 | 0 | 0 | 0 | 0 | 0 | 0 | 0 | 0 | 0 | 0 | 0 | 0 | 0 | 0 | 0 | 0 | 0 | 0 | 0 | 0 | 0 | 0 | 0
Ach | Miscellaneous | Miscellaneous | Laboratory equipment | TRC | Existing | NE4527 | VSD Controlled Compressor | VSD Controlled Compressor | NonEquip | 15 | Others | 0% | Prescriptive_ECM_existing | 20.79% | 0 | 0 | 0 | 0 | 0 | 0 | 0 | 0 | 0 | 0 | 0 | 0 | 0 | 0 | 0 | 0 | 0 | 0 | 0 | 0 | 0 | 0 | 0 | 0 | 0 | 0 | 0 | 0 | 0 | 0 | 0 | 0 | 0 | 0 | 0 | 0 | 0 | 0 | 0 | 0 | 0 | 0 | 0 | 0 | 0 | 0 | 0 | 0 | 0 | 0 | 0 | 0 | 0 | 0 | 0 | 0 | 0 | 0 | 0 | 0 | 0 | 0 | 0 | 0 | 0 | 0 | 0 | 0 | 0 | 0 | 0 | 0 | 0 | 0 | 0 | 0 | 0 | 0 | 0 | 0 | 0 | 0 | 0 | 0 | 0 | 0 | 0 | 0 | 0 | 0 | 0 | 0 | 0 | 0 | 0 | 0 | 0 | 0 | 0 | 0 | 0 | 0 | 0 | 0 | 0
Ach | Miscellaneous | Space Heating | Individual room heating | TRC | New | NN3656 | Facility Energy Management System | Facility Energy Management System | NonEquip | 15 |  | 6.861% | Custom_improvement | 20% | 0 | 0 | 0 | 0 | 0 | 0 | 0 | 0 | 0 | 0 | 0 | 0 | 0 | 0 | 0 | 0 | 0 | 0 | 0 | 0 | 0 | 0 | 0 | 0 | 0 | 0 | 0 | 0 | 0 | 0 | 0 | 0 | 0 | 0 | 0 | 0 | 0 | 0 | 0 | 0 | 0 | 0 | 0 | 0 | 0 | 0 | 0 | 0 | 0 | 0 | 0 | 0 | 0 | 0 | 0 | 0 | 0 | 0 | 0 | 0 | 0 | 0 | 0 | 0 | 0 | 0 | 0 | 0 | 0 | 0 | 0 | 0 | 0 | 0 | 0 | 0 | 0 | 0 | 0 | 0 | 0 | 0 | 0 | 0 | 0 | 0 | 0 | 0 | 0 | 0 | 0 | 0 | 0 | 0 | 0 | 0 | 0 | 0 | 0 | 0 | 0 | 0 | 0 | 0 | 0
Ach | Miscellaneous | Space Heating | Individual room heating | TRC | New | NN3188 | Ceiling Insulation(R2 to R38) | Ceiling Insulation(R2 to R38) | NonEquip | 20 |  | 0% | Prescriptive_hvac | 4.379% | 0 | 0 | 0 | 0 | 0 | 0 | 0 | 0 | 0 | 0 | 0 | 0 | 0 | 0 | 0 | 0 | 0 | 0 | 0 | 0 | 0 | 0 | 0 | 0 | 0 | 0 | 0 | 0 | 0 | 0 | 0 | 0 | 0 | 0 | 0 | 0 | 0 | 0 | 0 | 0 | 0 | 0 | 0 | 0 | 0 | 0 | 0 | 0 | 0 | 0 | 0 | 0 | 0 | 0 | 0 | 0 | 0 | 0 | 0 | 0 | 0 | 0 | 0 | 0 | 0 | 0 | 0 | 0 | 0 | 0 | 0 | 0 | 0 | 0 | 0 | 0 | 0 | 0 | 0 | 0 | 0 | 0 | 0 | 0 | 0 | 0 | 0 | 0 | 0 | 0 | 0 | 0 | 0 | 0 | 0 | 0 | 0 | 0 | 0 | 0 | 0 | 0 | 0 | 0 | 0
Ach | Miscellaneous | Space Heating | Individual room heating | TRC | Existing | NE3643 | Facility Energy Management System | Facility Energy Management System | NonEquip | 15 |  | 6.861% | Custom_improvement_existing | 20% | 0.016252 | 0.014998 | 0.014429 | 0.013905 | 0.013392 | 0.012905 | 0.012437 | 0.011984 | 0.011553 | 0.011143 | 0.016252 | 0.03125 | 0.045679 | 0.059584 | 0.072976 | 0.085882 | 0.098319 | 0.1103 | 0.12186 | 0.133 | 0 | 0 | 0 | 0 | 0 | 0 | 0 | 0 | 0 | 0 | 2.9291e-07 | 5.6323e-07 | 8.2328e-07 | 1.0739e-06 | 1.3153e-06 | 1.5479e-06 | 1.772e-06 | 1.988e-06 | 2.1962e-06 | 2.3971e-06 | 0.00036152 | 0.00034364 | 0.00034052 | 0.000338 | 0.0003353 | 0.0003328 | 0.00033036 | 0.00032786 | 0.00032554 | 0.00032342 | 0.0020589 | 0.00033243 | 0.00031599 | 0.00031312 | 0.00031081 | 0.00030832 | 0.00030602 | 0.00030377 | 0.00030148 | 0.00029935 | 0.0002974 | 0.0018932 | 0.0024951 | 0.0023717 | 0.0023501 | 0.0023328 | 0.0023141 | 0.0022969 | 0.00228 | 0.0022628 | 0.0022468 | 0.0022321 | 0.01421 | -0.012925 | -0.012286 | -0.012174 | -0.012084 | -0.011988 | -0.011898 | -0.011811 | -0.011722 | -0.011639 | -0.011563 | -0.073609 | 0.01542 | 0.014658 | 0.014524 | 0.014417 | 0.014302 | 0.014195 | 0.014091 | 0.013985 | 0.013886 | 0.013795 | 0.087819 | 0.0019191 | 0.0038008 | 0.0057224 | 0.0076884 | 0.0096989 | 0.011756 | 0.013863 | 0.016019 | 0.018228 | 0.020491
Ach | Miscellaneous | Space Heating | Individual room heating | TRC | Existing | NE3175 | Ceiling Insulation(R2 to R38) | Ceiling Insulation(R2 to R38) | NonEquip | 20 |  | 0% | Prescriptive_hvac_existing | 4.832% | 0 | 0 | 0 | 0 | 0 | 0 | 0 | 0 | 0 | 0 | 0 | 0 | 0 | 0 | 0 | 0 | 0 | 0 | 0 | 0 | 0 | 0 | 0 | 0 | 0 | 0 | 0 | 0 | 0 | 0 | 0 | 0 | 0 | 0 | 0 | 0 | 0 | 0 | 0 | 0 | 0 | 0 | 0 | 0 | 0 | 0 | 0 | 0 | 0 | 0 | 0 | 0 | 0 | 0 | 0 | 0 | 0 | 0 | 0 | 0 | 0 | 0 | 0 | 0 | 0 | 0 | 0 | 0 | 0 | 0 | 0 | 0 | 0 | 0 | 0 | 0 | 0 | 0 | 0 | 0 | 0 | 0 | 0 | 0 | 0 | 0 | 0 | 0 | 0 | 0 | 0 | 0 | 0 | 0 | 0 | 0 | 0 | 0 | 0 | 0 | 0 | 0 | 0 | 0 | 0
Ach | Miscellaneous | Space Cooling | Individual room air conditioners | TRC | New | NN3682 | Facility Energy Management System | Facility Energy Management System | NonEquip | 15 |  | 6.861% | Custom_improvement | 20% | 0 | 0 | 0 | 0 | 0 | 0 | 0 | 0 | 0 | 0 | 0 | 0 | 0 | 0 | 0 | 0 | 0 | 0 | 0 | 0 | 0 | 0 | 0 | 0 | 0 | 0 | 0 | 0 | 0 | 0 | 0 | 0 | 0 | 0 | 0 | 0 | 0 | 0 | 0 | 0 | 0 | 0 | 0 | 0 | 0 | 0 | 0 | 0 | 0 | 0 | 0 | 0 | 0 | 0 | 0 | 0 | 0 | 0 | 0 | 0 | 0 | 0 | 0 | 0 | 0 | 0 | 0 | 0 | 0 | 0 | 0 | 0 | 0 | 0 | 0 | 0 | 0 | 0 | 0 | 0 | 0 | 0 | 0 | 0 | 0 | 0 | 0 | 0 | 0 | 0 | 0 | 0 | 0 | 0 | 0 | 0 | 0 | 0 | 0 | 0 | 0 | 0 | 0 | 0 | 0
Ach | Miscellaneous | Space Cooling | Individual room air conditioners | TRC | New | NN3214 | Ceiling Insulation(R2 to R38) | Ceiling Insulation(R2 to R38) | NonEquip | 20 |  | 0% | Prescriptive_hvac | 1.22% | 0 | 0 | 0 | 0 | 0 | 0 | 0 | 0 | 0 | 0 | 0 | 0 | 0 | 0 | 0 | 0 | 0 | 0 | 0 | 0 | 0 | 0 | 0 | 0 | 0 | 0 | 0 | 0 | 0 | 0 | 0 | 0 | 0 | 0 | 0 | 0 | 0 | 0 | 0 | 0 | 0 | 0 | 0 | 0 | 0 | 0 | 0 | 0 | 0 | 0 | 0 | 0 | 0 | 0 | 0 | 0 | 0 | 0 | 0 | 0 | 0 | 0 | 0 | 0 | 0 | 0 | 0 | 0 | 0 | 0 | 0 | 0 | 0 | 0 | 0 | 0 | 0 | 0 | 0 | 0 | 0 | 0 | 0 | 0 | 0 | 0 | 0 | 0 | 0 | 0 | 0 | 0 | 0 | 0 | 0 | 0 | 0 | 0 | 0 | 0 | 0 | 0 | 0 | 0 | 0
Ach | Miscellaneous | Space Cooling | Individual room air conditioners | TRC | Existing | NE3669 | Facility Energy Management System | Facility Energy Management System | NonEquip | 15 |  | 6.861% | Custom_improvement_existing | 20% | 0 | 0 | 0 | 0 | 0 | 0 | 0 | 0 | 0 | 0 | 0 | 0 | 0 | 0 | 0 | 0 | 0 | 0 | 0 | 0 | 0 | 0 | 0 | 0 | 0 | 0 | 0 | 0 | 0 | 0 | 0 | 0 | 0 | 0 | 0 | 0 | 0 | 0 | 0 | 0 | 0 | 0 | 0 | 0 | 0 | 0 | 0 | 0 | 0 | 0 | 0 | 0 | 0 | 0 | 0 | 0 | 0 | 0 | 0 | 0 | 0 | 0 | 0 | 0 | 0 | 0 | 0 | 0 | 0 | 0 | 0 | 0 | 0 | 0 | 0 | 0 | 0 | 0 | 0 | 0 | 0 | 0 | 0 | 0 | 0 | 0 | 0 | 0 | 0 | 0 | 0 | 0 | 0 | 0 | 0 | 0 | 0 | 0 | 0 | 0 | 0 | 0 | 0 | 0 | 0
Ach | Miscellaneous | Space Cooling | Individual room air conditioners | TRC | Existing | NE3201 | Ceiling Insulation(R2 to R38) | Ceiling Insulation(R2 to R38) | NonEquip | 20 |  | 0% | Prescriptive_hvac_existing | 1.22% | 0 | 0 | 0 | 0 | 0 | 0 | 0 | 0 | 0 | 0 | 0 | 0 | 0 | 0 | 0 | 0 | 0 | 0 | 0 | 0 | 0 | 0 | 0 | 0 | 0 | 0 | 0 | 0 | 0 | 0 | 0 | 0 | 0 | 0 | 0 | 0 | 0 | 0 | 0 | 0 | 0 | 0 | 0 | 0 | 0 | 0 | 0 | 0 | 0 | 0 | 0 | 0 | 0 | 0 | 0 | 0 | 0 | 0 | 0 | 0 | 0 | 0 | 0 | 0 | 0 | 0 | 0 | 0 | 0 | 0 | 0 | 0 | 0 | 0 | 0 | 0 | 0 | 0 | 0 | 0 | 0 | 0 | 0 | 0 | 0 | 0 | 0 | 0 | 0 | 0 | 0 | 0 | 0 | 0 | 0 | 0 | 0 | 0 | 0 | 0 | 0 | 0 | 0 | 0 | 0
Ach | Miscellaneous | Interior Lighting | High bay | TRC | New | NN3708 | Facility Energy Management System | Facility Energy Management System | NonEquip | 15 |  | 6.861% | Custom_improvement | 24% | 0 | 0 | 0 | 0 | 0 | 0 | 0 | 0 | 0 | 0 | 0 | 0 | 0 | 0 | 0 | 0 | 0 | 0 | 0 | 0 | 0 | 0 | 0 | 0 | 0 | 0 | 0 | 0 | 0 | 0 | 0 | 0 | 0 | 0 | 0 | 0 | 0 | 0 | 0 | 0 | 0 | 0 | 0 | 0 | 0 | 0 | 0 | 0 | 0 | 0 | 0 | 0 | 0 | 0 | 0 | 0 | 0 | 0 | 0 | 0 | 0 | 0 | 0 | 0 | 0 | 0 | 0 | 0 | 0 | 0 | 0 | 0 | 0 | 0 | 0 | 0 | 0 | 0 | 0 | 0 | 0 | 0 | 0 | 0 | 0 | 0 | 0 | 0 | 0 | 0 | 0 | 0 | 0 | 0 | 0 | 0 | 0 | 0 | 0 | 0 | 0 | 0 | 0 | 0 | 0
Ach | Miscellaneous | Interior Lighting | High bay | TRC | Existing | NE3695 | Facility Energy Management System | Facility Energy Management System | NonEquip | 15 |  | 6.861% | Custom_improvement_existing | 24% | 336.3609 | 309.8668 | 298.107 | 287.2876 | 276.6866 | 266.6262 | 256.9615 | 247.5937 | 238.6793 | 230.2195 | 336.3609 | 646.2277 | 944.3347 | 1231.6223 | 1508.3088 | 1774.9351 | 2031.8966 | 2279.4903 | 2518.1696 | 2748.389 | 0.070499 | 0.13545 | 0.19793 | 0.25814 | 0.31613 | 0.37202 | 0.42587 | 0.47777 | 0.52779 | 0.57605 | 0.0060623 | 0.011647 | 0.01702 | 0.022198 | 0.027185 | 0.03199 | 0.036621 | 0.041084 | 0.045386 | 0.049535 | 7.4823 | 7.0998 | 7.0352 | 6.9833 | 6.9274 | 6.8758 | 6.8253 | 6.7738 | 6.7258 | 6.682 | 42.5491 | 6.8802 | 6.5284 | 6.4691 | 6.4213 | 6.3699 | 6.3225 | 6.2761 | 6.2287 | 6.1846 | 6.1443 | 39.1251 | 51.6401 | 48.9998 | 48.5544 | 48.1959 | 47.81 | 47.4538 | 47.1057 | 46.75 | 46.4189 | 46.1168 | 293.6568 | -267.5089 | -253.8312 | -251.5239 | -249.6671 | -247.6679 | -245.8226 | -244.0193 | -242.177 | -240.4614 | -238.8965 | -1521.216 | 319.1491 | 302.831 | 300.0783 | 297.863 | 295.4779 | 293.2764 | 291.125 | 288.927 | 286.8802 | 285.0133 | 1814.8729 | 39.7189 | 78.5985 | 118.3019 | 158.9207 | 200.4613 | 242.974 | 286.4945 | 331.0469 | 376.6813 | 423.4523
Ach | Miscellaneous | Space Heating | Forced air furnace | TRC | New | NN3656 | Facility Energy Management System | Facility Energy Management System | NonEquip | 15 |  | 6.861% | Custom_improvement | 20% | 0 | 0 | 0 | 0 | 0 | 0 | 0 | 0 | 0 | 0 | 0 | 0 | 0 | 0 | 0 | 0 | 0 | 0 | 0 | 0 | 0 | 0 | 0 | 0 | 0 | 0 | 0 | 0 | 0 | 0 | 0 | 0 | 0 | 0 | 0 | 0 | 0 | 0 | 0 | 0 | 0 | 0 | 0 | 0 | 0 | 0 | 0 | 0 | 0 | 0 | 0 | 0 | 0 | 0 | 0 | 0 | 0 | 0 | 0 | 0 | 0 | 0 | 0 | 0 | 0 | 0 | 0 | 0 | 0 | 0 | 0 | 0 | 0 | 0 | 0 | 0 | 0 | 0 | 0 | 0 | 0 | 0 | 0 | 0 | 0 | 0 | 0 | 0 | 0 | 0 | 0 | 0 | 0 | 0 | 0 | 0 | 0 | 0 | 0 | 0 | 0 | 0 | 0 | 0 | 0
Ach | Miscellaneous | Space Heating | Forced air furnace | TRC | New | NN3188 | Ceiling Insulation(R2 to R38) | Ceiling Insulation(R2 to R38) | NonEquip | 20 |  | 0% | Prescriptive_hvac | 4.379% | 0 | 0 | 0 | 0 | 0 | 0 | 0 | 0 | 0 | 0 | 0 | 0 | 0 | 0 | 0 | 0 | 0 | 0 | 0 | 0 | 0 | 0 | 0 | 0 | 0 | 0 | 0 | 0 | 0 | 0 | 0 | 0 | 0 | 0 | 0 | 0 | 0 | 0 | 0 | 0 | 0 | 0 | 0 | 0 | 0 | 0 | 0 | 0 | 0 | 0 | 0 | 0 | 0 | 0 | 0 | 0 | 0 | 0 | 0 | 0 | 0 | 0 | 0 | 0 | 0 | 0 | 0 | 0 | 0 | 0 | 0 | 0 | 0 | 0 | 0 | 0 | 0 | 0 | 0 | 0 | 0 | 0 | 0 | 0 | 0 | 0 | 0 | 0 | 0 | 0 | 0 | 0 | 0 | 0 | 0 | 0 | 0 | 0 | 0 | 0 | 0 | 0 | 0 | 0 | 0
Ach | Miscellaneous | Space Heating | Forced air furnace | TRC | Existing | NE3643 | Facility Energy Management System | Facility Energy Management System | NonEquip | 15 |  | 6.861% | Custom_improvement_existing | 20% | 4.2214 | 3.8958 | 3.7479 | 3.6119 | 3.4786 | 3.3521 | 3.2306 | 3.1128 | 3.0008 | 2.8944 | 4.2214 | 8.1172 | 11.8651 | 15.477 | 18.9556 | 22.3077 | 25.5384 | 28.6512 | 31.652 | 34.5464 | 0 | 0 | 0 | 0 | 0 | 0 | 0 | 0 | 0 | 0 | 7.6084e-05 | 0.0001463 | 0.00021385 | 0.00027895 | 0.00034164 | 0.00040206 | 0.00046028 | 0.00051639 | 0.00057047 | 0.00062264 | 0.093905 | 0.089261 | 0.08845 | 0.087797 | 0.087094 | 0.086445 | 0.085811 | 0.085163 | 0.084559 | 0.084009 | 0.53479 | 0.086348 | 0.082078 | 0.081332 | 0.080732 | 0.080085 | 0.079489 | 0.078905 | 0.07831 | 0.077755 | 0.077249 | 0.49176 | 0.6481 | 0.61604 | 0.61045 | 0.60594 | 0.60109 | 0.59661 | 0.59223 | 0.58776 | 0.5836 | 0.5798 | 3.6909 | -3.3573 | -3.1913 | -3.1623 | -3.1389 | -3.1138 | -3.0906 | -3.0679 | -3.0447 | -3.0232 | -3.0035 | -19.12 | 4.0054 | 3.8073 | 3.7727 | 3.7449 | 3.7149 | 3.6872 | 3.6601 | 3.6325 | 3.6068 | 3.5833 | 22.8109 | 0.49848 | 0.98726 | 1.4864 | 1.9971 | 2.5193 | 3.0537 | 3.6009 | 4.161 | 4.7347 | 5.3227
Ach | Miscellaneous | Space Heating | Forced air furnace | TRC | Existing | NE3175 | Ceiling Insulation(R2 to R38) | Ceiling Insulation(R2 to R38) | NonEquip | 20 |  | 0% | Prescriptive_hvac_existing | 4.832% | 0 | 0 | 0 | 0 | 0 | 0 | 0 | 0 | 0 | 0 | 0 | 0 | 0 | 0 | 0 | 0 | 0 | 0 | 0 | 0 | 0 | 0 | 0 | 0 | 0 | 0 | 0 | 0 | 0 | 0 | 0 | 0 | 0 | 0 | 0 | 0 | 0 | 0 | 0 | 0 | 0 | 0 | 0 | 0 | 0 | 0 | 0 | 0 | 0 | 0 | 0 | 0 | 0 | 0 | 0 | 0 | 0 | 0 | 0 | 0 | 0 | 0 | 0 | 0 | 0 | 0 | 0 | 0 | 0 | 0 | 0 | 0 | 0 | 0 | 0 | 0 | 0 | 0 | 0 | 0 | 0 | 0 | 0 | 0 | 0 | 0 | 0 | 0 | 0 | 0 | 0 | 0 | 0 | 0 | 0 | 0 | 0 | 0 | 0 | 0 | 0 | 0 | 0 | 0 | 0
Ach | Miscellaneous | Miscellaneous | Elevators/Escalators | TRC | New | NN4540 | VSD Controlled Compressor | VSD Controlled Compressor | NonEquip | 15 | Others | 0% | Prescriptive_ECM | 20.79% | 0 | 0 | 0 | 0 | 0 | 0 | 0 | 0 | 0 | 0 | 0 | 0 | 0 | 0 | 0 | 0 | 0 | 0 | 0 | 0 | 0 | 0 | 0 | 0 | 0 | 0 | 0 | 0 | 0 | 0 | 0 | 0 | 0 | 0 | 0 | 0 | 0 | 0 | 0 | 0 | 0 | 0 | 0 | 0 | 0 | 0 | 0 | 0 | 0 | 0 | 0 | 0 | 0 | 0 | 0 | 0 | 0 | 0 | 0 | 0 | 0 | 0 | 0 | 0 | 0 | 0 | 0 | 0 | 0 | 0 | 0 | 0 | 0 | 0 | 0 | 0 | 0 | 0 | 0 | 0 | 0 | 0 | 0 | 0 | 0 | 0 | 0 | 0 | 0 | 0 | 0 | 0 | 0 | 0 | 0 | 0 | 0 | 0 | 0 | 0 | 0 | 0 | 0 | 0 | 0
Ach | Miscellaneous | Miscellaneous | Elevators/Escalators | TRC | Existing | NE4527 | VSD Controlled Compressor | VSD Controlled Compressor | NonEquip | 15 | Others | 0% | Prescriptive_ECM_existing | 20.79% | 0 | 0 | 0 | 0 | 0 | 0 | 0 | 0 | 0 | 0 | 0 | 0 | 0 | 0 | 0 | 0 | 0 | 0 | 0 | 0 | 0 | 0 | 0 | 0 | 0 | 0 | 0 | 0 | 0 | 0 | 0 | 0 | 0 | 0 | 0 | 0 | 0 | 0 | 0 | 0 | 0 | 0 | 0 | 0 | 0 | 0 | 0 | 0 | 0 | 0 | 0 | 0 | 0 | 0 | 0 | 0 | 0 | 0 | 0 | 0 | 0 | 0 | 0 | 0 | 0 | 0 | 0 | 0 | 0 | 0 | 0 | 0 | 0 | 0 | 0 | 0 | 0 | 0 | 0 | 0 | 0 | 0 | 0 | 0 | 0 | 0 | 0 | 0 | 0 | 0 | 0 | 0 | 0 | 0 | 0 | 0 | 0 | 0 | 0 | 0 | 0 | 0 | 0 | 0 | 0
Ach | Miscellaneous | Space Cooling | District chilled water piped | TRC | New | NN3682 | Facility Energy Management System | Facility Energy Management System | NonEquip | 15 |  | 6.861% | Custom_improvement | 20% | 0 | 0 | 0 | 0 | 0 | 0 | 0 | 0 | 0 | 0 | 0 | 0 | 0 | 0 | 0 | 0 | 0 | 0 | 0 | 0 | 0 | 0 | 0 | 0 | 0 | 0 | 0 | 0 | 0 | 0 | 0 | 0 | 0 | 0 | 0 | 0 | 0 | 0 | 0 | 0 | 0 | 0 | 0 | 0 | 0 | 0 | 0 | 0 | 0 | 0 | 0 | 0 | 0 | 0 | 0 | 0 | 0 | 0 | 0 | 0 | 0 | 0 | 0 | 0 | 0 | 0 | 0 | 0 | 0 | 0 | 0 | 0 | 0 | 0 | 0 | 0 | 0 | 0 | 0 | 0 | 0 | 0 | 0 | 0 | 0 | 0 | 0 | 0 | 0 | 0 | 0 | 0 | 0 | 0 | 0 | 0 | 0 | 0 | 0 | 0 | 0 | 0 | 0 | 0 | 0
Ach | Miscellaneous | Space Cooling | District chilled water piped | TRC | New | NN3214 | Ceiling Insulation(R2 to R38) | Ceiling Insulation(R2 to R38) | NonEquip | 20 |  | 0% | Prescriptive_hvac | 1.22% | 0 | 0 | 0 | 0 | 0 | 0 | 0 | 0 | 0 | 0 | 0 | 0 | 0 | 0 | 0 | 0 | 0 | 0 | 0 | 0 | 0 | 0 | 0 | 0 | 0 | 0 | 0 | 0 | 0 | 0 | 0 | 0 | 0 | 0 | 0 | 0 | 0 | 0 | 0 | 0 | 0 | 0 | 0 | 0 | 0 | 0 | 0 | 0 | 0 | 0 | 0 | 0 | 0 | 0 | 0 | 0 | 0 | 0 | 0 | 0 | 0 | 0 | 0 | 0 | 0 | 0 | 0 | 0 | 0 | 0 | 0 | 0 | 0 | 0 | 0 | 0 | 0 | 0 | 0 | 0 | 0 | 0 | 0 | 0 | 0 | 0 | 0 | 0 | 0 | 0 | 0 | 0 | 0 | 0 | 0 | 0 | 0 | 0 | 0 | 0 | 0 | 0 | 0 | 0 | 0
Ach | Miscellaneous | Space Cooling | District chilled water piped | TRC | Existing | NE3669 | Facility Energy Management System | Facility Energy Management System | NonEquip | 15 |  | 6.861% | Custom_improvement_existing | 20% | 0 | 0 | 0 | 0 | 0 | 0 | 0 | 0 | 0 | 0 | 0 | 0 | 0 | 0 | 0 | 0 | 0 | 0 | 0 | 0 | 0 | 0 | 0 | 0 | 0 | 0 | 0 | 0 | 0 | 0 | 0 | 0 | 0 | 0 | 0 | 0 | 0 | 0 | 0 | 0 | 0 | 0 | 0 | 0 | 0 | 0 | 0 | 0 | 0 | 0 | 0 | 0 | 0 | 0 | 0 | 0 | 0 | 0 | 0 | 0 | 0 | 0 | 0 | 0 | 0 | 0 | 0 | 0 | 0 | 0 | 0 | 0 | 0 | 0 | 0 | 0 | 0 | 0 | 0 | 0 | 0 | 0 | 0 | 0 | 0 | 0 | 0 | 0 | 0 | 0 | 0 | 0 | 0 | 0 | 0 | 0 | 0 | 0 | 0 | 0 | 0 | 0 | 0 | 0 | 0
Ach | Miscellaneous | Space Cooling | District chilled water piped | TRC | Existing | NE3201 | Ceiling Insulation(R2 to R38) | Ceiling Insulation(R2 to R38) | NonEquip | 20 |  | 0% | Prescriptive_hvac_existing | 1.22% | 0 | 0 | 0 | 0 | 0 | 0 | 0 | 0 | 0 | 0 | 0 | 0 | 0 | 0 | 0 | 0 | 0 | 0 | 0 | 0 | 0 | 0 | 0 | 0 | 0 | 0 | 0 | 0 | 0 | 0 | 0 | 0 | 0 | 0 | 0 | 0 | 0 | 0 | 0 | 0 | 0 | 0 | 0 | 0 | 0 | 0 | 0 | 0 | 0 | 0 | 0 | 0 | 0 | 0 | 0 | 0 | 0 | 0 | 0 | 0 | 0 | 0 | 0 | 0 | 0 | 0 | 0 | 0 | 0 | 0 | 0 | 0 | 0 | 0 | 0 | 0 | 0 | 0 | 0 | 0 | 0 | 0 | 0 | 0 | 0 | 0 | 0 | 0 | 0 | 0 | 0 | 0 | 0 | 0 | 0 | 0 | 0 | 0 | 0 | 0 | 0 | 0 | 0 | 0 | 0
Ach | Miscellaneous | Refrigeration | Display cases | TRC | New | NN4826 | PSC to ECM Evaporator Fan Motor (Reach-In) | PSC to ECM Evaporator Fan Motor (Reach-In) | NonEquip | 15 | Display cases | 0% | Prescriptive_ECM | 37.5% | 0 | 0 | 0 | 0 | 0 | 0 | 0 | 0 | 0 | 0 | 0 | 0 | 0 | 0 | 0 | 0 | 0 | 0 | 0 | 0 | 0 | 0 | 0 | 0 | 0 | 0 | 0 | 0 | 0 | 0 | 0 | 0 | 0 | 0 | 0 | 0 | 0 | 0 | 0 | 0 | 0 | 0 | 0 | 0 | 0 | 0 | 0 | 0 | 0 | 0 | 0 | 0 | 0 | 0 | 0 | 0 | 0 | 0 | 0 | 0 | 0 | 0 | 0 | 0 | 0 | 0 | 0 | 0 | 0 | 0 | 0 | 0 | 0 | 0 | 0 | 0 | 0 | 0 | 0 | 0 | 0 | 0 | 0 | 0 | 0 | 0 | 0 | 0 | 0 | 0 | 0 | 0 | 0 | 0 | 0 | 0 | 0 | 0 | 0 | 0 | 0 | 0 | 0 | 0 | 0
Ach | Miscellaneous | Refrigeration | Display cases | TRC | Existing | NE4813 | PSC to ECM Evaporator Fan Motor (Reach-In) | PSC to ECM Evaporator Fan Motor (Reach-In) | NonEquip | 15 | Display cases | 0% | Prescriptive_ECM_existing | 37.5% | 0 | 0 | 0 | 0 | 0 | 0 | 0 | 0 | 0 | 0 | 0 | 0 | 0 | 0 | 0 | 0 | 0 | 0 | 0 | 0 | 0 | 0 | 0 | 0 | 0 | 0 | 0 | 0 | 0 | 0 | 0 | 0 | 0 | 0 | 0 | 0 | 0 | 0 | 0 | 0 | 0 | 0 | 0 | 0 | 0 | 0 | 0 | 0 | 0 | 0 | 0 | 0 | 0 | 0 | 0 | 0 | 0 | 0 | 0 | 0 | 0 | 0 | 0 | 0 | 0 | 0 | 0 | 0 | 0 | 0 | 0 | 0 | 0 | 0 | 0 | 0 | 0 | 0 | 0 | 0 | 0 | 0 | 0 | 0 | 0 | 0 | 0 | 0 | 0 | 0 | 0 | 0 | 0 | 0 | 0 | 0 | 0 | 0 | 0 | 0 | 0 | 0 | 0 | 0 | 0
Ach | Miscellaneous | Cooking | Cooking Other | TRC | Turnover | ET9 | Efficient Exhaust Hood | Efficient Exhaust Hood | Equip | 15 | Cooking Other | 0% | Prescriptive_cooking | 42.5% | 0 | 0 | 0 | 0 | 0 | 0 | 0 | 0 | 0 | 0 | 0 | 0 | 0 | 0 | 0 | 0 | 0 | 0 | 0 | 0 | 0 | 0 | 0 | 0 | 0 | 0 | 0 | 0 | 0 | 0 | 0 | 0 | 0 | 0 | 0 | 0 | 0 | 0 | 0 | 0 | 0 | 0 | 0 | 0 | 0 | 0 | 0 | 0 | 0 | 0 | 0 | 0 | 0 | 0 | 0 | 0 | 0 | 0 | 0 | 0 | 0 | 0 | 0 | 0 | 0 | 0 | 0 | 0 | 0 | 0 | 0 | 0 | 0 | 0 | 0 | 0 | 0 | 0 | 0 | 0 | 0 | 0 | 0 | 0 | 0 | 0 | 0 | 0 | 0 | 0 | 0 | 0 | 0 | 0 | 0 | 0 | 0 | 0 | 0 | 0 | 0 | 0 | 0 | 0 | 0
Ach | Miscellaneous | Cooking | Cooking Other | TRC | New | EN35 | Efficient Exhaust Hood | Efficient Exhaust Hood | Equip | 15 | Cooking Other | 0% | Prescriptive_cooking | 42.5% | 0 | 0 | 0 | 0 | 0 | 0 | 0 | 0 | 0 | 0 | 0 | 0 | 0 | 0 | 0 | 0 | 0 | 0 | 0 | 0 | 0 | 0 | 0 | 0 | 0 | 0 | 0 | 0 | 0 | 0 | 0 | 0 | 0 | 0 | 0 | 0 | 0 | 0 | 0 | 0 | 0 | 0 | 0 | 0 | 0 | 0 | 0 | 0 | 0 | 0 | 0 | 0 | 0 | 0 | 0 | 0 | 0 | 0 | 0 | 0 | 0 | 0 | 0 | 0 | 0 | 0 | 0 | 0 | 0 | 0 | 0 | 0 | 0 | 0 | 0 | 0 | 0 | 0 | 0 | 0 | 0 | 0 | 0 | 0 | 0 | 0 | 0 | 0 | 0 | 0 | 0 | 0 | 0 | 0 | 0 | 0 | 0 | 0 | 0 | 0 | 0 | 0 | 0 | 0 | 0
Ach | Miscellaneous | Space Cooling | Central chillers inside | TRC | New | NN3682 | Facility Energy Management System | Facility Energy Management System | NonEquip | 15 |  | 6.861% | Custom_improvement | 20% | 0 | 0 | 0 | 0 | 0 | 0 | 0 | 0 | 0 | 0 | 0 | 0 | 0 | 0 | 0 | 0 | 0 | 0 | 0 | 0 | 0 | 0 | 0 | 0 | 0 | 0 | 0 | 0 | 0 | 0 | 0 | 0 | 0 | 0 | 0 | 0 | 0 | 0 | 0 | 0 | 0 | 0 | 0 | 0 | 0 | 0 | 0 | 0 | 0 | 0 | 0 | 0 | 0 | 0 | 0 | 0 | 0 | 0 | 0 | 0 | 0 | 0 | 0 | 0 | 0 | 0 | 0 | 0 | 0 | 0 | 0 | 0 | 0 | 0 | 0 | 0 | 0 | 0 | 0 | 0 | 0 | 0 | 0 | 0 | 0 | 0 | 0 | 0 | 0 | 0 | 0 | 0 | 0 | 0 | 0 | 0 | 0 | 0 | 0 | 0 | 0 | 0 | 0 | 0 | 0
Ach | Miscellaneous | Space Cooling | Central chillers inside | TRC | New | NN3214 | Ceiling Insulation(R2 to R38) | Ceiling Insulation(R2 to R38) | NonEquip | 20 |  | 0% | Prescriptive_hvac | 1.22% | 0 | 0 | 0 | 0 | 0 | 0 | 0 | 0 | 0 | 0 | 0 | 0 | 0 | 0 | 0 | 0 | 0 | 0 | 0 | 0 | 0 | 0 | 0 | 0 | 0 | 0 | 0 | 0 | 0 | 0 | 0 | 0 | 0 | 0 | 0 | 0 | 0 | 0 | 0 | 0 | 0 | 0 | 0 | 0 | 0 | 0 | 0 | 0 | 0 | 0 | 0 | 0 | 0 | 0 | 0 | 0 | 0 | 0 | 0 | 0 | 0 | 0 | 0 | 0 | 0 | 0 | 0 | 0 | 0 | 0 | 0 | 0 | 0 | 0 | 0 | 0 | 0 | 0 | 0 | 0 | 0 | 0 | 0 | 0 | 0 | 0 | 0 | 0 | 0 | 0 | 0 | 0 | 0 | 0 | 0 | 0 | 0 | 0 | 0 | 0 | 0 | 0 | 0 | 0 | 0
Ach | Miscellaneous | Space Cooling | Central chillers inside | TRC | Existing | NE3669 | Facility Energy Management System | Facility Energy Management System | NonEquip | 15 |  | 6.861% | Custom_improvement_existing | 20% | 42.7568 | 38.4357 | 36.977 | 35.635 | 34.32 | 33.0721 | 31.8733 | 30.7113 | 29.6056 | 28.5563 | 42.7568 | 81.1925 | 118.1695 | 153.8044 | 188.1244 | 221.1966 | 253.0699 | 283.7813 | 313.3869 | 341.9431 | 0.0089616 | 0.017017 | 0.024768 | 0.032236 | 0.03943 | 0.046361 | 0.053042 | 0.059479 | 0.065684 | 0.071669 | 0 | 0 | 0 | 0 | 0 | 0 | 0 | 0 | 0 | 0 | 0.95112 | 0.88065 | 0.87265 | 0.8662 | 0.85927 | 0.85286 | 0.84661 | 0.84022 | 0.83426 | 0.82884 | 5.2986 | 0.87459 | 0.80978 | 0.80242 | 0.7965 | 0.79012 | 0.78423 | 0.77848 | 0.7726 | 0.76713 | 0.76214 | 4.8722 | 6.5643 | 6.0779 | 6.0227 | 5.9782 | 5.9303 | 5.8861 | 5.843 | 5.7988 | 5.7578 | 5.7203 | 36.5691 | -34.0046 | -31.485 | -31.1989 | -30.9685 | -30.7206 | -30.4917 | -30.268 | -30.0395 | -29.8267 | -29.6326 | -189.4371 | 40.5689 | 37.5629 | 37.2215 | 36.9467 | 36.6509 | 36.3778 | 36.1109 | 35.8383 | 35.5844 | 35.3529 | 226.0062 | 5.0489 | 9.8752 | 14.8037 | 19.8459 | 25.0026 | 30.28 | 35.6825 | 41.2131 | 46.8781 | 52.6842
Ach | Miscellaneous | Space Cooling | Central chillers inside | TRC | Existing | NE3201 | Ceiling Insulation(R2 to R38) | Ceiling Insulation(R2 to R38) | NonEquip | 20 |  | 0% | Prescriptive_hvac_existing | 1.22% | 0 | 0 | 0 | 0 | 0 | 0 | 0 | 0 | 0 | 0 | 0 | 0 | 0 | 0 | 0 | 0 | 0 | 0 | 0 | 0 | 0 | 0 | 0 | 0 | 0 | 0 | 0 | 0 | 0 | 0 | 0 | 0 | 0 | 0 | 0 | 0 | 0 | 0 | 0 | 0 | 0 | 0 | 0 | 0 | 0 | 0 | 0 | 0 | 0 | 0 | 0 | 0 | 0 | 0 | 0 | 0 | 0 | 0 | 0 | 0 | 0 | 0 | 0 | 0 | 0 | 0 | 0 | 0 | 0 | 0 | 0 | 0 | 0 | 0 | 0 | 0 | 0 | 0 | 0 | 0 | 0 | 0 | 0 | 0 | 0 | 0 | 0 | 0 | 0 | 0 | 0 | 0 | 0 | 0 | 0 | 0 | 0 | 0 | 0 | 0 | 0 | 0 | 0 | 0 | 0
Ach | Miscellaneous | Interior Lighting | case lighting | TRC | New | NN3708 | Facility Energy Management System | Facility Energy Management System | NonEquip | 15 |  | 6.861% | Custom_improvement | 24% | 0 | 0 | 0 | 0 | 0 | 0 | 0 | 0 | 0 | 0 | 0 | 0 | 0 | 0 | 0 | 0 | 0 | 0 | 0 | 0 | 0 | 0 | 0 | 0 | 0 | 0 | 0 | 0 | 0 | 0 | 0 | 0 | 0 | 0 | 0 | 0 | 0 | 0 | 0 | 0 | 0 | 0 | 0 | 0 | 0 | 0 | 0 | 0 | 0 | 0 | 0 | 0 | 0 | 0 | 0 | 0 | 0 | 0 | 0 | 0 | 0 | 0 | 0 | 0 | 0 | 0 | 0 | 0 | 0 | 0 | 0 | 0 | 0 | 0 | 0 | 0 | 0 | 0 | 0 | 0 | 0 | 0 | 0 | 0 | 0 | 0 | 0 | 0 | 0 | 0 | 0 | 0 | 0 | 0 | 0 | 0 | 0 | 0 | 0 | 0 | 0 | 0 | 0 | 0 | 0
Ach | Miscellaneous | Interior Lighting | case lighting | TRC | Existing | NE3695 | Facility Energy Management System | Facility Energy Management System | NonEquip | 15 |  | 6.861% | Custom_improvement_existing | 24% | 0.039513 | 0.038564 | 0.037101 | 0.035754 | 0.034435 | 0.033183 | 0.03198 | 0.030814 | 0.029705 | 0.028652 | 0.039513 | 0.078077 | 0.11518 | 0.15093 | 0.18537 | 0.21855 | 0.25053 | 0.28134 | 0.31105 | 0.3397 | 8.2816e-06 | 1.6364e-05 | 2.414e-05 | 3.1634e-05 | 3.8852e-05 | 4.5806e-05 | 5.2509e-05 | 5.8968e-05 | 6.5194e-05 | 7.1199e-05 | 7.1215e-07 | 1.4072e-06 | 2.0759e-06 | 2.7203e-06 | 3.3409e-06 | 3.939e-06 | 4.5153e-06 | 5.0707e-06 | 5.6061e-06 | 6.1225e-06 | 0.00087896 | 0.00088359 | 0.00087556 | 0.0008691 | 0.00086214 | 0.00085571 | 0.00084944 | 0.00084302 | 0.00083705 | 0.0008316 | 0.005248 | 0.00080823 | 0.00081249 | 0.0008051 | 0.00079916 | 0.00079276 | 0.00078685 | 0.00078108 | 0.00077519 | 0.00076969 | 0.00076468 | 0.0048257 | 0.0060663 | 0.0060982 | 0.0060428 | 0.0059982 | 0.0059501 | 0.0059058 | 0.0058625 | 0.0058182 | 0.005777 | 0.0057394 | 0.03622 | -0.031425 | -0.03159 | -0.031303 | -0.031072 | -0.030823 | -0.030594 | -0.030369 | -0.03014 | -0.029926 | -0.029732 | -0.18763 | 0.037491 | 0.037688 | 0.037346 | 0.03707 | 0.036773 | 0.036499 | 0.036232 | 0.035958 | 0.035703 | 0.035471 | 0.22385 | 0.0046658 | 0.0094962 | 0.014429 | 0.019475 | 0.024636 | 0.029918 | 0.035324 | 0.040859 | 0.046528 | 0.052338
Ach | Miscellaneous | Space Heating | Boilers | TRC | New | NN3656 | Facility Energy Management System | Facility Energy Management System | NonEquip | 15 |  | 6.861% | Custom_improvement | 20% | 0 | 0 | 0 | 0 | 0 | 0 | 0 | 0 | 0 | 0 | 0 | 0 | 0 | 0 | 0 | 0 | 0 | 0 | 0 | 0 | 0 | 0 | 0 | 0 | 0 | 0 | 0 | 0 | 0 | 0 | 0 | 0 | 0 | 0 | 0 | 0 | 0 | 0 | 0 | 0 | 0 | 0 | 0 | 0 | 0 | 0 | 0 | 0 | 0 | 0 | 0 | 0 | 0 | 0 | 0 | 0 | 0 | 0 | 0 | 0 | 0 | 0 | 0 | 0 | 0 | 0 | 0 | 0 | 0 | 0 | 0 | 0 | 0 | 0 | 0 | 0 | 0 | 0 | 0 | 0 | 0 | 0 | 0 | 0 | 0 | 0 | 0 | 0 | 0 | 0 | 0 | 0 | 0 | 0 | 0 | 0 | 0 | 0 | 0 | 0 | 0 | 0 | 0 | 0 | 0
Ach | Miscellaneous | Space Heating | Boilers | TRC | New | NN3188 | Ceiling Insulation(R2 to R38) | Ceiling Insulation(R2 to R38) | NonEquip | 20 |  | 0% | Prescriptive_hvac | 4.379% | 0 | 0 | 0 | 0 | 0 | 0 | 0 | 0 | 0 | 0 | 0 | 0 | 0 | 0 | 0 | 0 | 0 | 0 | 0 | 0 | 0 | 0 | 0 | 0 | 0 | 0 | 0 | 0 | 0 | 0 | 0 | 0 | 0 | 0 | 0 | 0 | 0 | 0 | 0 | 0 | 0 | 0 | 0 | 0 | 0 | 0 | 0 | 0 | 0 | 0 | 0 | 0 | 0 | 0 | 0 | 0 | 0 | 0 | 0 | 0 | 0 | 0 | 0 | 0 | 0 | 0 | 0 | 0 | 0 | 0 | 0 | 0 | 0 | 0 | 0 | 0 | 0 | 0 | 0 | 0 | 0 | 0 | 0 | 0 | 0 | 0 | 0 | 0 | 0 | 0 | 0 | 0 | 0 | 0 | 0 | 0 | 0 | 0 | 0 | 0 | 0 | 0 | 0 | 0 | 0
Ach | Miscellaneous | Space Heating | Boilers | TRC | Existing | NE3643 | Facility Energy Management System | Facility Energy Management System | NonEquip | 15 |  | 6.861% | Custom_improvement_existing | 20% | 0 | 0 | 0 | 0 | 0 | 0 | 0 | 0 | 0 | 0 | 0 | 0 | 0 | 0 | 0 | 0 | 0 | 0 | 0 | 0 | 0 | 0 | 0 | 0 | 0 | 0 | 0 | 0 | 0 | 0 | 0 | 0 | 0 | 0 | 0 | 0 | 0 | 0 | 0 | 0 | 0 | 0 | 0 | 0 | 0 | 0 | 0 | 0 | 0 | 0 | 0 | 0 | 0 | 0 | 0 | 0 | 0 | 0 | 0 | 0 | 0 | 0 | 0 | 0 | 0 | 0 | 0 | 0 | 0 | 0 | 0 | 0 | 0 | 0 | 0 | 0 | 0 | 0 | 0 | 0 | 0 | 0 | 0 | 0 | 0 | 0 | 0 | 0 | 0 | 0 | 0 | 0 | 0 | 0 | 0 | 0 | 0 | 0 | 0 | 0 | 0 | 0 | 0 | 0 | 0
Ach | Miscellaneous | Space Heating | Boilers | TRC | Existing | NE3175 | Ceiling Insulation(R2 to R38) | Ceiling Insulation(R2 to R38) | NonEquip | 20 |  | 0% | Prescriptive_hvac_existing | 4.832% | 0 | 0 | 0 | 0 | 0 | 0 | 0 | 0 | 0 | 0 | 0 | 0 | 0 | 0 | 0 | 0 | 0 | 0 | 0 | 0 | 0 | 0 | 0 | 0 | 0 | 0 | 0 | 0 | 0 | 0 | 0 | 0 | 0 | 0 | 0 | 0 | 0 | 0 | 0 | 0 | 0 | 0 | 0 | 0 | 0 | 0 | 0 | 0 | 0 | 0 | 0 | 0 | 0 | 0 | 0 | 0 | 0 | 0 | 0 | 0 | 0 | 0 | 0 | 0 | 0 | 0 | 0 | 0 | 0 | 0 | 0 | 0 | 0 | 0 | 0 | 0 | 0 | 0 | 0 | 0 | 0 | 0 | 0 | 0 | 0 | 0 | 0 | 0 | 0 | 0 | 0 | 0 | 0 | 0 | 0 | 0 | 0 | 0 | 0 | 0 | 0 | 0 | 0 | 0 | 0
Ach | Offices | Refrigeration | Walk-in cooler | TRC | New | NN4827 | PSC to ECM Evaporator Fan Motor (Reach-In) | PSC to ECM Evaporator Fan Motor (Reach-In) | NonEquip | 15 | Display cases | 0% | Prescriptive_ECM | 37.5% | 0 | 0 | 0 | 0 | 0 | 0 | 0 | 0 | 0 | 0 | 0 | 0 | 0 | 0 | 0 | 0 | 0 | 0 | 0 | 0 | 0 | 0 | 0 | 0 | 0 | 0 | 0 | 0 | 0 | 0 | 0 | 0 | 0 | 0 | 0 | 0 | 0 | 0 | 0 | 0 | 0 | 0 | 0 | 0 | 0 | 0 | 0 | 0 | 0 | 0 | 0 | 0 | 0 | 0 | 0 | 0 | 0 | 0 | 0 | 0 | 0 | 0 | 0 | 0 | 0 | 0 | 0 | 0 | 0 | 0 | 0 | 0 | 0 | 0 | 0 | 0 | 0 | 0 | 0 | 0 | 0 | 0 | 0 | 0 | 0 | 0 | 0 | 0 | 0 | 0 | 0 | 0 | 0 | 0 | 0 | 0 | 0 | 0 | 0 | 0 | 0 | 0 | 0 | 0 | 0
Ach | Offices | Refrigeration | Walk-in cooler | TRC | Existing | NE4814 | PSC to ECM Evaporator Fan Motor (Reach-In) | PSC to ECM Evaporator Fan Motor (Reach-In) | NonEquip | 15 | Display cases | 0% | Prescriptive_ECM_existing | 37.5% | 0 | 0 | 0 | 0 | 0 | 0 | 0 | 0 | 0 | 0 | 0 | 0 | 0 | 0 | 0 | 0 | 0 | 0 | 0 | 0 | 0 | 0 | 0 | 0 | 0 | 0 | 0 | 0 | 0 | 0 | 0 | 0 | 0 | 0 | 0 | 0 | 0 | 0 | 0 | 0 | 0 | 0 | 0 | 0 | 0 | 0 | 0 | 0 | 0 | 0 | 0 | 0 | 0 | 0 | 0 | 0 | 0 | 0 | 0 | 0 | 0 | 0 | 0 | 0 | 0 | 0 | 0 | 0 | 0 | 0 | 0 | 0 | 0 | 0 | 0 | 0 | 0 | 0 | 0 | 0 | 0 | 0 | 0 | 0 | 0 | 0 | 0 | 0 | 0 | 0 | 0 | 0 | 0 | 0 | 0 | 0 | 0 | 0 | 0 | 0 | 0 | 0 | 0 | 0 | 0
Ach | Offices | Refrigeration | Vending and ice makers | TRC | New | NN4827 | PSC to ECM Evaporator Fan Motor (Reach-In) | PSC to ECM Evaporator Fan Motor (Reach-In) | NonEquip | 15 | Display cases | 0% | Prescriptive_ECM | 37.5% | 0 | 0 | 0 | 0 | 0 | 0 | 0 | 0 | 0 | 0 | 0 | 0 | 0 | 0 | 0 | 0 | 0 | 0 | 0 | 0 | 0 | 0 | 0 | 0 | 0 | 0 | 0 | 0 | 0 | 0 | 0 | 0 | 0 | 0 | 0 | 0 | 0 | 0 | 0 | 0 | 0 | 0 | 0 | 0 | 0 | 0 | 0 | 0 | 0 | 0 | 0 | 0 | 0 | 0 | 0 | 0 | 0 | 0 | 0 | 0 | 0 | 0 | 0 | 0 | 0 | 0 | 0 | 0 | 0 | 0 | 0 | 0 | 0 | 0 | 0 | 0 | 0 | 0 | 0 | 0 | 0 | 0 | 0 | 0 | 0 | 0 | 0 | 0 | 0 | 0 | 0 | 0 | 0 | 0 | 0 | 0 | 0 | 0 | 0 | 0 | 0 | 0 | 0 | 0 | 0
Ach | Offices | Refrigeration | Vending and ice makers | TRC | Existing | NE4814 | PSC to ECM Evaporator Fan Motor (Reach-In) | PSC to ECM Evaporator Fan Motor (Reach-In) | NonEquip | 15 | Display cases | 0% | Prescriptive_ECM_existing | 37.5% | 0 | 0 | 0 | 0 | 0 | 0 | 0 | 0 | 0 | 0 | 0 | 0 | 0 | 0 | 0 | 0 | 0 | 0 | 0 | 0 | 0 | 0 | 0 | 0 | 0 | 0 | 0 | 0 | 0 | 0 | 0 | 0 | 0 | 0 | 0 | 0 | 0 | 0 | 0 | 0 | 0 | 0 | 0 | 0 | 0 | 0 | 0 | 0 | 0 | 0 | 0 | 0 | 0 | 0 | 0 | 0 | 0 | 0 | 0 | 0 | 0 | 0 | 0 | 0 | 0 | 0 | 0 | 0 | 0 | 0 | 0 | 0 | 0 | 0 | 0 | 0 | 0 | 0 | 0 | 0 | 0 | 0 | 0 | 0 | 0 | 0 | 0 | 0 | 0 | 0 | 0 | 0 | 0 | 0 | 0 | 0 | 0 | 0 | 0 | 0 | 0 | 0 | 0 | 0 | 0
Ach | Offices | Space Cooling | Residential-type central air conditioners | TRC | New | NN3215 | Ceiling Insulation(R2 to R38) | Ceiling Insulation(R2 to R38) | NonEquip | 20 |  | 0% | Prescriptive_hvac | 2.248% | 0 | 0 | 0 | 0 | 0 | 0 | 0 | 0 | 0 | 0 | 0 | 0 | 0 | 0 | 0 | 0 | 0 | 0 | 0 | 0 | 0 | 0 | 0 | 0 | 0 | 0 | 0 | 0 | 0 | 0 | 0 | 0 | 0 | 0 | 0 | 0 | 0 | 0 | 0 | 0 | 0 | 0 | 0 | 0 | 0 | 0 | 0 | 0 | 0 | 0 | 0 | 0 | 0 | 0 | 0 | 0 | 0 | 0 | 0 | 0 | 0 | 0 | 0 | 0 | 0 | 0 | 0 | 0 | 0 | 0 | 0 | 0 | 0 | 0 | 0 | 0 | 0 | 0 | 0 | 0 | 0 | 0 | 0 | 0 | 0 | 0 | 0 | 0 | 0 | 0 | 0 | 0 | 0 | 0 | 0 | 0 | 0 | 0 | 0 | 0 | 0 | 0 | 0 | 0 | 0
Ach | Offices | Space Cooling | Residential-type central air conditioners | TRC | Existing | NE3202 | Ceiling Insulation(R2 to R38) | Ceiling Insulation(R2 to R38) | NonEquip | 20 |  | 45.6% | Prescriptive_hvac_existing | 2.248% | 11.6829 | 11.7552 | 11.821 | 11.8698 | 11.8734 | 11.8785 | 11.8803 | 11.8751 | 11.8718 | 11.8722 | 11.6829 | 23.4382 | 35.2591 | 47.1289 | 59.0024 | 70.8809 | 82.7611 | 94.6362 | 106.508 | 118.3802 | 0.00023378 | 0.00046901 | 0.00070555 | 0.00094307 | 0.0011807 | 0.0014184 | 0.0016561 | 0.0018937 | 0.0021313 | 0.0023688 | 0 | 0 | 0 | 0 | 0 | 0 | 0 | 0 | 0 | 0 | 0.51487 | 0.5336 | 0.55268 | 0.57161 | 0.58894 | 0.60686 | 0.62516 | 0.64364 | 0.66276 | 0.68267 | 3.5481 | 1.4161 | 1.4676 | 1.5201 | 1.5721 | 1.6198 | 1.6691 | 1.7194 | 1.7703 | 1.8228 | 1.8776 | 9.7585 | 0.50097 | 0.5192 | 0.53776 | 0.55618 | 0.57305 | 0.59049 | 0.60829 | 0.62627 | 0.64488 | 0.66425 | 3.4523 | -12.6779 | -13.1391 | -13.6089 | -14.0751 | -14.5018 | -14.9432 | -15.3938 | -15.8487 | -16.3196 | -16.8098 | -87.3663 | 13.1789 | 13.6583 | 14.1467 | 14.6313 | 15.0749 | 15.5337 | 16.0021 | 16.475 | 16.9645 | 17.474 | 90.8186 | 1.3662 | 2.8231 | 4.3743 | 6.0223 | 7.7657 | 9.6089 | 11.5561 | 13.6106 | 15.7776 | 18.0623
Ach | Offices | Space Heating | Residential/split system heat pump | TRC | New | NN3189 | Ceiling Insulation(R2 to R38) | Ceiling Insulation(R2 to R38) | NonEquip | 20 |  | 0% | Prescriptive_hvac | 8.068% | 0 | 0 | 0 | 0 | 0 | 0 | 0 | 0 | 0 | 0 | 0 | 0 | 0 | 0 | 0 | 0 | 0 | 0 | 0 | 0 | 0 | 0 | 0 | 0 | 0 | 0 | 0 | 0 | 0 | 0 | 0 | 0 | 0 | 0 | 0 | 0 | 0 | 0 | 0 | 0 | 0 | 0 | 0 | 0 | 0 | 0 | 0 | 0 | 0 | 0 | 0 | 0 | 0 | 0 | 0 | 0 | 0 | 0 | 0 | 0 | 0 | 0 | 0 | 0 | 0 | 0 | 0 | 0 | 0 | 0 | 0 | 0 | 0 | 0 | 0 | 0 | 0 | 0 | 0 | 0 | 0 | 0 | 0 | 0 | 0 | 0 | 0 | 0 | 0 | 0 | 0 | 0 | 0 | 0 | 0 | 0 | 0 | 0 | 0 | 0 | 0 | 0 | 0 | 0 | 0
Ach | Offices | Space Heating | Residential/split system heat pump | TRC | Existing | NE3176 | Ceiling Insulation(R2 to R38) | Ceiling Insulation(R2 to R38) | NonEquip | 20 |  | 45.6% | Prescriptive_hvac_existing | 8.903% | 780.1094 | 783.2504 | 787.6291 | 790.8823 | 791.1262 | 791.4626 | 791.5807 | 791.236 | 791.0137 | 791.0423 | 780.1094 | 1563.3598 | 2350.9889 | 3141.8712 | 3932.9974 | 4724.46 | 5516.0407 | 6307.2767 | 7098.2904 | 7889.3326 | 0 | 0 | 0 | 0 | 0 | 0 | 0 | 0 | 0 | 0 | 0.35189 | 0.7052 | 1.0605 | 1.4172 | 1.7741 | 2.1311 | 2.4882 | 2.8451 | 3.2019 | 3.5587 | 34.3794 | 35.5534 | 36.8247 | 38.0861 | 39.2408 | 40.4352 | 41.6545 | 42.8854 | 44.1596 | 45.486 | 236.4736 | 94.5568 | 97.7857 | 101.2823 | 104.7517 | 107.9275 | 111.2126 | 114.5661 | 117.9516 | 121.4561 | 125.1043 | 650.3949 | 33.4518 | 34.5941 | 35.8311 | 37.0585 | 38.182 | 39.3442 | 40.5306 | 41.7283 | 42.9681 | 44.2587 | 230.0932 | -846.5484 | -875.4555 | -906.7602 | -937.8207 | -966.2531 | -995.6639 | -1025.6869 | -1055.9974 | -1087.3718 | -1120.0334 | -5822.8551 | 880.0002 | 910.0496 | 942.5914 | 974.8792 | 1004.4352 | 1035.0081 | 1066.2175 | 1097.7257 | 1130.3399 | 1164.2921 | 6052.9483 | 91.2253 | 188.3025 | 291.6654 | 401.4763 | 517.6455 | 640.4691 | 770.2128 | 907.115 | 1051.5053 | 1203.747
Ach | Offices | Refrigeration | Residential style | TRC | New | NN4827 | PSC to ECM Evaporator Fan Motor (Reach-In) | PSC to ECM Evaporator Fan Motor (Reach-In) | NonEquip | 15 | Display cases | 0% | Prescriptive_ECM | 37.5% | 0 | 0 | 0 | 0 | 0 | 0 | 0 | 0 | 0 | 0 | 0 | 0 | 0 | 0 | 0 | 0 | 0 | 0 | 0 | 0 | 0 | 0 | 0 | 0 | 0 | 0 | 0 | 0 | 0 | 0 | 0 | 0 | 0 | 0 | 0 | 0 | 0 | 0 | 0 | 0 | 0 | 0 | 0 | 0 | 0 | 0 | 0 | 0 | 0 | 0 | 0 | 0 | 0 | 0 | 0 | 0 | 0 | 0 | 0 | 0 | 0 | 0 | 0 | 0 | 0 | 0 | 0 | 0 | 0 | 0 | 0 | 0 | 0 | 0 | 0 | 0 | 0 | 0 | 0 | 0 | 0 | 0 | 0 | 0 | 0 | 0 | 0 | 0 | 0 | 0 | 0 | 0 | 0 | 0 | 0 | 0 | 0 | 0 | 0 | 0 | 0 | 0 | 0 | 0 | 0
Ach | Offices | Refrigeration | Residential style | TRC | Existing | NE4814 | PSC to ECM Evaporator Fan Motor (Reach-In) | PSC to ECM Evaporator Fan Motor (Reach-In) | NonEquip | 15 | Display cases | 0% | Prescriptive_ECM_existing | 37.5% | 0 | 0 | 0 | 0 | 0 | 0 | 0 | 0 | 0 | 0 | 0 | 0 | 0 | 0 | 0 | 0 | 0 | 0 | 0 | 0 | 0 | 0 | 0 | 0 | 0 | 0 | 0 | 0 | 0 | 0 | 0 | 0 | 0 | 0 | 0 | 0 | 0 | 0 | 0 | 0 | 0 | 0 | 0 | 0 | 0 | 0 | 0 | 0 | 0 | 0 | 0 | 0 | 0 | 0 | 0 | 0 | 0 | 0 | 0 | 0 | 0 | 0 | 0 | 0 | 0 | 0 | 0 | 0 | 0 | 0 | 0 | 0 | 0 | 0 | 0 | 0 | 0 | 0 | 0 | 0 | 0 | 0 | 0 | 0 | 0 | 0 | 0 | 0 | 0 | 0 | 0 | 0 | 0 | 0 | 0 | 0 | 0 | 0 | 0 | 0 | 0 | 0 | 0 | 0 | 0
Ach | Offices | Miscellaneous | Pool pump | TRC | New | NN4541 | VSD Controlled Compressor | VSD Controlled Compressor | NonEquip | 15 | Others | 0% | Prescriptive_ECM | 20.79% | 0 | 0 | 0 | 0 | 0 | 0 | 0 | 0 | 0 | 0 | 0 | 0 | 0 | 0 | 0 | 0 | 0 | 0 | 0 | 0 | 0 | 0 | 0 | 0 | 0 | 0 | 0 | 0 | 0 | 0 | 0 | 0 | 0 | 0 | 0 | 0 | 0 | 0 | 0 | 0 | 0 | 0 | 0 | 0 | 0 | 0 | 0 | 0 | 0 | 0 | 0 | 0 | 0 | 0 | 0 | 0 | 0 | 0 | 0 | 0 | 0 | 0 | 0 | 0 | 0 | 0 | 0 | 0 | 0 | 0 | 0 | 0 | 0 | 0 | 0 | 0 | 0 | 0 | 0 | 0 | 0 | 0 | 0 | 0 | 0 | 0 | 0 | 0 | 0 | 0 | 0 | 0 | 0 | 0 | 0 | 0 | 0 | 0 | 0 | 0 | 0 | 0 | 0 | 0 | 0
Ach | Offices | Miscellaneous | Pool pump | TRC | Existing | NE4528 | VSD Controlled Compressor | VSD Controlled Compressor | NonEquip | 15 | Others | 0% | Prescriptive_ECM_existing | 20.79% | 0 | 0 | 0 | 0 | 0 | 0 | 0 | 0 | 0 | 0 | 0 | 0 | 0 | 0 | 0 | 0 | 0 | 0 | 0 | 0 | 0 | 0 | 0 | 0 | 0 | 0 | 0 | 0 | 0 | 0 | 0 | 0 | 0 | 0 | 0 | 0 | 0 | 0 | 0 | 0 | 0 | 0 | 0 | 0 | 0 | 0 | 0 | 0 | 0 | 0 | 0 | 0 | 0 | 0 | 0 | 0 | 0 | 0 | 0 | 0 | 0 | 0 | 0 | 0 | 0 | 0 | 0 | 0 | 0 | 0 | 0 | 0 | 0 | 0 | 0 | 0 | 0 | 0 | 0 | 0 | 0 | 0 | 0 | 0 | 0 | 0 | 0 | 0 | 0 | 0 | 0 | 0 | 0 | 0 | 0 | 0 | 0 | 0 | 0 | 0 | 0 | 0 | 0 | 0 | 0
Ach | Offices | Miscellaneous | Pool pump | TRC | Turnover | ET1999 | Solar Pool Heater | Solar Pool Heater | Equip | 15 | Pool pump | 0% | Prescriptive_all | 86.11% | 0 | 0 | 0 | 0 | 0 | 0 | 0 | 0 | 0 | 0 | 0 | 0 | 0 | 0 | 0 | 0 | 0 | 0 | 0 | 0 | 0 | 0 | 0 | 0 | 0 | 0 | 0 | 0 | 0 | 0 | 0 | 0 | 0 | 0 | 0 | 0 | 0 | 0 | 0 | 0 | 0 | 0 | 0 | 0 | 0 | 0 | 0 | 0 | 0 | 0 | 0 | 0 | 0 | 0 | 0 | 0 | 0 | 0 | 0 | 0 | 0 | 0 | 0 | 0 | 0 | 0 | 0 | 0 | 0 | 0 | 0 | 0 | 0 | 0 | 0 | 0 | 0 | 0 | 0 | 0 | 0 | 0 | 0 | 0 | 0 | 0 | 0 | 0 | 0 | 0 | 0 | 0 | 0 | 0 | 0 | 0 | 0 | 0 | 0 | 0 | 0 | 0 | 0 | 0 | 0
Ach | Offices | Miscellaneous | Pool pump | TRC | New | EN2025 | Solar Pool Heater | Solar Pool Heater | Equip | 15 | Pool pump | 0% | Prescriptive_all | 86.11% | 0 | 0 | 0 | 0 | 0 | 0 | 0 | 0 | 0 | 0 | 0 | 0 | 0 | 0 | 0 | 0 | 0 | 0 | 0 | 0 | 0 | 0 | 0 | 0 | 0 | 0 | 0 | 0 | 0 | 0 | 0 | 0 | 0 | 0 | 0 | 0 | 0 | 0 | 0 | 0 | 0 | 0 | 0 | 0 | 0 | 0 | 0 | 0 | 0 | 0 | 0 | 0 | 0 | 0 | 0 | 0 | 0 | 0 | 0 | 0 | 0 | 0 | 0 | 0 | 0 | 0 | 0 | 0 | 0 | 0 | 0 | 0 | 0 | 0 | 0 | 0 | 0 | 0 | 0 | 0 | 0 | 0 | 0 | 0 | 0 | 0 | 0 | 0 | 0 | 0 | 0 | 0 | 0 | 0 | 0 | 0 | 0 | 0 | 0 | 0 | 0 | 0 | 0 | 0 | 0
Ach | Offices | Space Heating | Packaged central unit | TRC | New | NN3189 | Ceiling Insulation(R2 to R38) | Ceiling Insulation(R2 to R38) | NonEquip | 20 |  | 0% | Prescriptive_hvac | 8.068% | 0 | 0 | 0 | 0 | 0 | 0 | 0 | 0 | 0 | 0 | 0 | 0 | 0 | 0 | 0 | 0 | 0 | 0 | 0 | 0 | 0 | 0 | 0 | 0 | 0 | 0 | 0 | 0 | 0 | 0 | 0 | 0 | 0 | 0 | 0 | 0 | 0 | 0 | 0 | 0 | 0 | 0 | 0 | 0 | 0 | 0 | 0 | 0 | 0 | 0 | 0 | 0 | 0 | 0 | 0 | 0 | 0 | 0 | 0 | 0 | 0 | 0 | 0 | 0 | 0 | 0 | 0 | 0 | 0 | 0 | 0 | 0 | 0 | 0 | 0 | 0 | 0 | 0 | 0 | 0 | 0 | 0 | 0 | 0 | 0 | 0 | 0 | 0 | 0 | 0 | 0 | 0 | 0 | 0 | 0 | 0 | 0 | 0 | 0 | 0 | 0 | 0 | 0 | 0 | 0
Ach | Offices | Space Heating | Packaged central unit | TRC | Existing | NE3176 | Ceiling Insulation(R2 to R38) | Ceiling Insulation(R2 to R38) | NonEquip | 20 |  | 45.6% | Prescriptive_hvac_existing | 8.903% | 466.8128 | 474.8345 | 477.489 | 479.4612 | 479.6091 | 479.813 | 479.8846 | 479.6756 | 479.5409 | 479.5582 | 466.8128 | 941.6473 | 1419.1363 | 1898.5975 | 2378.2066 | 2858.0196 | 3337.9042 | 3817.5798 | 4297.1207 | 4776.6789 | 0 | 0 | 0 | 0 | 0 | 0 | 0 | 0 | 0 | 0 | 0.21057 | 0.42476 | 0.64014 | 0.85642 | 1.0728 | 1.2892 | 1.5057 | 1.722 | 1.9383 | 2.1547 | 20.5724 | 21.5537 | 22.3244 | 23.0892 | 23.7892 | 24.5133 | 25.2524 | 25.9987 | 26.7711 | 27.5752 | 143.1142 | 56.5822 | 59.2812 | 61.401 | 63.5042 | 65.4295 | 67.4211 | 69.4541 | 71.5065 | 73.631 | 75.8427 | 393.6201 | 20.0174 | 20.9722 | 21.7221 | 22.4662 | 23.1473 | 23.8519 | 24.5711 | 25.2972 | 26.0488 | 26.8312 | 139.2528 | -506.5695 | -530.7325 | -549.7106 | -568.5405 | -585.7773 | -603.6072 | -621.8082 | -640.1835 | -659.2038 | -679.0044 | -3524.0023 | 526.5868 | 551.7047 | 571.4327 | 591.0067 | 608.9246 | 627.459 | 646.3793 | 665.4807 | 685.2526 | 705.8356 | 3663.2551 | 54.5887 | 113.4189 | 176.0591 | 242.6077 | 313.0101 | 387.446 | 466.0764 | 549.0459 | 636.554 | 728.8212
Ach | Offices | Space Cooling | Packaged air conditioning units (RTUs) | TRC | New | NN3215 | Ceiling Insulation(R2 to R38) | Ceiling Insulation(R2 to R38) | NonEquip | 20 |  | 0% | Prescriptive_hvac | 2.248% | 0 | 0 | 0 | 0 | 0 | 0 | 0 | 0 | 0 | 0 | 0 | 0 | 0 | 0 | 0 | 0 | 0 | 0 | 0 | 0 | 0 | 0 | 0 | 0 | 0 | 0 | 0 | 0 | 0 | 0 | 0 | 0 | 0 | 0 | 0 | 0 | 0 | 0 | 0 | 0 | 0 | 0 | 0 | 0 | 0 | 0 | 0 | 0 | 0 | 0 | 0 | 0 | 0 | 0 | 0 | 0 | 0 | 0 | 0 | 0 | 0 | 0 | 0 | 0 | 0 | 0 | 0 | 0 | 0 | 0 | 0 | 0 | 0 | 0 | 0 | 0 | 0 | 0 | 0 | 0 | 0 | 0 | 0 | 0 | 0 | 0 | 0 | 0 | 0 | 0 | 0 | 0 | 0 | 0 | 0 | 0 | 0 | 0 | 0 | 0 | 0 | 0 | 0 | 0 | 0
Ach | Offices | Space Cooling | Packaged air conditioning units (RTUs) | TRC | Existing | NE3202 | Ceiling Insulation(R2 to R38) | Ceiling Insulation(R2 to R38) | NonEquip | 20 |  | 45.6% | Prescriptive_hvac_existing | 2.248% | 512.8968 | 517.2608 | 520.1525 | 522.3009 | 522.462 | 522.6841 | 522.7622 | 522.5345 | 522.3877 | 522.4066 | 512.8968 | 1030.1575 | 1550.31 | 2072.611 | 2595.0729 | 3117.7571 | 3640.5192 | 4163.0537 | 4685.4414 | 5207.848 | 0.010263 | 0.020614 | 0.031022 | 0.041474 | 0.051928 | 0.062388 | 0.072848 | 0.083304 | 0.093758 | 0.10421 | 0 | 0 | 0 | 0 | 0 | 0 | 0 | 0 | 0 | 0 | 22.6033 | 23.4795 | 24.3191 | 25.1522 | 25.9147 | 26.7035 | 27.5087 | 28.3216 | 29.1631 | 30.0391 | 156.0763 | 62.1681 | 64.5779 | 66.8871 | 69.1783 | 71.2756 | 73.4451 | 75.6597 | 77.8956 | 80.2099 | 82.6192 | 429.2709 | 21.9935 | 22.846 | 23.663 | 24.4735 | 25.2155 | 25.983 | 26.7665 | 27.5575 | 28.3762 | 29.2286 | 151.8652 | -556.5782 | -578.1533 | -598.827 | -619.3394 | -638.1163 | -657.5393 | -677.3666 | -697.3837 | -718.1034 | -739.6732 | -3843.1763 | 578.5717 | 600.9994 | 622.49 | 643.813 | 663.3318 | 683.5223 | 704.1331 | 724.9412 | 746.4797 | 768.9018 | 3995.0415 | 59.9777 | 124.0797 | 192.3326 | 264.8435 | 341.5532 | 422.6572 | 508.331 | 598.732 | 694.0779 | 794.6086
Ach | Offices | Miscellaneous | Others | TRC | New | NN4541 | VSD Controlled Compressor | VSD Controlled Compressor | NonEquip | 15 | Others | 27.75% | Prescriptive_ECM | 20.79% | 122.9546 | 152.3487 | 198.3003 | 237.7574 | 244.3783 | 350.4138 | 484.8864 | 630.5126 | 751.8288 | 788.0466 | 122.9546 | 275.3033 | 473.6036 | 711.361 | 955.7393 | 1306.1531 | 1791.0395 | 2421.5521 | 3173.3809 | 3961.4274 | 0.01854 | 0.041511 | 0.071412 | 0.10726 | 0.14411 | 0.19695 | 0.27006 | 0.36513 | 0.4785 | 0.59732 | 0.0086773 | 0.019429 | 0.033424 | 0.050203 | 0.06745 | 0.092179 | 0.1264 | 0.1709 | 0.22396 | 0.27957 | 4.2195 | 5.385 | 7.2196 | 8.9158 | 9.439 | 13.9405 | 19.869 | 26.6113 | 32.6836 | 35.2858 | 82.3423 | 8.5143 | 10.8662 | 14.568 | 17.9907 | 19.0465 | 28.13 | 40.0928 | 53.6979 | 65.9507 | 71.2016 | 166.1549 | 7.9442 | 10.1387 | 13.5927 | 16.7862 | 17.7713 | 26.2467 | 37.4085 | 50.1028 | 61.5353 | 66.4346 | 155.0308 | -108.294 | -138.2088 | -185.2923 | -228.826 | -242.2542 | -357.7889 | -509.9446 | -682.9894 | -838.8347 | -905.6211 | -2113.3445 | 116.2383 | 148.3475 | 198.885 | 245.6122 | 260.0254 | 384.0356 | 547.3531 | 733.0922 | 900.37 | 972.0557 | 2268.3753 | 14.4753 | 33.3835 | 59.1524 | 91.5134 | 126.6402 | 178.2639 | 251.7744 | 350.6206 | 473.2636 | 608.5129
Ach | Offices | Miscellaneous | Others | TRC | Existing | NE4528 | VSD Controlled Compressor | VSD Controlled Compressor | NonEquip | 15 | Others | 5.549% | Prescriptive_ECM_existing | 20.79% | 75.6876 | 81.4204 | 81.8756 | 82.2137 | 82.2391 | 82.2741 | 82.2863 | 82.2505 | 82.2274 | 82.2304 | 75.6876 | 157.108 | 238.9836 | 321.1973 | 403.4364 | 485.7104 | 567.9968 | 650.2473 | 732.4747 | 814.7051 | 0.011412 | 0.023689 | 0.036035 | 0.048431 | 0.060832 | 0.073237 | 0.085645 | 0.098047 | 0.11045 | 0.12284 | 0.0053415 | 0.011088 | 0.016866 | 0.022668 | 0.028472 | 0.034278 | 0.040085 | 0.04589 | 0.051693 | 0.057496 | 2.5974 | 2.8779 | 2.9809 | 3.083 | 3.1764 | 3.2731 | 3.3718 | 3.4715 | 3.5746 | 3.682 | 18.9736 | 5.2412 | 5.8073 | 6.0149 | 6.221 | 6.4096 | 6.6047 | 6.8038 | 7.0049 | 7.213 | 7.4297 | 38.286 | 4.8903 | 5.4185 | 5.6122 | 5.8045 | 5.9805 | 6.1625 | 6.3483 | 6.5359 | 6.7301 | 6.9323 | 35.7227 | -66.6629 | -73.8635 | -76.5047 | -79.1254 | -81.5243 | -84.0057 | -86.5388 | -89.0961 | -91.7432 | -94.4989 | -486.9642 | 71.5532 | 79.282 | 82.117 | 84.9298 | 87.5047 | 90.1682 | 92.8871 | 95.632 | 98.4733 | 101.4312 | 522.687 | 8.9106 | 19.051 | 29.8487 | 41.3206 | 53.4573 | 66.2898 | 79.8458 | 94.1504 | 109.2379 | 125.1464
Ach | Offices | Miscellaneous | Medical equipment | TRC | New | NN4541 | VSD Controlled Compressor | VSD Controlled Compressor | NonEquip | 15 | Others | 0% | Prescriptive_ECM | 20.79% | 0 | 0 | 0 | 0 | 0 | 0 | 0 | 0 | 0 | 0 | 0 | 0 | 0 | 0 | 0 | 0 | 0 | 0 | 0 | 0 | 0 | 0 | 0 | 0 | 0 | 0 | 0 | 0 | 0 | 0 | 0 | 0 | 0 | 0 | 0 | 0 | 0 | 0 | 0 | 0 | 0 | 0 | 0 | 0 | 0 | 0 | 0 | 0 | 0 | 0 | 0 | 0 | 0 | 0 | 0 | 0 | 0 | 0 | 0 | 0 | 0 | 0 | 0 | 0 | 0 | 0 | 0 | 0 | 0 | 0 | 0 | 0 | 0 | 0 | 0 | 0 | 0 | 0 | 0 | 0 | 0 | 0 | 0 | 0 | 0 | 0 | 0 | 0 | 0 | 0 | 0 | 0 | 0 | 0 | 0 | 0 | 0 | 0 | 0 | 0 | 0 | 0 | 0 | 0 | 0
Ach | Offices | Miscellaneous | Medical equipment | TRC | Existing | NE4528 | VSD Controlled Compressor | VSD Controlled Compressor | NonEquip | 15 | Others | 0% | Prescriptive_ECM_existing | 20.79% | 0 | 0 | 0 | 0 | 0 | 0 | 0 | 0 | 0 | 0 | 0 | 0 | 0 | 0 | 0 | 0 | 0 | 0 | 0 | 0 | 0 | 0 | 0 | 0 | 0 | 0 | 0 | 0 | 0 | 0 | 0 | 0 | 0 | 0 | 0 | 0 | 0 | 0 | 0 | 0 | 0 | 0 | 0 | 0 | 0 | 0 | 0 | 0 | 0 | 0 | 0 | 0 | 0 | 0 | 0 | 0 | 0 | 0 | 0 | 0 | 0 | 0 | 0 | 0 | 0 | 0 | 0 | 0 | 0 | 0 | 0 | 0 | 0 | 0 | 0 | 0 | 0 | 0 | 0 | 0 | 0 | 0 | 0 | 0 | 0 | 0 | 0 | 0 | 0 | 0 | 0 | 0 | 0 | 0 | 0 | 0 | 0 | 0 | 0 | 0 | 0 | 0 | 0 | 0 | 0
Ach | Offices | Refrigeration | Large cold storage | TRC | New | NN4827 | PSC to ECM Evaporator Fan Motor (Reach-In) | PSC to ECM Evaporator Fan Motor (Reach-In) | NonEquip | 15 | Display cases | 0% | Prescriptive_ECM | 37.5% | 0 | 0 | 0 | 0 | 0 | 0 | 0 | 0 | 0 | 0 | 0 | 0 | 0 | 0 | 0 | 0 | 0 | 0 | 0 | 0 | 0 | 0 | 0 | 0 | 0 | 0 | 0 | 0 | 0 | 0 | 0 | 0 | 0 | 0 | 0 | 0 | 0 | 0 | 0 | 0 | 0 | 0 | 0 | 0 | 0 | 0 | 0 | 0 | 0 | 0 | 0 | 0 | 0 | 0 | 0 | 0 | 0 | 0 | 0 | 0 | 0 | 0 | 0 | 0 | 0 | 0 | 0 | 0 | 0 | 0 | 0 | 0 | 0 | 0 | 0 | 0 | 0 | 0 | 0 | 0 | 0 | 0 | 0 | 0 | 0 | 0 | 0 | 0 | 0 | 0 | 0 | 0 | 0 | 0 | 0 | 0 | 0 | 0 | 0 | 0 | 0 | 0 | 0 | 0 | 0
Ach | Offices | Refrigeration | Large cold storage | TRC | Existing | NE4814 | PSC to ECM Evaporator Fan Motor (Reach-In) | PSC to ECM Evaporator Fan Motor (Reach-In) | NonEquip | 15 | Display cases | 0% | Prescriptive_ECM_existing | 37.5% | 0 | 0 | 0 | 0 | 0 | 0 | 0 | 0 | 0 | 0 | 0 | 0 | 0 | 0 | 0 | 0 | 0 | 0 | 0 | 0 | 0 | 0 | 0 | 0 | 0 | 0 | 0 | 0 | 0 | 0 | 0 | 0 | 0 | 0 | 0 | 0 | 0 | 0 | 0 | 0 | 0 | 0 | 0 | 0 | 0 | 0 | 0 | 0 | 0 | 0 | 0 | 0 | 0 | 0 | 0 | 0 | 0 | 0 | 0 | 0 | 0 | 0 | 0 | 0 | 0 | 0 | 0 | 0 | 0 | 0 | 0 | 0 | 0 | 0 | 0 | 0 | 0 | 0 | 0 | 0 | 0 | 0 | 0 | 0 | 0 | 0 | 0 | 0 | 0 | 0 | 0 | 0 | 0 | 0 | 0 | 0 | 0 | 0 | 0 | 0 | 0 | 0 | 0 | 0 | 0
Ach | Offices | Miscellaneous | Laboratory equipment | TRC | New | NN4541 | VSD Controlled Compressor | VSD Controlled Compressor | NonEquip | 15 | Others | 0% | Prescriptive_ECM | 20.79% | 0 | 0 | 0 | 0 | 0 | 0 | 0 | 0 | 0 | 0 | 0 | 0 | 0 | 0 | 0 | 0 | 0 | 0 | 0 | 0 | 0 | 0 | 0 | 0 | 0 | 0 | 0 | 0 | 0 | 0 | 0 | 0 | 0 | 0 | 0 | 0 | 0 | 0 | 0 | 0 | 0 | 0 | 0 | 0 | 0 | 0 | 0 | 0 | 0 | 0 | 0 | 0 | 0 | 0 | 0 | 0 | 0 | 0 | 0 | 0 | 0 | 0 | 0 | 0 | 0 | 0 | 0 | 0 | 0 | 0 | 0 | 0 | 0 | 0 | 0 | 0 | 0 | 0 | 0 | 0 | 0 | 0 | 0 | 0 | 0 | 0 | 0 | 0 | 0 | 0 | 0 | 0 | 0 | 0 | 0 | 0 | 0 | 0 | 0 | 0 | 0 | 0 | 0 | 0 | 0
Ach | Offices | Miscellaneous | Laboratory equipment | TRC | Existing | NE4528 | VSD Controlled Compressor | VSD Controlled Compressor | NonEquip | 15 | Others | 0% | Prescriptive_ECM_existing | 20.79% | 0 | 0 | 0 | 0 | 0 | 0 | 0 | 0 | 0 | 0 | 0 | 0 | 0 | 0 | 0 | 0 | 0 | 0 | 0 | 0 | 0 | 0 | 0 | 0 | 0 | 0 | 0 | 0 | 0 | 0 | 0 | 0 | 0 | 0 | 0 | 0 | 0 | 0 | 0 | 0 | 0 | 0 | 0 | 0 | 0 | 0 | 0 | 0 | 0 | 0 | 0 | 0 | 0 | 0 | 0 | 0 | 0 | 0 | 0 | 0 | 0 | 0 | 0 | 0 | 0 | 0 | 0 | 0 | 0 | 0 | 0 | 0 | 0 | 0 | 0 | 0 | 0 | 0 | 0 | 0 | 0 | 0 | 0 | 0 | 0 | 0 | 0 | 0 | 0 | 0 | 0 | 0 | 0 | 0 | 0 | 0 | 0 | 0 | 0 | 0 | 0 | 0 | 0 | 0 | 0
Ach | Offices | Space Heating | Individual room heating | TRC | New | NN3189 | Ceiling Insulation(R2 to R38) | Ceiling Insulation(R2 to R38) | NonEquip | 20 |  | 0% | Prescriptive_hvac | 8.068% | 0 | 0 | 0 | 0 | 0 | 0 | 0 | 0 | 0 | 0 | 0 | 0 | 0 | 0 | 0 | 0 | 0 | 0 | 0 | 0 | 0 | 0 | 0 | 0 | 0 | 0 | 0 | 0 | 0 | 0 | 0 | 0 | 0 | 0 | 0 | 0 | 0 | 0 | 0 | 0 | 0 | 0 | 0 | 0 | 0 | 0 | 0 | 0 | 0 | 0 | 0 | 0 | 0 | 0 | 0 | 0 | 0 | 0 | 0 | 0 | 0 | 0 | 0 | 0 | 0 | 0 | 0 | 0 | 0 | 0 | 0 | 0 | 0 | 0 | 0 | 0 | 0 | 0 | 0 | 0 | 0 | 0 | 0 | 0 | 0 | 0 | 0 | 0 | 0 | 0 | 0 | 0 | 0 | 0 | 0 | 0 | 0 | 0 | 0 | 0 | 0 | 0 | 0 | 0 | 0
Ach | Offices | Space Heating | Individual room heating | TRC | Existing | NE3176 | Ceiling Insulation(R2 to R38) | Ceiling Insulation(R2 to R38) | NonEquip | 20 |  | 45.6% | Prescriptive_hvac_existing | 8.903% | 0.50609 | 0.51478 | 0.51766 | 0.5198 | 0.51996 | 0.52018 | 0.52026 | 0.52003 | 0.51988 | 0.5199 | 0.50609 | 1.0209 | 1.5385 | 2.0583 | 2.5783 | 3.0985 | 3.6187 | 4.1387 | 4.6586 | 5.1785 | 0 | 0 | 0 | 0 | 0 | 0 | 0 | 0 | 0 | 0 | 0.00022828 | 0.00046049 | 0.000694 | 0.00092847 | 0.001163 | 0.0013976 | 0.0016323 | 0.0018669 | 0.0021014 | 0.0023359 | 0.022303 | 0.023367 | 0.024203 | 0.025032 | 0.025791 | 0.026576 | 0.027377 | 0.028186 | 0.029023 | 0.029895 | 0.15515 | 0.061342 | 0.064268 | 0.066567 | 0.068847 | 0.070934 | 0.073093 | 0.075297 | 0.077522 | 0.079825 | 0.082223 | 0.42673 | 0.021701 | 0.022737 | 0.02355 | 0.024356 | 0.025095 | 0.025858 | 0.026638 | 0.027425 | 0.02824 | 0.029088 | 0.15097 | -0.54919 | -0.57538 | -0.59596 | -0.61637 | -0.63506 | -0.65439 | -0.67412 | -0.69404 | -0.71466 | -0.73613 | -3.8205 | 0.57089 | 0.59812 | 0.61951 | 0.64073 | 0.66015 | 0.68025 | 0.70076 | 0.72147 | 0.7429 | 0.76522 | 3.9714 | 0.059181 | 0.12296 | 0.19087 | 0.26302 | 0.33934 | 0.42004 | 0.50529 | 0.59524 | 0.69011 | 0.79014
Ach | Offices | Space Cooling | Individual room air conditioners | TRC | New | NN3215 | Ceiling Insulation(R2 to R38) | Ceiling Insulation(R2 to R38) | NonEquip | 20 |  | 0% | Prescriptive_hvac | 2.248% | 0 | 0 | 0 | 0 | 0 | 0 | 0 | 0 | 0 | 0 | 0 | 0 | 0 | 0 | 0 | 0 | 0 | 0 | 0 | 0 | 0 | 0 | 0 | 0 | 0 | 0 | 0 | 0 | 0 | 0 | 0 | 0 | 0 | 0 | 0 | 0 | 0 | 0 | 0 | 0 | 0 | 0 | 0 | 0 | 0 | 0 | 0 | 0 | 0 | 0 | 0 | 0 | 0 | 0 | 0 | 0 | 0 | 0 | 0 | 0 | 0 | 0 | 0 | 0 | 0 | 0 | 0 | 0 | 0 | 0 | 0 | 0 | 0 | 0 | 0 | 0 | 0 | 0 | 0 | 0 | 0 | 0 | 0 | 0 | 0 | 0 | 0 | 0 | 0 | 0 | 0 | 0 | 0 | 0 | 0 | 0 | 0 | 0 | 0 | 0 | 0 | 0 | 0 | 0 | 0
Ach | Offices | Space Cooling | Individual room air conditioners | TRC | Existing | NE3202 | Ceiling Insulation(R2 to R38) | Ceiling Insulation(R2 to R38) | NonEquip | 20 |  | 45.6% | Prescriptive_hvac_existing | 2.248% | 79.8485 | 81.992 | 82.4504 | 82.7909 | 82.8164 | 82.8517 | 82.864 | 82.8279 | 82.8047 | 82.8077 | 79.8485 | 161.8404 | 244.2908 | 327.0817 | 409.8982 | 492.7498 | 575.6139 | 658.4418 | 741.2465 | 824.0542 | 0.0015978 | 0.0032385 | 0.0048884 | 0.006545 | 0.0082022 | 0.0098601 | 0.011518 | 0.013176 | 0.014833 | 0.01649 | 0 | 0 | 0 | 0 | 0 | 0 | 0 | 0 | 0 | 0 | 3.5189 | 3.7218 | 3.8549 | 3.9869 | 4.1078 | 4.2328 | 4.3605 | 4.4893 | 4.6227 | 4.7616 | 24.6819 | 9.6784 | 10.2364 | 10.6024 | 10.9656 | 11.298 | 11.6419 | 11.993 | 12.3474 | 12.7142 | 13.0961 | 67.8849 | 3.424 | 3.6214 | 3.7509 | 3.8793 | 3.997 | 4.1186 | 4.2428 | 4.3682 | 4.498 | 4.6331 | 24.016 | -86.6488 | -91.6442 | -94.9212 | -98.1727 | -101.149 | -104.2278 | -107.3707 | -110.5436 | -113.8279 | -117.247 | -607.7603 | 90.0728 | 95.2656 | 98.6721 | 102.052 | 105.146 | 108.3464 | 111.6135 | 114.9118 | 118.3259 | 121.8801 | 631.7762 | 9.3374 | 19.4932 | 30.3069 | 41.7953 | 53.9492 | 66.7994 | 80.3738 | 94.6974 | 109.8046 | 125.7334
Ach | Offices | Space Heating | Forced air furnace | TRC | New | NN3189 | Ceiling Insulation(R2 to R38) | Ceiling Insulation(R2 to R38) | NonEquip | 20 |  | 0% | Prescriptive_hvac | 8.068% | 0 | 0 | 0 | 0 | 0 | 0 | 0 | 0 | 0 | 0 | 0 | 0 | 0 | 0 | 0 | 0 | 0 | 0 | 0 | 0 | 0 | 0 | 0 | 0 | 0 | 0 | 0 | 0 | 0 | 0 | 0 | 0 | 0 | 0 | 0 | 0 | 0 | 0 | 0 | 0 | 0 | 0 | 0 | 0 | 0 | 0 | 0 | 0 | 0 | 0 | 0 | 0 | 0 | 0 | 0 | 0 | 0 | 0 | 0 | 0 | 0 | 0 | 0 | 0 | 0 | 0 | 0 | 0 | 0 | 0 | 0 | 0 | 0 | 0 | 0 | 0 | 0 | 0 | 0 | 0 | 0 | 0 | 0 | 0 | 0 | 0 | 0 | 0 | 0 | 0 | 0 | 0 | 0 | 0 | 0 | 0 | 0 | 0 | 0 | 0 | 0 | 0 | 0 | 0 | 0
Ach | Offices | Space Heating | Forced air furnace | TRC | Existing | NE3176 | Ceiling Insulation(R2 to R38) | Ceiling Insulation(R2 to R38) | NonEquip | 20 |  | 45.6% | Prescriptive_hvac_existing | 8.903% | 80.7003 | 82.0871 | 82.546 | 82.8869 | 82.9125 | 82.9477 | 82.9601 | 82.924 | 82.9007 | 82.9037 | 80.7003 | 162.7874 | 245.3333 | 328.2203 | 411.1327 | 494.0804 | 577.0406 | 659.9645 | 742.8652 | 825.7689 | 0 | 0 | 0 | 0 | 0 | 0 | 0 | 0 | 0 | 0 | 0.036402 | 0.07343 | 0.11066 | 0.14805 | 0.18545 | 0.22287 | 0.26029 | 0.2977 | 0.33509 | 0.37249 | 3.5565 | 3.7261 | 3.8593 | 3.9915 | 4.1126 | 4.2377 | 4.3655 | 4.4945 | 4.6281 | 4.7671 | 24.7409 | 9.7817 | 10.2482 | 10.6147 | 10.9783 | 11.3111 | 11.6554 | 12.0069 | 12.3617 | 12.729 | 13.1113 | 68.0471 | 3.4605 | 3.6256 | 3.7552 | 3.8838 | 4.0016 | 4.1234 | 4.2477 | 4.3733 | 4.5032 | 4.6385 | 24.0733 | -87.5733 | -91.7504 | -95.0313 | -98.2865 | -101.2663 | -104.3487 | -107.4952 | -110.6718 | -113.9599 | -117.383 | -609.2123 | 91.0338 | 95.376 | 98.7865 | 102.1703 | 105.2679 | 108.472 | 111.7429 | 115.045 | 118.4631 | 122.0214 | 633.2856 | 9.437 | 19.6073 | 30.4362 | 41.9408 | 54.1117 | 66.9798 | 80.573 | 94.9164 | 110.0443 | 125.995
Ach | Offices | Miscellaneous | Elevators/Escalators | TRC | New | NN4541 | VSD Controlled Compressor | VSD Controlled Compressor | NonEquip | 15 | Others | 0% | Prescriptive_ECM | 20.79% | 0 | 0 | 0 | 0 | 0 | 0 | 0 | 0 | 0 | 0 | 0 | 0 | 0 | 0 | 0 | 0 | 0 | 0 | 0 | 0 | 0 | 0 | 0 | 0 | 0 | 0 | 0 | 0 | 0 | 0 | 0 | 0 | 0 | 0 | 0 | 0 | 0 | 0 | 0 | 0 | 0 | 0 | 0 | 0 | 0 | 0 | 0 | 0 | 0 | 0 | 0 | 0 | 0 | 0 | 0 | 0 | 0 | 0 | 0 | 0 | 0 | 0 | 0 | 0 | 0 | 0 | 0 | 0 | 0 | 0 | 0 | 0 | 0 | 0 | 0 | 0 | 0 | 0 | 0 | 0 | 0 | 0 | 0 | 0 | 0 | 0 | 0 | 0 | 0 | 0 | 0 | 0 | 0 | 0 | 0 | 0 | 0 | 0 | 0 | 0 | 0 | 0 | 0 | 0 | 0
Ach | Offices | Miscellaneous | Elevators/Escalators | TRC | Existing | NE4528 | VSD Controlled Compressor | VSD Controlled Compressor | NonEquip | 15 | Others | 0% | Prescriptive_ECM_existing | 20.79% | 0 | 0 | 0 | 0 | 0 | 0 | 0 | 0 | 0 | 0 | 0 | 0 | 0 | 0 | 0 | 0 | 0 | 0 | 0 | 0 | 0 | 0 | 0 | 0 | 0 | 0 | 0 | 0 | 0 | 0 | 0 | 0 | 0 | 0 | 0 | 0 | 0 | 0 | 0 | 0 | 0 | 0 | 0 | 0 | 0 | 0 | 0 | 0 | 0 | 0 | 0 | 0 | 0 | 0 | 0 | 0 | 0 | 0 | 0 | 0 | 0 | 0 | 0 | 0 | 0 | 0 | 0 | 0 | 0 | 0 | 0 | 0 | 0 | 0 | 0 | 0 | 0 | 0 | 0 | 0 | 0 | 0 | 0 | 0 | 0 | 0 | 0 | 0 | 0 | 0 | 0 | 0 | 0 | 0 | 0 | 0 | 0 | 0 | 0 | 0 | 0 | 0 | 0 | 0 | 0
Ach | Offices | Space Cooling | District chilled water piped | TRC | New | NN3215 | Ceiling Insulation(R2 to R38) | Ceiling Insulation(R2 to R38) | NonEquip | 20 |  | 0% | Prescriptive_hvac | 2.248% | 0 | 0 | 0 | 0 | 0 | 0 | 0 | 0 | 0 | 0 | 0 | 0 | 0 | 0 | 0 | 0 | 0 | 0 | 0 | 0 | 0 | 0 | 0 | 0 | 0 | 0 | 0 | 0 | 0 | 0 | 0 | 0 | 0 | 0 | 0 | 0 | 0 | 0 | 0 | 0 | 0 | 0 | 0 | 0 | 0 | 0 | 0 | 0 | 0 | 0 | 0 | 0 | 0 | 0 | 0 | 0 | 0 | 0 | 0 | 0 | 0 | 0 | 0 | 0 | 0 | 0 | 0 | 0 | 0 | 0 | 0 | 0 | 0 | 0 | 0 | 0 | 0 | 0 | 0 | 0 | 0 | 0 | 0 | 0 | 0 | 0 | 0 | 0 | 0 | 0 | 0 | 0 | 0 | 0 | 0 | 0 | 0 | 0 | 0 | 0 | 0 | 0 | 0 | 0 | 0
Ach | Offices | Space Cooling | District chilled water piped | TRC | Existing | NE3202 | Ceiling Insulation(R2 to R38) | Ceiling Insulation(R2 to R38) | NonEquip | 20 |  | 45.6% | Prescriptive_hvac_existing | 2.248% | 29.5528 | 29.2813 | 29.445 | 29.5666 | 29.5758 | 29.5883 | 29.5928 | 29.5799 | 29.5716 | 29.5726 | 29.5528 | 58.8341 | 88.2791 | 117.8458 | 147.4215 | 177.0099 | 206.6026 | 236.1825 | 265.754 | 295.3267 | 0.00059136 | 0.0011773 | 0.0017665 | 0.0023581 | 0.00295 | 0.003542 | 0.0041342 | 0.0047261 | 0.0053178 | 0.0059096 | 0 | 0 | 0 | 0 | 0 | 0 | 0 | 0 | 0 | 0 | 1.3024 | 1.3291 | 1.3767 | 1.4238 | 1.467 | 1.5116 | 1.5572 | 1.6032 | 1.6509 | 1.7005 | 8.856 | 3.5821 | 3.6557 | 3.7864 | 3.9161 | 4.0348 | 4.1576 | 4.283 | 4.4095 | 4.5406 | 4.6769 | 24.3574 | 1.2672 | 1.2933 | 1.3395 | 1.3854 | 1.4274 | 1.4709 | 1.5152 | 1.56 | 1.6063 | 1.6546 | 8.617 | -32.0697 | -32.7284 | -33.8987 | -35.0598 | -36.1228 | -37.2223 | -38.3447 | -39.4778 | -40.6507 | -41.8718 | -218.0666 | 33.3369 | 34.0216 | 35.2382 | 36.4453 | 37.5502 | 38.6931 | 39.8599 | 41.0378 | 42.2571 | 43.5263 | 226.6836 | 3.4559 | 7.0864 | 10.952 | 15.0586 | 19.403 | 23.9963 | 28.8482 | 33.9679 | 39.3675 | 45.0607
Ach | Offices | Refrigeration | Display cases | TRC | New | NN4827 | PSC to ECM Evaporator Fan Motor (Reach-In) | PSC to ECM Evaporator Fan Motor (Reach-In) | NonEquip | 15 | Display cases | 0% | Prescriptive_ECM | 37.5% | 0 | 0 | 0 | 0 | 0 | 0 | 0 | 0 | 0 | 0 | 0 | 0 | 0 | 0 | 0 | 0 | 0 | 0 | 0 | 0 | 0 | 0 | 0 | 0 | 0 | 0 | 0 | 0 | 0 | 0 | 0 | 0 | 0 | 0 | 0 | 0 | 0 | 0 | 0 | 0 | 0 | 0 | 0 | 0 | 0 | 0 | 0 | 0 | 0 | 0 | 0 | 0 | 0 | 0 | 0 | 0 | 0 | 0 | 0 | 0 | 0 | 0 | 0 | 0 | 0 | 0 | 0 | 0 | 0 | 0 | 0 | 0 | 0 | 0 | 0 | 0 | 0 | 0 | 0 | 0 | 0 | 0 | 0 | 0 | 0 | 0 | 0 | 0 | 0 | 0 | 0 | 0 | 0 | 0 | 0 | 0 | 0 | 0 | 0 | 0 | 0 | 0 | 0 | 0 | 0
Ach | Offices | Refrigeration | Display cases | TRC | Existing | NE4814 | PSC to ECM Evaporator Fan Motor (Reach-In) | PSC to ECM Evaporator Fan Motor (Reach-In) | NonEquip | 15 | Display cases | 0% | Prescriptive_ECM_existing | 37.5% | 0 | 0 | 0 | 0 | 0 | 0 | 0 | 0 | 0 | 0 | 0 | 0 | 0 | 0 | 0 | 0 | 0 | 0 | 0 | 0 | 0 | 0 | 0 | 0 | 0 | 0 | 0 | 0 | 0 | 0 | 0 | 0 | 0 | 0 | 0 | 0 | 0 | 0 | 0 | 0 | 0 | 0 | 0 | 0 | 0 | 0 | 0 | 0 | 0 | 0 | 0 | 0 | 0 | 0 | 0 | 0 | 0 | 0 | 0 | 0 | 0 | 0 | 0 | 0 | 0 | 0 | 0 | 0 | 0 | 0 | 0 | 0 | 0 | 0 | 0 | 0 | 0 | 0 | 0 | 0 | 0 | 0 | 0 | 0 | 0 | 0 | 0 | 0 | 0 | 0 | 0 | 0 | 0 | 0 | 0 | 0 | 0 | 0 | 0 | 0 | 0 | 0 | 0 | 0 | 0
Ach | Offices | Cooking | Cooking Other | TRC | Turnover | ET10 | Efficient Exhaust Hood | Efficient Exhaust Hood | Equip | 15 | Cooking Other | 0% | Prescriptive_cooking | 42.5% | 0 | 0 | 0 | 0 | 0 | 0 | 0 | 0 | 0 | 0 | 0 | 0 | 0 | 0 | 0 | 0 | 0 | 0 | 0 | 0 | 0 | 0 | 0 | 0 | 0 | 0 | 0 | 0 | 0 | 0 | 0 | 0 | 0 | 0 | 0 | 0 | 0 | 0 | 0 | 0 | 0 | 0 | 0 | 0 | 0 | 0 | 0 | 0 | 0 | 0 | 0 | 0 | 0 | 0 | 0 | 0 | 0 | 0 | 0 | 0 | 0 | 0 | 0 | 0 | 0 | 0 | 0 | 0 | 0 | 0 | 0 | 0 | 0 | 0 | 0 | 0 | 0 | 0 | 0 | 0 | 0 | 0 | 0 | 0 | 0 | 0 | 0 | 0 | 0 | 0 | 0 | 0 | 0 | 0 | 0 | 0 | 0 | 0 | 0 | 0 | 0 | 0 | 0 | 0 | 0
Ach | Offices | Cooking | Cooking Other | TRC | New | EN36 | Efficient Exhaust Hood | Efficient Exhaust Hood | Equip | 15 | Cooking Other | 0% | Prescriptive_cooking | 42.5% | 0 | 0 | 0 | 0 | 0 | 0 | 0 | 0 | 0 | 0 | 0 | 0 | 0 | 0 | 0 | 0 | 0 | 0 | 0 | 0 | 0 | 0 | 0 | 0 | 0 | 0 | 0 | 0 | 0 | 0 | 0 | 0 | 0 | 0 | 0 | 0 | 0 | 0 | 0 | 0 | 0 | 0 | 0 | 0 | 0 | 0 | 0 | 0 | 0 | 0 | 0 | 0 | 0 | 0 | 0 | 0 | 0 | 0 | 0 | 0 | 0 | 0 | 0 | 0 | 0 | 0 | 0 | 0 | 0 | 0 | 0 | 0 | 0 | 0 | 0 | 0 | 0 | 0 | 0 | 0 | 0 | 0 | 0 | 0 | 0 | 0 | 0 | 0 | 0 | 0 | 0 | 0 | 0 | 0 | 0 | 0 | 0 | 0 | 0 | 0 | 0 | 0 | 0 | 0 | 0
Ach | Offices | Space Cooling | Central chillers inside | TRC | New | NN3215 | Ceiling Insulation(R2 to R38) | Ceiling Insulation(R2 to R38) | NonEquip | 20 |  | 0% | Prescriptive_hvac | 2.248% | 0 | 0 | 0 | 0 | 0 | 0 | 0 | 0 | 0 | 0 | 0 | 0 | 0 | 0 | 0 | 0 | 0 | 0 | 0 | 0 | 0 | 0 | 0 | 0 | 0 | 0 | 0 | 0 | 0 | 0 | 0 | 0 | 0 | 0 | 0 | 0 | 0 | 0 | 0 | 0 | 0 | 0 | 0 | 0 | 0 | 0 | 0 | 0 | 0 | 0 | 0 | 0 | 0 | 0 | 0 | 0 | 0 | 0 | 0 | 0 | 0 | 0 | 0 | 0 | 0 | 0 | 0 | 0 | 0 | 0 | 0 | 0 | 0 | 0 | 0 | 0 | 0 | 0 | 0 | 0 | 0 | 0 | 0 | 0 | 0 | 0 | 0 | 0 | 0 | 0 | 0 | 0 | 0 | 0 | 0 | 0 | 0 | 0 | 0 | 0 | 0 | 0 | 0 | 0 | 0
Ach | Offices | Space Cooling | Central chillers inside | TRC | Existing | NE3202 | Ceiling Insulation(R2 to R38) | Ceiling Insulation(R2 to R38) | NonEquip | 20 |  | 45.6% | Prescriptive_hvac_existing | 2.248% | 248.9502 | 246.6637 | 248.0427 | 249.0672 | 249.144 | 249.2499 | 249.2871 | 249.1785 | 249.1086 | 249.1175 | 248.9502 | 495.6139 | 743.6566 | 992.7237 | 1241.8677 | 1491.1176 | 1740.4047 | 1989.5833 | 2238.6918 | 2487.8094 | 0.0049816 | 0.0099174 | 0.014881 | 0.019865 | 0.02485 | 0.029838 | 0.034826 | 0.039812 | 0.044797 | 0.049782 | 0 | 0 | 0 | 0 | 0 | 0 | 0 | 0 | 0 | 0 | 10.9712 | 11.1966 | 11.5969 | 11.9942 | 12.3578 | 12.734 | 13.118 | 13.5056 | 13.9069 | 14.3246 | 74.6019 | 30.1752 | 30.795 | 31.8961 | 32.9887 | 33.9889 | 35.0234 | 36.0795 | 37.1457 | 38.2493 | 39.3982 | 205.1846 | 10.6752 | 10.8945 | 11.284 | 11.6706 | 12.0244 | 12.3904 | 12.764 | 13.1412 | 13.5316 | 13.9381 | 72.5891 | -270.1523 | -275.7012 | -285.5598 | -295.3415 | -304.2955 | -313.5576 | -323.0126 | -332.5581 | -342.4386 | -352.7245 | -1836.9762 | 280.8276 | 286.5957 | 296.8439 | 307.012 | 316.3199 | 325.948 | 335.7766 | 345.6993 | 355.9702 | 366.6626 | 1909.5653 | 29.112 | 59.6954 | 92.2586 | 126.8528 | 163.4497 | 202.1426 | 243.0152 | 286.1427 | 331.6286 | 379.5876
Ach | Offices | Space Heating | Boilers | TRC | New | NN3189 | Ceiling Insulation(R2 to R38) | Ceiling Insulation(R2 to R38) | NonEquip | 20 |  | 0% | Prescriptive_hvac | 8.068% | 0 | 0 | 0 | 0 | 0 | 0 | 0 | 0 | 0 | 0 | 0 | 0 | 0 | 0 | 0 | 0 | 0 | 0 | 0 | 0 | 0 | 0 | 0 | 0 | 0 | 0 | 0 | 0 | 0 | 0 | 0 | 0 | 0 | 0 | 0 | 0 | 0 | 0 | 0 | 0 | 0 | 0 | 0 | 0 | 0 | 0 | 0 | 0 | 0 | 0 | 0 | 0 | 0 | 0 | 0 | 0 | 0 | 0 | 0 | 0 | 0 | 0 | 0 | 0 | 0 | 0 | 0 | 0 | 0 | 0 | 0 | 0 | 0 | 0 | 0 | 0 | 0 | 0 | 0 | 0 | 0 | 0 | 0 | 0 | 0 | 0 | 0 | 0 | 0 | 0 | 0 | 0 | 0 | 0 | 0 | 0 | 0 | 0 | 0 | 0 | 0 | 0 | 0 | 0 | 0
Ach | Offices | Space Heating | Boilers | TRC | Existing | NE3176 | Ceiling Insulation(R2 to R38) | Ceiling Insulation(R2 to R38) | NonEquip | 20 |  | 45.6% | Prescriptive_hvac_existing | 8.903% | 0 | 0 | 0 | 0 | 0 | 0 | 0 | 0 | 0 | 0 | 0 | 0 | 0 | 0 | 0 | 0 | 0 | 0 | 0 | 0 | 0 | 0 | 0 | 0 | 0 | 0 | 0 | 0 | 0 | 0 | 0 | 0 | 0 | 0 | 0 | 0 | 0 | 0 | 0 | 0 | 0 | 0 | 0 | 0 | 0 | 0 | 0 | 0 | 0 | 0 | 0 | 0 | 0 | 0 | 0 | 0 | 0 | 0 | 0 | 0 | 0 | 0 | 0 | 0 | 0 | 0 | 0 | 0 | 0 | 0 | 0 | 0 | 0 | 0 | 0 | 0 | 0 | 0 | 0 | 0 | 0 | 0 | 0 | 0 | 0 | 0 | 0 | 0 | 0 | 0 | 0 | 0 | 0 | 0 | 0 | 0 | 0 | 0 | 0 | 0 | 0 | 0 | 0 | 0 | 0
Ach | Restaurants | Refrigeration | Walk-in cooler | TRC | New | NN5114 | ENERGY STAR certified buildings program | ENERGY STAR certified buildings program | NonEquip | 20 |  | 0% | Custom_improvement | 11% | 0 | 0 | 0 | 0 | 0 | 0 | 0 | 0 | 0 | 0 | 0 | 0 | 0 | 0 | 0 | 0 | 0 | 0 | 0 | 0 | 0 | 0 | 0 | 0 | 0 | 0 | 0 | 0 | 0 | 0 | 0 | 0 | 0 | 0 | 0 | 0 | 0 | 0 | 0 | 0 | 0 | 0 | 0 | 0 | 0 | 0 | 0 | 0 | 0 | 0 | 0 | 0 | 0 | 0 | 0 | 0 | 0 | 0 | 0 | 0 | 0 | 0 | 0 | 0 | 0 | 0 | 0 | 0 | 0 | 0 | 0 | 0 | 0 | 0 | 0 | 0 | 0 | 0 | 0 | 0 | 0 | 0 | 0 | 0 | 0 | 0 | 0 | 0 | 0 | 0 | 0 | 0 | 0 | 0 | 0 | 0 | 0 | 0 | 0 | 0 | 0 | 0 | 0 | 0 | 0
Ach | Restaurants | Refrigeration | Walk-in cooler | TRC | New | NN4828 | PSC to ECM Evaporator Fan Motor (Reach-In) | PSC to ECM Evaporator Fan Motor (Reach-In) | NonEquip | 15 | Display cases | 0% | Prescriptive_ECM | 37.5% | 0 | 0 | 0 | 0 | 0 | 0 | 0 | 0 | 0 | 0 | 0 | 0 | 0 | 0 | 0 | 0 | 0 | 0 | 0 | 0 | 0 | 0 | 0 | 0 | 0 | 0 | 0 | 0 | 0 | 0 | 0 | 0 | 0 | 0 | 0 | 0 | 0 | 0 | 0 | 0 | 0 | 0 | 0 | 0 | 0 | 0 | 0 | 0 | 0 | 0 | 0 | 0 | 0 | 0 | 0 | 0 | 0 | 0 | 0 | 0 | 0 | 0 | 0 | 0 | 0 | 0 | 0 | 0 | 0 | 0 | 0 | 0 | 0 | 0 | 0 | 0 | 0 | 0 | 0 | 0 | 0 | 0 | 0 | 0 | 0 | 0 | 0 | 0 | 0 | 0 | 0 | 0 | 0 | 0 | 0 | 0 | 0 | 0 | 0 | 0 | 0 | 0 | 0 | 0 | 0
Ach | Restaurants | Refrigeration | Walk-in cooler | TRC | Existing | NE5101 | ENERGY STAR certified buildings program | ENERGY STAR certified buildings program | NonEquip | 20 |  | 0% | Custom_improvement_existing | 11% | 0 | 0 | 0 | 0 | 0 | 0 | 0 | 0 | 0 | 0 | 0 | 0 | 0 | 0 | 0 | 0 | 0 | 0 | 0 | 0 | 0 | 0 | 0 | 0 | 0 | 0 | 0 | 0 | 0 | 0 | 0 | 0 | 0 | 0 | 0 | 0 | 0 | 0 | 0 | 0 | 0 | 0 | 0 | 0 | 0 | 0 | 0 | 0 | 0 | 0 | 0 | 0 | 0 | 0 | 0 | 0 | 0 | 0 | 0 | 0 | 0 | 0 | 0 | 0 | 0 | 0 | 0 | 0 | 0 | 0 | 0 | 0 | 0 | 0 | 0 | 0 | 0 | 0 | 0 | 0 | 0 | 0 | 0 | 0 | 0 | 0 | 0 | 0 | 0 | 0 | 0 | 0 | 0 | 0 | 0 | 0 | 0 | 0 | 0 | 0 | 0 | 0 | 0 | 0 | 0
Ach | Restaurants | Refrigeration | Walk-in cooler | TRC | Existing | NE4815 | PSC to ECM Evaporator Fan Motor (Reach-In) | PSC to ECM Evaporator Fan Motor (Reach-In) | NonEquip | 15 | Display cases | 0% | Prescriptive_ECM_existing | 37.5% | 0 | 0 | 0 | 0 | 0 | 0 | 0 | 0 | 0 | 0 | 0 | 0 | 0 | 0 | 0 | 0 | 0 | 0 | 0 | 0 | 0 | 0 | 0 | 0 | 0 | 0 | 0 | 0 | 0 | 0 | 0 | 0 | 0 | 0 | 0 | 0 | 0 | 0 | 0 | 0 | 0 | 0 | 0 | 0 | 0 | 0 | 0 | 0 | 0 | 0 | 0 | 0 | 0 | 0 | 0 | 0 | 0 | 0 | 0 | 0 | 0 | 0 | 0 | 0 | 0 | 0 | 0 | 0 | 0 | 0 | 0 | 0 | 0 | 0 | 0 | 0 | 0 | 0 | 0 | 0 | 0 | 0 | 0 | 0 | 0 | 0 | 0 | 0 | 0 | 0 | 0 | 0 | 0 | 0 | 0 | 0 | 0 | 0 | 0 | 0 | 0 | 0 | 0 | 0 | 0
Ach | Restaurants | Refrigeration | Vending and ice makers | TRC | New | NN5114 | ENERGY STAR certified buildings program | ENERGY STAR certified buildings program | NonEquip | 20 |  | 0% | Custom_improvement | 11% | 0 | 0 | 0 | 0 | 0 | 0 | 0 | 0 | 0 | 0 | 0 | 0 | 0 | 0 | 0 | 0 | 0 | 0 | 0 | 0 | 0 | 0 | 0 | 0 | 0 | 0 | 0 | 0 | 0 | 0 | 0 | 0 | 0 | 0 | 0 | 0 | 0 | 0 | 0 | 0 | 0 | 0 | 0 | 0 | 0 | 0 | 0 | 0 | 0 | 0 | 0 | 0 | 0 | 0 | 0 | 0 | 0 | 0 | 0 | 0 | 0 | 0 | 0 | 0 | 0 | 0 | 0 | 0 | 0 | 0 | 0 | 0 | 0 | 0 | 0 | 0 | 0 | 0 | 0 | 0 | 0 | 0 | 0 | 0 | 0 | 0 | 0 | 0 | 0 | 0 | 0 | 0 | 0 | 0 | 0 | 0 | 0 | 0 | 0 | 0 | 0 | 0 | 0 | 0 | 0
Ach | Restaurants | Refrigeration | Vending and ice makers | TRC | New | NN4828 | PSC to ECM Evaporator Fan Motor (Reach-In) | PSC to ECM Evaporator Fan Motor (Reach-In) | NonEquip | 15 | Display cases | 0% | Prescriptive_ECM | 37.5% | 0 | 0 | 0 | 0 | 0 | 0 | 0 | 0 | 0 | 0 | 0 | 0 | 0 | 0 | 0 | 0 | 0 | 0 | 0 | 0 | 0 | 0 | 0 | 0 | 0 | 0 | 0 | 0 | 0 | 0 | 0 | 0 | 0 | 0 | 0 | 0 | 0 | 0 | 0 | 0 | 0 | 0 | 0 | 0 | 0 | 0 | 0 | 0 | 0 | 0 | 0 | 0 | 0 | 0 | 0 | 0 | 0 | 0 | 0 | 0 | 0 | 0 | 0 | 0 | 0 | 0 | 0 | 0 | 0 | 0 | 0 | 0 | 0 | 0 | 0 | 0 | 0 | 0 | 0 | 0 | 0 | 0 | 0 | 0 | 0 | 0 | 0 | 0 | 0 | 0 | 0 | 0 | 0 | 0 | 0 | 0 | 0 | 0 | 0 | 0 | 0 | 0 | 0 | 0 | 0
Ach | Restaurants | Refrigeration | Vending and ice makers | TRC | Existing | NE5101 | ENERGY STAR certified buildings program | ENERGY STAR certified buildings program | NonEquip | 20 |  | 0% | Custom_improvement_existing | 11% | 0 | 0 | 0 | 0 | 0 | 0 | 0 | 0 | 0 | 0 | 0 | 0 | 0 | 0 | 0 | 0 | 0 | 0 | 0 | 0 | 0 | 0 | 0 | 0 | 0 | 0 | 0 | 0 | 0 | 0 | 0 | 0 | 0 | 0 | 0 | 0 | 0 | 0 | 0 | 0 | 0 | 0 | 0 | 0 | 0 | 0 | 0 | 0 | 0 | 0 | 0 | 0 | 0 | 0 | 0 | 0 | 0 | 0 | 0 | 0 | 0 | 0 | 0 | 0 | 0 | 0 | 0 | 0 | 0 | 0 | 0 | 0 | 0 | 0 | 0 | 0 | 0 | 0 | 0 | 0 | 0 | 0 | 0 | 0 | 0 | 0 | 0 | 0 | 0 | 0 | 0 | 0 | 0 | 0 | 0 | 0 | 0 | 0 | 0 | 0 | 0 | 0 | 0 | 0 | 0
Ach | Restaurants | Refrigeration | Vending and ice makers | TRC | Existing | NE4815 | PSC to ECM Evaporator Fan Motor (Reach-In) | PSC to ECM Evaporator Fan Motor (Reach-In) | NonEquip | 15 | Display cases | 0% | Prescriptive_ECM_existing | 37.5% | 0 | 0 | 0 | 0 | 0 | 0 | 0 | 0 | 0 | 0 | 0 | 0 | 0 | 0 | 0 | 0 | 0 | 0 | 0 | 0 | 0 | 0 | 0 | 0 | 0 | 0 | 0 | 0 | 0 | 0 | 0 | 0 | 0 | 0 | 0 | 0 | 0 | 0 | 0 | 0 | 0 | 0 | 0 | 0 | 0 | 0 | 0 | 0 | 0 | 0 | 0 | 0 | 0 | 0 | 0 | 0 | 0 | 0 | 0 | 0 | 0 | 0 | 0 | 0 | 0 | 0 | 0 | 0 | 0 | 0 | 0 | 0 | 0 | 0 | 0 | 0 | 0 | 0 | 0 | 0 | 0 | 0 | 0 | 0 | 0 | 0 | 0 | 0 | 0 | 0 | 0 | 0 | 0 | 0 | 0 | 0 | 0 | 0 | 0 | 0 | 0 | 0 | 0 | 0 | 0
Ach | Restaurants | Exterior Lighting | Street lighting | TRC | New | NN5036 | ENERGY STAR certified buildings program | ENERGY STAR certified buildings program | NonEquip | 20 |  | 0% | Custom_improvement | 11% | 0 | 0 | 0 | 0 | 0 | 0 | 0 | 0 | 0 | 0 | 0 | 0 | 0 | 0 | 0 | 0 | 0 | 0 | 0 | 0 | 0 | 0 | 0 | 0 | 0 | 0 | 0 | 0 | 0 | 0 | 0 | 0 | 0 | 0 | 0 | 0 | 0 | 0 | 0 | 0 | 0 | 0 | 0 | 0 | 0 | 0 | 0 | 0 | 0 | 0 | 0 | 0 | 0 | 0 | 0 | 0 | 0 | 0 | 0 | 0 | 0 | 0 | 0 | 0 | 0 | 0 | 0 | 0 | 0 | 0 | 0 | 0 | 0 | 0 | 0 | 0 | 0 | 0 | 0 | 0 | 0 | 0 | 0 | 0 | 0 | 0 | 0 | 0 | 0 | 0 | 0 | 0 | 0 | 0 | 0 | 0 | 0 | 0 | 0 | 0 | 0 | 0 | 0 | 0 | 0
Ach | Restaurants | Exterior Lighting | Street lighting | TRC | Existing | NE5023 | ENERGY STAR certified buildings program | ENERGY STAR certified buildings program | NonEquip | 20 |  | 0% | Custom_improvement_existing | 11% | 0 | 0 | 0 | 0 | 0 | 0 | 0 | 0 | 0 | 0 | 0 | 0 | 0 | 0 | 0 | 0 | 0 | 0 | 0 | 0 | 0 | 0 | 0 | 0 | 0 | 0 | 0 | 0 | 0 | 0 | 0 | 0 | 0 | 0 | 0 | 0 | 0 | 0 | 0 | 0 | 0 | 0 | 0 | 0 | 0 | 0 | 0 | 0 | 0 | 0 | 0 | 0 | 0 | 0 | 0 | 0 | 0 | 0 | 0 | 0 | 0 | 0 | 0 | 0 | 0 | 0 | 0 | 0 | 0 | 0 | 0 | 0 | 0 | 0 | 0 | 0 | 0 | 0 | 0 | 0 | 0 | 0 | 0 | 0 | 0 | 0 | 0 | 0 | 0 | 0 | 0 | 0 | 0 | 0 | 0 | 0 | 0 | 0 | 0 | 0 | 0 | 0 | 0 | 0 | 0
Ach | Restaurants | Cooking | Steamer | TRC | New | NN5088 | ENERGY STAR certified buildings program | ENERGY STAR certified buildings program | NonEquip | 20 |  | 0% | Custom_improvement | 11% | 0 | 0 | 0 | 0 | 0 | 0 | 0 | 0 | 0 | 0 | 0 | 0 | 0 | 0 | 0 | 0 | 0 | 0 | 0 | 0 | 0 | 0 | 0 | 0 | 0 | 0 | 0 | 0 | 0 | 0 | 0 | 0 | 0 | 0 | 0 | 0 | 0 | 0 | 0 | 0 | 0 | 0 | 0 | 0 | 0 | 0 | 0 | 0 | 0 | 0 | 0 | 0 | 0 | 0 | 0 | 0 | 0 | 0 | 0 | 0 | 0 | 0 | 0 | 0 | 0 | 0 | 0 | 0 | 0 | 0 | 0 | 0 | 0 | 0 | 0 | 0 | 0 | 0 | 0 | 0 | 0 | 0 | 0 | 0 | 0 | 0 | 0 | 0 | 0 | 0 | 0 | 0 | 0 | 0 | 0 | 0 | 0 | 0 | 0 | 0 | 0 | 0 | 0 | 0 | 0
Ach | Restaurants | Cooking | Steamer | TRC | Existing | NE5075 | ENERGY STAR certified buildings program | ENERGY STAR certified buildings program | NonEquip | 20 |  | 0% | Custom_improvement_existing | 11% | 0 | 0 | 0 | 0 | 0 | 0 | 0 | 0 | 0 | 0 | 0 | 0 | 0 | 0 | 0 | 0 | 0 | 0 | 0 | 0 | 0 | 0 | 0 | 0 | 0 | 0 | 0 | 0 | 0 | 0 | 0 | 0 | 0 | 0 | 0 | 0 | 0 | 0 | 0 | 0 | 0 | 0 | 0 | 0 | 0 | 0 | 0 | 0 | 0 | 0 | 0 | 0 | 0 | 0 | 0 | 0 | 0 | 0 | 0 | 0 | 0 | 0 | 0 | 0 | 0 | 0 | 0 | 0 | 0 | 0 | 0 | 0 | 0 | 0 | 0 | 0 | 0 | 0 | 0 | 0 | 0 | 0 | 0 | 0 | 0 | 0 | 0 | 0 | 0 | 0 | 0 | 0 | 0 | 0 | 0 | 0 | 0 | 0 | 0 | 0 | 0 | 0 | 0 | 0 | 0
Ach | Restaurants | Exterior Lighting | Spot lighting/Security/Flood | TRC | New | NN5036 | ENERGY STAR certified buildings program | ENERGY STAR certified buildings program | NonEquip | 20 |  | 0% | Custom_improvement | 11% | 0 | 0 | 0 | 0 | 0 | 0 | 0 | 0 | 0 | 0 | 0 | 0 | 0 | 0 | 0 | 0 | 0 | 0 | 0 | 0 | 0 | 0 | 0 | 0 | 0 | 0 | 0 | 0 | 0 | 0 | 0 | 0 | 0 | 0 | 0 | 0 | 0 | 0 | 0 | 0 | 0 | 0 | 0 | 0 | 0 | 0 | 0 | 0 | 0 | 0 | 0 | 0 | 0 | 0 | 0 | 0 | 0 | 0 | 0 | 0 | 0 | 0 | 0 | 0 | 0 | 0 | 0 | 0 | 0 | 0 | 0 | 0 | 0 | 0 | 0 | 0 | 0 | 0 | 0 | 0 | 0 | 0 | 0 | 0 | 0 | 0 | 0 | 0 | 0 | 0 | 0 | 0 | 0 | 0 | 0 | 0 | 0 | 0 | 0 | 0 | 0 | 0 | 0 | 0 | 0
Ach | Restaurants | Exterior Lighting | Spot lighting/Security/Flood | TRC | Existing | NE5023 | ENERGY STAR certified buildings program | ENERGY STAR certified buildings program | NonEquip | 20 |  | 0% | Custom_improvement_existing | 11% | 0 | 0 | 0 | 0 | 0 | 0 | 0 | 0 | 0 | 0 | 0 | 0 | 0 | 0 | 0 | 0 | 0 | 0 | 0 | 0 | 0 | 0 | 0 | 0 | 0 | 0 | 0 | 0 | 0 | 0 | 0 | 0 | 0 | 0 | 0 | 0 | 0 | 0 | 0 | 0 | 0 | 0 | 0 | 0 | 0 | 0 | 0 | 0 | 0 | 0 | 0 | 0 | 0 | 0 | 0 | 0 | 0 | 0 | 0 | 0 | 0 | 0 | 0 | 0 | 0 | 0 | 0 | 0 | 0 | 0 | 0 | 0 | 0 | 0 | 0 | 0 | 0 | 0 | 0 | 0 | 0 | 0 | 0 | 0 | 0 | 0 | 0 | 0 | 0 | 0 | 0 | 0 | 0 | 0 | 0 | 0 | 0 | 0 | 0 | 0 | 0 | 0 | 0 | 0 | 0
Ach | Restaurants | Interior Lighting | Spot lighting | TRC | New | NN5010 | ENERGY STAR certified buildings program | ENERGY STAR certified buildings program | NonEquip | 20 |  | 0% | Custom_improvement | 11% | 0 | 0 | 0 | 0 | 0 | 0 | 0 | 0 | 0 | 0 | 0 | 0 | 0 | 0 | 0 | 0 | 0 | 0 | 0 | 0 | 0 | 0 | 0 | 0 | 0 | 0 | 0 | 0 | 0 | 0 | 0 | 0 | 0 | 0 | 0 | 0 | 0 | 0 | 0 | 0 | 0 | 0 | 0 | 0 | 0 | 0 | 0 | 0 | 0 | 0 | 0 | 0 | 0 | 0 | 0 | 0 | 0 | 0 | 0 | 0 | 0 | 0 | 0 | 0 | 0 | 0 | 0 | 0 | 0 | 0 | 0 | 0 | 0 | 0 | 0 | 0 | 0 | 0 | 0 | 0 | 0 | 0 | 0 | 0 | 0 | 0 | 0 | 0 | 0 | 0 | 0 | 0 | 0 | 0 | 0 | 0 | 0 | 0 | 0 | 0 | 0 | 0 | 0 | 0 | 0
Ach | Restaurants | Interior Lighting | Spot lighting | TRC | Existing | NE4997 | ENERGY STAR certified buildings program | ENERGY STAR certified buildings program | NonEquip | 20 |  | 0% | Custom_improvement_existing | 11% | 0 | 0 | 0 | 0 | 0 | 0 | 0 | 0 | 0 | 0 | 0 | 0 | 0 | 0 | 0 | 0 | 0 | 0 | 0 | 0 | 0 | 0 | 0 | 0 | 0 | 0 | 0 | 0 | 0 | 0 | 0 | 0 | 0 | 0 | 0 | 0 | 0 | 0 | 0 | 0 | 0 | 0 | 0 | 0 | 0 | 0 | 0 | 0 | 0 | 0 | 0 | 0 | 0 | 0 | 0 | 0 | 0 | 0 | 0 | 0 | 0 | 0 | 0 | 0 | 0 | 0 | 0 | 0 | 0 | 0 | 0 | 0 | 0 | 0 | 0 | 0 | 0 | 0 | 0 | 0 | 0 | 0 | 0 | 0 | 0 | 0 | 0 | 0 | 0 | 0 | 0 | 0 | 0 | 0 | 0 | 0 | 0 | 0 | 0 | 0 | 0 | 0 | 0 | 0 | 0
Ach | Restaurants | Office Equipment | Servers | TRC | New | NN5062 | ENERGY STAR certified buildings program | ENERGY STAR certified buildings program | NonEquip | 20 |  | 0% | Custom_improvement | 11% | 0 | 0 | 0 | 0 | 0 | 0 | 0 | 0 | 0 | 0 | 0 | 0 | 0 | 0 | 0 | 0 | 0 | 0 | 0 | 0 | 0 | 0 | 0 | 0 | 0 | 0 | 0 | 0 | 0 | 0 | 0 | 0 | 0 | 0 | 0 | 0 | 0 | 0 | 0 | 0 | 0 | 0 | 0 | 0 | 0 | 0 | 0 | 0 | 0 | 0 | 0 | 0 | 0 | 0 | 0 | 0 | 0 | 0 | 0 | 0 | 0 | 0 | 0 | 0 | 0 | 0 | 0 | 0 | 0 | 0 | 0 | 0 | 0 | 0 | 0 | 0 | 0 | 0 | 0 | 0 | 0 | 0 | 0 | 0 | 0 | 0 | 0 | 0 | 0 | 0 | 0 | 0 | 0 | 0 | 0 | 0 | 0 | 0 | 0 | 0 | 0 | 0 | 0 | 0 | 0
Ach | Restaurants | Office Equipment | Servers | TRC | Existing | NE5049 | ENERGY STAR certified buildings program | ENERGY STAR certified buildings program | NonEquip | 20 |  | 0% | Custom_improvement_existing | 11% | 0 | 0 | 0 | 0 | 0 | 0 | 0 | 0 | 0 | 0 | 0 | 0 | 0 | 0 | 0 | 0 | 0 | 0 | 0 | 0 | 0 | 0 | 0 | 0 | 0 | 0 | 0 | 0 | 0 | 0 | 0 | 0 | 0 | 0 | 0 | 0 | 0 | 0 | 0 | 0 | 0 | 0 | 0 | 0 | 0 | 0 | 0 | 0 | 0 | 0 | 0 | 0 | 0 | 0 | 0 | 0 | 0 | 0 | 0 | 0 | 0 | 0 | 0 | 0 | 0 | 0 | 0 | 0 | 0 | 0 | 0 | 0 | 0 | 0 | 0 | 0 | 0 | 0 | 0 | 0 | 0 | 0 | 0 | 0 | 0 | 0 | 0 | 0 | 0 | 0 | 0 | 0 | 0 | 0 | 0 | 0 | 0 | 0 | 0 | 0 | 0 | 0 | 0 | 0 | 0
Ach | Restaurants | Space Cooling | Residential-type central air conditioners | TRC | New | NN5166 | ENERGY STAR certified buildings program | ENERGY STAR certified buildings program | NonEquip | 20 |  | 0% | Custom_improvement | 11% | 0 | 0 | 0 | 0 | 0 | 0 | 0 | 0 | 0 | 0 | 0 | 0 | 0 | 0 | 0 | 0 | 0 | 0 | 0 | 0 | 0 | 0 | 0 | 0 | 0 | 0 | 0 | 0 | 0 | 0 | 0 | 0 | 0 | 0 | 0 | 0 | 0 | 0 | 0 | 0 | 0 | 0 | 0 | 0 | 0 | 0 | 0 | 0 | 0 | 0 | 0 | 0 | 0 | 0 | 0 | 0 | 0 | 0 | 0 | 0 | 0 | 0 | 0 | 0 | 0 | 0 | 0 | 0 | 0 | 0 | 0 | 0 | 0 | 0 | 0 | 0 | 0 | 0 | 0 | 0 | 0 | 0 | 0 | 0 | 0 | 0 | 0 | 0 | 0 | 0 | 0 | 0 | 0 | 0 | 0 | 0 | 0 | 0 | 0 | 0 | 0 | 0 | 0 | 0 | 0
Ach | Restaurants | Space Cooling | Residential-type central air conditioners | TRC | New | NN3216 | Ceiling Insulation(R2 to R38) | Ceiling Insulation(R2 to R38) | NonEquip | 20 |  | 0% | Prescriptive_hvac | 4.173% | 0 | 0 | 0 | 0 | 0 | 0 | 0 | 0 | 0 | 0 | 0 | 0 | 0 | 0 | 0 | 0 | 0 | 0 | 0 | 0 | 0 | 0 | 0 | 0 | 0 | 0 | 0 | 0 | 0 | 0 | 0 | 0 | 0 | 0 | 0 | 0 | 0 | 0 | 0 | 0 | 0 | 0 | 0 | 0 | 0 | 0 | 0 | 0 | 0 | 0 | 0 | 0 | 0 | 0 | 0 | 0 | 0 | 0 | 0 | 0 | 0 | 0 | 0 | 0 | 0 | 0 | 0 | 0 | 0 | 0 | 0 | 0 | 0 | 0 | 0 | 0 | 0 | 0 | 0 | 0 | 0 | 0 | 0 | 0 | 0 | 0 | 0 | 0 | 0 | 0 | 0 | 0 | 0 | 0 | 0 | 0 | 0 | 0 | 0 | 0 | 0 | 0 | 0 | 0 | 0
Ach | Restaurants | Space Cooling | Residential-type central air conditioners | TRC | Existing | NE5153 | ENERGY STAR certified buildings program | ENERGY STAR certified buildings program | NonEquip | 20 |  | 0% | Custom_improvement_existing | 11% | 0 | 0 | 0 | 0 | 0 | 0 | 0 | 0 | 0 | 0 | 0 | 0 | 0 | 0 | 0 | 0 | 0 | 0 | 0 | 0 | 0 | 0 | 0 | 0 | 0 | 0 | 0 | 0 | 0 | 0 | 0 | 0 | 0 | 0 | 0 | 0 | 0 | 0 | 0 | 0 | 0 | 0 | 0 | 0 | 0 | 0 | 0 | 0 | 0 | 0 | 0 | 0 | 0 | 0 | 0 | 0 | 0 | 0 | 0 | 0 | 0 | 0 | 0 | 0 | 0 | 0 | 0 | 0 | 0 | 0 | 0 | 0 | 0 | 0 | 0 | 0 | 0 | 0 | 0 | 0 | 0 | 0 | 0 | 0 | 0 | 0 | 0 | 0 | 0 | 0 | 0 | 0 | 0 | 0 | 0 | 0 | 0 | 0 | 0 | 0 | 0 | 0 | 0 | 0 | 0
Ach | Restaurants | Space Cooling | Residential-type central air conditioners | TRC | Existing | NE3203 | Ceiling Insulation(R2 to R38) | Ceiling Insulation(R2 to R38) | NonEquip | 20 |  | 0% | Prescriptive_hvac_existing | 4.173% | 0 | 0 | 0 | 0 | 0 | 0 | 0 | 0 | 0 | 0 | 0 | 0 | 0 | 0 | 0 | 0 | 0 | 0 | 0 | 0 | 0 | 0 | 0 | 0 | 0 | 0 | 0 | 0 | 0 | 0 | 0 | 0 | 0 | 0 | 0 | 0 | 0 | 0 | 0 | 0 | 0 | 0 | 0 | 0 | 0 | 0 | 0 | 0 | 0 | 0 | 0 | 0 | 0 | 0 | 0 | 0 | 0 | 0 | 0 | 0 | 0 | 0 | 0 | 0 | 0 | 0 | 0 | 0 | 0 | 0 | 0 | 0 | 0 | 0 | 0 | 0 | 0 | 0 | 0 | 0 | 0 | 0 | 0 | 0 | 0 | 0 | 0 | 0 | 0 | 0 | 0 | 0 | 0 | 0 | 0 | 0 | 0 | 0 | 0 | 0 | 0 | 0 | 0 | 0 | 0
Ach | Restaurants | Space Heating | Residential/split system heat pump | TRC | New | NN5140 | ENERGY STAR certified buildings program | ENERGY STAR certified buildings program | NonEquip | 20 |  | 0% | Custom_improvement | 11% | 0 | 0 | 0 | 0 | 0 | 0 | 0 | 0 | 0 | 0 | 0 | 0 | 0 | 0 | 0 | 0 | 0 | 0 | 0 | 0 | 0 | 0 | 0 | 0 | 0 | 0 | 0 | 0 | 0 | 0 | 0 | 0 | 0 | 0 | 0 | 0 | 0 | 0 | 0 | 0 | 0 | 0 | 0 | 0 | 0 | 0 | 0 | 0 | 0 | 0 | 0 | 0 | 0 | 0 | 0 | 0 | 0 | 0 | 0 | 0 | 0 | 0 | 0 | 0 | 0 | 0 | 0 | 0 | 0 | 0 | 0 | 0 | 0 | 0 | 0 | 0 | 0 | 0 | 0 | 0 | 0 | 0 | 0 | 0 | 0 | 0 | 0 | 0 | 0 | 0 | 0 | 0 | 0 | 0 | 0 | 0 | 0 | 0 | 0 | 0 | 0 | 0 | 0 | 0 | 0
Ach | Restaurants | Space Heating | Residential/split system heat pump | TRC | New | NN3190 | Ceiling Insulation(R2 to R38) | Ceiling Insulation(R2 to R38) | NonEquip | 20 |  | 0% | Prescriptive_hvac | 14.98% | 0 | 0 | 0 | 0 | 0 | 0 | 0 | 0 | 0 | 0 | 0 | 0 | 0 | 0 | 0 | 0 | 0 | 0 | 0 | 0 | 0 | 0 | 0 | 0 | 0 | 0 | 0 | 0 | 0 | 0 | 0 | 0 | 0 | 0 | 0 | 0 | 0 | 0 | 0 | 0 | 0 | 0 | 0 | 0 | 0 | 0 | 0 | 0 | 0 | 0 | 0 | 0 | 0 | 0 | 0 | 0 | 0 | 0 | 0 | 0 | 0 | 0 | 0 | 0 | 0 | 0 | 0 | 0 | 0 | 0 | 0 | 0 | 0 | 0 | 0 | 0 | 0 | 0 | 0 | 0 | 0 | 0 | 0 | 0 | 0 | 0 | 0 | 0 | 0 | 0 | 0 | 0 | 0 | 0 | 0 | 0 | 0 | 0 | 0 | 0 | 0 | 0 | 0 | 0 | 0
Ach | Restaurants | Space Heating | Residential/split system heat pump | TRC | Existing | NE5127 | ENERGY STAR certified buildings program | ENERGY STAR certified buildings program | NonEquip | 20 |  | 0% | Custom_improvement_existing | 11% | 0 | 0 | 0 | 0 | 0 | 0 | 0 | 0 | 0 | 0 | 0 | 0 | 0 | 0 | 0 | 0 | 0 | 0 | 0 | 0 | 0 | 0 | 0 | 0 | 0 | 0 | 0 | 0 | 0 | 0 | 0 | 0 | 0 | 0 | 0 | 0 | 0 | 0 | 0 | 0 | 0 | 0 | 0 | 0 | 0 | 0 | 0 | 0 | 0 | 0 | 0 | 0 | 0 | 0 | 0 | 0 | 0 | 0 | 0 | 0 | 0 | 0 | 0 | 0 | 0 | 0 | 0 | 0 | 0 | 0 | 0 | 0 | 0 | 0 | 0 | 0 | 0 | 0 | 0 | 0 | 0 | 0 | 0 | 0 | 0 | 0 | 0 | 0 | 0 | 0 | 0 | 0 | 0 | 0 | 0 | 0 | 0 | 0 | 0 | 0 | 0 | 0 | 0 | 0 | 0
Ach | Restaurants | Space Heating | Residential/split system heat pump | TRC | Existing | NE3177 | Ceiling Insulation(R2 to R38) | Ceiling Insulation(R2 to R38) | NonEquip | 20 |  | 0% | Prescriptive_hvac_existing | 16.53% | 0 | 0 | 0 | 0 | 0 | 0 | 0 | 0 | 0 | 0 | 0 | 0 | 0 | 0 | 0 | 0 | 0 | 0 | 0 | 0 | 0 | 0 | 0 | 0 | 0 | 0 | 0 | 0 | 0 | 0 | 0 | 0 | 0 | 0 | 0 | 0 | 0 | 0 | 0 | 0 | 0 | 0 | 0 | 0 | 0 | 0 | 0 | 0 | 0 | 0 | 0 | 0 | 0 | 0 | 0 | 0 | 0 | 0 | 0 | 0 | 0 | 0 | 0 | 0 | 0 | 0 | 0 | 0 | 0 | 0 | 0 | 0 | 0 | 0 | 0 | 0 | 0 | 0 | 0 | 0 | 0 | 0 | 0 | 0 | 0 | 0 | 0 | 0 | 0 | 0 | 0 | 0 | 0 | 0 | 0 | 0 | 0 | 0 | 0 | 0 | 0 | 0 | 0 | 0 | 0
Ach | Restaurants | Refrigeration | Residential style | TRC | New | NN5114 | ENERGY STAR certified buildings program | ENERGY STAR certified buildings program | NonEquip | 20 |  | 0% | Custom_improvement | 11% | 0 | 0 | 0 | 0 | 0 | 0 | 0 | 0 | 0 | 0 | 0 | 0 | 0 | 0 | 0 | 0 | 0 | 0 | 0 | 0 | 0 | 0 | 0 | 0 | 0 | 0 | 0 | 0 | 0 | 0 | 0 | 0 | 0 | 0 | 0 | 0 | 0 | 0 | 0 | 0 | 0 | 0 | 0 | 0 | 0 | 0 | 0 | 0 | 0 | 0 | 0 | 0 | 0 | 0 | 0 | 0 | 0 | 0 | 0 | 0 | 0 | 0 | 0 | 0 | 0 | 0 | 0 | 0 | 0 | 0 | 0 | 0 | 0 | 0 | 0 | 0 | 0 | 0 | 0 | 0 | 0 | 0 | 0 | 0 | 0 | 0 | 0 | 0 | 0 | 0 | 0 | 0 | 0 | 0 | 0 | 0 | 0 | 0 | 0 | 0 | 0 | 0 | 0 | 0 | 0
Ach | Restaurants | Refrigeration | Residential style | TRC | New | NN4828 | PSC to ECM Evaporator Fan Motor (Reach-In) | PSC to ECM Evaporator Fan Motor (Reach-In) | NonEquip | 15 | Display cases | 0% | Prescriptive_ECM | 37.5% | 0 | 0 | 0 | 0 | 0 | 0 | 0 | 0 | 0 | 0 | 0 | 0 | 0 | 0 | 0 | 0 | 0 | 0 | 0 | 0 | 0 | 0 | 0 | 0 | 0 | 0 | 0 | 0 | 0 | 0 | 0 | 0 | 0 | 0 | 0 | 0 | 0 | 0 | 0 | 0 | 0 | 0 | 0 | 0 | 0 | 0 | 0 | 0 | 0 | 0 | 0 | 0 | 0 | 0 | 0 | 0 | 0 | 0 | 0 | 0 | 0 | 0 | 0 | 0 | 0 | 0 | 0 | 0 | 0 | 0 | 0 | 0 | 0 | 0 | 0 | 0 | 0 | 0 | 0 | 0 | 0 | 0 | 0 | 0 | 0 | 0 | 0 | 0 | 0 | 0 | 0 | 0 | 0 | 0 | 0 | 0 | 0 | 0 | 0 | 0 | 0 | 0 | 0 | 0 | 0
Ach | Restaurants | Refrigeration | Residential style | TRC | Existing | NE5101 | ENERGY STAR certified buildings program | ENERGY STAR certified buildings program | NonEquip | 20 |  | 0% | Custom_improvement_existing | 11% | 0 | 0 | 0 | 0 | 0 | 0 | 0 | 0 | 0 | 0 | 0 | 0 | 0 | 0 | 0 | 0 | 0 | 0 | 0 | 0 | 0 | 0 | 0 | 0 | 0 | 0 | 0 | 0 | 0 | 0 | 0 | 0 | 0 | 0 | 0 | 0 | 0 | 0 | 0 | 0 | 0 | 0 | 0 | 0 | 0 | 0 | 0 | 0 | 0 | 0 | 0 | 0 | 0 | 0 | 0 | 0 | 0 | 0 | 0 | 0 | 0 | 0 | 0 | 0 | 0 | 0 | 0 | 0 | 0 | 0 | 0 | 0 | 0 | 0 | 0 | 0 | 0 | 0 | 0 | 0 | 0 | 0 | 0 | 0 | 0 | 0 | 0 | 0 | 0 | 0 | 0 | 0 | 0 | 0 | 0 | 0 | 0 | 0 | 0 | 0 | 0 | 0 | 0 | 0 | 0
Ach | Restaurants | Refrigeration | Residential style | TRC | Existing | NE4815 | PSC to ECM Evaporator Fan Motor (Reach-In) | PSC to ECM Evaporator Fan Motor (Reach-In) | NonEquip | 15 | Display cases | 0% | Prescriptive_ECM_existing | 37.5% | 0 | 0 | 0 | 0 | 0 | 0 | 0 | 0 | 0 | 0 | 0 | 0 | 0 | 0 | 0 | 0 | 0 | 0 | 0 | 0 | 0 | 0 | 0 | 0 | 0 | 0 | 0 | 0 | 0 | 0 | 0 | 0 | 0 | 0 | 0 | 0 | 0 | 0 | 0 | 0 | 0 | 0 | 0 | 0 | 0 | 0 | 0 | 0 | 0 | 0 | 0 | 0 | 0 | 0 | 0 | 0 | 0 | 0 | 0 | 0 | 0 | 0 | 0 | 0 | 0 | 0 | 0 | 0 | 0 | 0 | 0 | 0 | 0 | 0 | 0 | 0 | 0 | 0 | 0 | 0 | 0 | 0 | 0 | 0 | 0 | 0 | 0 | 0 | 0 | 0 | 0 | 0 | 0 | 0 | 0 | 0 | 0 | 0 | 0 | 0 | 0 | 0 | 0 | 0 | 0
Ach | Restaurants | Cooking | Range | TRC | New | NN5088 | ENERGY STAR certified buildings program | ENERGY STAR certified buildings program | NonEquip | 20 |  | 0% | Custom_improvement | 11% | 0 | 0 | 0 | 0 | 0 | 0 | 0 | 0 | 0 | 0 | 0 | 0 | 0 | 0 | 0 | 0 | 0 | 0 | 0 | 0 | 0 | 0 | 0 | 0 | 0 | 0 | 0 | 0 | 0 | 0 | 0 | 0 | 0 | 0 | 0 | 0 | 0 | 0 | 0 | 0 | 0 | 0 | 0 | 0 | 0 | 0 | 0 | 0 | 0 | 0 | 0 | 0 | 0 | 0 | 0 | 0 | 0 | 0 | 0 | 0 | 0 | 0 | 0 | 0 | 0 | 0 | 0 | 0 | 0 | 0 | 0 | 0 | 0 | 0 | 0 | 0 | 0 | 0 | 0 | 0 | 0 | 0 | 0 | 0 | 0 | 0 | 0 | 0 | 0 | 0 | 0 | 0 | 0 | 0 | 0 | 0 | 0 | 0 | 0 | 0 | 0 | 0 | 0 | 0 | 0
Ach | Restaurants | Cooking | Range | TRC | Existing | NE5075 | ENERGY STAR certified buildings program | ENERGY STAR certified buildings program | NonEquip | 20 |  | 0% | Custom_improvement_existing | 11% | 0 | 0 | 0 | 0 | 0 | 0 | 0 | 0 | 0 | 0 | 0 | 0 | 0 | 0 | 0 | 0 | 0 | 0 | 0 | 0 | 0 | 0 | 0 | 0 | 0 | 0 | 0 | 0 | 0 | 0 | 0 | 0 | 0 | 0 | 0 | 0 | 0 | 0 | 0 | 0 | 0 | 0 | 0 | 0 | 0 | 0 | 0 | 0 | 0 | 0 | 0 | 0 | 0 | 0 | 0 | 0 | 0 | 0 | 0 | 0 | 0 | 0 | 0 | 0 | 0 | 0 | 0 | 0 | 0 | 0 | 0 | 0 | 0 | 0 | 0 | 0 | 0 | 0 | 0 | 0 | 0 | 0 | 0 | 0 | 0 | 0 | 0 | 0 | 0 | 0 | 0 | 0 | 0 | 0 | 0 | 0 | 0 | 0 | 0 | 0 | 0 | 0 | 0 | 0 | 0
Ach | Restaurants | Miscellaneous | Pool pump | TRC | New | NN5244 | ENERGY STAR certified buildings program | ENERGY STAR certified buildings program | NonEquip | 20 |  | 0% | Custom_improvement | 11% | 0 | 0 | 0 | 0 | 0 | 0 | 0 | 0 | 0 | 0 | 0 | 0 | 0 | 0 | 0 | 0 | 0 | 0 | 0 | 0 | 0 | 0 | 0 | 0 | 0 | 0 | 0 | 0 | 0 | 0 | 0 | 0 | 0 | 0 | 0 | 0 | 0 | 0 | 0 | 0 | 0 | 0 | 0 | 0 | 0 | 0 | 0 | 0 | 0 | 0 | 0 | 0 | 0 | 0 | 0 | 0 | 0 | 0 | 0 | 0 | 0 | 0 | 0 | 0 | 0 | 0 | 0 | 0 | 0 | 0 | 0 | 0 | 0 | 0 | 0 | 0 | 0 | 0 | 0 | 0 | 0 | 0 | 0 | 0 | 0 | 0 | 0 | 0 | 0 | 0 | 0 | 0 | 0 | 0 | 0 | 0 | 0 | 0 | 0 | 0 | 0 | 0 | 0 | 0 | 0
Ach | Restaurants | Miscellaneous | Pool pump | TRC | New | NN4542 | VSD Controlled Compressor | VSD Controlled Compressor | NonEquip | 15 | Others | 0% | Prescriptive_ECM | 20.79% | 0 | 0 | 0 | 0 | 0 | 0 | 0 | 0 | 0 | 0 | 0 | 0 | 0 | 0 | 0 | 0 | 0 | 0 | 0 | 0 | 0 | 0 | 0 | 0 | 0 | 0 | 0 | 0 | 0 | 0 | 0 | 0 | 0 | 0 | 0 | 0 | 0 | 0 | 0 | 0 | 0 | 0 | 0 | 0 | 0 | 0 | 0 | 0 | 0 | 0 | 0 | 0 | 0 | 0 | 0 | 0 | 0 | 0 | 0 | 0 | 0 | 0 | 0 | 0 | 0 | 0 | 0 | 0 | 0 | 0 | 0 | 0 | 0 | 0 | 0 | 0 | 0 | 0 | 0 | 0 | 0 | 0 | 0 | 0 | 0 | 0 | 0 | 0 | 0 | 0 | 0 | 0 | 0 | 0 | 0 | 0 | 0 | 0 | 0 | 0 | 0 | 0 | 0 | 0 | 0
Ach | Restaurants | Miscellaneous | Pool pump | TRC | Existing | NE5231 | ENERGY STAR certified buildings program | ENERGY STAR certified buildings program | NonEquip | 20 |  | 0% | Custom_improvement_existing | 11% | 0 | 0 | 0 | 0 | 0 | 0 | 0 | 0 | 0 | 0 | 0 | 0 | 0 | 0 | 0 | 0 | 0 | 0 | 0 | 0 | 0 | 0 | 0 | 0 | 0 | 0 | 0 | 0 | 0 | 0 | 0 | 0 | 0 | 0 | 0 | 0 | 0 | 0 | 0 | 0 | 0 | 0 | 0 | 0 | 0 | 0 | 0 | 0 | 0 | 0 | 0 | 0 | 0 | 0 | 0 | 0 | 0 | 0 | 0 | 0 | 0 | 0 | 0 | 0 | 0 | 0 | 0 | 0 | 0 | 0 | 0 | 0 | 0 | 0 | 0 | 0 | 0 | 0 | 0 | 0 | 0 | 0 | 0 | 0 | 0 | 0 | 0 | 0 | 0 | 0 | 0 | 0 | 0 | 0 | 0 | 0 | 0 | 0 | 0 | 0 | 0 | 0 | 0 | 0 | 0
Ach | Restaurants | Miscellaneous | Pool pump | TRC | Existing | NE4529 | VSD Controlled Compressor | VSD Controlled Compressor | NonEquip | 15 | Others | 0% | Prescriptive_ECM_existing | 20.79% | 0 | 0 | 0 | 0 | 0 | 0 | 0 | 0 | 0 | 0 | 0 | 0 | 0 | 0 | 0 | 0 | 0 | 0 | 0 | 0 | 0 | 0 | 0 | 0 | 0 | 0 | 0 | 0 | 0 | 0 | 0 | 0 | 0 | 0 | 0 | 0 | 0 | 0 | 0 | 0 | 0 | 0 | 0 | 0 | 0 | 0 | 0 | 0 | 0 | 0 | 0 | 0 | 0 | 0 | 0 | 0 | 0 | 0 | 0 | 0 | 0 | 0 | 0 | 0 | 0 | 0 | 0 | 0 | 0 | 0 | 0 | 0 | 0 | 0 | 0 | 0 | 0 | 0 | 0 | 0 | 0 | 0 | 0 | 0 | 0 | 0 | 0 | 0 | 0 | 0 | 0 | 0 | 0 | 0 | 0 | 0 | 0 | 0 | 0 | 0 | 0 | 0 | 0 | 0 | 0
Ach | Restaurants | Miscellaneous | Pool pump | TRC | Turnover | ET2000 | Solar Pool Heater | Solar Pool Heater | Equip | 15 | Pool pump | 0% | Prescriptive_all | 86.11% | 0 | 0 | 0 | 0 | 0 | 0 | 0 | 0 | 0 | 0 | 0 | 0 | 0 | 0 | 0 | 0 | 0 | 0 | 0 | 0 | 0 | 0 | 0 | 0 | 0 | 0 | 0 | 0 | 0 | 0 | 0 | 0 | 0 | 0 | 0 | 0 | 0 | 0 | 0 | 0 | 0 | 0 | 0 | 0 | 0 | 0 | 0 | 0 | 0 | 0 | 0 | 0 | 0 | 0 | 0 | 0 | 0 | 0 | 0 | 0 | 0 | 0 | 0 | 0 | 0 | 0 | 0 | 0 | 0 | 0 | 0 | 0 | 0 | 0 | 0 | 0 | 0 | 0 | 0 | 0 | 0 | 0 | 0 | 0 | 0 | 0 | 0 | 0 | 0 | 0 | 0 | 0 | 0 | 0 | 0 | 0 | 0 | 0 | 0 | 0 | 0 | 0 | 0 | 0 | 0
Ach | Restaurants | Miscellaneous | Pool pump | TRC | New | EN2026 | Solar Pool Heater | Solar Pool Heater | Equip | 15 | Pool pump | 0% | Prescriptive_all | 86.11% | 0 | 0 | 0 | 0 | 0 | 0 | 0 | 0 | 0 | 0 | 0 | 0 | 0 | 0 | 0 | 0 | 0 | 0 | 0 | 0 | 0 | 0 | 0 | 0 | 0 | 0 | 0 | 0 | 0 | 0 | 0 | 0 | 0 | 0 | 0 | 0 | 0 | 0 | 0 | 0 | 0 | 0 | 0 | 0 | 0 | 0 | 0 | 0 | 0 | 0 | 0 | 0 | 0 | 0 | 0 | 0 | 0 | 0 | 0 | 0 | 0 | 0 | 0 | 0 | 0 | 0 | 0 | 0 | 0 | 0 | 0 | 0 | 0 | 0 | 0 | 0 | 0 | 0 | 0 | 0 | 0 | 0 | 0 | 0 | 0 | 0 | 0 | 0 | 0 | 0 | 0 | 0 | 0 | 0 | 0 | 0 | 0 | 0 | 0 | 0 | 0 | 0 | 0 | 0 | 0
Ach | Restaurants | Space Heating | Packaged central unit | TRC | New | NN5140 | ENERGY STAR certified buildings program | ENERGY STAR certified buildings program | NonEquip | 20 |  | 0% | Custom_improvement | 11% | 0 | 0 | 0 | 0 | 0 | 0 | 0 | 0 | 0 | 0 | 0 | 0 | 0 | 0 | 0 | 0 | 0 | 0 | 0 | 0 | 0 | 0 | 0 | 0 | 0 | 0 | 0 | 0 | 0 | 0 | 0 | 0 | 0 | 0 | 0 | 0 | 0 | 0 | 0 | 0 | 0 | 0 | 0 | 0 | 0 | 0 | 0 | 0 | 0 | 0 | 0 | 0 | 0 | 0 | 0 | 0 | 0 | 0 | 0 | 0 | 0 | 0 | 0 | 0 | 0 | 0 | 0 | 0 | 0 | 0 | 0 | 0 | 0 | 0 | 0 | 0 | 0 | 0 | 0 | 0 | 0 | 0 | 0 | 0 | 0 | 0 | 0 | 0 | 0 | 0 | 0 | 0 | 0 | 0 | 0 | 0 | 0 | 0 | 0 | 0 | 0 | 0 | 0 | 0 | 0
Ach | Restaurants | Space Heating | Packaged central unit | TRC | New | NN3190 | Ceiling Insulation(R2 to R38) | Ceiling Insulation(R2 to R38) | NonEquip | 20 |  | 0% | Prescriptive_hvac | 14.98% | 0 | 0 | 0 | 0 | 0 | 0 | 0 | 0 | 0 | 0 | 0 | 0 | 0 | 0 | 0 | 0 | 0 | 0 | 0 | 0 | 0 | 0 | 0 | 0 | 0 | 0 | 0 | 0 | 0 | 0 | 0 | 0 | 0 | 0 | 0 | 0 | 0 | 0 | 0 | 0 | 0 | 0 | 0 | 0 | 0 | 0 | 0 | 0 | 0 | 0 | 0 | 0 | 0 | 0 | 0 | 0 | 0 | 0 | 0 | 0 | 0 | 0 | 0 | 0 | 0 | 0 | 0 | 0 | 0 | 0 | 0 | 0 | 0 | 0 | 0 | 0 | 0 | 0 | 0 | 0 | 0 | 0 | 0 | 0 | 0 | 0 | 0 | 0 | 0 | 0 | 0 | 0 | 0 | 0 | 0 | 0 | 0 | 0 | 0 | 0 | 0 | 0 | 0 | 0 | 0
Ach | Restaurants | Space Heating | Packaged central unit | TRC | Existing | NE5127 | ENERGY STAR certified buildings program | ENERGY STAR certified buildings program | NonEquip | 20 |  | 0% | Custom_improvement_existing | 11% | 0 | 0 | 0 | 0 | 0 | 0 | 0 | 0 | 0 | 0 | 0 | 0 | 0 | 0 | 0 | 0 | 0 | 0 | 0 | 0 | 0 | 0 | 0 | 0 | 0 | 0 | 0 | 0 | 0 | 0 | 0 | 0 | 0 | 0 | 0 | 0 | 0 | 0 | 0 | 0 | 0 | 0 | 0 | 0 | 0 | 0 | 0 | 0 | 0 | 0 | 0 | 0 | 0 | 0 | 0 | 0 | 0 | 0 | 0 | 0 | 0 | 0 | 0 | 0 | 0 | 0 | 0 | 0 | 0 | 0 | 0 | 0 | 0 | 0 | 0 | 0 | 0 | 0 | 0 | 0 | 0 | 0 | 0 | 0 | 0 | 0 | 0 | 0 | 0 | 0 | 0 | 0 | 0 | 0 | 0 | 0 | 0 | 0 | 0 | 0 | 0 | 0 | 0 | 0 | 0
Ach | Restaurants | Space Heating | Packaged central unit | TRC | Existing | NE3177 | Ceiling Insulation(R2 to R38) | Ceiling Insulation(R2 to R38) | NonEquip | 20 |  | 0% | Prescriptive_hvac_existing | 16.53% | 0 | 0 | 0 | 0 | 0 | 0 | 0 | 0 | 0 | 0 | 0 | 0 | 0 | 0 | 0 | 0 | 0 | 0 | 0 | 0 | 0 | 0 | 0 | 0 | 0 | 0 | 0 | 0 | 0 | 0 | 0 | 0 | 0 | 0 | 0 | 0 | 0 | 0 | 0 | 0 | 0 | 0 | 0 | 0 | 0 | 0 | 0 | 0 | 0 | 0 | 0 | 0 | 0 | 0 | 0 | 0 | 0 | 0 | 0 | 0 | 0 | 0 | 0 | 0 | 0 | 0 | 0 | 0 | 0 | 0 | 0 | 0 | 0 | 0 | 0 | 0 | 0 | 0 | 0 | 0 | 0 | 0 | 0 | 0 | 0 | 0 | 0 | 0 | 0 | 0 | 0 | 0 | 0 | 0 | 0 | 0 | 0 | 0 | 0 | 0 | 0 | 0 | 0 | 0 | 0
Ach | Restaurants | Space Cooling | Packaged air conditioning units (RTUs) | TRC | New | NN5166 | ENERGY STAR certified buildings program | ENERGY STAR certified buildings program | NonEquip | 20 |  | 0% | Custom_improvement | 11% | 0 | 0 | 0 | 0 | 0 | 0 | 0 | 0 | 0 | 0 | 0 | 0 | 0 | 0 | 0 | 0 | 0 | 0 | 0 | 0 | 0 | 0 | 0 | 0 | 0 | 0 | 0 | 0 | 0 | 0 | 0 | 0 | 0 | 0 | 0 | 0 | 0 | 0 | 0 | 0 | 0 | 0 | 0 | 0 | 0 | 0 | 0 | 0 | 0 | 0 | 0 | 0 | 0 | 0 | 0 | 0 | 0 | 0 | 0 | 0 | 0 | 0 | 0 | 0 | 0 | 0 | 0 | 0 | 0 | 0 | 0 | 0 | 0 | 0 | 0 | 0 | 0 | 0 | 0 | 0 | 0 | 0 | 0 | 0 | 0 | 0 | 0 | 0 | 0 | 0 | 0 | 0 | 0 | 0 | 0 | 0 | 0 | 0 | 0 | 0 | 0 | 0 | 0 | 0 | 0
Ach | Restaurants | Space Cooling | Packaged air conditioning units (RTUs) | TRC | New | NN3216 | Ceiling Insulation(R2 to R38) | Ceiling Insulation(R2 to R38) | NonEquip | 20 |  | 0% | Prescriptive_hvac | 4.173% | 0 | 0 | 0 | 0 | 0 | 0 | 0 | 0 | 0 | 0 | 0 | 0 | 0 | 0 | 0 | 0 | 0 | 0 | 0 | 0 | 0 | 0 | 0 | 0 | 0 | 0 | 0 | 0 | 0 | 0 | 0 | 0 | 0 | 0 | 0 | 0 | 0 | 0 | 0 | 0 | 0 | 0 | 0 | 0 | 0 | 0 | 0 | 0 | 0 | 0 | 0 | 0 | 0 | 0 | 0 | 0 | 0 | 0 | 0 | 0 | 0 | 0 | 0 | 0 | 0 | 0 | 0 | 0 | 0 | 0 | 0 | 0 | 0 | 0 | 0 | 0 | 0 | 0 | 0 | 0 | 0 | 0 | 0 | 0 | 0 | 0 | 0 | 0 | 0 | 0 | 0 | 0 | 0 | 0 | 0 | 0 | 0 | 0 | 0 | 0 | 0 | 0 | 0 | 0 | 0
Ach | Restaurants | Space Cooling | Packaged air conditioning units (RTUs) | TRC | Existing | NE5153 | ENERGY STAR certified buildings program | ENERGY STAR certified buildings program | NonEquip | 20 |  | 0% | Custom_improvement_existing | 11% | 0 | 0 | 0 | 0 | 0 | 0 | 0 | 0 | 0 | 0 | 0 | 0 | 0 | 0 | 0 | 0 | 0 | 0 | 0 | 0 | 0 | 0 | 0 | 0 | 0 | 0 | 0 | 0 | 0 | 0 | 0 | 0 | 0 | 0 | 0 | 0 | 0 | 0 | 0 | 0 | 0 | 0 | 0 | 0 | 0 | 0 | 0 | 0 | 0 | 0 | 0 | 0 | 0 | 0 | 0 | 0 | 0 | 0 | 0 | 0 | 0 | 0 | 0 | 0 | 0 | 0 | 0 | 0 | 0 | 0 | 0 | 0 | 0 | 0 | 0 | 0 | 0 | 0 | 0 | 0 | 0 | 0 | 0 | 0 | 0 | 0 | 0 | 0 | 0 | 0 | 0 | 0 | 0 | 0 | 0 | 0 | 0 | 0 | 0 | 0 | 0 | 0 | 0 | 0 | 0
Ach | Restaurants | Space Cooling | Packaged air conditioning units (RTUs) | TRC | Existing | NE3203 | Ceiling Insulation(R2 to R38) | Ceiling Insulation(R2 to R38) | NonEquip | 20 |  | 0% | Prescriptive_hvac_existing | 4.173% | 0 | 0 | 0 | 0 | 0 | 0 | 0 | 0 | 0 | 0 | 0 | 0 | 0 | 0 | 0 | 0 | 0 | 0 | 0 | 0 | 0 | 0 | 0 | 0 | 0 | 0 | 0 | 0 | 0 | 0 | 0 | 0 | 0 | 0 | 0 | 0 | 0 | 0 | 0 | 0 | 0 | 0 | 0 | 0 | 0 | 0 | 0 | 0 | 0 | 0 | 0 | 0 | 0 | 0 | 0 | 0 | 0 | 0 | 0 | 0 | 0 | 0 | 0 | 0 | 0 | 0 | 0 | 0 | 0 | 0 | 0 | 0 | 0 | 0 | 0 | 0 | 0 | 0 | 0 | 0 | 0 | 0 | 0 | 0 | 0 | 0 | 0 | 0 | 0 | 0 | 0 | 0 | 0 | 0 | 0 | 0 | 0 | 0 | 0 | 0 | 0 | 0 | 0 | 0 | 0
Ach | Restaurants | Interior Lighting | Overhead (fluorescent/LED/CFL U-shape) | TRC | New | NN5010 | ENERGY STAR certified buildings program | ENERGY STAR certified buildings program | NonEquip | 20 |  | 0% | Custom_improvement | 11% | 0 | 0 | 0 | 0 | 0 | 0 | 0 | 0 | 0 | 0 | 0 | 0 | 0 | 0 | 0 | 0 | 0 | 0 | 0 | 0 | 0 | 0 | 0 | 0 | 0 | 0 | 0 | 0 | 0 | 0 | 0 | 0 | 0 | 0 | 0 | 0 | 0 | 0 | 0 | 0 | 0 | 0 | 0 | 0 | 0 | 0 | 0 | 0 | 0 | 0 | 0 | 0 | 0 | 0 | 0 | 0 | 0 | 0 | 0 | 0 | 0 | 0 | 0 | 0 | 0 | 0 | 0 | 0 | 0 | 0 | 0 | 0 | 0 | 0 | 0 | 0 | 0 | 0 | 0 | 0 | 0 | 0 | 0 | 0 | 0 | 0 | 0 | 0 | 0 | 0 | 0 | 0 | 0 | 0 | 0 | 0 | 0 | 0 | 0 | 0 | 0 | 0 | 0 | 0 | 0
Ach | Restaurants | Interior Lighting | Overhead (fluorescent/LED/CFL U-shape) | TRC | Existing | NE4997 | ENERGY STAR certified buildings program | ENERGY STAR certified buildings program | NonEquip | 20 |  | 0% | Custom_improvement_existing | 11% | 0 | 0 | 0 | 0 | 0 | 0 | 0 | 0 | 0 | 0 | 0 | 0 | 0 | 0 | 0 | 0 | 0 | 0 | 0 | 0 | 0 | 0 | 0 | 0 | 0 | 0 | 0 | 0 | 0 | 0 | 0 | 0 | 0 | 0 | 0 | 0 | 0 | 0 | 0 | 0 | 0 | 0 | 0 | 0 | 0 | 0 | 0 | 0 | 0 | 0 | 0 | 0 | 0 | 0 | 0 | 0 | 0 | 0 | 0 | 0 | 0 | 0 | 0 | 0 | 0 | 0 | 0 | 0 | 0 | 0 | 0 | 0 | 0 | 0 | 0 | 0 | 0 | 0 | 0 | 0 | 0 | 0 | 0 | 0 | 0 | 0 | 0 | 0 | 0 | 0 | 0 | 0 | 0 | 0 | 0 | 0 | 0 | 0 | 0 | 0 | 0 | 0 | 0 | 0 | 0
Ach | Restaurants | Cooking | Oven | TRC | New | NN5088 | ENERGY STAR certified buildings program | ENERGY STAR certified buildings program | NonEquip | 20 |  | 0% | Custom_improvement | 11% | 0 | 0 | 0 | 0 | 0 | 0 | 0 | 0 | 0 | 0 | 0 | 0 | 0 | 0 | 0 | 0 | 0 | 0 | 0 | 0 | 0 | 0 | 0 | 0 | 0 | 0 | 0 | 0 | 0 | 0 | 0 | 0 | 0 | 0 | 0 | 0 | 0 | 0 | 0 | 0 | 0 | 0 | 0 | 0 | 0 | 0 | 0 | 0 | 0 | 0 | 0 | 0 | 0 | 0 | 0 | 0 | 0 | 0 | 0 | 0 | 0 | 0 | 0 | 0 | 0 | 0 | 0 | 0 | 0 | 0 | 0 | 0 | 0 | 0 | 0 | 0 | 0 | 0 | 0 | 0 | 0 | 0 | 0 | 0 | 0 | 0 | 0 | 0 | 0 | 0 | 0 | 0 | 0 | 0 | 0 | 0 | 0 | 0 | 0 | 0 | 0 | 0 | 0 | 0 | 0
Ach | Restaurants | Cooking | Oven | TRC | Existing | NE5075 | ENERGY STAR certified buildings program | ENERGY STAR certified buildings program | NonEquip | 20 |  | 0% | Custom_improvement_existing | 11% | 0 | 0 | 0 | 0 | 0 | 0 | 0 | 0 | 0 | 0 | 0 | 0 | 0 | 0 | 0 | 0 | 0 | 0 | 0 | 0 | 0 | 0 | 0 | 0 | 0 | 0 | 0 | 0 | 0 | 0 | 0 | 0 | 0 | 0 | 0 | 0 | 0 | 0 | 0 | 0 | 0 | 0 | 0 | 0 | 0 | 0 | 0 | 0 | 0 | 0 | 0 | 0 | 0 | 0 | 0 | 0 | 0 | 0 | 0 | 0 | 0 | 0 | 0 | 0 | 0 | 0 | 0 | 0 | 0 | 0 | 0 | 0 | 0 | 0 | 0 | 0 | 0 | 0 | 0 | 0 | 0 | 0 | 0 | 0 | 0 | 0 | 0 | 0 | 0 | 0 | 0 | 0 | 0 | 0 | 0 | 0 | 0 | 0 | 0 | 0 | 0 | 0 | 0 | 0 | 0
Ach | Restaurants | Miscellaneous | Others | TRC | New | NN5244 | ENERGY STAR certified buildings program | ENERGY STAR certified buildings program | NonEquip | 20 |  | 0% | Custom_improvement | 11% | 0 | 0 | 0 | 0 | 0 | 0 | 0 | 0 | 0 | 0 | 0 | 0 | 0 | 0 | 0 | 0 | 0 | 0 | 0 | 0 | 0 | 0 | 0 | 0 | 0 | 0 | 0 | 0 | 0 | 0 | 0 | 0 | 0 | 0 | 0 | 0 | 0 | 0 | 0 | 0 | 0 | 0 | 0 | 0 | 0 | 0 | 0 | 0 | 0 | 0 | 0 | 0 | 0 | 0 | 0 | 0 | 0 | 0 | 0 | 0 | 0 | 0 | 0 | 0 | 0 | 0 | 0 | 0 | 0 | 0 | 0 | 0 | 0 | 0 | 0 | 0 | 0 | 0 | 0 | 0 | 0 | 0 | 0 | 0 | 0 | 0 | 0 | 0 | 0 | 0 | 0 | 0 | 0 | 0 | 0 | 0 | 0 | 0 | 0 | 0 | 0 | 0 | 0 | 0 | 0
Ach | Restaurants | Miscellaneous | Others | TRC | New | NN4542 | VSD Controlled Compressor | VSD Controlled Compressor | NonEquip | 15 | Others | 36.99% | Prescriptive_ECM | 20.79% | 15.1699 | 26.2301 | 49.0239 | 89.731 | 160.0518 | 241.0377 | 349.2646 | 483.2799 | 605.8455 | 676.853 | 15.1699 | 41.4 | 90.4239 | 180.1549 | 340.2067 | 581.2443 | 930.5089 | 1413.7889 | 2019.6344 | 2696.4874 | 0.0019669 | 0.0053677 | 0.011724 | 0.023358 | 0.04411 | 0.075361 | 0.12065 | 0.1833 | 0.26186 | 0.34961 | 0.0016475 | 0.0044961 | 0.0098202 | 0.019565 | 0.036947 | 0.063125 | 0.10106 | 0.15354 | 0.21934 | 0.29284 | 0.52059 | 0.92715 | 1.7848 | 3.3649 | 6.1819 | 9.5892 | 14.3117 | 20.3973 | 26.3374 | 30.3069 | 52.9177 | 1.0505 | 1.8709 | 3.6015 | 6.7898 | 12.4742 | 19.3497 | 28.8789 | 41.1587 | 53.145 | 61.155 | 106.7804 | 1.0196 | 1.8158 | 3.4956 | 6.5902 | 12.1074 | 18.7808 | 28.0298 | 39.9486 | 51.5825 | 59.357 | 103.6409 | -13.3028 | -23.6918 | -45.6083 | -85.9836 | -157.9687 | -245.0375 | -365.7121 | -521.2197 | -673.0095 | -774.4455 | -1352.2291 | 14.3224 | 25.5077 | 49.1039 | 92.5738 | 170.0761 | 263.8182 | 393.742 | 561.1683 | 724.592 | 833.8025 | 1455.87 | 1.784 | 5.0148 | 11.2816 | 23.151 | 45.0302 | 79.2423 | 130.664 | 204.483 | 300.8726 | 413.7572
Ach | Restaurants | Miscellaneous | Others | TRC | Existing | NE5231 | ENERGY STAR certified buildings program | ENERGY STAR certified buildings program | NonEquip | 20 |  | 0% | Custom_improvement_existing | 11% | 0 | 0 | 0 | 0 | 0 | 0 | 0 | 0 | 0 | 0 | 0 | 0 | 0 | 0 | 0 | 0 | 0 | 0 | 0 | 0 | 0 | 0 | 0 | 0 | 0 | 0 | 0 | 0 | 0 | 0 | 0 | 0 | 0 | 0 | 0 | 0 | 0 | 0 | 0 | 0 | 0 | 0 | 0 | 0 | 0 | 0 | 0 | 0 | 0 | 0 | 0 | 0 | 0 | 0 | 0 | 0 | 0 | 0 | 0 | 0 | 0 | 0 | 0 | 0 | 0 | 0 | 0 | 0 | 0 | 0 | 0 | 0 | 0 | 0 | 0 | 0 | 0 | 0 | 0 | 0 | 0 | 0 | 0 | 0 | 0 | 0 | 0 | 0 | 0 | 0 | 0 | 0 | 0 | 0 | 0 | 0 | 0 | 0 | 0 | 0 | 0 | 0 | 0 | 0 | 0
Ach | Restaurants | Miscellaneous | Others | TRC | Existing | NE4529 | VSD Controlled Compressor | VSD Controlled Compressor | NonEquip | 15 | Others | 7.399% | Prescriptive_ECM_existing | 20.79% | 14.0958 | 24.3401 | 39.452 | 63.5796 | 101.0591 | 156.8012 | 233.8319 | 328.0327 | 419.3405 | 467.72 | 14.0958 | 38.4359 | 77.8879 | 141.4675 | 242.5266 | 399.3278 | 633.1596 | 961.1923 | 1380.5328 | 1848.2527 | 0.0018276 | 0.0049834 | 0.010099 | 0.018342 | 0.031445 | 0.051775 | 0.082092 | 0.12462 | 0.17899 | 0.23964 | 0.0015308 | 0.0041742 | 0.0084588 | 0.015364 | 0.026339 | 0.043368 | 0.068763 | 0.10439 | 0.14993 | 0.20072 | 0.48373 | 0.86034 | 1.4363 | 2.3842 | 3.9033 | 6.238 | 9.5816 | 13.8449 | 18.2296 | 20.9427 | 36.3517 | 0.97609 | 1.7361 | 2.8983 | 4.811 | 7.8764 | 12.5875 | 19.3344 | 27.937 | 36.7847 | 42.2594 | 73.3526 | 0.94739 | 1.685 | 2.8131 | 4.6695 | 7.6448 | 12.2174 | 18.7659 | 27.1157 | 35.7032 | 41.017 | 71.1959 | -12.3609 | -21.9847 | -36.7033 | -60.9244 | -99.7438 | -159.4031 | -244.8435 | -353.7848 | -465.8285 | -535.1585 | -928.9113 | 13.3083 | 23.6697 | 39.5164 | 65.5939 | 107.3886 | 171.6205 | 263.6094 | 380.9004 | 501.5317 | 576.1754 | 1000.1072 | 1.6577 | 4.6557 | 9.7175 | 18.1794 | 32.1011 | 54.4412 | 88.9096 | 139.0218 | 205.6632 | 283.6015
Ach | Restaurants | Office Equipment | Other office | TRC | New | NN5062 | ENERGY STAR certified buildings program | ENERGY STAR certified buildings program | NonEquip | 20 |  | 0% | Custom_improvement | 11% | 0 | 0 | 0 | 0 | 0 | 0 | 0 | 0 | 0 | 0 | 0 | 0 | 0 | 0 | 0 | 0 | 0 | 0 | 0 | 0 | 0 | 0 | 0 | 0 | 0 | 0 | 0 | 0 | 0 | 0 | 0 | 0 | 0 | 0 | 0 | 0 | 0 | 0 | 0 | 0 | 0 | 0 | 0 | 0 | 0 | 0 | 0 | 0 | 0 | 0 | 0 | 0 | 0 | 0 | 0 | 0 | 0 | 0 | 0 | 0 | 0 | 0 | 0 | 0 | 0 | 0 | 0 | 0 | 0 | 0 | 0 | 0 | 0 | 0 | 0 | 0 | 0 | 0 | 0 | 0 | 0 | 0 | 0 | 0 | 0 | 0 | 0 | 0 | 0 | 0 | 0 | 0 | 0 | 0 | 0 | 0 | 0 | 0 | 0 | 0 | 0 | 0 | 0 | 0 | 0
Ach | Restaurants | Office Equipment | Other office | TRC | Existing | NE5049 | ENERGY STAR certified buildings program | ENERGY STAR certified buildings program | NonEquip | 20 |  | 0% | Custom_improvement_existing | 11% | 0 | 0 | 0 | 0 | 0 | 0 | 0 | 0 | 0 | 0 | 0 | 0 | 0 | 0 | 0 | 0 | 0 | 0 | 0 | 0 | 0 | 0 | 0 | 0 | 0 | 0 | 0 | 0 | 0 | 0 | 0 | 0 | 0 | 0 | 0 | 0 | 0 | 0 | 0 | 0 | 0 | 0 | 0 | 0 | 0 | 0 | 0 | 0 | 0 | 0 | 0 | 0 | 0 | 0 | 0 | 0 | 0 | 0 | 0 | 0 | 0 | 0 | 0 | 0 | 0 | 0 | 0 | 0 | 0 | 0 | 0 | 0 | 0 | 0 | 0 | 0 | 0 | 0 | 0 | 0 | 0 | 0 | 0 | 0 | 0 | 0 | 0 | 0 | 0 | 0 | 0 | 0 | 0 | 0 | 0 | 0 | 0 | 0 | 0 | 0 | 0 | 0 | 0 | 0 | 0
Ach | Restaurants | Ventilation and Circulation | Motor/Fan | TRC | New | NN5192 | ENERGY STAR certified buildings program | ENERGY STAR certified buildings program | NonEquip | 20 |  | 0% | Custom_improvement | 11% | 0 | 0 | 0 | 0 | 0 | 0 | 0 | 0 | 0 | 0 | 0 | 0 | 0 | 0 | 0 | 0 | 0 | 0 | 0 | 0 | 0 | 0 | 0 | 0 | 0 | 0 | 0 | 0 | 0 | 0 | 0 | 0 | 0 | 0 | 0 | 0 | 0 | 0 | 0 | 0 | 0 | 0 | 0 | 0 | 0 | 0 | 0 | 0 | 0 | 0 | 0 | 0 | 0 | 0 | 0 | 0 | 0 | 0 | 0 | 0 | 0 | 0 | 0 | 0 | 0 | 0 | 0 | 0 | 0 | 0 | 0 | 0 | 0 | 0 | 0 | 0 | 0 | 0 | 0 | 0 | 0 | 0 | 0 | 0 | 0 | 0 | 0 | 0 | 0 | 0 | 0 | 0 | 0 | 0 | 0 | 0 | 0 | 0 | 0 | 0 | 0 | 0 | 0 | 0 | 0
Ach | Restaurants | Ventilation and Circulation | Motor/Fan | TRC | Existing | NE5179 | ENERGY STAR certified buildings program | ENERGY STAR certified buildings program | NonEquip | 20 |  | 0% | Custom_improvement_existing | 11% | 0 | 0 | 0 | 0 | 0 | 0 | 0 | 0 | 0 | 0 | 0 | 0 | 0 | 0 | 0 | 0 | 0 | 0 | 0 | 0 | 0 | 0 | 0 | 0 | 0 | 0 | 0 | 0 | 0 | 0 | 0 | 0 | 0 | 0 | 0 | 0 | 0 | 0 | 0 | 0 | 0 | 0 | 0 | 0 | 0 | 0 | 0 | 0 | 0 | 0 | 0 | 0 | 0 | 0 | 0 | 0 | 0 | 0 | 0 | 0 | 0 | 0 | 0 | 0 | 0 | 0 | 0 | 0 | 0 | 0 | 0 | 0 | 0 | 0 | 0 | 0 | 0 | 0 | 0 | 0 | 0 | 0 | 0 | 0 | 0 | 0 | 0 | 0 | 0 | 0 | 0 | 0 | 0 | 0 | 0 | 0 | 0 | 0 | 0 | 0 | 0 | 0 | 0 | 0 | 0
Ach | Restaurants | Miscellaneous | Medical equipment | TRC | New | NN5244 | ENERGY STAR certified buildings program | ENERGY STAR certified buildings program | NonEquip | 20 |  | 0% | Custom_improvement | 11% | 0 | 0 | 0 | 0 | 0 | 0 | 0 | 0 | 0 | 0 | 0 | 0 | 0 | 0 | 0 | 0 | 0 | 0 | 0 | 0 | 0 | 0 | 0 | 0 | 0 | 0 | 0 | 0 | 0 | 0 | 0 | 0 | 0 | 0 | 0 | 0 | 0 | 0 | 0 | 0 | 0 | 0 | 0 | 0 | 0 | 0 | 0 | 0 | 0 | 0 | 0 | 0 | 0 | 0 | 0 | 0 | 0 | 0 | 0 | 0 | 0 | 0 | 0 | 0 | 0 | 0 | 0 | 0 | 0 | 0 | 0 | 0 | 0 | 0 | 0 | 0 | 0 | 0 | 0 | 0 | 0 | 0 | 0 | 0 | 0 | 0 | 0 | 0 | 0 | 0 | 0 | 0 | 0 | 0 | 0 | 0 | 0 | 0 | 0 | 0 | 0 | 0 | 0 | 0 | 0
Ach | Restaurants | Miscellaneous | Medical equipment | TRC | New | NN4542 | VSD Controlled Compressor | VSD Controlled Compressor | NonEquip | 15 | Others | 0% | Prescriptive_ECM | 20.79% | 0 | 0 | 0 | 0 | 0 | 0 | 0 | 0 | 0 | 0 | 0 | 0 | 0 | 0 | 0 | 0 | 0 | 0 | 0 | 0 | 0 | 0 | 0 | 0 | 0 | 0 | 0 | 0 | 0 | 0 | 0 | 0 | 0 | 0 | 0 | 0 | 0 | 0 | 0 | 0 | 0 | 0 | 0 | 0 | 0 | 0 | 0 | 0 | 0 | 0 | 0 | 0 | 0 | 0 | 0 | 0 | 0 | 0 | 0 | 0 | 0 | 0 | 0 | 0 | 0 | 0 | 0 | 0 | 0 | 0 | 0 | 0 | 0 | 0 | 0 | 0 | 0 | 0 | 0 | 0 | 0 | 0 | 0 | 0 | 0 | 0 | 0 | 0 | 0 | 0 | 0 | 0 | 0 | 0 | 0 | 0 | 0 | 0 | 0 | 0 | 0 | 0 | 0 | 0 | 0
Ach | Restaurants | Miscellaneous | Medical equipment | TRC | Existing | NE5231 | ENERGY STAR certified buildings program | ENERGY STAR certified buildings program | NonEquip | 20 |  | 0% | Custom_improvement_existing | 11% | 0 | 0 | 0 | 0 | 0 | 0 | 0 | 0 | 0 | 0 | 0 | 0 | 0 | 0 | 0 | 0 | 0 | 0 | 0 | 0 | 0 | 0 | 0 | 0 | 0 | 0 | 0 | 0 | 0 | 0 | 0 | 0 | 0 | 0 | 0 | 0 | 0 | 0 | 0 | 0 | 0 | 0 | 0 | 0 | 0 | 0 | 0 | 0 | 0 | 0 | 0 | 0 | 0 | 0 | 0 | 0 | 0 | 0 | 0 | 0 | 0 | 0 | 0 | 0 | 0 | 0 | 0 | 0 | 0 | 0 | 0 | 0 | 0 | 0 | 0 | 0 | 0 | 0 | 0 | 0 | 0 | 0 | 0 | 0 | 0 | 0 | 0 | 0 | 0 | 0 | 0 | 0 | 0 | 0 | 0 | 0 | 0 | 0 | 0 | 0 | 0 | 0 | 0 | 0 | 0
Ach | Restaurants | Miscellaneous | Medical equipment | TRC | Existing | NE4529 | VSD Controlled Compressor | VSD Controlled Compressor | NonEquip | 15 | Others | 0% | Prescriptive_ECM_existing | 20.79% | 0 | 0 | 0 | 0 | 0 | 0 | 0 | 0 | 0 | 0 | 0 | 0 | 0 | 0 | 0 | 0 | 0 | 0 | 0 | 0 | 0 | 0 | 0 | 0 | 0 | 0 | 0 | 0 | 0 | 0 | 0 | 0 | 0 | 0 | 0 | 0 | 0 | 0 | 0 | 0 | 0 | 0 | 0 | 0 | 0 | 0 | 0 | 0 | 0 | 0 | 0 | 0 | 0 | 0 | 0 | 0 | 0 | 0 | 0 | 0 | 0 | 0 | 0 | 0 | 0 | 0 | 0 | 0 | 0 | 0 | 0 | 0 | 0 | 0 | 0 | 0 | 0 | 0 | 0 | 0 | 0 | 0 | 0 | 0 | 0 | 0 | 0 | 0 | 0 | 0 | 0 | 0 | 0 | 0 | 0 | 0 | 0 | 0 | 0 | 0 | 0 | 0 | 0 | 0 | 0
Ach | Restaurants | Refrigeration | Large cold storage | TRC | New | NN5114 | ENERGY STAR certified buildings program | ENERGY STAR certified buildings program | NonEquip | 20 |  | 0% | Custom_improvement | 11% | 0 | 0 | 0 | 0 | 0 | 0 | 0 | 0 | 0 | 0 | 0 | 0 | 0 | 0 | 0 | 0 | 0 | 0 | 0 | 0 | 0 | 0 | 0 | 0 | 0 | 0 | 0 | 0 | 0 | 0 | 0 | 0 | 0 | 0 | 0 | 0 | 0 | 0 | 0 | 0 | 0 | 0 | 0 | 0 | 0 | 0 | 0 | 0 | 0 | 0 | 0 | 0 | 0 | 0 | 0 | 0 | 0 | 0 | 0 | 0 | 0 | 0 | 0 | 0 | 0 | 0 | 0 | 0 | 0 | 0 | 0 | 0 | 0 | 0 | 0 | 0 | 0 | 0 | 0 | 0 | 0 | 0 | 0 | 0 | 0 | 0 | 0 | 0 | 0 | 0 | 0 | 0 | 0 | 0 | 0 | 0 | 0 | 0 | 0 | 0 | 0 | 0 | 0 | 0 | 0
Ach | Restaurants | Refrigeration | Large cold storage | TRC | New | NN4828 | PSC to ECM Evaporator Fan Motor (Reach-In) | PSC to ECM Evaporator Fan Motor (Reach-In) | NonEquip | 15 | Display cases | 0% | Prescriptive_ECM | 37.5% | 0 | 0 | 0 | 0 | 0 | 0 | 0 | 0 | 0 | 0 | 0 | 0 | 0 | 0 | 0 | 0 | 0 | 0 | 0 | 0 | 0 | 0 | 0 | 0 | 0 | 0 | 0 | 0 | 0 | 0 | 0 | 0 | 0 | 0 | 0 | 0 | 0 | 0 | 0 | 0 | 0 | 0 | 0 | 0 | 0 | 0 | 0 | 0 | 0 | 0 | 0 | 0 | 0 | 0 | 0 | 0 | 0 | 0 | 0 | 0 | 0 | 0 | 0 | 0 | 0 | 0 | 0 | 0 | 0 | 0 | 0 | 0 | 0 | 0 | 0 | 0 | 0 | 0 | 0 | 0 | 0 | 0 | 0 | 0 | 0 | 0 | 0 | 0 | 0 | 0 | 0 | 0 | 0 | 0 | 0 | 0 | 0 | 0 | 0 | 0 | 0 | 0 | 0 | 0 | 0
Ach | Restaurants | Refrigeration | Large cold storage | TRC | Existing | NE5101 | ENERGY STAR certified buildings program | ENERGY STAR certified buildings program | NonEquip | 20 |  | 0% | Custom_improvement_existing | 11% | 0 | 0 | 0 | 0 | 0 | 0 | 0 | 0 | 0 | 0 | 0 | 0 | 0 | 0 | 0 | 0 | 0 | 0 | 0 | 0 | 0 | 0 | 0 | 0 | 0 | 0 | 0 | 0 | 0 | 0 | 0 | 0 | 0 | 0 | 0 | 0 | 0 | 0 | 0 | 0 | 0 | 0 | 0 | 0 | 0 | 0 | 0 | 0 | 0 | 0 | 0 | 0 | 0 | 0 | 0 | 0 | 0 | 0 | 0 | 0 | 0 | 0 | 0 | 0 | 0 | 0 | 0 | 0 | 0 | 0 | 0 | 0 | 0 | 0 | 0 | 0 | 0 | 0 | 0 | 0 | 0 | 0 | 0 | 0 | 0 | 0 | 0 | 0 | 0 | 0 | 0 | 0 | 0 | 0 | 0 | 0 | 0 | 0 | 0 | 0 | 0 | 0 | 0 | 0 | 0
Ach | Restaurants | Refrigeration | Large cold storage | TRC | Existing | NE4815 | PSC to ECM Evaporator Fan Motor (Reach-In) | PSC to ECM Evaporator Fan Motor (Reach-In) | NonEquip | 15 | Display cases | 0% | Prescriptive_ECM_existing | 37.5% | 0 | 0 | 0 | 0 | 0 | 0 | 0 | 0 | 0 | 0 | 0 | 0 | 0 | 0 | 0 | 0 | 0 | 0 | 0 | 0 | 0 | 0 | 0 | 0 | 0 | 0 | 0 | 0 | 0 | 0 | 0 | 0 | 0 | 0 | 0 | 0 | 0 | 0 | 0 | 0 | 0 | 0 | 0 | 0 | 0 | 0 | 0 | 0 | 0 | 0 | 0 | 0 | 0 | 0 | 0 | 0 | 0 | 0 | 0 | 0 | 0 | 0 | 0 | 0 | 0 | 0 | 0 | 0 | 0 | 0 | 0 | 0 | 0 | 0 | 0 | 0 | 0 | 0 | 0 | 0 | 0 | 0 | 0 | 0 | 0 | 0 | 0 | 0 | 0 | 0 | 0 | 0 | 0 | 0 | 0 | 0 | 0 | 0 | 0 | 0 | 0 | 0 | 0 | 0 | 0
Ach | Restaurants | Miscellaneous | Laboratory equipment | TRC | New | NN5244 | ENERGY STAR certified buildings program | ENERGY STAR certified buildings program | NonEquip | 20 |  | 0% | Custom_improvement | 11% | 0 | 0 | 0 | 0 | 0 | 0 | 0 | 0 | 0 | 0 | 0 | 0 | 0 | 0 | 0 | 0 | 0 | 0 | 0 | 0 | 0 | 0 | 0 | 0 | 0 | 0 | 0 | 0 | 0 | 0 | 0 | 0 | 0 | 0 | 0 | 0 | 0 | 0 | 0 | 0 | 0 | 0 | 0 | 0 | 0 | 0 | 0 | 0 | 0 | 0 | 0 | 0 | 0 | 0 | 0 | 0 | 0 | 0 | 0 | 0 | 0 | 0 | 0 | 0 | 0 | 0 | 0 | 0 | 0 | 0 | 0 | 0 | 0 | 0 | 0 | 0 | 0 | 0 | 0 | 0 | 0 | 0 | 0 | 0 | 0 | 0 | 0 | 0 | 0 | 0 | 0 | 0 | 0 | 0 | 0 | 0 | 0 | 0 | 0 | 0 | 0 | 0 | 0 | 0 | 0
Ach | Restaurants | Miscellaneous | Laboratory equipment | TRC | New | NN4542 | VSD Controlled Compressor | VSD Controlled Compressor | NonEquip | 15 | Others | 0% | Prescriptive_ECM | 20.79% | 0 | 0 | 0 | 0 | 0 | 0 | 0 | 0 | 0 | 0 | 0 | 0 | 0 | 0 | 0 | 0 | 0 | 0 | 0 | 0 | 0 | 0 | 0 | 0 | 0 | 0 | 0 | 0 | 0 | 0 | 0 | 0 | 0 | 0 | 0 | 0 | 0 | 0 | 0 | 0 | 0 | 0 | 0 | 0 | 0 | 0 | 0 | 0 | 0 | 0 | 0 | 0 | 0 | 0 | 0 | 0 | 0 | 0 | 0 | 0 | 0 | 0 | 0 | 0 | 0 | 0 | 0 | 0 | 0 | 0 | 0 | 0 | 0 | 0 | 0 | 0 | 0 | 0 | 0 | 0 | 0 | 0 | 0 | 0 | 0 | 0 | 0 | 0 | 0 | 0 | 0 | 0 | 0 | 0 | 0 | 0 | 0 | 0 | 0 | 0 | 0 | 0 | 0 | 0 | 0
Ach | Restaurants | Miscellaneous | Laboratory equipment | TRC | Existing | NE5231 | ENERGY STAR certified buildings program | ENERGY STAR certified buildings program | NonEquip | 20 |  | 0% | Custom_improvement_existing | 11% | 0 | 0 | 0 | 0 | 0 | 0 | 0 | 0 | 0 | 0 | 0 | 0 | 0 | 0 | 0 | 0 | 0 | 0 | 0 | 0 | 0 | 0 | 0 | 0 | 0 | 0 | 0 | 0 | 0 | 0 | 0 | 0 | 0 | 0 | 0 | 0 | 0 | 0 | 0 | 0 | 0 | 0 | 0 | 0 | 0 | 0 | 0 | 0 | 0 | 0 | 0 | 0 | 0 | 0 | 0 | 0 | 0 | 0 | 0 | 0 | 0 | 0 | 0 | 0 | 0 | 0 | 0 | 0 | 0 | 0 | 0 | 0 | 0 | 0 | 0 | 0 | 0 | 0 | 0 | 0 | 0 | 0 | 0 | 0 | 0 | 0 | 0 | 0 | 0 | 0 | 0 | 0 | 0 | 0 | 0 | 0 | 0 | 0 | 0 | 0 | 0 | 0 | 0 | 0 | 0
Ach | Restaurants | Miscellaneous | Laboratory equipment | TRC | Existing | NE4529 | VSD Controlled Compressor | VSD Controlled Compressor | NonEquip | 15 | Others | 0% | Prescriptive_ECM_existing | 20.79% | 0 | 0 | 0 | 0 | 0 | 0 | 0 | 0 | 0 | 0 | 0 | 0 | 0 | 0 | 0 | 0 | 0 | 0 | 0 | 0 | 0 | 0 | 0 | 0 | 0 | 0 | 0 | 0 | 0 | 0 | 0 | 0 | 0 | 0 | 0 | 0 | 0 | 0 | 0 | 0 | 0 | 0 | 0 | 0 | 0 | 0 | 0 | 0 | 0 | 0 | 0 | 0 | 0 | 0 | 0 | 0 | 0 | 0 | 0 | 0 | 0 | 0 | 0 | 0 | 0 | 0 | 0 | 0 | 0 | 0 | 0 | 0 | 0 | 0 | 0 | 0 | 0 | 0 | 0 | 0 | 0 | 0 | 0 | 0 | 0 | 0 | 0 | 0 | 0 | 0 | 0 | 0 | 0 | 0 | 0 | 0 | 0 | 0 | 0 | 0 | 0 | 0 | 0 | 0 | 0
Ach | Restaurants | Ventilation and Circulation | Individual room ventilation | TRC | New | NN5192 | ENERGY STAR certified buildings program | ENERGY STAR certified buildings program | NonEquip | 20 |  | 0% | Custom_improvement | 11% | 0 | 0 | 0 | 0 | 0 | 0 | 0 | 0 | 0 | 0 | 0 | 0 | 0 | 0 | 0 | 0 | 0 | 0 | 0 | 0 | 0 | 0 | 0 | 0 | 0 | 0 | 0 | 0 | 0 | 0 | 0 | 0 | 0 | 0 | 0 | 0 | 0 | 0 | 0 | 0 | 0 | 0 | 0 | 0 | 0 | 0 | 0 | 0 | 0 | 0 | 0 | 0 | 0 | 0 | 0 | 0 | 0 | 0 | 0 | 0 | 0 | 0 | 0 | 0 | 0 | 0 | 0 | 0 | 0 | 0 | 0 | 0 | 0 | 0 | 0 | 0 | 0 | 0 | 0 | 0 | 0 | 0 | 0 | 0 | 0 | 0 | 0 | 0 | 0 | 0 | 0 | 0 | 0 | 0 | 0 | 0 | 0 | 0 | 0 | 0 | 0 | 0 | 0 | 0 | 0
Ach | Restaurants | Ventilation and Circulation | Individual room ventilation | TRC | Existing | NE5179 | ENERGY STAR certified buildings program | ENERGY STAR certified buildings program | NonEquip | 20 |  | 0% | Custom_improvement_existing | 11% | 0 | 0 | 0 | 0 | 0 | 0 | 0 | 0 | 0 | 0 | 0 | 0 | 0 | 0 | 0 | 0 | 0 | 0 | 0 | 0 | 0 | 0 | 0 | 0 | 0 | 0 | 0 | 0 | 0 | 0 | 0 | 0 | 0 | 0 | 0 | 0 | 0 | 0 | 0 | 0 | 0 | 0 | 0 | 0 | 0 | 0 | 0 | 0 | 0 | 0 | 0 | 0 | 0 | 0 | 0 | 0 | 0 | 0 | 0 | 0 | 0 | 0 | 0 | 0 | 0 | 0 | 0 | 0 | 0 | 0 | 0 | 0 | 0 | 0 | 0 | 0 | 0 | 0 | 0 | 0 | 0 | 0 | 0 | 0 | 0 | 0 | 0 | 0 | 0 | 0 | 0 | 0 | 0 | 0 | 0 | 0 | 0 | 0 | 0 | 0 | 0 | 0 | 0 | 0 | 0
Ach | Restaurants | Space Heating | Individual room heating | TRC | New | NN5140 | ENERGY STAR certified buildings program | ENERGY STAR certified buildings program | NonEquip | 20 |  | 0% | Custom_improvement | 11% | 0 | 0 | 0 | 0 | 0 | 0 | 0 | 0 | 0 | 0 | 0 | 0 | 0 | 0 | 0 | 0 | 0 | 0 | 0 | 0 | 0 | 0 | 0 | 0 | 0 | 0 | 0 | 0 | 0 | 0 | 0 | 0 | 0 | 0 | 0 | 0 | 0 | 0 | 0 | 0 | 0 | 0 | 0 | 0 | 0 | 0 | 0 | 0 | 0 | 0 | 0 | 0 | 0 | 0 | 0 | 0 | 0 | 0 | 0 | 0 | 0 | 0 | 0 | 0 | 0 | 0 | 0 | 0 | 0 | 0 | 0 | 0 | 0 | 0 | 0 | 0 | 0 | 0 | 0 | 0 | 0 | 0 | 0 | 0 | 0 | 0 | 0 | 0 | 0 | 0 | 0 | 0 | 0 | 0 | 0 | 0 | 0 | 0 | 0 | 0 | 0 | 0 | 0 | 0 | 0
Ach | Restaurants | Space Heating | Individual room heating | TRC | New | NN3190 | Ceiling Insulation(R2 to R38) | Ceiling Insulation(R2 to R38) | NonEquip | 20 |  | 0% | Prescriptive_hvac | 14.98% | 0 | 0 | 0 | 0 | 0 | 0 | 0 | 0 | 0 | 0 | 0 | 0 | 0 | 0 | 0 | 0 | 0 | 0 | 0 | 0 | 0 | 0 | 0 | 0 | 0 | 0 | 0 | 0 | 0 | 0 | 0 | 0 | 0 | 0 | 0 | 0 | 0 | 0 | 0 | 0 | 0 | 0 | 0 | 0 | 0 | 0 | 0 | 0 | 0 | 0 | 0 | 0 | 0 | 0 | 0 | 0 | 0 | 0 | 0 | 0 | 0 | 0 | 0 | 0 | 0 | 0 | 0 | 0 | 0 | 0 | 0 | 0 | 0 | 0 | 0 | 0 | 0 | 0 | 0 | 0 | 0 | 0 | 0 | 0 | 0 | 0 | 0 | 0 | 0 | 0 | 0 | 0 | 0 | 0 | 0 | 0 | 0 | 0 | 0 | 0 | 0 | 0 | 0 | 0 | 0
Ach | Restaurants | Space Heating | Individual room heating | TRC | Existing | NE5127 | ENERGY STAR certified buildings program | ENERGY STAR certified buildings program | NonEquip | 20 |  | 0% | Custom_improvement_existing | 11% | 0 | 0 | 0 | 0 | 0 | 0 | 0 | 0 | 0 | 0 | 0 | 0 | 0 | 0 | 0 | 0 | 0 | 0 | 0 | 0 | 0 | 0 | 0 | 0 | 0 | 0 | 0 | 0 | 0 | 0 | 0 | 0 | 0 | 0 | 0 | 0 | 0 | 0 | 0 | 0 | 0 | 0 | 0 | 0 | 0 | 0 | 0 | 0 | 0 | 0 | 0 | 0 | 0 | 0 | 0 | 0 | 0 | 0 | 0 | 0 | 0 | 0 | 0 | 0 | 0 | 0 | 0 | 0 | 0 | 0 | 0 | 0 | 0 | 0 | 0 | 0 | 0 | 0 | 0 | 0 | 0 | 0 | 0 | 0 | 0 | 0 | 0 | 0 | 0 | 0 | 0 | 0 | 0 | 0 | 0 | 0 | 0 | 0 | 0 | 0 | 0 | 0 | 0 | 0 | 0
Ach | Restaurants | Space Heating | Individual room heating | TRC | Existing | NE3177 | Ceiling Insulation(R2 to R38) | Ceiling Insulation(R2 to R38) | NonEquip | 20 |  | 0% | Prescriptive_hvac_existing | 16.53% | 0 | 0 | 0 | 0 | 0 | 0 | 0 | 0 | 0 | 0 | 0 | 0 | 0 | 0 | 0 | 0 | 0 | 0 | 0 | 0 | 0 | 0 | 0 | 0 | 0 | 0 | 0 | 0 | 0 | 0 | 0 | 0 | 0 | 0 | 0 | 0 | 0 | 0 | 0 | 0 | 0 | 0 | 0 | 0 | 0 | 0 | 0 | 0 | 0 | 0 | 0 | 0 | 0 | 0 | 0 | 0 | 0 | 0 | 0 | 0 | 0 | 0 | 0 | 0 | 0 | 0 | 0 | 0 | 0 | 0 | 0 | 0 | 0 | 0 | 0 | 0 | 0 | 0 | 0 | 0 | 0 | 0 | 0 | 0 | 0 | 0 | 0 | 0 | 0 | 0 | 0 | 0 | 0 | 0 | 0 | 0 | 0 | 0 | 0 | 0 | 0 | 0 | 0 | 0 | 0
Ach | Restaurants | Space Cooling | Individual room air conditioners | TRC | New | NN5166 | ENERGY STAR certified buildings program | ENERGY STAR certified buildings program | NonEquip | 20 |  | 0% | Custom_improvement | 11% | 0 | 0 | 0 | 0 | 0 | 0 | 0 | 0 | 0 | 0 | 0 | 0 | 0 | 0 | 0 | 0 | 0 | 0 | 0 | 0 | 0 | 0 | 0 | 0 | 0 | 0 | 0 | 0 | 0 | 0 | 0 | 0 | 0 | 0 | 0 | 0 | 0 | 0 | 0 | 0 | 0 | 0 | 0 | 0 | 0 | 0 | 0 | 0 | 0 | 0 | 0 | 0 | 0 | 0 | 0 | 0 | 0 | 0 | 0 | 0 | 0 | 0 | 0 | 0 | 0 | 0 | 0 | 0 | 0 | 0 | 0 | 0 | 0 | 0 | 0 | 0 | 0 | 0 | 0 | 0 | 0 | 0 | 0 | 0 | 0 | 0 | 0 | 0 | 0 | 0 | 0 | 0 | 0 | 0 | 0 | 0 | 0 | 0 | 0 | 0 | 0 | 0 | 0 | 0 | 0
Ach | Restaurants | Space Cooling | Individual room air conditioners | TRC | New | NN3216 | Ceiling Insulation(R2 to R38) | Ceiling Insulation(R2 to R38) | NonEquip | 20 |  | 0% | Prescriptive_hvac | 4.173% | 0 | 0 | 0 | 0 | 0 | 0 | 0 | 0 | 0 | 0 | 0 | 0 | 0 | 0 | 0 | 0 | 0 | 0 | 0 | 0 | 0 | 0 | 0 | 0 | 0 | 0 | 0 | 0 | 0 | 0 | 0 | 0 | 0 | 0 | 0 | 0 | 0 | 0 | 0 | 0 | 0 | 0 | 0 | 0 | 0 | 0 | 0 | 0 | 0 | 0 | 0 | 0 | 0 | 0 | 0 | 0 | 0 | 0 | 0 | 0 | 0 | 0 | 0 | 0 | 0 | 0 | 0 | 0 | 0 | 0 | 0 | 0 | 0 | 0 | 0 | 0 | 0 | 0 | 0 | 0 | 0 | 0 | 0 | 0 | 0 | 0 | 0 | 0 | 0 | 0 | 0 | 0 | 0 | 0 | 0 | 0 | 0 | 0 | 0 | 0 | 0 | 0 | 0 | 0 | 0
Ach | Restaurants | Space Cooling | Individual room air conditioners | TRC | Existing | NE5153 | ENERGY STAR certified buildings program | ENERGY STAR certified buildings program | NonEquip | 20 |  | 0% | Custom_improvement_existing | 11% | 0 | 0 | 0 | 0 | 0 | 0 | 0 | 0 | 0 | 0 | 0 | 0 | 0 | 0 | 0 | 0 | 0 | 0 | 0 | 0 | 0 | 0 | 0 | 0 | 0 | 0 | 0 | 0 | 0 | 0 | 0 | 0 | 0 | 0 | 0 | 0 | 0 | 0 | 0 | 0 | 0 | 0 | 0 | 0 | 0 | 0 | 0 | 0 | 0 | 0 | 0 | 0 | 0 | 0 | 0 | 0 | 0 | 0 | 0 | 0 | 0 | 0 | 0 | 0 | 0 | 0 | 0 | 0 | 0 | 0 | 0 | 0 | 0 | 0 | 0 | 0 | 0 | 0 | 0 | 0 | 0 | 0 | 0 | 0 | 0 | 0 | 0 | 0 | 0 | 0 | 0 | 0 | 0 | 0 | 0 | 0 | 0 | 0 | 0 | 0 | 0 | 0 | 0 | 0 | 0
Ach | Restaurants | Space Cooling | Individual room air conditioners | TRC | Existing | NE3203 | Ceiling Insulation(R2 to R38) | Ceiling Insulation(R2 to R38) | NonEquip | 20 |  | 0% | Prescriptive_hvac_existing | 4.173% | 0 | 0 | 0 | 0 | 0 | 0 | 0 | 0 | 0 | 0 | 0 | 0 | 0 | 0 | 0 | 0 | 0 | 0 | 0 | 0 | 0 | 0 | 0 | 0 | 0 | 0 | 0 | 0 | 0 | 0 | 0 | 0 | 0 | 0 | 0 | 0 | 0 | 0 | 0 | 0 | 0 | 0 | 0 | 0 | 0 | 0 | 0 | 0 | 0 | 0 | 0 | 0 | 0 | 0 | 0 | 0 | 0 | 0 | 0 | 0 | 0 | 0 | 0 | 0 | 0 | 0 | 0 | 0 | 0 | 0 | 0 | 0 | 0 | 0 | 0 | 0 | 0 | 0 | 0 | 0 | 0 | 0 | 0 | 0 | 0 | 0 | 0 | 0 | 0 | 0 | 0 | 0 | 0 | 0 | 0 | 0 | 0 | 0 | 0 | 0 | 0 | 0 | 0 | 0 | 0
Ach | Restaurants | Interior Lighting | High bay | TRC | New | NN5010 | ENERGY STAR certified buildings program | ENERGY STAR certified buildings program | NonEquip | 20 |  | 0% | Custom_improvement | 11% | 0 | 0 | 0 | 0 | 0 | 0 | 0 | 0 | 0 | 0 | 0 | 0 | 0 | 0 | 0 | 0 | 0 | 0 | 0 | 0 | 0 | 0 | 0 | 0 | 0 | 0 | 0 | 0 | 0 | 0 | 0 | 0 | 0 | 0 | 0 | 0 | 0 | 0 | 0 | 0 | 0 | 0 | 0 | 0 | 0 | 0 | 0 | 0 | 0 | 0 | 0 | 0 | 0 | 0 | 0 | 0 | 0 | 0 | 0 | 0 | 0 | 0 | 0 | 0 | 0 | 0 | 0 | 0 | 0 | 0 | 0 | 0 | 0 | 0 | 0 | 0 | 0 | 0 | 0 | 0 | 0 | 0 | 0 | 0 | 0 | 0 | 0 | 0 | 0 | 0 | 0 | 0 | 0 | 0 | 0 | 0 | 0 | 0 | 0 | 0 | 0 | 0 | 0 | 0 | 0
Ach | Restaurants | Interior Lighting | High bay | TRC | Existing | NE4997 | ENERGY STAR certified buildings program | ENERGY STAR certified buildings program | NonEquip | 20 |  | 0% | Custom_improvement_existing | 11% | 0 | 0 | 0 | 0 | 0 | 0 | 0 | 0 | 0 | 0 | 0 | 0 | 0 | 0 | 0 | 0 | 0 | 0 | 0 | 0 | 0 | 0 | 0 | 0 | 0 | 0 | 0 | 0 | 0 | 0 | 0 | 0 | 0 | 0 | 0 | 0 | 0 | 0 | 0 | 0 | 0 | 0 | 0 | 0 | 0 | 0 | 0 | 0 | 0 | 0 | 0 | 0 | 0 | 0 | 0 | 0 | 0 | 0 | 0 | 0 | 0 | 0 | 0 | 0 | 0 | 0 | 0 | 0 | 0 | 0 | 0 | 0 | 0 | 0 | 0 | 0 | 0 | 0 | 0 | 0 | 0 | 0 | 0 | 0 | 0 | 0 | 0 | 0 | 0 | 0 | 0 | 0 | 0 | 0 | 0 | 0 | 0 | 0 | 0 | 0 | 0 | 0 | 0 | 0 | 0
Ach | Restaurants | Cooking | Fryer | TRC | New | NN5088 | ENERGY STAR certified buildings program | ENERGY STAR certified buildings program | NonEquip | 20 |  | 0% | Custom_improvement | 11% | 0 | 0 | 0 | 0 | 0 | 0 | 0 | 0 | 0 | 0 | 0 | 0 | 0 | 0 | 0 | 0 | 0 | 0 | 0 | 0 | 0 | 0 | 0 | 0 | 0 | 0 | 0 | 0 | 0 | 0 | 0 | 0 | 0 | 0 | 0 | 0 | 0 | 0 | 0 | 0 | 0 | 0 | 0 | 0 | 0 | 0 | 0 | 0 | 0 | 0 | 0 | 0 | 0 | 0 | 0 | 0 | 0 | 0 | 0 | 0 | 0 | 0 | 0 | 0 | 0 | 0 | 0 | 0 | 0 | 0 | 0 | 0 | 0 | 0 | 0 | 0 | 0 | 0 | 0 | 0 | 0 | 0 | 0 | 0 | 0 | 0 | 0 | 0 | 0 | 0 | 0 | 0 | 0 | 0 | 0 | 0 | 0 | 0 | 0 | 0 | 0 | 0 | 0 | 0 | 0
Ach | Restaurants | Cooking | Fryer | TRC | Existing | NE5075 | ENERGY STAR certified buildings program | ENERGY STAR certified buildings program | NonEquip | 20 |  | 0% | Custom_improvement_existing | 11% | 0 | 0 | 0 | 0 | 0 | 0 | 0 | 0 | 0 | 0 | 0 | 0 | 0 | 0 | 0 | 0 | 0 | 0 | 0 | 0 | 0 | 0 | 0 | 0 | 0 | 0 | 0 | 0 | 0 | 0 | 0 | 0 | 0 | 0 | 0 | 0 | 0 | 0 | 0 | 0 | 0 | 0 | 0 | 0 | 0 | 0 | 0 | 0 | 0 | 0 | 0 | 0 | 0 | 0 | 0 | 0 | 0 | 0 | 0 | 0 | 0 | 0 | 0 | 0 | 0 | 0 | 0 | 0 | 0 | 0 | 0 | 0 | 0 | 0 | 0 | 0 | 0 | 0 | 0 | 0 | 0 | 0 | 0 | 0 | 0 | 0 | 0 | 0 | 0 | 0 | 0 | 0 | 0 | 0 | 0 | 0 | 0 | 0 | 0 | 0 | 0 | 0 | 0 | 0 | 0
Ach | Restaurants | Space Heating | Forced air furnace | TRC | New | NN5140 | ENERGY STAR certified buildings program | ENERGY STAR certified buildings program | NonEquip | 20 |  | 0% | Custom_improvement | 11% | 0 | 0 | 0 | 0 | 0 | 0 | 0 | 0 | 0 | 0 | 0 | 0 | 0 | 0 | 0 | 0 | 0 | 0 | 0 | 0 | 0 | 0 | 0 | 0 | 0 | 0 | 0 | 0 | 0 | 0 | 0 | 0 | 0 | 0 | 0 | 0 | 0 | 0 | 0 | 0 | 0 | 0 | 0 | 0 | 0 | 0 | 0 | 0 | 0 | 0 | 0 | 0 | 0 | 0 | 0 | 0 | 0 | 0 | 0 | 0 | 0 | 0 | 0 | 0 | 0 | 0 | 0 | 0 | 0 | 0 | 0 | 0 | 0 | 0 | 0 | 0 | 0 | 0 | 0 | 0 | 0 | 0 | 0 | 0 | 0 | 0 | 0 | 0 | 0 | 0 | 0 | 0 | 0 | 0 | 0 | 0 | 0 | 0 | 0 | 0 | 0 | 0 | 0 | 0 | 0
Ach | Restaurants | Space Heating | Forced air furnace | TRC | New | NN3190 | Ceiling Insulation(R2 to R38) | Ceiling Insulation(R2 to R38) | NonEquip | 20 |  | 0% | Prescriptive_hvac | 14.98% | 0 | 0 | 0 | 0 | 0 | 0 | 0 | 0 | 0 | 0 | 0 | 0 | 0 | 0 | 0 | 0 | 0 | 0 | 0 | 0 | 0 | 0 | 0 | 0 | 0 | 0 | 0 | 0 | 0 | 0 | 0 | 0 | 0 | 0 | 0 | 0 | 0 | 0 | 0 | 0 | 0 | 0 | 0 | 0 | 0 | 0 | 0 | 0 | 0 | 0 | 0 | 0 | 0 | 0 | 0 | 0 | 0 | 0 | 0 | 0 | 0 | 0 | 0 | 0 | 0 | 0 | 0 | 0 | 0 | 0 | 0 | 0 | 0 | 0 | 0 | 0 | 0 | 0 | 0 | 0 | 0 | 0 | 0 | 0 | 0 | 0 | 0 | 0 | 0 | 0 | 0 | 0 | 0 | 0 | 0 | 0 | 0 | 0 | 0 | 0 | 0 | 0 | 0 | 0 | 0
Ach | Restaurants | Space Heating | Forced air furnace | TRC | Existing | NE5127 | ENERGY STAR certified buildings program | ENERGY STAR certified buildings program | NonEquip | 20 |  | 0% | Custom_improvement_existing | 11% | 0 | 0 | 0 | 0 | 0 | 0 | 0 | 0 | 0 | 0 | 0 | 0 | 0 | 0 | 0 | 0 | 0 | 0 | 0 | 0 | 0 | 0 | 0 | 0 | 0 | 0 | 0 | 0 | 0 | 0 | 0 | 0 | 0 | 0 | 0 | 0 | 0 | 0 | 0 | 0 | 0 | 0 | 0 | 0 | 0 | 0 | 0 | 0 | 0 | 0 | 0 | 0 | 0 | 0 | 0 | 0 | 0 | 0 | 0 | 0 | 0 | 0 | 0 | 0 | 0 | 0 | 0 | 0 | 0 | 0 | 0 | 0 | 0 | 0 | 0 | 0 | 0 | 0 | 0 | 0 | 0 | 0 | 0 | 0 | 0 | 0 | 0 | 0 | 0 | 0 | 0 | 0 | 0 | 0 | 0 | 0 | 0 | 0 | 0 | 0 | 0 | 0 | 0 | 0 | 0
Ach | Restaurants | Space Heating | Forced air furnace | TRC | Existing | NE3177 | Ceiling Insulation(R2 to R38) | Ceiling Insulation(R2 to R38) | NonEquip | 20 |  | 0% | Prescriptive_hvac_existing | 16.53% | 0 | 0 | 0 | 0 | 0 | 0 | 0 | 0 | 0 | 0 | 0 | 0 | 0 | 0 | 0 | 0 | 0 | 0 | 0 | 0 | 0 | 0 | 0 | 0 | 0 | 0 | 0 | 0 | 0 | 0 | 0 | 0 | 0 | 0 | 0 | 0 | 0 | 0 | 0 | 0 | 0 | 0 | 0 | 0 | 0 | 0 | 0 | 0 | 0 | 0 | 0 | 0 | 0 | 0 | 0 | 0 | 0 | 0 | 0 | 0 | 0 | 0 | 0 | 0 | 0 | 0 | 0 | 0 | 0 | 0 | 0 | 0 | 0 | 0 | 0 | 0 | 0 | 0 | 0 | 0 | 0 | 0 | 0 | 0 | 0 | 0 | 0 | 0 | 0 | 0 | 0 | 0 | 0 | 0 | 0 | 0 | 0 | 0 | 0 | 0 | 0 | 0 | 0 | 0 | 0
Ach | Restaurants | Exterior Lighting | Exterior parking/lot lighting | TRC | New | NN5036 | ENERGY STAR certified buildings program | ENERGY STAR certified buildings program | NonEquip | 20 |  | 0% | Custom_improvement | 11% | 0 | 0 | 0 | 0 | 0 | 0 | 0 | 0 | 0 | 0 | 0 | 0 | 0 | 0 | 0 | 0 | 0 | 0 | 0 | 0 | 0 | 0 | 0 | 0 | 0 | 0 | 0 | 0 | 0 | 0 | 0 | 0 | 0 | 0 | 0 | 0 | 0 | 0 | 0 | 0 | 0 | 0 | 0 | 0 | 0 | 0 | 0 | 0 | 0 | 0 | 0 | 0 | 0 | 0 | 0 | 0 | 0 | 0 | 0 | 0 | 0 | 0 | 0 | 0 | 0 | 0 | 0 | 0 | 0 | 0 | 0 | 0 | 0 | 0 | 0 | 0 | 0 | 0 | 0 | 0 | 0 | 0 | 0 | 0 | 0 | 0 | 0 | 0 | 0 | 0 | 0 | 0 | 0 | 0 | 0 | 0 | 0 | 0 | 0 | 0 | 0 | 0 | 0 | 0 | 0
Ach | Restaurants | Exterior Lighting | Exterior parking/lot lighting | TRC | Existing | NE5023 | ENERGY STAR certified buildings program | ENERGY STAR certified buildings program | NonEquip | 20 |  | 0% | Custom_improvement_existing | 11% | 0 | 0 | 0 | 0 | 0 | 0 | 0 | 0 | 0 | 0 | 0 | 0 | 0 | 0 | 0 | 0 | 0 | 0 | 0 | 0 | 0 | 0 | 0 | 0 | 0 | 0 | 0 | 0 | 0 | 0 | 0 | 0 | 0 | 0 | 0 | 0 | 0 | 0 | 0 | 0 | 0 | 0 | 0 | 0 | 0 | 0 | 0 | 0 | 0 | 0 | 0 | 0 | 0 | 0 | 0 | 0 | 0 | 0 | 0 | 0 | 0 | 0 | 0 | 0 | 0 | 0 | 0 | 0 | 0 | 0 | 0 | 0 | 0 | 0 | 0 | 0 | 0 | 0 | 0 | 0 | 0 | 0 | 0 | 0 | 0 | 0 | 0 | 0 | 0 | 0 | 0 | 0 | 0 | 0 | 0 | 0 | 0 | 0 | 0 | 0 | 0 | 0 | 0 | 0 | 0
Ach | Restaurants | Exterior Lighting | Exterior marquis | TRC | New | NN5036 | ENERGY STAR certified buildings program | ENERGY STAR certified buildings program | NonEquip | 20 |  | 0% | Custom_improvement | 11% | 0 | 0 | 0 | 0 | 0 | 0 | 0 | 0 | 0 | 0 | 0 | 0 | 0 | 0 | 0 | 0 | 0 | 0 | 0 | 0 | 0 | 0 | 0 | 0 | 0 | 0 | 0 | 0 | 0 | 0 | 0 | 0 | 0 | 0 | 0 | 0 | 0 | 0 | 0 | 0 | 0 | 0 | 0 | 0 | 0 | 0 | 0 | 0 | 0 | 0 | 0 | 0 | 0 | 0 | 0 | 0 | 0 | 0 | 0 | 0 | 0 | 0 | 0 | 0 | 0 | 0 | 0 | 0 | 0 | 0 | 0 | 0 | 0 | 0 | 0 | 0 | 0 | 0 | 0 | 0 | 0 | 0 | 0 | 0 | 0 | 0 | 0 | 0 | 0 | 0 | 0 | 0 | 0 | 0 | 0 | 0 | 0 | 0 | 0 | 0 | 0 | 0 | 0 | 0 | 0
Ach | Restaurants | Exterior Lighting | Exterior marquis | TRC | Existing | NE5023 | ENERGY STAR certified buildings program | ENERGY STAR certified buildings program | NonEquip | 20 |  | 0% | Custom_improvement_existing | 11% | 0 | 0 | 0 | 0 | 0 | 0 | 0 | 0 | 0 | 0 | 0 | 0 | 0 | 0 | 0 | 0 | 0 | 0 | 0 | 0 | 0 | 0 | 0 | 0 | 0 | 0 | 0 | 0 | 0 | 0 | 0 | 0 | 0 | 0 | 0 | 0 | 0 | 0 | 0 | 0 | 0 | 0 | 0 | 0 | 0 | 0 | 0 | 0 | 0 | 0 | 0 | 0 | 0 | 0 | 0 | 0 | 0 | 0 | 0 | 0 | 0 | 0 | 0 | 0 | 0 | 0 | 0 | 0 | 0 | 0 | 0 | 0 | 0 | 0 | 0 | 0 | 0 | 0 | 0 | 0 | 0 | 0 | 0 | 0 | 0 | 0 | 0 | 0 | 0 | 0 | 0 | 0 | 0 | 0 | 0 | 0 | 0 | 0 | 0 | 0 | 0 | 0 | 0 | 0 | 0
Ach | Restaurants | Miscellaneous | Elevators/Escalators | TRC | New | NN5244 | ENERGY STAR certified buildings program | ENERGY STAR certified buildings program | NonEquip | 20 |  | 0% | Custom_improvement | 11% | 0 | 0 | 0 | 0 | 0 | 0 | 0 | 0 | 0 | 0 | 0 | 0 | 0 | 0 | 0 | 0 | 0 | 0 | 0 | 0 | 0 | 0 | 0 | 0 | 0 | 0 | 0 | 0 | 0 | 0 | 0 | 0 | 0 | 0 | 0 | 0 | 0 | 0 | 0 | 0 | 0 | 0 | 0 | 0 | 0 | 0 | 0 | 0 | 0 | 0 | 0 | 0 | 0 | 0 | 0 | 0 | 0 | 0 | 0 | 0 | 0 | 0 | 0 | 0 | 0 | 0 | 0 | 0 | 0 | 0 | 0 | 0 | 0 | 0 | 0 | 0 | 0 | 0 | 0 | 0 | 0 | 0 | 0 | 0 | 0 | 0 | 0 | 0 | 0 | 0 | 0 | 0 | 0 | 0 | 0 | 0 | 0 | 0 | 0 | 0 | 0 | 0 | 0 | 0 | 0
Ach | Restaurants | Miscellaneous | Elevators/Escalators | TRC | New | NN4542 | VSD Controlled Compressor | VSD Controlled Compressor | NonEquip | 15 | Others | 0% | Prescriptive_ECM | 20.79% | 0 | 0 | 0 | 0 | 0 | 0 | 0 | 0 | 0 | 0 | 0 | 0 | 0 | 0 | 0 | 0 | 0 | 0 | 0 | 0 | 0 | 0 | 0 | 0 | 0 | 0 | 0 | 0 | 0 | 0 | 0 | 0 | 0 | 0 | 0 | 0 | 0 | 0 | 0 | 0 | 0 | 0 | 0 | 0 | 0 | 0 | 0 | 0 | 0 | 0 | 0 | 0 | 0 | 0 | 0 | 0 | 0 | 0 | 0 | 0 | 0 | 0 | 0 | 0 | 0 | 0 | 0 | 0 | 0 | 0 | 0 | 0 | 0 | 0 | 0 | 0 | 0 | 0 | 0 | 0 | 0 | 0 | 0 | 0 | 0 | 0 | 0 | 0 | 0 | 0 | 0 | 0 | 0 | 0 | 0 | 0 | 0 | 0 | 0 | 0 | 0 | 0 | 0 | 0 | 0
Ach | Restaurants | Miscellaneous | Elevators/Escalators | TRC | Existing | NE5231 | ENERGY STAR certified buildings program | ENERGY STAR certified buildings program | NonEquip | 20 |  | 0% | Custom_improvement_existing | 11% | 0 | 0 | 0 | 0 | 0 | 0 | 0 | 0 | 0 | 0 | 0 | 0 | 0 | 0 | 0 | 0 | 0 | 0 | 0 | 0 | 0 | 0 | 0 | 0 | 0 | 0 | 0 | 0 | 0 | 0 | 0 | 0 | 0 | 0 | 0 | 0 | 0 | 0 | 0 | 0 | 0 | 0 | 0 | 0 | 0 | 0 | 0 | 0 | 0 | 0 | 0 | 0 | 0 | 0 | 0 | 0 | 0 | 0 | 0 | 0 | 0 | 0 | 0 | 0 | 0 | 0 | 0 | 0 | 0 | 0 | 0 | 0 | 0 | 0 | 0 | 0 | 0 | 0 | 0 | 0 | 0 | 0 | 0 | 0 | 0 | 0 | 0 | 0 | 0 | 0 | 0 | 0 | 0 | 0 | 0 | 0 | 0 | 0 | 0 | 0 | 0 | 0 | 0 | 0 | 0
Ach | Restaurants | Miscellaneous | Elevators/Escalators | TRC | Existing | NE4529 | VSD Controlled Compressor | VSD Controlled Compressor | NonEquip | 15 | Others | 0% | Prescriptive_ECM_existing | 20.79% | 0 | 0 | 0 | 0 | 0 | 0 | 0 | 0 | 0 | 0 | 0 | 0 | 0 | 0 | 0 | 0 | 0 | 0 | 0 | 0 | 0 | 0 | 0 | 0 | 0 | 0 | 0 | 0 | 0 | 0 | 0 | 0 | 0 | 0 | 0 | 0 | 0 | 0 | 0 | 0 | 0 | 0 | 0 | 0 | 0 | 0 | 0 | 0 | 0 | 0 | 0 | 0 | 0 | 0 | 0 | 0 | 0 | 0 | 0 | 0 | 0 | 0 | 0 | 0 | 0 | 0 | 0 | 0 | 0 | 0 | 0 | 0 | 0 | 0 | 0 | 0 | 0 | 0 | 0 | 0 | 0 | 0 | 0 | 0 | 0 | 0 | 0 | 0 | 0 | 0 | 0 | 0 | 0 | 0 | 0 | 0 | 0 | 0 | 0 | 0 | 0 | 0 | 0 | 0 | 0
Ach | Restaurants | Office Equipment | Document production | TRC | New | NN5062 | ENERGY STAR certified buildings program | ENERGY STAR certified buildings program | NonEquip | 20 |  | 0% | Custom_improvement | 11% | 0 | 0 | 0 | 0 | 0 | 0 | 0 | 0 | 0 | 0 | 0 | 0 | 0 | 0 | 0 | 0 | 0 | 0 | 0 | 0 | 0 | 0 | 0 | 0 | 0 | 0 | 0 | 0 | 0 | 0 | 0 | 0 | 0 | 0 | 0 | 0 | 0 | 0 | 0 | 0 | 0 | 0 | 0 | 0 | 0 | 0 | 0 | 0 | 0 | 0 | 0 | 0 | 0 | 0 | 0 | 0 | 0 | 0 | 0 | 0 | 0 | 0 | 0 | 0 | 0 | 0 | 0 | 0 | 0 | 0 | 0 | 0 | 0 | 0 | 0 | 0 | 0 | 0 | 0 | 0 | 0 | 0 | 0 | 0 | 0 | 0 | 0 | 0 | 0 | 0 | 0 | 0 | 0 | 0 | 0 | 0 | 0 | 0 | 0 | 0 | 0 | 0 | 0 | 0 | 0
Ach | Restaurants | Office Equipment | Document production | TRC | Existing | NE5049 | ENERGY STAR certified buildings program | ENERGY STAR certified buildings program | NonEquip | 20 |  | 0% | Custom_improvement_existing | 11% | 0 | 0 | 0 | 0 | 0 | 0 | 0 | 0 | 0 | 0 | 0 | 0 | 0 | 0 | 0 | 0 | 0 | 0 | 0 | 0 | 0 | 0 | 0 | 0 | 0 | 0 | 0 | 0 | 0 | 0 | 0 | 0 | 0 | 0 | 0 | 0 | 0 | 0 | 0 | 0 | 0 | 0 | 0 | 0 | 0 | 0 | 0 | 0 | 0 | 0 | 0 | 0 | 0 | 0 | 0 | 0 | 0 | 0 | 0 | 0 | 0 | 0 | 0 | 0 | 0 | 0 | 0 | 0 | 0 | 0 | 0 | 0 | 0 | 0 | 0 | 0 | 0 | 0 | 0 | 0 | 0 | 0 | 0 | 0 | 0 | 0 | 0 | 0 | 0 | 0 | 0 | 0 | 0 | 0 | 0 | 0 | 0 | 0 | 0 | 0 | 0 | 0 | 0 | 0 | 0
Ach | Restaurants | Space Cooling | District chilled water piped | TRC | New | NN5166 | ENERGY STAR certified buildings program | ENERGY STAR certified buildings program | NonEquip | 20 |  | 0% | Custom_improvement | 11% | 0 | 0 | 0 | 0 | 0 | 0 | 0 | 0 | 0 | 0 | 0 | 0 | 0 | 0 | 0 | 0 | 0 | 0 | 0 | 0 | 0 | 0 | 0 | 0 | 0 | 0 | 0 | 0 | 0 | 0 | 0 | 0 | 0 | 0 | 0 | 0 | 0 | 0 | 0 | 0 | 0 | 0 | 0 | 0 | 0 | 0 | 0 | 0 | 0 | 0 | 0 | 0 | 0 | 0 | 0 | 0 | 0 | 0 | 0 | 0 | 0 | 0 | 0 | 0 | 0 | 0 | 0 | 0 | 0 | 0 | 0 | 0 | 0 | 0 | 0 | 0 | 0 | 0 | 0 | 0 | 0 | 0 | 0 | 0 | 0 | 0 | 0 | 0 | 0 | 0 | 0 | 0 | 0 | 0 | 0 | 0 | 0 | 0 | 0 | 0 | 0 | 0 | 0 | 0 | 0
Ach | Restaurants | Space Cooling | District chilled water piped | TRC | New | NN3216 | Ceiling Insulation(R2 to R38) | Ceiling Insulation(R2 to R38) | NonEquip | 20 |  | 0% | Prescriptive_hvac | 4.173% | 0 | 0 | 0 | 0 | 0 | 0 | 0 | 0 | 0 | 0 | 0 | 0 | 0 | 0 | 0 | 0 | 0 | 0 | 0 | 0 | 0 | 0 | 0 | 0 | 0 | 0 | 0 | 0 | 0 | 0 | 0 | 0 | 0 | 0 | 0 | 0 | 0 | 0 | 0 | 0 | 0 | 0 | 0 | 0 | 0 | 0 | 0 | 0 | 0 | 0 | 0 | 0 | 0 | 0 | 0 | 0 | 0 | 0 | 0 | 0 | 0 | 0 | 0 | 0 | 0 | 0 | 0 | 0 | 0 | 0 | 0 | 0 | 0 | 0 | 0 | 0 | 0 | 0 | 0 | 0 | 0 | 0 | 0 | 0 | 0 | 0 | 0 | 0 | 0 | 0 | 0 | 0 | 0 | 0 | 0 | 0 | 0 | 0 | 0 | 0 | 0 | 0 | 0 | 0 | 0
Ach | Restaurants | Space Cooling | District chilled water piped | TRC | Existing | NE5153 | ENERGY STAR certified buildings program | ENERGY STAR certified buildings program | NonEquip | 20 |  | 0% | Custom_improvement_existing | 11% | 0 | 0 | 0 | 0 | 0 | 0 | 0 | 0 | 0 | 0 | 0 | 0 | 0 | 0 | 0 | 0 | 0 | 0 | 0 | 0 | 0 | 0 | 0 | 0 | 0 | 0 | 0 | 0 | 0 | 0 | 0 | 0 | 0 | 0 | 0 | 0 | 0 | 0 | 0 | 0 | 0 | 0 | 0 | 0 | 0 | 0 | 0 | 0 | 0 | 0 | 0 | 0 | 0 | 0 | 0 | 0 | 0 | 0 | 0 | 0 | 0 | 0 | 0 | 0 | 0 | 0 | 0 | 0 | 0 | 0 | 0 | 0 | 0 | 0 | 0 | 0 | 0 | 0 | 0 | 0 | 0 | 0 | 0 | 0 | 0 | 0 | 0 | 0 | 0 | 0 | 0 | 0 | 0 | 0 | 0 | 0 | 0 | 0 | 0 | 0 | 0 | 0 | 0 | 0 | 0
Ach | Restaurants | Space Cooling | District chilled water piped | TRC | Existing | NE3203 | Ceiling Insulation(R2 to R38) | Ceiling Insulation(R2 to R38) | NonEquip | 20 |  | 0% | Prescriptive_hvac_existing | 4.173% | 0 | 0 | 0 | 0 | 0 | 0 | 0 | 0 | 0 | 0 | 0 | 0 | 0 | 0 | 0 | 0 | 0 | 0 | 0 | 0 | 0 | 0 | 0 | 0 | 0 | 0 | 0 | 0 | 0 | 0 | 0 | 0 | 0 | 0 | 0 | 0 | 0 | 0 | 0 | 0 | 0 | 0 | 0 | 0 | 0 | 0 | 0 | 0 | 0 | 0 | 0 | 0 | 0 | 0 | 0 | 0 | 0 | 0 | 0 | 0 | 0 | 0 | 0 | 0 | 0 | 0 | 0 | 0 | 0 | 0 | 0 | 0 | 0 | 0 | 0 | 0 | 0 | 0 | 0 | 0 | 0 | 0 | 0 | 0 | 0 | 0 | 0 | 0 | 0 | 0 | 0 | 0 | 0 | 0 | 0 | 0 | 0 | 0 | 0 | 0 | 0 | 0 | 0 | 0 | 0
Ach | Restaurants | Space Cooling | District chilled water piped | TRC | Turnover | ET947 | High Efficiency Chiller (Air Cooled, 50 tons) | High Efficiency Chiller (Air Cooled, 50 tons) | Equip | 20 | District chilled water piped | 28.37% | Prescriptive_chiller | 8.759% | 0.41108 | 0.61139 | 0.99107 | 1.6028 | 2.5702 | 4.0671 | 6.2695 | 9.2722 | 12.8705 | 16.2168 | 0.41108 | 1.0225 | 2.0135 | 3.6163 | 6.1865 | 10.2536 | 16.5231 | 25.7953 | 38.6657 | 54.8825 | 9.5332e-05 | 0.00023712 | 0.00046695 | 0.00083864 | 0.0014347 | 0.0023778 | 0.0038318 | 0.005982 | 0.0089667 | 0.012727 | 2.199e-05 | 5.4694e-05 | 0.00010771 | 0.00019344 | 0.00033093 | 0.00054848 | 0.00088386 | 0.0013798 | 0.0020683 | 0.0029358 | 0.018116 | 0.027752 | 0.046336 | 0.077183 | 0.12748 | 0.20778 | 0.32992 | 0.50256 | 0.71851 | 0.93249 | 1.3669 | 0.03688 | 0.056496 | 0.094328 | 0.15713 | 0.25952 | 0.42299 | 0.67162 | 1.0231 | 1.4627 | 1.8983 | 2.7827 | 0.057912 | 0.088714 | 0.14812 | 0.24673 | 0.40752 | 0.66421 | 1.0546 | 1.6065 | 2.2968 | 2.9808 | 4.3695 | -0.41324 | -0.63303 | -1.0569 | -1.7606 | -2.9079 | -4.7396 | -7.5254 | -11.4633 | -16.3893 | -21.2701 | -31.1792 | 0.47115 | 0.72174 | 1.2051 | 2.0073 | 3.3154 | 5.4038 | 8.58 | 13.0698 | 18.6861 | 24.2509 | 35.5486 | 0.048729 | 0.12484 | 0.25322 | 0.46842 | 0.82537 | 1.409 | 2.3387 | 3.7606 | 5.806 | 8.4884
Ach | Restaurants | Space Cooling | District chilled water piped | TRC | Turnover | ET1025 | High Efficiency Chiller (Water cooled-centrifugal, 200 tons) | High Efficiency Chiller (Water cooled-centrifugal, 200 tons) | Equip | 20 | District chilled water piped | 28.37% | Prescriptive_chiller | 4.362% | 0.21236 | 0.31573 | 0.51153 | 0.82656 | 1.3237 | 2.0905 | 3.2132 | 4.7333 | 6.5395 | 8.2047 | 0.21236 | 0.52809 | 1.0396 | 1.8662 | 3.1899 | 5.2804 | 8.4936 | 13.2268 | 19.7663 | 27.971 | 6.8124e-05 | 0.00016941 | 0.0003335 | 0.00059866 | 0.0010233 | 0.0016939 | 0.0027247 | 0.0042431 | 0.0063409 | 0.0089729 | 6.7068e-07 | 1.6678e-06 | 3.2834e-06 | 5.8938e-06 | 1.0074e-05 | 1.6677e-05 | 2.6825e-05 | 4.1773e-05 | 6.2426e-05 | 8.8339e-05 | 0.0093587 | 0.014332 | 0.023916 | 0.039804 | 0.065658 | 0.1068 | 0.16908 | 0.25655 | 0.36508 | 0.47178 | 0.69728 | 0.028221 | 0.043217 | 0.072119 | 0.12003 | 0.19799 | 0.32206 | 0.50987 | 0.77362 | 1.1009 | 1.4226 | 2.1026 | 0.026486 | 0.04056 | 0.067685 | 0.11265 | 0.18582 | 0.30226 | 0.47852 | 0.72605 | 1.0332 | 1.3352 | 1.9734 | -0.21848 | -0.33458 | -0.55833 | -0.92925 | -1.5328 | -2.4933 | -3.9473 | -5.9892 | -8.5229 | -11.0139 | -16.2783 | 0.24497 | 0.37514 | 0.62602 | 1.0419 | 1.7186 | 2.7956 | 4.4259 | 6.7153 | 9.5561 | 12.3491 | 18.2517 | 0.025312 | 0.064835 | 0.13147 | 0.24307 | 0.42794 | 0.72965 | 1.2089 | 1.939 | 2.9846 | 4.3501
Ach | Restaurants | Space Cooling | District chilled water piped | TRC | New | EN973 | High Efficiency Chiller (Air Cooled, 50 tons) | High Efficiency Chiller (Air Cooled, 50 tons) | Equip | 20 | District chilled water piped | 28.37% | Prescriptive_chiller | 8.759% | 0.10323 | 0.17583 | 0.32487 | 0.58983 | 1.0492 | 1.5884 | 2.3453 | 3.3734 | 4.5275 | 5.636 | 0.10323 | 0.27905 | 0.60392 | 1.1938 | 2.243 | 3.8314 | 6.1767 | 9.5501 | 14.0776 | 19.7136 | 2.3939e-05 | 6.4714e-05 | 0.00014005 | 0.00027684 | 0.00052015 | 0.00088851 | 0.0014324 | 0.0022147 | 0.0032647 | 0.0045717 | 5.5219e-06 | 1.4927e-05 | 3.2305e-05 | 6.3856e-05 | 0.00011998 | 0.00020495 | 0.0003304 | 0.00051086 | 0.00075304 | 0.0010545 | 0.0045493 | 0.0079811 | 0.015189 | 0.028404 | 0.052041 | 0.081151 | 0.12341 | 0.18284 | 0.25276 | 0.32408 | 0.49165 | 0.0092612 | 0.016247 | 0.03092 | 0.057824 | 0.10594 | 0.1652 | 0.25124 | 0.37222 | 0.51454 | 0.65973 | 1.0009 | 0.014542 | 0.025513 | 0.048553 | 0.090798 | 0.16636 | 0.25941 | 0.39451 | 0.58448 | 0.80796 | 1.036 | 1.5716 | -0.10377 | -0.18205 | -0.34646 | -0.6479 | -1.1871 | -1.8511 | -2.8151 | -4.1706 | -5.7654 | -7.3922 | -11.2145 | 0.11831 | 0.20756 | 0.39501 | 0.7387 | 1.3534 | 2.1105 | 3.2096 | 4.7551 | 6.5733 | 8.4281 | 12.7862 | 0.012236 | 0.034071 | 0.075947 | 0.15463 | 0.29924 | 0.5265 | 0.87425 | 1.3923 | 2.1139 | 3.049
Ach | Restaurants | Space Cooling | District chilled water piped | TRC | New | EN1051 | High Efficiency Chiller (Water cooled-centrifugal, 200 tons) | High Efficiency Chiller (Water cooled-centrifugal, 200 tons) | Equip | 20 | District chilled water piped | 28.37% | Prescriptive_chiller | 4.362% | 0.053326 | 0.090799 | 0.16768 | 0.30418 | 0.54037 | 0.81645 | 1.202 | 1.7221 | 2.3004 | 2.8514 | 0.053326 | 0.14413 | 0.3118 | 0.61598 | 1.1564 | 1.9728 | 3.1748 | 4.8969 | 7.1973 | 10.0487 | 1.7107e-05 | 4.6234e-05 | 0.00010002 | 0.0001976 | 0.00037095 | 0.00063286 | 0.0010185 | 0.0015709 | 0.0023089 | 0.0032236 | 1.6842e-07 | 4.5518e-07 | 9.8474e-07 | 1.9454e-06 | 3.652e-06 | 6.2306e-06 | 1.0027e-05 | 1.5465e-05 | 2.2731e-05 | 3.1736e-05 | 0.0023501 | 0.0041215 | 0.0078395 | 0.014648 | 0.026803 | 0.041712 | 0.06325 | 0.093338 | 0.12842 | 0.16396 | 0.25083 | 0.0070867 | 0.012429 | 0.02364 | 0.044172 | 0.080824 | 0.12578 | 0.19073 | 0.28146 | 0.38727 | 0.49443 | 0.75639 | 0.006651 | 0.011664 | 0.022187 | 0.041456 | 0.075855 | 0.11805 | 0.179 | 0.26416 | 0.36345 | 0.46403 | 0.70988 | -0.054864 | -0.09622 | -0.18302 | -0.34197 | -0.62573 | -0.97379 | -1.4766 | -2.179 | -2.9982 | -3.8278 | -5.8558 | 0.061515 | 0.10788 | 0.2052 | 0.38343 | 0.70158 | 1.0918 | 1.6556 | 2.4432 | 3.3616 | 4.2918 | 6.5657 | 0.0063563 | 0.017694 | 0.039429 | 0.080231 | 0.15513 | 0.2726 | 0.45186 | 0.71786 | 1.0867 | 1.5628
Ach | Restaurants | Refrigeration | Display cases | TRC | New | NN5114 | ENERGY STAR certified buildings program | ENERGY STAR certified buildings program | NonEquip | 20 |  | 0% | Custom_improvement | 11% | 0 | 0 | 0 | 0 | 0 | 0 | 0 | 0 | 0 | 0 | 0 | 0 | 0 | 0 | 0 | 0 | 0 | 0 | 0 | 0 | 0 | 0 | 0 | 0 | 0 | 0 | 0 | 0 | 0 | 0 | 0 | 0 | 0 | 0 | 0 | 0 | 0 | 0 | 0 | 0 | 0 | 0 | 0 | 0 | 0 | 0 | 0 | 0 | 0 | 0 | 0 | 0 | 0 | 0 | 0 | 0 | 0 | 0 | 0 | 0 | 0 | 0 | 0 | 0 | 0 | 0 | 0 | 0 | 0 | 0 | 0 | 0 | 0 | 0 | 0 | 0 | 0 | 0 | 0 | 0 | 0 | 0 | 0 | 0 | 0 | 0 | 0 | 0 | 0 | 0 | 0 | 0 | 0 | 0 | 0 | 0 | 0 | 0 | 0 | 0 | 0 | 0 | 0 | 0 | 0
Ach | Restaurants | Refrigeration | Display cases | TRC | New | NN4828 | PSC to ECM Evaporator Fan Motor (Reach-In) | PSC to ECM Evaporator Fan Motor (Reach-In) | NonEquip | 15 | Display cases | 68.68% | Prescriptive_ECM | 37.5% | 78.5913 | 134.3374 | 248.2046 | 449.1064 | 791.9036 | 1178.9665 | 1688.7915 | 2310.0698 | 2862.8139 | 3161.7713 | 78.5913 | 212.9286 | 461.1333 | 910.2397 | 1702.1433 | 2881.1098 | 4569.9013 | 6879.9711 | 9742.785 | 12904.5563 | 0.01019 | 0.027607 | 0.059788 | 0.11802 | 0.22069 | 0.37355 | 0.59251 | 0.89202 | 1.2632 | 1.6731 | 0.0085352 | 0.023125 | 0.05008 | 0.098854 | 0.18486 | 0.3129 | 0.4963 | 0.74718 | 1.0581 | 1.4015 | 1.7483 | 3.078 | 5.8576 | 10.9167 | 19.8268 | 30.4032 | 44.8571 | 63.2001 | 80.672 | 91.7693 | 164.6957 | 9.2424 | 16.2722 | 30.9667 | 57.7128 | 104.8171 | 160.7306 | 237.143 | 334.1155 | 426.4831 | 485.1504 | 870.686 | 2.4308 | 4.2797 | 8.1445 | 15.1789 | 27.5676 | 42.2733 | 62.3703 | 87.8748 | 112.1681 | 127.598 | 228.9966 | -71.7699 | -126.3578 | -240.4653 | -448.1557 | -813.9341 | -1248.1179 | -1841.4817 | -2594.5001 | -3311.7607 | -3767.3286 | -6761.1196 | 74.2007 | 130.6375 | 248.6098 | 463.3346 | 841.5018 | 1290.3912 | 1903.852 | 2682.3749 | 3423.9288 | 3894.9266 | 6990.1162 | 9.2424 | 25.7919 | 57.5325 | 116.9714 | 225.2979 | 392.7879 | 641.7151 | 995.083 | 1451.4198 | 1980.1141
Ach | Restaurants | Refrigeration | Display cases | TRC | Existing | NE5101 | ENERGY STAR certified buildings program | ENERGY STAR certified buildings program | NonEquip | 20 |  | 0% | Custom_improvement_existing | 11% | 0 | 0 | 0 | 0 | 0 | 0 | 0 | 0 | 0 | 0 | 0 | 0 | 0 | 0 | 0 | 0 | 0 | 0 | 0 | 0 | 0 | 0 | 0 | 0 | 0 | 0 | 0 | 0 | 0 | 0 | 0 | 0 | 0 | 0 | 0 | 0 | 0 | 0 | 0 | 0 | 0 | 0 | 0 | 0 | 0 | 0 | 0 | 0 | 0 | 0 | 0 | 0 | 0 | 0 | 0 | 0 | 0 | 0 | 0 | 0 | 0 | 0 | 0 | 0 | 0 | 0 | 0 | 0 | 0 | 0 | 0 | 0 | 0 | 0 | 0 | 0 | 0 | 0 | 0 | 0 | 0 | 0 | 0 | 0 | 0 | 0 | 0 | 0 | 0 | 0 | 0 | 0 | 0 | 0 | 0 | 0 | 0 | 0 | 0 | 0 | 0 | 0 | 0 | 0 | 0
Ach | Restaurants | Refrigeration | Display cases | TRC | Existing | NE4815 | PSC to ECM Evaporator Fan Motor (Reach-In) | PSC to ECM Evaporator Fan Motor (Reach-In) | NonEquip | 15 | Display cases | 17.17% | Prescriptive_ECM_existing | 37.5% | 96.1091 | 157.6249 | 255.4886 | 411.7372 | 654.4518 | 1015.4336 | 1514.2791 | 2124.3169 | 2715.6199 | 3028.9223 | 96.1091 | 253.734 | 509.2226 | 920.9598 | 1575.4116 | 2590.8451 | 4105.1242 | 6229.4411 | 8945.061 | 11973.9833 | 0.012461 | 0.032898 | 0.066023 | 0.11941 | 0.20426 | 0.33592 | 0.53225 | 0.80768 | 1.1598 | 1.5525 | 0.010438 | 0.027556 | 0.055303 | 0.10002 | 0.17109 | 0.28137 | 0.44583 | 0.67653 | 0.97146 | 1.3004 | 2.1379 | 3.6116 | 6.0295 | 10.0084 | 16.3854 | 26.186 | 40.2218 | 58.1181 | 76.5242 | 87.9134 | 152.6946 | 11.3025 | 19.0929 | 31.8755 | 52.9106 | 86.6239 | 138.4359 | 212.6377 | 307.2492 | 404.5551 | 464.7657 | 807.2405 | 2.9726 | 5.0216 | 8.3835 | 13.9159 | 22.7827 | 36.4096 | 55.9252 | 80.8087 | 106.4009 | 122.2367 | 212.31 | -87.7673 | -148.262 | -247.5221 | -410.8656 | -672.6584 | -1074.9931 | -1651.1909 | -2385.8762 | -3141.4837 | -3609.0358 | -6268.4481 | 90.7399 | 153.2836 | 255.9056 | 424.7815 | 695.4411 | 1111.4027 | 1707.1162 | 2466.6849 | 3247.8846 | 3731.2725 | 6480.7581 | 11.3026 | 30.7346 | 63.5323 | 118.349 | 208.5235 | 353.2155 | 576.4502 | 900.9937 | 1332.5798 | 1837.3242
Ach | Restaurants | Cooking | Cooking Other | TRC | New | NN5088 | ENERGY STAR certified buildings program | ENERGY STAR certified buildings program | NonEquip | 20 |  | 0% | Custom_improvement | 11% | 0 | 0 | 0 | 0 | 0 | 0 | 0 | 0 | 0 | 0 | 0 | 0 | 0 | 0 | 0 | 0 | 0 | 0 | 0 | 0 | 0 | 0 | 0 | 0 | 0 | 0 | 0 | 0 | 0 | 0 | 0 | 0 | 0 | 0 | 0 | 0 | 0 | 0 | 0 | 0 | 0 | 0 | 0 | 0 | 0 | 0 | 0 | 0 | 0 | 0 | 0 | 0 | 0 | 0 | 0 | 0 | 0 | 0 | 0 | 0 | 0 | 0 | 0 | 0 | 0 | 0 | 0 | 0 | 0 | 0 | 0 | 0 | 0 | 0 | 0 | 0 | 0 | 0 | 0 | 0 | 0 | 0 | 0 | 0 | 0 | 0 | 0 | 0 | 0 | 0 | 0 | 0 | 0 | 0 | 0 | 0 | 0 | 0 | 0 | 0 | 0 | 0 | 0 | 0 | 0
Ach | Restaurants | Cooking | Cooking Other | TRC | Existing | NE5075 | ENERGY STAR certified buildings program | ENERGY STAR certified buildings program | NonEquip | 20 |  | 0% | Custom_improvement_existing | 11% | 0 | 0 | 0 | 0 | 0 | 0 | 0 | 0 | 0 | 0 | 0 | 0 | 0 | 0 | 0 | 0 | 0 | 0 | 0 | 0 | 0 | 0 | 0 | 0 | 0 | 0 | 0 | 0 | 0 | 0 | 0 | 0 | 0 | 0 | 0 | 0 | 0 | 0 | 0 | 0 | 0 | 0 | 0 | 0 | 0 | 0 | 0 | 0 | 0 | 0 | 0 | 0 | 0 | 0 | 0 | 0 | 0 | 0 | 0 | 0 | 0 | 0 | 0 | 0 | 0 | 0 | 0 | 0 | 0 | 0 | 0 | 0 | 0 | 0 | 0 | 0 | 0 | 0 | 0 | 0 | 0 | 0 | 0 | 0 | 0 | 0 | 0 | 0 | 0 | 0 | 0 | 0 | 0 | 0 | 0 | 0 | 0 | 0 | 0 | 0 | 0 | 0 | 0 | 0 | 0
Ach | Restaurants | Cooking | Cooking Other | TRC | Turnover | ET11 | Efficient Exhaust Hood | Efficient Exhaust Hood | Equip | 15 | Cooking Other | 14.03% | Prescriptive_cooking | 42.5% | 189.3141 | 286.7564 | 470.6193 | 772.9822 | 1258.95 | 2030.1789 | 3202.5729 | 4876.8709 | 7036.1467 | 9340.0448 | 189.3141 | 476.0706 | 946.6899 | 1719.6721 | 2978.6221 | 5008.801 | 8211.3739 | 13088.2448 | 20124.3915 | 29464.4363 | 0.041388 | 0.10408 | 0.20696 | 0.37595 | 0.65119 | 1.095 | 1.7952 | 2.8613 | 4.3996 | 6.4415 | 0.016245 | 0.04085 | 0.081233 | 0.14756 | 0.25559 | 0.42979 | 0.7046 | 1.1231 | 1.7268 | 2.5283 | 4.2113 | 6.5703 | 11.1065 | 18.7894 | 31.5202 | 52.3543 | 85.0656 | 133.4239 | 198.2734 | 271.0914 | 367.379 | 2.426 | 3.785 | 6.3982 | 10.8241 | 18.158 | 30.16 | 49.0042 | 76.8622 | 114.2204 | 156.169 | 211.6379 | 33.0901 | 51.6256 | 87.2688 | 147.6372 | 247.6693 | 411.3724 | 668.401 | 1048.3747 | 1557.928 | 2130.0936 | 2886.6708 | -146.6371 | -228.7763 | -386.7274 | -654.2472 | -1097.5343 | -1822.9769 | -2961.9867 | -4645.8219 | -6903.8827 | -9439.4068 | -12792.1419 | 179.7271 | 280.4019 | 473.9962 | 801.8844 | 1345.2036 | 2234.3493 | 3630.3877 | 5694.1966 | 8461.8107 | 11569.5004 | 15678.8126 | 22.3653 | 57.9296 | 118.6517 | 221.998 | 396.0555 | 685.9802 | 1158.3262 | 1901.6635 | 3011.7037 | 4541.767
Ach | Restaurants | Cooking | Cooking Other | TRC | New | EN37 | Efficient Exhaust Hood | Efficient Exhaust Hood | Equip | 15 | Cooking Other | 14.03% | Prescriptive_cooking | 42.5% | 28.5236 | 49.4797 | 92.5595 | 170.6794 | 308.3567 | 475.74 | 718.811 | 1064.5971 | 1485.0854 | 1947.6215 | 28.5236 | 78.0033 | 170.5628 | 341.2422 | 649.5988 | 1125.3388 | 1844.1499 | 2908.7469 | 4393.8323 | 6341.4539 | 0.0062358 | 0.017053 | 0.037288 | 0.074602 | 0.14202 | 0.24602 | 0.40317 | 0.63591 | 0.96058 | 1.3864 | 0.0024475 | 0.0066933 | 0.014636 | 0.029281 | 0.055741 | 0.096563 | 0.15824 | 0.24959 | 0.37702 | 0.54415 | 0.63451 | 1.1337 | 2.1844 | 4.1488 | 7.7203 | 12.2684 | 19.0928 | 29.1258 | 41.8486 | 56.529 | 79.1976 | 0.36552 | 0.65309 | 1.2584 | 2.39 | 4.4475 | 7.0675 | 10.9989 | 16.7786 | 24.1079 | 32.565 | 45.6238 | 4.9856 | 8.908 | 17.1637 | 32.5992 | 60.662 | 96.3986 | 150.0213 | 228.8551 | 328.8243 | 444.1752 | 622.2928 | -22.0936 | -39.4752 | -76.0599 | -144.4619 | -268.8209 | -427.1855 | -664.8119 | -1014.1602 | -1457.1691 | -1968.3408 | -2757.6606 | 27.0792 | 48.3832 | 93.2236 | 177.0612 | 329.4829 | 523.5841 | 814.8332 | 1243.0153 | 1785.9934 | 2412.516 | 3379.9534 | 3.3697 | 9.4917 | 21.3772 | 44.052 | 86.3746 | 154.1208 | 260.1425 | 422.6279 | 657.5563 | 977.4973
Ach | Restaurants | Office Equipment | Computers | TRC | New | NN5062 | ENERGY STAR certified buildings program | ENERGY STAR certified buildings program | NonEquip | 20 |  | 0% | Custom_improvement | 11% | 0 | 0 | 0 | 0 | 0 | 0 | 0 | 0 | 0 | 0 | 0 | 0 | 0 | 0 | 0 | 0 | 0 | 0 | 0 | 0 | 0 | 0 | 0 | 0 | 0 | 0 | 0 | 0 | 0 | 0 | 0 | 0 | 0 | 0 | 0 | 0 | 0 | 0 | 0 | 0 | 0 | 0 | 0 | 0 | 0 | 0 | 0 | 0 | 0 | 0 | 0 | 0 | 0 | 0 | 0 | 0 | 0 | 0 | 0 | 0 | 0 | 0 | 0 | 0 | 0 | 0 | 0 | 0 | 0 | 0 | 0 | 0 | 0 | 0 | 0 | 0 | 0 | 0 | 0 | 0 | 0 | 0 | 0 | 0 | 0 | 0 | 0 | 0 | 0 | 0 | 0 | 0 | 0 | 0 | 0 | 0 | 0 | 0 | 0 | 0 | 0 | 0 | 0 | 0 | 0
Ach | Restaurants | Office Equipment | Computers | TRC | Existing | NE5049 | ENERGY STAR certified buildings program | ENERGY STAR certified buildings program | NonEquip | 20 |  | 0% | Custom_improvement_existing | 11% | 0 | 0 | 0 | 0 | 0 | 0 | 0 | 0 | 0 | 0 | 0 | 0 | 0 | 0 | 0 | 0 | 0 | 0 | 0 | 0 | 0 | 0 | 0 | 0 | 0 | 0 | 0 | 0 | 0 | 0 | 0 | 0 | 0 | 0 | 0 | 0 | 0 | 0 | 0 | 0 | 0 | 0 | 0 | 0 | 0 | 0 | 0 | 0 | 0 | 0 | 0 | 0 | 0 | 0 | 0 | 0 | 0 | 0 | 0 | 0 | 0 | 0 | 0 | 0 | 0 | 0 | 0 | 0 | 0 | 0 | 0 | 0 | 0 | 0 | 0 | 0 | 0 | 0 | 0 | 0 | 0 | 0 | 0 | 0 | 0 | 0 | 0 | 0 | 0 | 0 | 0 | 0 | 0 | 0 | 0 | 0 | 0 | 0 | 0 | 0 | 0 | 0 | 0 | 0 | 0
Ach | Restaurants | Domestic Hot Water | Centralized water heaters | TRC | New | NN5218 | ENERGY STAR certified buildings program | ENERGY STAR certified buildings program | NonEquip | 20 |  | 0% | Custom_improvement | 11% | 0 | 0 | 0 | 0 | 0 | 0 | 0 | 0 | 0 | 0 | 0 | 0 | 0 | 0 | 0 | 0 | 0 | 0 | 0 | 0 | 0 | 0 | 0 | 0 | 0 | 0 | 0 | 0 | 0 | 0 | 0 | 0 | 0 | 0 | 0 | 0 | 0 | 0 | 0 | 0 | 0 | 0 | 0 | 0 | 0 | 0 | 0 | 0 | 0 | 0 | 0 | 0 | 0 | 0 | 0 | 0 | 0 | 0 | 0 | 0 | 0 | 0 | 0 | 0 | 0 | 0 | 0 | 0 | 0 | 0 | 0 | 0 | 0 | 0 | 0 | 0 | 0 | 0 | 0 | 0 | 0 | 0 | 0 | 0 | 0 | 0 | 0 | 0 | 0 | 0 | 0 | 0 | 0 | 0 | 0 | 0 | 0 | 0 | 0 | 0 | 0 | 0 | 0 | 0 | 0
Ach | Restaurants | Domestic Hot Water | Centralized water heaters | TRC | Existing | NE5205 | ENERGY STAR certified buildings program | ENERGY STAR certified buildings program | NonEquip | 20 |  | 0% | Custom_improvement_existing | 11% | 0 | 0 | 0 | 0 | 0 | 0 | 0 | 0 | 0 | 0 | 0 | 0 | 0 | 0 | 0 | 0 | 0 | 0 | 0 | 0 | 0 | 0 | 0 | 0 | 0 | 0 | 0 | 0 | 0 | 0 | 0 | 0 | 0 | 0 | 0 | 0 | 0 | 0 | 0 | 0 | 0 | 0 | 0 | 0 | 0 | 0 | 0 | 0 | 0 | 0 | 0 | 0 | 0 | 0 | 0 | 0 | 0 | 0 | 0 | 0 | 0 | 0 | 0 | 0 | 0 | 0 | 0 | 0 | 0 | 0 | 0 | 0 | 0 | 0 | 0 | 0 | 0 | 0 | 0 | 0 | 0 | 0 | 0 | 0 | 0 | 0 | 0 | 0 | 0 | 0 | 0 | 0 | 0 | 0 | 0 | 0 | 0 | 0 | 0 | 0 | 0 | 0 | 0 | 0 | 0
Ach | Restaurants | Space Cooling | Central chillers inside | TRC | New | NN5166 | ENERGY STAR certified buildings program | ENERGY STAR certified buildings program | NonEquip | 20 |  | 0% | Custom_improvement | 11% | 0 | 0 | 0 | 0 | 0 | 0 | 0 | 0 | 0 | 0 | 0 | 0 | 0 | 0 | 0 | 0 | 0 | 0 | 0 | 0 | 0 | 0 | 0 | 0 | 0 | 0 | 0 | 0 | 0 | 0 | 0 | 0 | 0 | 0 | 0 | 0 | 0 | 0 | 0 | 0 | 0 | 0 | 0 | 0 | 0 | 0 | 0 | 0 | 0 | 0 | 0 | 0 | 0 | 0 | 0 | 0 | 0 | 0 | 0 | 0 | 0 | 0 | 0 | 0 | 0 | 0 | 0 | 0 | 0 | 0 | 0 | 0 | 0 | 0 | 0 | 0 | 0 | 0 | 0 | 0 | 0 | 0 | 0 | 0 | 0 | 0 | 0 | 0 | 0 | 0 | 0 | 0 | 0 | 0 | 0 | 0 | 0 | 0 | 0 | 0 | 0 | 0 | 0 | 0 | 0
Ach | Restaurants | Space Cooling | Central chillers inside | TRC | New | NN3216 | Ceiling Insulation(R2 to R38) | Ceiling Insulation(R2 to R38) | NonEquip | 20 |  | 0% | Prescriptive_hvac | 4.173% | 0 | 0 | 0 | 0 | 0 | 0 | 0 | 0 | 0 | 0 | 0 | 0 | 0 | 0 | 0 | 0 | 0 | 0 | 0 | 0 | 0 | 0 | 0 | 0 | 0 | 0 | 0 | 0 | 0 | 0 | 0 | 0 | 0 | 0 | 0 | 0 | 0 | 0 | 0 | 0 | 0 | 0 | 0 | 0 | 0 | 0 | 0 | 0 | 0 | 0 | 0 | 0 | 0 | 0 | 0 | 0 | 0 | 0 | 0 | 0 | 0 | 0 | 0 | 0 | 0 | 0 | 0 | 0 | 0 | 0 | 0 | 0 | 0 | 0 | 0 | 0 | 0 | 0 | 0 | 0 | 0 | 0 | 0 | 0 | 0 | 0 | 0 | 0 | 0 | 0 | 0 | 0 | 0 | 0 | 0 | 0 | 0 | 0 | 0 | 0 | 0 | 0 | 0 | 0 | 0
Ach | Restaurants | Space Cooling | Central chillers inside | TRC | Existing | NE5153 | ENERGY STAR certified buildings program | ENERGY STAR certified buildings program | NonEquip | 20 |  | 0% | Custom_improvement_existing | 11% | 0 | 0 | 0 | 0 | 0 | 0 | 0 | 0 | 0 | 0 | 0 | 0 | 0 | 0 | 0 | 0 | 0 | 0 | 0 | 0 | 0 | 0 | 0 | 0 | 0 | 0 | 0 | 0 | 0 | 0 | 0 | 0 | 0 | 0 | 0 | 0 | 0 | 0 | 0 | 0 | 0 | 0 | 0 | 0 | 0 | 0 | 0 | 0 | 0 | 0 | 0 | 0 | 0 | 0 | 0 | 0 | 0 | 0 | 0 | 0 | 0 | 0 | 0 | 0 | 0 | 0 | 0 | 0 | 0 | 0 | 0 | 0 | 0 | 0 | 0 | 0 | 0 | 0 | 0 | 0 | 0 | 0 | 0 | 0 | 0 | 0 | 0 | 0 | 0 | 0 | 0 | 0 | 0 | 0 | 0 | 0 | 0 | 0 | 0 | 0 | 0 | 0 | 0 | 0 | 0
Ach | Restaurants | Space Cooling | Central chillers inside | TRC | Existing | NE3203 | Ceiling Insulation(R2 to R38) | Ceiling Insulation(R2 to R38) | NonEquip | 20 |  | 0% | Prescriptive_hvac_existing | 4.173% | 0 | 0 | 0 | 0 | 0 | 0 | 0 | 0 | 0 | 0 | 0 | 0 | 0 | 0 | 0 | 0 | 0 | 0 | 0 | 0 | 0 | 0 | 0 | 0 | 0 | 0 | 0 | 0 | 0 | 0 | 0 | 0 | 0 | 0 | 0 | 0 | 0 | 0 | 0 | 0 | 0 | 0 | 0 | 0 | 0 | 0 | 0 | 0 | 0 | 0 | 0 | 0 | 0 | 0 | 0 | 0 | 0 | 0 | 0 | 0 | 0 | 0 | 0 | 0 | 0 | 0 | 0 | 0 | 0 | 0 | 0 | 0 | 0 | 0 | 0 | 0 | 0 | 0 | 0 | 0 | 0 | 0 | 0 | 0 | 0 | 0 | 0 | 0 | 0 | 0 | 0 | 0 | 0 | 0 | 0 | 0 | 0 | 0 | 0 | 0 | 0 | 0 | 0 | 0 | 0
Ach | Restaurants | Space Cooling | Central chillers inside | TRC | Turnover | ET986 | High Efficiency Chiller (Water cooled-centrifugal, 200 tons) | High Efficiency Chiller (Water cooled-centrifugal, 200 tons) | Equip | 20 | Central chillers inside | 28.37% | Prescriptive_chiller | 4.362% | 1.5122 | 2.2483 | 3.6426 | 5.8859 | 9.4263 | 14.8864 | 22.881 | 33.7059 | 46.5679 | 58.4256 | 1.5122 | 3.7605 | 7.4032 | 13.2891 | 22.7154 | 37.6018 | 60.4828 | 94.1887 | 140.7566 | 199.1822 | 0.00048511 | 0.0012064 | 0.0023749 | 0.0042631 | 0.007287 | 0.012062 | 0.019403 | 0.030215 | 0.045154 | 0.063896 | 4.7759e-06 | 1.1877e-05 | 2.3381e-05 | 4.197e-05 | 7.174e-05 | 0.00011875 | 0.00019102 | 0.00029747 | 0.00044454 | 0.00062906 | 0.066643 | 0.10206 | 0.17031 | 0.28345 | 0.46755 | 0.76053 | 1.204 | 1.8269 | 2.5997 | 3.3595 | 4.9653 | 0.20096 | 0.30775 | 0.51356 | 0.85473 | 1.4099 | 2.2934 | 3.6308 | 5.509 | 7.8395 | 10.1307 | 14.973 | 0.18861 | 0.28883 | 0.48199 | 0.80218 | 1.3232 | 2.1524 | 3.4076 | 5.1702 | 7.3575 | 9.5078 | 14.0524 | -1.5558 | -2.3826 | -3.9759 | -6.6172 | -10.9153 | -17.7551 | -28.1091 | -42.6495 | -60.692 | -78.4306 | -115.9185 | 1.7444 | 2.6714 | 4.4579 | 7.4194 | 12.2385 | 19.9075 | 31.5166 | 47.8198 | 68.0495 | 87.9384 | 129.9708 | 0.18025 | 0.46169 | 0.93617 | 1.7309 | 3.0474 | 5.1958 | 8.6083 | 13.8077 | 21.2534 | 30.9775
Ach | Restaurants | Space Cooling | Central chillers inside | TRC | Turnover | ET908 | High Efficiency Chiller (Air Cooled, 50 tons) | High Efficiency Chiller (Air Cooled, 50 tons) | Equip | 20 | Central chillers inside | 28.37% | Prescriptive_chiller | 8.759% | 2.9273 | 4.3537 | 7.0574 | 11.4133 | 18.3023 | 28.9618 | 44.6456 | 66.0274 | 91.6509 | 115.4802 | 2.9273 | 7.2811 | 14.3385 | 25.7518 | 44.0542 | 73.0159 | 117.6616 | 183.6889 | 275.3398 | 390.82 | 0.00067886 | 0.0016885 | 0.0033252 | 0.005972 | 0.010216 | 0.016933 | 0.027286 | 0.042598 | 0.063852 | 0.090633 | 0.00015659 | 0.00038948 | 0.000767 | 0.0013775 | 0.0023565 | 0.0039058 | 0.006294 | 0.0098259 | 0.014729 | 0.020906 | 0.12901 | 0.19762 | 0.32996 | 0.54963 | 0.90782 | 1.4796 | 2.3493 | 3.5787 | 5.1166 | 6.6403 | 9.7338 | 0.26263 | 0.40231 | 0.67172 | 1.1189 | 1.8481 | 3.0121 | 4.7826 | 7.2853 | 10.4159 | 13.5178 | 19.8154 | 0.41239 | 0.63173 | 1.0548 | 1.7569 | 2.9019 | 4.7298 | 7.5099 | 11.4398 | 16.3557 | 21.2264 | 31.1152 | -2.9427 | -4.5078 | -7.5264 | -12.537 | -20.7073 | -33.7505 | -53.5884 | -81.6307 | -116.7087 | -151.4646 | -222.0277 | 3.3551 | 5.1396 | 8.5812 | 14.2939 | 23.6093 | 38.4803 | 61.0984 | 93.0705 | 133.0644 | 172.6911 | 253.1429 | 0.347 | 0.88897 | 1.8032 | 3.3356 | 5.8775 | 10.0336 | 16.6538 | 26.7792 | 41.3448 | 60.4458
Ach | Restaurants | Space Cooling | Central chillers inside | TRC | New | EN934 | High Efficiency Chiller (Air Cooled, 50 tons) | High Efficiency Chiller (Air Cooled, 50 tons) | Equip | 20 | Central chillers inside | 28.37% | Prescriptive_chiller | 8.759% | 0.7351 | 1.2521 | 2.3134 | 4.2002 | 7.4714 | 11.3112 | 16.701 | 24.0224 | 32.2405 | 40.1339 | 0.7351 | 1.9872 | 4.3005 | 8.5008 | 15.9721 | 27.2833 | 43.9844 | 68.0068 | 100.2473 | 140.3813 | 0.00017047 | 0.00046083 | 0.00099731 | 0.0019714 | 0.003704 | 0.0063271 | 0.0102 | 0.015771 | 0.023248 | 0.032555 | 3.9322e-05 | 0.0001063 | 0.00023004 | 0.00045472 | 0.00085438 | 0.0014594 | 0.0023528 | 0.0036378 | 0.0053624 | 0.0075093 | 0.032396 | 0.056833 | 0.10816 | 0.20227 | 0.37059 | 0.57788 | 0.87884 | 1.302 | 1.7999 | 2.3078 | 3.5011 | 0.065949 | 0.1157 | 0.22018 | 0.41176 | 0.75442 | 1.1764 | 1.7891 | 2.6506 | 3.6641 | 4.698 | 7.1272 | 0.10356 | 0.18168 | 0.34574 | 0.64658 | 1.1846 | 1.8473 | 2.8093 | 4.1621 | 5.7535 | 7.377 | 11.1916 | -0.73895 | -1.2964 | -2.4671 | -4.6137 | -8.4531 | -13.1815 | -20.0464 | -29.6993 | -41.0552 | -52.64 | -79.8591 | 0.8425 | 1.478 | 2.8129 | 5.2603 | 9.6378 | 15.0288 | 22.8557 | 33.8614 | 46.8088 | 60.017 | 91.0506 | 0.087136 | 0.24262 | 0.54082 | 1.1011 | 2.1309 | 3.7492 | 6.2255 | 9.9144 | 15.0531 | 21.7119
Ach | Restaurants | Space Cooling | Central chillers inside | TRC | New | EN1012 | High Efficiency Chiller (Water cooled-centrifugal, 200 tons) | High Efficiency Chiller (Water cooled-centrifugal, 200 tons) | Equip | 20 | Central chillers inside | 28.37% | Prescriptive_chiller | 4.362% | 0.37974 | 0.64658 | 1.194 | 2.1661 | 3.848 | 5.814 | 8.5593 | 12.2631 | 16.3814 | 20.3052 | 0.37974 | 1.0263 | 2.2203 | 4.3864 | 8.2344 | 14.0484 | 22.6077 | 34.8708 | 51.2522 | 71.5574 | 0.00012182 | 0.00032924 | 0.00071227 | 0.0014071 | 0.0026416 | 0.0045066 | 0.0072524 | 0.011186 | 0.016441 | 0.022955 | 1.1993e-06 | 3.2413e-06 | 7.0124e-06 | 1.3853e-05 | 2.6006e-05 | 4.4368e-05 | 7.14e-05 | 0.00011013 | 0.00016187 | 0.00022599 | 0.016735 | 0.02935 | 0.055825 | 0.10431 | 0.19086 | 0.29703 | 0.45041 | 0.66466 | 0.91452 | 1.1676 | 1.7862 | 0.050465 | 0.088504 | 0.16834 | 0.31455 | 0.57555 | 0.8957 | 1.3582 | 2.0043 | 2.7577 | 3.5208 | 5.3862 | 0.047362 | 0.083062 | 0.15799 | 0.29521 | 0.54016 | 0.84063 | 1.2747 | 1.8811 | 2.5882 | 3.3044 | 5.0551 | -0.39069 | -0.68518 | -1.3033 | -2.4352 | -4.4558 | -6.9344 | -10.515 | -15.517 | -21.35 | -27.2577 | -41.6995 | 0.43805 | 0.76825 | 1.4613 | 2.7304 | 4.996 | 7.775 | 11.7897 | 17.398 | 23.9381 | 30.5621 | 46.7545 | 0.045263 | 0.126 | 0.28077 | 0.57133 | 1.1047 | 1.9412 | 3.2177 | 5.1119 | 7.7388 | 11.1289
Ach | Restaurants | Ventilation and Circulation | Central air-handling unit | TRC | New | NN5192 | ENERGY STAR certified buildings program | ENERGY STAR certified buildings program | NonEquip | 20 |  | 0% | Custom_improvement | 11% | 0 | 0 | 0 | 0 | 0 | 0 | 0 | 0 | 0 | 0 | 0 | 0 | 0 | 0 | 0 | 0 | 0 | 0 | 0 | 0 | 0 | 0 | 0 | 0 | 0 | 0 | 0 | 0 | 0 | 0 | 0 | 0 | 0 | 0 | 0 | 0 | 0 | 0 | 0 | 0 | 0 | 0 | 0 | 0 | 0 | 0 | 0 | 0 | 0 | 0 | 0 | 0 | 0 | 0 | 0 | 0 | 0 | 0 | 0 | 0 | 0 | 0 | 0 | 0 | 0 | 0 | 0 | 0 | 0 | 0 | 0 | 0 | 0 | 0 | 0 | 0 | 0 | 0 | 0 | 0 | 0 | 0 | 0 | 0 | 0 | 0 | 0 | 0 | 0 | 0 | 0 | 0 | 0 | 0 | 0 | 0 | 0 | 0 | 0 | 0 | 0 | 0 | 0 | 0 | 0
Ach | Restaurants | Ventilation and Circulation | Central air-handling unit | TRC | Existing | NE5179 | ENERGY STAR certified buildings program | ENERGY STAR certified buildings program | NonEquip | 20 |  | 0% | Custom_improvement_existing | 11% | 0 | 0 | 0 | 0 | 0 | 0 | 0 | 0 | 0 | 0 | 0 | 0 | 0 | 0 | 0 | 0 | 0 | 0 | 0 | 0 | 0 | 0 | 0 | 0 | 0 | 0 | 0 | 0 | 0 | 0 | 0 | 0 | 0 | 0 | 0 | 0 | 0 | 0 | 0 | 0 | 0 | 0 | 0 | 0 | 0 | 0 | 0 | 0 | 0 | 0 | 0 | 0 | 0 | 0 | 0 | 0 | 0 | 0 | 0 | 0 | 0 | 0 | 0 | 0 | 0 | 0 | 0 | 0 | 0 | 0 | 0 | 0 | 0 | 0 | 0 | 0 | 0 | 0 | 0 | 0 | 0 | 0 | 0 | 0 | 0 | 0 | 0 | 0 | 0 | 0 | 0 | 0 | 0 | 0 | 0 | 0 | 0 | 0 | 0 | 0 | 0 | 0 | 0 | 0 | 0
Ach | Restaurants | Interior Lighting | case lighting | TRC | New | NN5010 | ENERGY STAR certified buildings program | ENERGY STAR certified buildings program | NonEquip | 20 |  | 0% | Custom_improvement | 11% | 0 | 0 | 0 | 0 | 0 | 0 | 0 | 0 | 0 | 0 | 0 | 0 | 0 | 0 | 0 | 0 | 0 | 0 | 0 | 0 | 0 | 0 | 0 | 0 | 0 | 0 | 0 | 0 | 0 | 0 | 0 | 0 | 0 | 0 | 0 | 0 | 0 | 0 | 0 | 0 | 0 | 0 | 0 | 0 | 0 | 0 | 0 | 0 | 0 | 0 | 0 | 0 | 0 | 0 | 0 | 0 | 0 | 0 | 0 | 0 | 0 | 0 | 0 | 0 | 0 | 0 | 0 | 0 | 0 | 0 | 0 | 0 | 0 | 0 | 0 | 0 | 0 | 0 | 0 | 0 | 0 | 0 | 0 | 0 | 0 | 0 | 0 | 0 | 0 | 0 | 0 | 0 | 0 | 0 | 0 | 0 | 0 | 0 | 0 | 0 | 0 | 0 | 0 | 0 | 0
Ach | Restaurants | Interior Lighting | case lighting | TRC | Existing | NE4997 | ENERGY STAR certified buildings program | ENERGY STAR certified buildings program | NonEquip | 20 |  | 0% | Custom_improvement_existing | 11% | 0 | 0 | 0 | 0 | 0 | 0 | 0 | 0 | 0 | 0 | 0 | 0 | 0 | 0 | 0 | 0 | 0 | 0 | 0 | 0 | 0 | 0 | 0 | 0 | 0 | 0 | 0 | 0 | 0 | 0 | 0 | 0 | 0 | 0 | 0 | 0 | 0 | 0 | 0 | 0 | 0 | 0 | 0 | 0 | 0 | 0 | 0 | 0 | 0 | 0 | 0 | 0 | 0 | 0 | 0 | 0 | 0 | 0 | 0 | 0 | 0 | 0 | 0 | 0 | 0 | 0 | 0 | 0 | 0 | 0 | 0 | 0 | 0 | 0 | 0 | 0 | 0 | 0 | 0 | 0 | 0 | 0 | 0 | 0 | 0 | 0 | 0 | 0 | 0 | 0 | 0 | 0 | 0 | 0 | 0 | 0 | 0 | 0 | 0 | 0 | 0 | 0 | 0 | 0 | 0
Ach | Restaurants | Space Heating | Boilers | TRC | New | NN5140 | ENERGY STAR certified buildings program | ENERGY STAR certified buildings program | NonEquip | 20 |  | 0% | Custom_improvement | 11% | 0 | 0 | 0 | 0 | 0 | 0 | 0 | 0 | 0 | 0 | 0 | 0 | 0 | 0 | 0 | 0 | 0 | 0 | 0 | 0 | 0 | 0 | 0 | 0 | 0 | 0 | 0 | 0 | 0 | 0 | 0 | 0 | 0 | 0 | 0 | 0 | 0 | 0 | 0 | 0 | 0 | 0 | 0 | 0 | 0 | 0 | 0 | 0 | 0 | 0 | 0 | 0 | 0 | 0 | 0 | 0 | 0 | 0 | 0 | 0 | 0 | 0 | 0 | 0 | 0 | 0 | 0 | 0 | 0 | 0 | 0 | 0 | 0 | 0 | 0 | 0 | 0 | 0 | 0 | 0 | 0 | 0 | 0 | 0 | 0 | 0 | 0 | 0 | 0 | 0 | 0 | 0 | 0 | 0 | 0 | 0 | 0 | 0 | 0 | 0 | 0 | 0 | 0 | 0 | 0
Ach | Restaurants | Space Heating | Boilers | TRC | New | NN3190 | Ceiling Insulation(R2 to R38) | Ceiling Insulation(R2 to R38) | NonEquip | 20 |  | 0% | Prescriptive_hvac | 14.98% | 0 | 0 | 0 | 0 | 0 | 0 | 0 | 0 | 0 | 0 | 0 | 0 | 0 | 0 | 0 | 0 | 0 | 0 | 0 | 0 | 0 | 0 | 0 | 0 | 0 | 0 | 0 | 0 | 0 | 0 | 0 | 0 | 0 | 0 | 0 | 0 | 0 | 0 | 0 | 0 | 0 | 0 | 0 | 0 | 0 | 0 | 0 | 0 | 0 | 0 | 0 | 0 | 0 | 0 | 0 | 0 | 0 | 0 | 0 | 0 | 0 | 0 | 0 | 0 | 0 | 0 | 0 | 0 | 0 | 0 | 0 | 0 | 0 | 0 | 0 | 0 | 0 | 0 | 0 | 0 | 0 | 0 | 0 | 0 | 0 | 0 | 0 | 0 | 0 | 0 | 0 | 0 | 0 | 0 | 0 | 0 | 0 | 0 | 0 | 0 | 0 | 0 | 0 | 0 | 0
Ach | Restaurants | Space Heating | Boilers | TRC | Existing | NE5127 | ENERGY STAR certified buildings program | ENERGY STAR certified buildings program | NonEquip | 20 |  | 0% | Custom_improvement_existing | 11% | 0 | 0 | 0 | 0 | 0 | 0 | 0 | 0 | 0 | 0 | 0 | 0 | 0 | 0 | 0 | 0 | 0 | 0 | 0 | 0 | 0 | 0 | 0 | 0 | 0 | 0 | 0 | 0 | 0 | 0 | 0 | 0 | 0 | 0 | 0 | 0 | 0 | 0 | 0 | 0 | 0 | 0 | 0 | 0 | 0 | 0 | 0 | 0 | 0 | 0 | 0 | 0 | 0 | 0 | 0 | 0 | 0 | 0 | 0 | 0 | 0 | 0 | 0 | 0 | 0 | 0 | 0 | 0 | 0 | 0 | 0 | 0 | 0 | 0 | 0 | 0 | 0 | 0 | 0 | 0 | 0 | 0 | 0 | 0 | 0 | 0 | 0 | 0 | 0 | 0 | 0 | 0 | 0 | 0 | 0 | 0 | 0 | 0 | 0 | 0 | 0 | 0 | 0 | 0 | 0
Ach | Restaurants | Space Heating | Boilers | TRC | Existing | NE3177 | Ceiling Insulation(R2 to R38) | Ceiling Insulation(R2 to R38) | NonEquip | 20 |  | 0% | Prescriptive_hvac_existing | 16.53% | 0 | 0 | 0 | 0 | 0 | 0 | 0 | 0 | 0 | 0 | 0 | 0 | 0 | 0 | 0 | 0 | 0 | 0 | 0 | 0 | 0 | 0 | 0 | 0 | 0 | 0 | 0 | 0 | 0 | 0 | 0 | 0 | 0 | 0 | 0 | 0 | 0 | 0 | 0 | 0 | 0 | 0 | 0 | 0 | 0 | 0 | 0 | 0 | 0 | 0 | 0 | 0 | 0 | 0 | 0 | 0 | 0 | 0 | 0 | 0 | 0 | 0 | 0 | 0 | 0 | 0 | 0 | 0 | 0 | 0 | 0 | 0 | 0 | 0 | 0 | 0 | 0 | 0 | 0 | 0 | 0 | 0 | 0 | 0 | 0 | 0 | 0 | 0 | 0 | 0 | 0 | 0 | 0 | 0 | 0 | 0 | 0 | 0 | 0 | 0 | 0 | 0 | 0 | 0 | 0
Ach | Restaurants | Domestic Hot Water | "Point-of-Use" water heaters | TRC | New | NN5218 | ENERGY STAR certified buildings program | ENERGY STAR certified buildings program | NonEquip | 20 |  | 0% | Custom_improvement | 11% | 0 | 0 | 0 | 0 | 0 | 0 | 0 | 0 | 0 | 0 | 0 | 0 | 0 | 0 | 0 | 0 | 0 | 0 | 0 | 0 | 0 | 0 | 0 | 0 | 0 | 0 | 0 | 0 | 0 | 0 | 0 | 0 | 0 | 0 | 0 | 0 | 0 | 0 | 0 | 0 | 0 | 0 | 0 | 0 | 0 | 0 | 0 | 0 | 0 | 0 | 0 | 0 | 0 | 0 | 0 | 0 | 0 | 0 | 0 | 0 | 0 | 0 | 0 | 0 | 0 | 0 | 0 | 0 | 0 | 0 | 0 | 0 | 0 | 0 | 0 | 0 | 0 | 0 | 0 | 0 | 0 | 0 | 0 | 0 | 0 | 0 | 0 | 0 | 0 | 0 | 0 | 0 | 0 | 0 | 0 | 0 | 0 | 0 | 0 | 0 | 0 | 0 | 0 | 0 | 0
Ach | Restaurants | Domestic Hot Water | "Point-of-Use" water heaters | TRC | Existing | NE5205 | ENERGY STAR certified buildings program | ENERGY STAR certified buildings program | NonEquip | 20 |  | 0% | Custom_improvement_existing | 11% | 0 | 0 | 0 | 0 | 0 | 0 | 0 | 0 | 0 | 0 | 0 | 0 | 0 | 0 | 0 | 0 | 0 | 0 | 0 | 0 | 0 | 0 | 0 | 0 | 0 | 0 | 0 | 0 | 0 | 0 | 0 | 0 | 0 | 0 | 0 | 0 | 0 | 0 | 0 | 0 | 0 | 0 | 0 | 0 | 0 | 0 | 0 | 0 | 0 | 0 | 0 | 0 | 0 | 0 | 0 | 0 | 0 | 0 | 0 | 0 | 0 | 0 | 0 | 0 | 0 | 0 | 0 | 0 | 0 | 0 | 0 | 0 | 0 | 0 | 0 | 0 | 0 | 0 | 0 | 0 | 0 | 0 | 0 | 0 | 0 | 0 | 0 | 0 | 0 | 0 | 0 | 0 | 0 | 0 | 0 | 0 | 0 | 0 | 0 | 0 | 0 | 0 | 0 | 0 | 0
Ach | Retail | Refrigeration | Walk-in cooler | TRC | New | NN4829 | PSC to ECM Evaporator Fan Motor (Reach-In) | PSC to ECM Evaporator Fan Motor (Reach-In) | NonEquip | 15 | Display cases | 0% | Prescriptive_ECM | 37.5% | 0 | 0 | 0 | 0 | 0 | 0 | 0 | 0 | 0 | 0 | 0 | 0 | 0 | 0 | 0 | 0 | 0 | 0 | 0 | 0 | 0 | 0 | 0 | 0 | 0 | 0 | 0 | 0 | 0 | 0 | 0 | 0 | 0 | 0 | 0 | 0 | 0 | 0 | 0 | 0 | 0 | 0 | 0 | 0 | 0 | 0 | 0 | 0 | 0 | 0 | 0 | 0 | 0 | 0 | 0 | 0 | 0 | 0 | 0 | 0 | 0 | 0 | 0 | 0 | 0 | 0 | 0 | 0 | 0 | 0 | 0 | 0 | 0 | 0 | 0 | 0 | 0 | 0 | 0 | 0 | 0 | 0 | 0 | 0 | 0 | 0 | 0 | 0 | 0 | 0 | 0 | 0 | 0 | 0 | 0 | 0 | 0 | 0 | 0 | 0 | 0 | 0 | 0 | 0 | 0
Ach | Retail | Refrigeration | Walk-in cooler | TRC | Existing | NE4816 | PSC to ECM Evaporator Fan Motor (Reach-In) | PSC to ECM Evaporator Fan Motor (Reach-In) | NonEquip | 15 | Display cases | 0% | Prescriptive_ECM_existing | 37.5% | 0 | 0 | 0 | 0 | 0 | 0 | 0 | 0 | 0 | 0 | 0 | 0 | 0 | 0 | 0 | 0 | 0 | 0 | 0 | 0 | 0 | 0 | 0 | 0 | 0 | 0 | 0 | 0 | 0 | 0 | 0 | 0 | 0 | 0 | 0 | 0 | 0 | 0 | 0 | 0 | 0 | 0 | 0 | 0 | 0 | 0 | 0 | 0 | 0 | 0 | 0 | 0 | 0 | 0 | 0 | 0 | 0 | 0 | 0 | 0 | 0 | 0 | 0 | 0 | 0 | 0 | 0 | 0 | 0 | 0 | 0 | 0 | 0 | 0 | 0 | 0 | 0 | 0 | 0 | 0 | 0 | 0 | 0 | 0 | 0 | 0 | 0 | 0 | 0 | 0 | 0 | 0 | 0 | 0 | 0 | 0 | 0 | 0 | 0 | 0 | 0 | 0 | 0 | 0 | 0
Ach | Retail | Refrigeration | Vending and ice makers | TRC | New | NN4829 | PSC to ECM Evaporator Fan Motor (Reach-In) | PSC to ECM Evaporator Fan Motor (Reach-In) | NonEquip | 15 | Display cases | 0% | Prescriptive_ECM | 37.5% | 0 | 0 | 0 | 0 | 0 | 0 | 0 | 0 | 0 | 0 | 0 | 0 | 0 | 0 | 0 | 0 | 0 | 0 | 0 | 0 | 0 | 0 | 0 | 0 | 0 | 0 | 0 | 0 | 0 | 0 | 0 | 0 | 0 | 0 | 0 | 0 | 0 | 0 | 0 | 0 | 0 | 0 | 0 | 0 | 0 | 0 | 0 | 0 | 0 | 0 | 0 | 0 | 0 | 0 | 0 | 0 | 0 | 0 | 0 | 0 | 0 | 0 | 0 | 0 | 0 | 0 | 0 | 0 | 0 | 0 | 0 | 0 | 0 | 0 | 0 | 0 | 0 | 0 | 0 | 0 | 0 | 0 | 0 | 0 | 0 | 0 | 0 | 0 | 0 | 0 | 0 | 0 | 0 | 0 | 0 | 0 | 0 | 0 | 0 | 0 | 0 | 0 | 0 | 0 | 0
Ach | Retail | Refrigeration | Vending and ice makers | TRC | Existing | NE4816 | PSC to ECM Evaporator Fan Motor (Reach-In) | PSC to ECM Evaporator Fan Motor (Reach-In) | NonEquip | 15 | Display cases | 0% | Prescriptive_ECM_existing | 37.5% | 0 | 0 | 0 | 0 | 0 | 0 | 0 | 0 | 0 | 0 | 0 | 0 | 0 | 0 | 0 | 0 | 0 | 0 | 0 | 0 | 0 | 0 | 0 | 0 | 0 | 0 | 0 | 0 | 0 | 0 | 0 | 0 | 0 | 0 | 0 | 0 | 0 | 0 | 0 | 0 | 0 | 0 | 0 | 0 | 0 | 0 | 0 | 0 | 0 | 0 | 0 | 0 | 0 | 0 | 0 | 0 | 0 | 0 | 0 | 0 | 0 | 0 | 0 | 0 | 0 | 0 | 0 | 0 | 0 | 0 | 0 | 0 | 0 | 0 | 0 | 0 | 0 | 0 | 0 | 0 | 0 | 0 | 0 | 0 | 0 | 0 | 0 | 0 | 0 | 0 | 0 | 0 | 0 | 0 | 0 | 0 | 0 | 0 | 0 | 0 | 0 | 0 | 0 | 0 | 0
Ach | Retail | Space Cooling | Residential-type central air conditioners | TRC | New | NN3217 | Ceiling Insulation(R2 to R38) | Ceiling Insulation(R2 to R38) | NonEquip | 20 |  | 0% | Prescriptive_hvac | 21.87% | 0 | 0 | 0 | 0 | 0 | 0 | 0 | 0 | 0 | 0 | 0 | 0 | 0 | 0 | 0 | 0 | 0 | 0 | 0 | 0 | 0 | 0 | 0 | 0 | 0 | 0 | 0 | 0 | 0 | 0 | 0 | 0 | 0 | 0 | 0 | 0 | 0 | 0 | 0 | 0 | 0 | 0 | 0 | 0 | 0 | 0 | 0 | 0 | 0 | 0 | 0 | 0 | 0 | 0 | 0 | 0 | 0 | 0 | 0 | 0 | 0 | 0 | 0 | 0 | 0 | 0 | 0 | 0 | 0 | 0 | 0 | 0 | 0 | 0 | 0 | 0 | 0 | 0 | 0 | 0 | 0 | 0 | 0 | 0 | 0 | 0 | 0 | 0 | 0 | 0 | 0 | 0 | 0 | 0 | 0 | 0 | 0 | 0 | 0 | 0 | 0 | 0 | 0 | 0 | 0
Ach | Retail | Space Cooling | Residential-type central air conditioners | TRC | Existing | NE3204 | Ceiling Insulation(R2 to R38) | Ceiling Insulation(R2 to R38) | NonEquip | 20 |  | 0% | Prescriptive_hvac_existing | 21.87% | 0 | 0 | 0 | 0 | 0 | 0 | 0 | 0 | 0 | 0 | 0 | 0 | 0 | 0 | 0 | 0 | 0 | 0 | 0 | 0 | 0 | 0 | 0 | 0 | 0 | 0 | 0 | 0 | 0 | 0 | 0 | 0 | 0 | 0 | 0 | 0 | 0 | 0 | 0 | 0 | 0 | 0 | 0 | 0 | 0 | 0 | 0 | 0 | 0 | 0 | 0 | 0 | 0 | 0 | 0 | 0 | 0 | 0 | 0 | 0 | 0 | 0 | 0 | 0 | 0 | 0 | 0 | 0 | 0 | 0 | 0 | 0 | 0 | 0 | 0 | 0 | 0 | 0 | 0 | 0 | 0 | 0 | 0 | 0 | 0 | 0 | 0 | 0 | 0 | 0 | 0 | 0 | 0 | 0 | 0 | 0 | 0 | 0 | 0 | 0 | 0 | 0 | 0 | 0 | 0
Ach | Retail | Space Heating | Residential/split system heat pump | TRC | New | NN3581 | ECM Motors on Furnaces | ECM Motors on Furnaces | NonEquip | 15 | Forced air furnace | 0% | Prescriptive_ECM | 1.706% | 0 | 0 | 0 | 0 | 0 | 0 | 0 | 0 | 0 | 0 | 0 | 0 | 0 | 0 | 0 | 0 | 0 | 0 | 0 | 0 | 0 | 0 | 0 | 0 | 0 | 0 | 0 | 0 | 0 | 0 | 0 | 0 | 0 | 0 | 0 | 0 | 0 | 0 | 0 | 0 | 0 | 0 | 0 | 0 | 0 | 0 | 0 | 0 | 0 | 0 | 0 | 0 | 0 | 0 | 0 | 0 | 0 | 0 | 0 | 0 | 0 | 0 | 0 | 0 | 0 | 0 | 0 | 0 | 0 | 0 | 0 | 0 | 0 | 0 | 0 | 0 | 0 | 0 | 0 | 0 | 0 | 0 | 0 | 0 | 0 | 0 | 0 | 0 | 0 | 0 | 0 | 0 | 0 | 0 | 0 | 0 | 0 | 0 | 0 | 0 | 0 | 0 | 0 | 0 | 0
Ach | Retail | Space Heating | Residential/split system heat pump | TRC | New | NN3191 | Ceiling Insulation(R2 to R38) | Ceiling Insulation(R2 to R38) | NonEquip | 20 |  | 0% | Prescriptive_hvac | 78.49% | 0 | 0 | 0 | 0 | 0 | 0 | 0 | 0 | 0 | 0 | 0 | 0 | 0 | 0 | 0 | 0 | 0 | 0 | 0 | 0 | 0 | 0 | 0 | 0 | 0 | 0 | 0 | 0 | 0 | 0 | 0 | 0 | 0 | 0 | 0 | 0 | 0 | 0 | 0 | 0 | 0 | 0 | 0 | 0 | 0 | 0 | 0 | 0 | 0 | 0 | 0 | 0 | 0 | 0 | 0 | 0 | 0 | 0 | 0 | 0 | 0 | 0 | 0 | 0 | 0 | 0 | 0 | 0 | 0 | 0 | 0 | 0 | 0 | 0 | 0 | 0 | 0 | 0 | 0 | 0 | 0 | 0 | 0 | 0 | 0 | 0 | 0 | 0 | 0 | 0 | 0 | 0 | 0 | 0 | 0 | 0 | 0 | 0 | 0 | 0 | 0 | 0 | 0 | 0 | 0
Ach | Retail | Space Heating | Residential/split system heat pump | TRC | Existing | NE3568 | ECM Motors on Furnaces | ECM Motors on Furnaces | NonEquip | 15 | Forced air furnace | 0% | Prescriptive_ECM_existing | 1.706% | 0 | 0 | 0 | 0 | 0 | 0 | 0 | 0 | 0 | 0 | 0 | 0 | 0 | 0 | 0 | 0 | 0 | 0 | 0 | 0 | 0 | 0 | 0 | 0 | 0 | 0 | 0 | 0 | 0 | 0 | 0 | 0 | 0 | 0 | 0 | 0 | 0 | 0 | 0 | 0 | 0 | 0 | 0 | 0 | 0 | 0 | 0 | 0 | 0 | 0 | 0 | 0 | 0 | 0 | 0 | 0 | 0 | 0 | 0 | 0 | 0 | 0 | 0 | 0 | 0 | 0 | 0 | 0 | 0 | 0 | 0 | 0 | 0 | 0 | 0 | 0 | 0 | 0 | 0 | 0 | 0 | 0 | 0 | 0 | 0 | 0 | 0 | 0 | 0 | 0 | 0 | 0 | 0 | 0 | 0 | 0 | 0 | 0 | 0 | 0 | 0 | 0 | 0 | 0 | 0
Ach | Retail | Space Heating | Residential/split system heat pump | TRC | Existing | NE3178 | Ceiling Insulation(R2 to R38) | Ceiling Insulation(R2 to R38) | NonEquip | 20 |  | 0% | Prescriptive_hvac_existing | 86.61% | 0 | 0 | 0 | 0 | 0 | 0 | 0 | 0 | 0 | 0 | 0 | 0 | 0 | 0 | 0 | 0 | 0 | 0 | 0 | 0 | 0 | 0 | 0 | 0 | 0 | 0 | 0 | 0 | 0 | 0 | 0 | 0 | 0 | 0 | 0 | 0 | 0 | 0 | 0 | 0 | 0 | 0 | 0 | 0 | 0 | 0 | 0 | 0 | 0 | 0 | 0 | 0 | 0 | 0 | 0 | 0 | 0 | 0 | 0 | 0 | 0 | 0 | 0 | 0 | 0 | 0 | 0 | 0 | 0 | 0 | 0 | 0 | 0 | 0 | 0 | 0 | 0 | 0 | 0 | 0 | 0 | 0 | 0 | 0 | 0 | 0 | 0 | 0 | 0 | 0 | 0 | 0 | 0 | 0 | 0 | 0 | 0 | 0 | 0 | 0 | 0 | 0 | 0 | 0 | 0
Ach | Retail | Refrigeration | Residential style | TRC | New | NN4829 | PSC to ECM Evaporator Fan Motor (Reach-In) | PSC to ECM Evaporator Fan Motor (Reach-In) | NonEquip | 15 | Display cases | 0% | Prescriptive_ECM | 37.5% | 0 | 0 | 0 | 0 | 0 | 0 | 0 | 0 | 0 | 0 | 0 | 0 | 0 | 0 | 0 | 0 | 0 | 0 | 0 | 0 | 0 | 0 | 0 | 0 | 0 | 0 | 0 | 0 | 0 | 0 | 0 | 0 | 0 | 0 | 0 | 0 | 0 | 0 | 0 | 0 | 0 | 0 | 0 | 0 | 0 | 0 | 0 | 0 | 0 | 0 | 0 | 0 | 0 | 0 | 0 | 0 | 0 | 0 | 0 | 0 | 0 | 0 | 0 | 0 | 0 | 0 | 0 | 0 | 0 | 0 | 0 | 0 | 0 | 0 | 0 | 0 | 0 | 0 | 0 | 0 | 0 | 0 | 0 | 0 | 0 | 0 | 0 | 0 | 0 | 0 | 0 | 0 | 0 | 0 | 0 | 0 | 0 | 0 | 0 | 0 | 0 | 0 | 0 | 0 | 0
Ach | Retail | Refrigeration | Residential style | TRC | Existing | NE4816 | PSC to ECM Evaporator Fan Motor (Reach-In) | PSC to ECM Evaporator Fan Motor (Reach-In) | NonEquip | 15 | Display cases | 0% | Prescriptive_ECM_existing | 37.5% | 0 | 0 | 0 | 0 | 0 | 0 | 0 | 0 | 0 | 0 | 0 | 0 | 0 | 0 | 0 | 0 | 0 | 0 | 0 | 0 | 0 | 0 | 0 | 0 | 0 | 0 | 0 | 0 | 0 | 0 | 0 | 0 | 0 | 0 | 0 | 0 | 0 | 0 | 0 | 0 | 0 | 0 | 0 | 0 | 0 | 0 | 0 | 0 | 0 | 0 | 0 | 0 | 0 | 0 | 0 | 0 | 0 | 0 | 0 | 0 | 0 | 0 | 0 | 0 | 0 | 0 | 0 | 0 | 0 | 0 | 0 | 0 | 0 | 0 | 0 | 0 | 0 | 0 | 0 | 0 | 0 | 0 | 0 | 0 | 0 | 0 | 0 | 0 | 0 | 0 | 0 | 0 | 0 | 0 | 0 | 0 | 0 | 0 | 0 | 0 | 0 | 0 | 0 | 0 | 0
Ach | Retail | Miscellaneous | Pool pump | TRC | New | NN4543 | VSD Controlled Compressor | VSD Controlled Compressor | NonEquip | 15 | Others | 0% | Prescriptive_ECM | 20.79% | 0 | 0 | 0 | 0 | 0 | 0 | 0 | 0 | 0 | 0 | 0 | 0 | 0 | 0 | 0 | 0 | 0 | 0 | 0 | 0 | 0 | 0 | 0 | 0 | 0 | 0 | 0 | 0 | 0 | 0 | 0 | 0 | 0 | 0 | 0 | 0 | 0 | 0 | 0 | 0 | 0 | 0 | 0 | 0 | 0 | 0 | 0 | 0 | 0 | 0 | 0 | 0 | 0 | 0 | 0 | 0 | 0 | 0 | 0 | 0 | 0 | 0 | 0 | 0 | 0 | 0 | 0 | 0 | 0 | 0 | 0 | 0 | 0 | 0 | 0 | 0 | 0 | 0 | 0 | 0 | 0 | 0 | 0 | 0 | 0 | 0 | 0 | 0 | 0 | 0 | 0 | 0 | 0 | 0 | 0 | 0 | 0 | 0 | 0 | 0 | 0 | 0 | 0 | 0 | 0
Ach | Retail | Miscellaneous | Pool pump | TRC | Existing | NE4530 | VSD Controlled Compressor | VSD Controlled Compressor | NonEquip | 15 | Others | 0% | Prescriptive_ECM_existing | 20.79% | 0 | 0 | 0 | 0 | 0 | 0 | 0 | 0 | 0 | 0 | 0 | 0 | 0 | 0 | 0 | 0 | 0 | 0 | 0 | 0 | 0 | 0 | 0 | 0 | 0 | 0 | 0 | 0 | 0 | 0 | 0 | 0 | 0 | 0 | 0 | 0 | 0 | 0 | 0 | 0 | 0 | 0 | 0 | 0 | 0 | 0 | 0 | 0 | 0 | 0 | 0 | 0 | 0 | 0 | 0 | 0 | 0 | 0 | 0 | 0 | 0 | 0 | 0 | 0 | 0 | 0 | 0 | 0 | 0 | 0 | 0 | 0 | 0 | 0 | 0 | 0 | 0 | 0 | 0 | 0 | 0 | 0 | 0 | 0 | 0 | 0 | 0 | 0 | 0 | 0 | 0 | 0 | 0 | 0 | 0 | 0 | 0 | 0 | 0 | 0 | 0 | 0 | 0 | 0 | 0
Ach | Retail | Miscellaneous | Pool pump | TRC | Turnover | ET2001 | Solar Pool Heater | Solar Pool Heater | Equip | 15 | Pool pump | 0% | Prescriptive_all | 86.11% | 0 | 0 | 0 | 0 | 0 | 0 | 0 | 0 | 0 | 0 | 0 | 0 | 0 | 0 | 0 | 0 | 0 | 0 | 0 | 0 | 0 | 0 | 0 | 0 | 0 | 0 | 0 | 0 | 0 | 0 | 0 | 0 | 0 | 0 | 0 | 0 | 0 | 0 | 0 | 0 | 0 | 0 | 0 | 0 | 0 | 0 | 0 | 0 | 0 | 0 | 0 | 0 | 0 | 0 | 0 | 0 | 0 | 0 | 0 | 0 | 0 | 0 | 0 | 0 | 0 | 0 | 0 | 0 | 0 | 0 | 0 | 0 | 0 | 0 | 0 | 0 | 0 | 0 | 0 | 0 | 0 | 0 | 0 | 0 | 0 | 0 | 0 | 0 | 0 | 0 | 0 | 0 | 0 | 0 | 0 | 0 | 0 | 0 | 0 | 0 | 0 | 0 | 0 | 0 | 0
Ach | Retail | Miscellaneous | Pool pump | TRC | New | EN2027 | Solar Pool Heater | Solar Pool Heater | Equip | 15 | Pool pump | 0% | Prescriptive_all | 86.11% | 0 | 0 | 0 | 0 | 0 | 0 | 0 | 0 | 0 | 0 | 0 | 0 | 0 | 0 | 0 | 0 | 0 | 0 | 0 | 0 | 0 | 0 | 0 | 0 | 0 | 0 | 0 | 0 | 0 | 0 | 0 | 0 | 0 | 0 | 0 | 0 | 0 | 0 | 0 | 0 | 0 | 0 | 0 | 0 | 0 | 0 | 0 | 0 | 0 | 0 | 0 | 0 | 0 | 0 | 0 | 0 | 0 | 0 | 0 | 0 | 0 | 0 | 0 | 0 | 0 | 0 | 0 | 0 | 0 | 0 | 0 | 0 | 0 | 0 | 0 | 0 | 0 | 0 | 0 | 0 | 0 | 0 | 0 | 0 | 0 | 0 | 0 | 0 | 0 | 0 | 0 | 0 | 0 | 0 | 0 | 0 | 0 | 0 | 0 | 0 | 0 | 0 | 0 | 0 | 0
Ach | Retail | Space Heating | Packaged central unit | TRC | New | NN3581 | ECM Motors on Furnaces | ECM Motors on Furnaces | NonEquip | 15 | Forced air furnace | 0% | Prescriptive_ECM | 1.706% | 0 | 0 | 0 | 0 | 0 | 0 | 0 | 0 | 0 | 0 | 0 | 0 | 0 | 0 | 0 | 0 | 0 | 0 | 0 | 0 | 0 | 0 | 0 | 0 | 0 | 0 | 0 | 0 | 0 | 0 | 0 | 0 | 0 | 0 | 0 | 0 | 0 | 0 | 0 | 0 | 0 | 0 | 0 | 0 | 0 | 0 | 0 | 0 | 0 | 0 | 0 | 0 | 0 | 0 | 0 | 0 | 0 | 0 | 0 | 0 | 0 | 0 | 0 | 0 | 0 | 0 | 0 | 0 | 0 | 0 | 0 | 0 | 0 | 0 | 0 | 0 | 0 | 0 | 0 | 0 | 0 | 0 | 0 | 0 | 0 | 0 | 0 | 0 | 0 | 0 | 0 | 0 | 0 | 0 | 0 | 0 | 0 | 0 | 0 | 0 | 0 | 0 | 0 | 0 | 0
Ach | Retail | Space Heating | Packaged central unit | TRC | New | NN3191 | Ceiling Insulation(R2 to R38) | Ceiling Insulation(R2 to R38) | NonEquip | 20 |  | 0% | Prescriptive_hvac | 78.49% | 0 | 0 | 0 | 0 | 0 | 0 | 0 | 0 | 0 | 0 | 0 | 0 | 0 | 0 | 0 | 0 | 0 | 0 | 0 | 0 | 0 | 0 | 0 | 0 | 0 | 0 | 0 | 0 | 0 | 0 | 0 | 0 | 0 | 0 | 0 | 0 | 0 | 0 | 0 | 0 | 0 | 0 | 0 | 0 | 0 | 0 | 0 | 0 | 0 | 0 | 0 | 0 | 0 | 0 | 0 | 0 | 0 | 0 | 0 | 0 | 0 | 0 | 0 | 0 | 0 | 0 | 0 | 0 | 0 | 0 | 0 | 0 | 0 | 0 | 0 | 0 | 0 | 0 | 0 | 0 | 0 | 0 | 0 | 0 | 0 | 0 | 0 | 0 | 0 | 0 | 0 | 0 | 0 | 0 | 0 | 0 | 0 | 0 | 0 | 0 | 0 | 0 | 0 | 0 | 0
Ach | Retail | Space Heating | Packaged central unit | TRC | Existing | NE3568 | ECM Motors on Furnaces | ECM Motors on Furnaces | NonEquip | 15 | Forced air furnace | 0% | Prescriptive_ECM_existing | 1.706% | 0 | 0 | 0 | 0 | 0 | 0 | 0 | 0 | 0 | 0 | 0 | 0 | 0 | 0 | 0 | 0 | 0 | 0 | 0 | 0 | 0 | 0 | 0 | 0 | 0 | 0 | 0 | 0 | 0 | 0 | 0 | 0 | 0 | 0 | 0 | 0 | 0 | 0 | 0 | 0 | 0 | 0 | 0 | 0 | 0 | 0 | 0 | 0 | 0 | 0 | 0 | 0 | 0 | 0 | 0 | 0 | 0 | 0 | 0 | 0 | 0 | 0 | 0 | 0 | 0 | 0 | 0 | 0 | 0 | 0 | 0 | 0 | 0 | 0 | 0 | 0 | 0 | 0 | 0 | 0 | 0 | 0 | 0 | 0 | 0 | 0 | 0 | 0 | 0 | 0 | 0 | 0 | 0 | 0 | 0 | 0 | 0 | 0 | 0 | 0 | 0 | 0 | 0 | 0 | 0
Ach | Retail | Space Heating | Packaged central unit | TRC | Existing | NE3178 | Ceiling Insulation(R2 to R38) | Ceiling Insulation(R2 to R38) | NonEquip | 20 |  | 0% | Prescriptive_hvac_existing | 86.61% | 0 | 0 | 0 | 0 | 0 | 0 | 0 | 0 | 0 | 0 | 0 | 0 | 0 | 0 | 0 | 0 | 0 | 0 | 0 | 0 | 0 | 0 | 0 | 0 | 0 | 0 | 0 | 0 | 0 | 0 | 0 | 0 | 0 | 0 | 0 | 0 | 0 | 0 | 0 | 0 | 0 | 0 | 0 | 0 | 0 | 0 | 0 | 0 | 0 | 0 | 0 | 0 | 0 | 0 | 0 | 0 | 0 | 0 | 0 | 0 | 0 | 0 | 0 | 0 | 0 | 0 | 0 | 0 | 0 | 0 | 0 | 0 | 0 | 0 | 0 | 0 | 0 | 0 | 0 | 0 | 0 | 0 | 0 | 0 | 0 | 0 | 0 | 0 | 0 | 0 | 0 | 0 | 0 | 0 | 0 | 0 | 0 | 0 | 0 | 0 | 0 | 0 | 0 | 0 | 0
Ach | Retail | Space Cooling | Packaged air conditioning units (RTUs) | TRC | New | NN3217 | Ceiling Insulation(R2 to R38) | Ceiling Insulation(R2 to R38) | NonEquip | 20 |  | 0% | Prescriptive_hvac | 21.87% | 0 | 0 | 0 | 0 | 0 | 0 | 0 | 0 | 0 | 0 | 0 | 0 | 0 | 0 | 0 | 0 | 0 | 0 | 0 | 0 | 0 | 0 | 0 | 0 | 0 | 0 | 0 | 0 | 0 | 0 | 0 | 0 | 0 | 0 | 0 | 0 | 0 | 0 | 0 | 0 | 0 | 0 | 0 | 0 | 0 | 0 | 0 | 0 | 0 | 0 | 0 | 0 | 0 | 0 | 0 | 0 | 0 | 0 | 0 | 0 | 0 | 0 | 0 | 0 | 0 | 0 | 0 | 0 | 0 | 0 | 0 | 0 | 0 | 0 | 0 | 0 | 0 | 0 | 0 | 0 | 0 | 0 | 0 | 0 | 0 | 0 | 0 | 0 | 0 | 0 | 0 | 0 | 0 | 0 | 0 | 0 | 0 | 0 | 0 | 0 | 0 | 0 | 0 | 0 | 0
Ach | Retail | Space Cooling | Packaged air conditioning units (RTUs) | TRC | Existing | NE3204 | Ceiling Insulation(R2 to R38) | Ceiling Insulation(R2 to R38) | NonEquip | 20 |  | 0% | Prescriptive_hvac_existing | 21.87% | 0 | 0 | 0 | 0 | 0 | 0 | 0 | 0 | 0 | 0 | 0 | 0 | 0 | 0 | 0 | 0 | 0 | 0 | 0 | 0 | 0 | 0 | 0 | 0 | 0 | 0 | 0 | 0 | 0 | 0 | 0 | 0 | 0 | 0 | 0 | 0 | 0 | 0 | 0 | 0 | 0 | 0 | 0 | 0 | 0 | 0 | 0 | 0 | 0 | 0 | 0 | 0 | 0 | 0 | 0 | 0 | 0 | 0 | 0 | 0 | 0 | 0 | 0 | 0 | 0 | 0 | 0 | 0 | 0 | 0 | 0 | 0 | 0 | 0 | 0 | 0 | 0 | 0 | 0 | 0 | 0 | 0 | 0 | 0 | 0 | 0 | 0 | 0 | 0 | 0 | 0 | 0 | 0 | 0 | 0 | 0 | 0 | 0 | 0 | 0 | 0 | 0 | 0 | 0 | 0
Ach | Retail | Miscellaneous | Others | TRC | New | NN4543 | VSD Controlled Compressor | VSD Controlled Compressor | NonEquip | 15 | Others | 36.99% | Prescriptive_ECM | 20.79% | 46.1033 | 73.3069 | 126.734 | 216.8816 | 364.5687 | 510.6491 | 691.4798 | 879.3234 | 1028.9651 | 1063.3719 | 46.1033 | 119.4102 | 246.1442 | 463.0258 | 827.5945 | 1338.2436 | 2029.7234 | 2909.0468 | 3938.012 | 5001.3839 | 0.0069516 | 0.018005 | 0.037115 | 0.069817 | 0.12479 | 0.20179 | 0.30605 | 0.43864 | 0.59379 | 0.75413 | 0.0032537 | 0.0084272 | 0.017371 | 0.032677 | 0.058406 | 0.094444 | 0.14324 | 0.2053 | 0.27792 | 0.35296 | 1.5821 | 2.5912 | 4.614 | 8.1329 | 14.0812 | 20.3152 | 28.3345 | 37.1126 | 44.7312 | 47.6138 | 100.3159 | 3.1925 | 5.2286 | 9.3104 | 16.4111 | 28.4139 | 40.9931 | 57.1749 | 74.8879 | 90.2612 | 96.0777 | 202.423 | 2.9788 | 4.8785 | 8.6871 | 15.3123 | 26.5116 | 38.2486 | 53.347 | 69.8741 | 84.2182 | 89.6453 | 188.8708 | -40.6061 | -66.5031 | -118.4206 | -208.7344 | -361.3998 | -521.3968 | -727.2144 | -952.5084 | -1148.0428 | -1222.0243 | -2574.6429 | 43.5849 | 71.3817 | 127.1077 | 224.0468 | 387.9114 | 559.6454 | 780.5614 | 1022.3826 | 1232.261 | 1311.6696 | 2763.5136 | 5.4277 | 14.4798 | 30.7431 | 59.5662 | 109.6603 | 182.6436 | 285.3273 | 421.2058 | 587.2972 | 768.2601
Ach | Retail | Miscellaneous | Others | TRC | Existing | NE4530 | VSD Controlled Compressor | VSD Controlled Compressor | NonEquip | 15 | Others | 7.399% | Prescriptive_ECM_existing | 20.79% | 55.4904 | 58.8475 | 59.0944 | 59.4795 | 59.8648 | 60.2125 | 60.5062 | 60.7304 | 60.9367 | 61.1415 | 55.4904 | 114.3379 | 173.4323 | 232.9118 | 292.7766 | 352.989 | 413.4952 | 474.2256 | 535.1623 | 596.3038 | 0.0083671 | 0.01724 | 0.026151 | 0.035119 | 0.044146 | 0.053225 | 0.062348 | 0.071506 | 0.080694 | 0.089913 | 0.0039161 | 0.0080692 | 0.01224 | 0.016437 | 0.020662 | 0.024912 | 0.029182 | 0.033468 | 0.037768 | 0.042083 | 1.9043 | 2.0801 | 2.1515 | 2.2304 | 2.3122 | 2.3954 | 2.4793 | 2.5632 | 2.649 | 2.7377 | 13.866 | 3.8426 | 4.1973 | 4.3413 | 4.5007 | 4.6658 | 4.8336 | 5.0029 | 5.1721 | 5.3454 | 5.5243 | 27.9796 | 3.5853 | 3.9163 | 4.0507 | 4.1994 | 4.3534 | 4.51 | 4.668 | 4.8259 | 4.9875 | 5.1544 | 26.1063 | -48.874 | -53.3857 | -55.2179 | -57.2452 | -59.3444 | -61.4798 | -63.633 | -65.7849 | -67.9887 | -70.2637 | -355.8756 | 52.4593 | 57.302 | 59.2686 | 61.4445 | 63.6978 | 65.9898 | 68.301 | 70.6108 | 72.9762 | 75.4181 | 381.982 | 6.5328 | 13.8647 | 21.6614 | 29.9631 | 38.7943 | 48.176 | 58.1269 | 68.6639 | 79.8117 | 91.5979
Ach | Retail | Miscellaneous | Medical equipment | TRC | New | NN4543 | VSD Controlled Compressor | VSD Controlled Compressor | NonEquip | 15 | Others | 0% | Prescriptive_ECM | 20.79% | 0 | 0 | 0 | 0 | 0 | 0 | 0 | 0 | 0 | 0 | 0 | 0 | 0 | 0 | 0 | 0 | 0 | 0 | 0 | 0 | 0 | 0 | 0 | 0 | 0 | 0 | 0 | 0 | 0 | 0 | 0 | 0 | 0 | 0 | 0 | 0 | 0 | 0 | 0 | 0 | 0 | 0 | 0 | 0 | 0 | 0 | 0 | 0 | 0 | 0 | 0 | 0 | 0 | 0 | 0 | 0 | 0 | 0 | 0 | 0 | 0 | 0 | 0 | 0 | 0 | 0 | 0 | 0 | 0 | 0 | 0 | 0 | 0 | 0 | 0 | 0 | 0 | 0 | 0 | 0 | 0 | 0 | 0 | 0 | 0 | 0 | 0 | 0 | 0 | 0 | 0 | 0 | 0 | 0 | 0 | 0 | 0 | 0 | 0 | 0 | 0 | 0 | 0 | 0 | 0
Ach | Retail | Miscellaneous | Medical equipment | TRC | Existing | NE4530 | VSD Controlled Compressor | VSD Controlled Compressor | NonEquip | 15 | Others | 0% | Prescriptive_ECM_existing | 20.79% | 0 | 0 | 0 | 0 | 0 | 0 | 0 | 0 | 0 | 0 | 0 | 0 | 0 | 0 | 0 | 0 | 0 | 0 | 0 | 0 | 0 | 0 | 0 | 0 | 0 | 0 | 0 | 0 | 0 | 0 | 0 | 0 | 0 | 0 | 0 | 0 | 0 | 0 | 0 | 0 | 0 | 0 | 0 | 0 | 0 | 0 | 0 | 0 | 0 | 0 | 0 | 0 | 0 | 0 | 0 | 0 | 0 | 0 | 0 | 0 | 0 | 0 | 0 | 0 | 0 | 0 | 0 | 0 | 0 | 0 | 0 | 0 | 0 | 0 | 0 | 0 | 0 | 0 | 0 | 0 | 0 | 0 | 0 | 0 | 0 | 0 | 0 | 0 | 0 | 0 | 0 | 0 | 0 | 0 | 0 | 0 | 0 | 0 | 0 | 0 | 0 | 0 | 0 | 0 | 0
Ach | Retail | Refrigeration | Large cold storage | TRC | New | NN4829 | PSC to ECM Evaporator Fan Motor (Reach-In) | PSC to ECM Evaporator Fan Motor (Reach-In) | NonEquip | 15 | Display cases | 0% | Prescriptive_ECM | 37.5% | 0 | 0 | 0 | 0 | 0 | 0 | 0 | 0 | 0 | 0 | 0 | 0 | 0 | 0 | 0 | 0 | 0 | 0 | 0 | 0 | 0 | 0 | 0 | 0 | 0 | 0 | 0 | 0 | 0 | 0 | 0 | 0 | 0 | 0 | 0 | 0 | 0 | 0 | 0 | 0 | 0 | 0 | 0 | 0 | 0 | 0 | 0 | 0 | 0 | 0 | 0 | 0 | 0 | 0 | 0 | 0 | 0 | 0 | 0 | 0 | 0 | 0 | 0 | 0 | 0 | 0 | 0 | 0 | 0 | 0 | 0 | 0 | 0 | 0 | 0 | 0 | 0 | 0 | 0 | 0 | 0 | 0 | 0 | 0 | 0 | 0 | 0 | 0 | 0 | 0 | 0 | 0 | 0 | 0 | 0 | 0 | 0 | 0 | 0 | 0 | 0 | 0 | 0 | 0 | 0
Ach | Retail | Refrigeration | Large cold storage | TRC | Existing | NE4816 | PSC to ECM Evaporator Fan Motor (Reach-In) | PSC to ECM Evaporator Fan Motor (Reach-In) | NonEquip | 15 | Display cases | 0% | Prescriptive_ECM_existing | 37.5% | 0 | 0 | 0 | 0 | 0 | 0 | 0 | 0 | 0 | 0 | 0 | 0 | 0 | 0 | 0 | 0 | 0 | 0 | 0 | 0 | 0 | 0 | 0 | 0 | 0 | 0 | 0 | 0 | 0 | 0 | 0 | 0 | 0 | 0 | 0 | 0 | 0 | 0 | 0 | 0 | 0 | 0 | 0 | 0 | 0 | 0 | 0 | 0 | 0 | 0 | 0 | 0 | 0 | 0 | 0 | 0 | 0 | 0 | 0 | 0 | 0 | 0 | 0 | 0 | 0 | 0 | 0 | 0 | 0 | 0 | 0 | 0 | 0 | 0 | 0 | 0 | 0 | 0 | 0 | 0 | 0 | 0 | 0 | 0 | 0 | 0 | 0 | 0 | 0 | 0 | 0 | 0 | 0 | 0 | 0 | 0 | 0 | 0 | 0 | 0 | 0 | 0 | 0 | 0 | 0
Ach | Retail | Miscellaneous | Laboratory equipment | TRC | New | NN4543 | VSD Controlled Compressor | VSD Controlled Compressor | NonEquip | 15 | Others | 0% | Prescriptive_ECM | 20.79% | 0 | 0 | 0 | 0 | 0 | 0 | 0 | 0 | 0 | 0 | 0 | 0 | 0 | 0 | 0 | 0 | 0 | 0 | 0 | 0 | 0 | 0 | 0 | 0 | 0 | 0 | 0 | 0 | 0 | 0 | 0 | 0 | 0 | 0 | 0 | 0 | 0 | 0 | 0 | 0 | 0 | 0 | 0 | 0 | 0 | 0 | 0 | 0 | 0 | 0 | 0 | 0 | 0 | 0 | 0 | 0 | 0 | 0 | 0 | 0 | 0 | 0 | 0 | 0 | 0 | 0 | 0 | 0 | 0 | 0 | 0 | 0 | 0 | 0 | 0 | 0 | 0 | 0 | 0 | 0 | 0 | 0 | 0 | 0 | 0 | 0 | 0 | 0 | 0 | 0 | 0 | 0 | 0 | 0 | 0 | 0 | 0 | 0 | 0 | 0 | 0 | 0 | 0 | 0 | 0
Ach | Retail | Miscellaneous | Laboratory equipment | TRC | Existing | NE4530 | VSD Controlled Compressor | VSD Controlled Compressor | NonEquip | 15 | Others | 0% | Prescriptive_ECM_existing | 20.79% | 0 | 0 | 0 | 0 | 0 | 0 | 0 | 0 | 0 | 0 | 0 | 0 | 0 | 0 | 0 | 0 | 0 | 0 | 0 | 0 | 0 | 0 | 0 | 0 | 0 | 0 | 0 | 0 | 0 | 0 | 0 | 0 | 0 | 0 | 0 | 0 | 0 | 0 | 0 | 0 | 0 | 0 | 0 | 0 | 0 | 0 | 0 | 0 | 0 | 0 | 0 | 0 | 0 | 0 | 0 | 0 | 0 | 0 | 0 | 0 | 0 | 0 | 0 | 0 | 0 | 0 | 0 | 0 | 0 | 0 | 0 | 0 | 0 | 0 | 0 | 0 | 0 | 0 | 0 | 0 | 0 | 0 | 0 | 0 | 0 | 0 | 0 | 0 | 0 | 0 | 0 | 0 | 0 | 0 | 0 | 0 | 0 | 0 | 0 | 0 | 0 | 0 | 0 | 0 | 0
Ach | Retail | Space Heating | Individual room heating | TRC | New | NN3581 | ECM Motors on Furnaces | ECM Motors on Furnaces | NonEquip | 15 | Forced air furnace | 0% | Prescriptive_ECM | 1.706% | 0 | 0 | 0 | 0 | 0 | 0 | 0 | 0 | 0 | 0 | 0 | 0 | 0 | 0 | 0 | 0 | 0 | 0 | 0 | 0 | 0 | 0 | 0 | 0 | 0 | 0 | 0 | 0 | 0 | 0 | 0 | 0 | 0 | 0 | 0 | 0 | 0 | 0 | 0 | 0 | 0 | 0 | 0 | 0 | 0 | 0 | 0 | 0 | 0 | 0 | 0 | 0 | 0 | 0 | 0 | 0 | 0 | 0 | 0 | 0 | 0 | 0 | 0 | 0 | 0 | 0 | 0 | 0 | 0 | 0 | 0 | 0 | 0 | 0 | 0 | 0 | 0 | 0 | 0 | 0 | 0 | 0 | 0 | 0 | 0 | 0 | 0 | 0 | 0 | 0 | 0 | 0 | 0 | 0 | 0 | 0 | 0 | 0 | 0 | 0 | 0 | 0 | 0 | 0 | 0
Ach | Retail | Space Heating | Individual room heating | TRC | New | NN3191 | Ceiling Insulation(R2 to R38) | Ceiling Insulation(R2 to R38) | NonEquip | 20 |  | 0% | Prescriptive_hvac | 78.49% | 0 | 0 | 0 | 0 | 0 | 0 | 0 | 0 | 0 | 0 | 0 | 0 | 0 | 0 | 0 | 0 | 0 | 0 | 0 | 0 | 0 | 0 | 0 | 0 | 0 | 0 | 0 | 0 | 0 | 0 | 0 | 0 | 0 | 0 | 0 | 0 | 0 | 0 | 0 | 0 | 0 | 0 | 0 | 0 | 0 | 0 | 0 | 0 | 0 | 0 | 0 | 0 | 0 | 0 | 0 | 0 | 0 | 0 | 0 | 0 | 0 | 0 | 0 | 0 | 0 | 0 | 0 | 0 | 0 | 0 | 0 | 0 | 0 | 0 | 0 | 0 | 0 | 0 | 0 | 0 | 0 | 0 | 0 | 0 | 0 | 0 | 0 | 0 | 0 | 0 | 0 | 0 | 0 | 0 | 0 | 0 | 0 | 0 | 0 | 0 | 0 | 0 | 0 | 0 | 0
Ach | Retail | Space Heating | Individual room heating | TRC | Existing | NE3568 | ECM Motors on Furnaces | ECM Motors on Furnaces | NonEquip | 15 | Forced air furnace | 0% | Prescriptive_ECM_existing | 1.706% | 0 | 0 | 0 | 0 | 0 | 0 | 0 | 0 | 0 | 0 | 0 | 0 | 0 | 0 | 0 | 0 | 0 | 0 | 0 | 0 | 0 | 0 | 0 | 0 | 0 | 0 | 0 | 0 | 0 | 0 | 0 | 0 | 0 | 0 | 0 | 0 | 0 | 0 | 0 | 0 | 0 | 0 | 0 | 0 | 0 | 0 | 0 | 0 | 0 | 0 | 0 | 0 | 0 | 0 | 0 | 0 | 0 | 0 | 0 | 0 | 0 | 0 | 0 | 0 | 0 | 0 | 0 | 0 | 0 | 0 | 0 | 0 | 0 | 0 | 0 | 0 | 0 | 0 | 0 | 0 | 0 | 0 | 0 | 0 | 0 | 0 | 0 | 0 | 0 | 0 | 0 | 0 | 0 | 0 | 0 | 0 | 0 | 0 | 0 | 0 | 0 | 0 | 0 | 0 | 0
Ach | Retail | Space Heating | Individual room heating | TRC | Existing | NE3178 | Ceiling Insulation(R2 to R38) | Ceiling Insulation(R2 to R38) | NonEquip | 20 |  | 0% | Prescriptive_hvac_existing | 86.61% | 0 | 0 | 0 | 0 | 0 | 0 | 0 | 0 | 0 | 0 | 0 | 0 | 0 | 0 | 0 | 0 | 0 | 0 | 0 | 0 | 0 | 0 | 0 | 0 | 0 | 0 | 0 | 0 | 0 | 0 | 0 | 0 | 0 | 0 | 0 | 0 | 0 | 0 | 0 | 0 | 0 | 0 | 0 | 0 | 0 | 0 | 0 | 0 | 0 | 0 | 0 | 0 | 0 | 0 | 0 | 0 | 0 | 0 | 0 | 0 | 0 | 0 | 0 | 0 | 0 | 0 | 0 | 0 | 0 | 0 | 0 | 0 | 0 | 0 | 0 | 0 | 0 | 0 | 0 | 0 | 0 | 0 | 0 | 0 | 0 | 0 | 0 | 0 | 0 | 0 | 0 | 0 | 0 | 0 | 0 | 0 | 0 | 0 | 0 | 0 | 0 | 0 | 0 | 0 | 0
Ach | Retail | Space Cooling | Individual room air conditioners | TRC | New | NN3217 | Ceiling Insulation(R2 to R38) | Ceiling Insulation(R2 to R38) | NonEquip | 20 |  | 0% | Prescriptive_hvac | 21.87% | 0 | 0 | 0 | 0 | 0 | 0 | 0 | 0 | 0 | 0 | 0 | 0 | 0 | 0 | 0 | 0 | 0 | 0 | 0 | 0 | 0 | 0 | 0 | 0 | 0 | 0 | 0 | 0 | 0 | 0 | 0 | 0 | 0 | 0 | 0 | 0 | 0 | 0 | 0 | 0 | 0 | 0 | 0 | 0 | 0 | 0 | 0 | 0 | 0 | 0 | 0 | 0 | 0 | 0 | 0 | 0 | 0 | 0 | 0 | 0 | 0 | 0 | 0 | 0 | 0 | 0 | 0 | 0 | 0 | 0 | 0 | 0 | 0 | 0 | 0 | 0 | 0 | 0 | 0 | 0 | 0 | 0 | 0 | 0 | 0 | 0 | 0 | 0 | 0 | 0 | 0 | 0 | 0 | 0 | 0 | 0 | 0 | 0 | 0 | 0 | 0 | 0 | 0 | 0 | 0
Ach | Retail | Space Cooling | Individual room air conditioners | TRC | Existing | NE3204 | Ceiling Insulation(R2 to R38) | Ceiling Insulation(R2 to R38) | NonEquip | 20 |  | 0% | Prescriptive_hvac_existing | 21.87% | 0 | 0 | 0 | 0 | 0 | 0 | 0 | 0 | 0 | 0 | 0 | 0 | 0 | 0 | 0 | 0 | 0 | 0 | 0 | 0 | 0 | 0 | 0 | 0 | 0 | 0 | 0 | 0 | 0 | 0 | 0 | 0 | 0 | 0 | 0 | 0 | 0 | 0 | 0 | 0 | 0 | 0 | 0 | 0 | 0 | 0 | 0 | 0 | 0 | 0 | 0 | 0 | 0 | 0 | 0 | 0 | 0 | 0 | 0 | 0 | 0 | 0 | 0 | 0 | 0 | 0 | 0 | 0 | 0 | 0 | 0 | 0 | 0 | 0 | 0 | 0 | 0 | 0 | 0 | 0 | 0 | 0 | 0 | 0 | 0 | 0 | 0 | 0 | 0 | 0 | 0 | 0 | 0 | 0 | 0 | 0 | 0 | 0 | 0 | 0 | 0 | 0 | 0 | 0 | 0
Ach | Retail | Space Heating | Forced air furnace | TRC | New | NN3581 | ECM Motors on Furnaces | ECM Motors on Furnaces | NonEquip | 15 | Forced air furnace | 47.78% | Prescriptive_ECM | 1.706% | 0.023602 | 0.03695 | 0.062896 | 0.10598 | 0.1754 | 0.2419 | 0.32251 | 0.4038 | 0.46524 | 0.47339 | 0.023602 | 0.060552 | 0.12345 | 0.22943 | 0.40482 | 0.64672 | 0.96923 | 1.373 | 1.8383 | 2.3117 | 0 | 0 | 0 | 0 | 0 | 0 | 0 | 0 | 0 | 0 | 2.6943e-06 | 6.9124e-06 | 1.4092e-05 | 2.619e-05 | 4.6213e-05 | 7.3826e-05 | 0.00011064 | 0.00015674 | 0.00020985 | 0.00026389 | 0.0010401 | 0.0016773 | 0.0029406 | 0.0051035 | 0.0087 | 0.012358 | 0.016971 | 0.021886 | 0.025973 | 0.027221 | 0.059844 | 0.00081371 | 0.0013121 | 0.0023005 | 0.0039925 | 0.0068061 | 0.009668 | 0.013277 | 0.017122 | 0.020319 | 0.021295 | 0.046816 | 0.001208 | 0.001948 | 0.0034153 | 0.0059273 | 0.010104 | 0.014353 | 0.019711 | 0.025419 | 0.030166 | 0.031615 | 0.069504 | -0.020896 | -0.033695 | -0.059075 | -0.10253 | -0.17478 | -0.24827 | -0.34094 | -0.43968 | -0.52178 | -0.54684 | -1.2022 | 0.022104 | 0.035643 | 0.062491 | 0.10845 | 0.18488 | 0.26262 | 0.36065 | 0.4651 | 0.55194 | 0.57846 | 1.2717 | 0.0027571 | 0.0072858 | 0.015299 | 0.029286 | 0.053226 | 0.087582 | 0.1352 | 0.19727 | 0.27203 | 0.35235
Ach | Retail | Space Heating | Forced air furnace | TRC | New | NN3191 | Ceiling Insulation(R2 to R38) | Ceiling Insulation(R2 to R38) | NonEquip | 20 |  | 0% | Prescriptive_hvac | 78.49% | 0 | 0 | 0 | 0 | 0 | 0 | 0 | 0 | 0 | 0 | 0 | 0 | 0 | 0 | 0 | 0 | 0 | 0 | 0 | 0 | 0 | 0 | 0 | 0 | 0 | 0 | 0 | 0 | 0 | 0 | 0 | 0 | 0 | 0 | 0 | 0 | 0 | 0 | 0 | 0 | 0 | 0 | 0 | 0 | 0 | 0 | 0 | 0 | 0 | 0 | 0 | 0 | 0 | 0 | 0 | 0 | 0 | 0 | 0 | 0 | 0 | 0 | 0 | 0 | 0 | 0 | 0 | 0 | 0 | 0 | 0 | 0 | 0 | 0 | 0 | 0 | 0 | 0 | 0 | 0 | 0 | 0 | 0 | 0 | 0 | 0 | 0 | 0 | 0 | 0 | 0 | 0 | 0 | 0 | 0 | 0 | 0 | 0 | 0 | 0 | 0 | 0 | 0 | 0 | 0
Ach | Retail | Space Heating | Forced air furnace | TRC | Existing | NE3568 | ECM Motors on Furnaces | ECM Motors on Furnaces | NonEquip | 15 | Forced air furnace | 47.78% | Prescriptive_ECM_existing | 1.706% | 0.15021 | 0.24357 | 0.39264 | 0.62843 | 0.99067 | 1.5239 | 2.2525 | 3.1307 | 3.9644 | 4.3783 | 0.15021 | 0.39379 | 0.78643 | 1.4149 | 2.4055 | 3.9294 | 6.182 | 9.3127 | 13.2771 | 17.6554 | 0 | 0 | 0 | 0 | 0 | 0 | 0 | 0 | 0 | 0 | 1.7148e-05 | 4.4953e-05 | 8.9775e-05 | 0.00016151 | 0.0002746 | 0.00044857 | 0.00070571 | 0.0010631 | 0.0015157 | 0.0020155 | 0.00662 | 0.011056 | 0.018357 | 0.030263 | 0.049138 | 0.077856 | 0.11853 | 0.16969 | 0.22132 | 0.25176 | 0.44725 | 0.0051789 | 0.0086495 | 0.014361 | 0.023675 | 0.038442 | 0.060907 | 0.092729 | 0.13275 | 0.17314 | 0.19695 | 0.34989 | 0.0076886 | 0.012841 | 0.021321 | 0.035148 | 0.057071 | 0.090424 | 0.13767 | 0.19708 | 0.25705 | 0.2924 | 0.51945 | -0.13299 | -0.22211 | -0.36879 | -0.60796 | -0.98716 | -1.5641 | -2.3812 | -3.4089 | -4.4462 | -5.0576 | -8.985 | 0.14068 | 0.23495 | 0.39011 | 0.64311 | 1.0442 | 1.6545 | 2.5189 | 3.606 | 4.7032 | 5.35 | 9.5044 | 0.017548 | 0.047382 | 0.097464 | 0.18061 | 0.31628 | 0.53214 | 0.86231 | 1.338 | 1.9648 | 2.6911
Ach | Retail | Space Heating | Forced air furnace | TRC | Existing | NE3178 | Ceiling Insulation(R2 to R38) | Ceiling Insulation(R2 to R38) | NonEquip | 20 |  | 0% | Prescriptive_hvac_existing | 86.61% | 0 | 0 | 0 | 0 | 0 | 0 | 0 | 0 | 0 | 0 | 0 | 0 | 0 | 0 | 0 | 0 | 0 | 0 | 0 | 0 | 0 | 0 | 0 | 0 | 0 | 0 | 0 | 0 | 0 | 0 | 0 | 0 | 0 | 0 | 0 | 0 | 0 | 0 | 0 | 0 | 0 | 0 | 0 | 0 | 0 | 0 | 0 | 0 | 0 | 0 | 0 | 0 | 0 | 0 | 0 | 0 | 0 | 0 | 0 | 0 | 0 | 0 | 0 | 0 | 0 | 0 | 0 | 0 | 0 | 0 | 0 | 0 | 0 | 0 | 0 | 0 | 0 | 0 | 0 | 0 | 0 | 0 | 0 | 0 | 0 | 0 | 0 | 0 | 0 | 0 | 0 | 0 | 0 | 0 | 0 | 0 | 0 | 0 | 0 | 0 | 0 | 0 | 0 | 0 | 0
Ach | Retail | Miscellaneous | Elevators/Escalators | TRC | New | NN4543 | VSD Controlled Compressor | VSD Controlled Compressor | NonEquip | 15 | Others | 0% | Prescriptive_ECM | 20.79% | 0 | 0 | 0 | 0 | 0 | 0 | 0 | 0 | 0 | 0 | 0 | 0 | 0 | 0 | 0 | 0 | 0 | 0 | 0 | 0 | 0 | 0 | 0 | 0 | 0 | 0 | 0 | 0 | 0 | 0 | 0 | 0 | 0 | 0 | 0 | 0 | 0 | 0 | 0 | 0 | 0 | 0 | 0 | 0 | 0 | 0 | 0 | 0 | 0 | 0 | 0 | 0 | 0 | 0 | 0 | 0 | 0 | 0 | 0 | 0 | 0 | 0 | 0 | 0 | 0 | 0 | 0 | 0 | 0 | 0 | 0 | 0 | 0 | 0 | 0 | 0 | 0 | 0 | 0 | 0 | 0 | 0 | 0 | 0 | 0 | 0 | 0 | 0 | 0 | 0 | 0 | 0 | 0 | 0 | 0 | 0 | 0 | 0 | 0 | 0 | 0 | 0 | 0 | 0 | 0
Ach | Retail | Miscellaneous | Elevators/Escalators | TRC | Existing | NE4530 | VSD Controlled Compressor | VSD Controlled Compressor | NonEquip | 15 | Others | 0% | Prescriptive_ECM_existing | 20.79% | 0 | 0 | 0 | 0 | 0 | 0 | 0 | 0 | 0 | 0 | 0 | 0 | 0 | 0 | 0 | 0 | 0 | 0 | 0 | 0 | 0 | 0 | 0 | 0 | 0 | 0 | 0 | 0 | 0 | 0 | 0 | 0 | 0 | 0 | 0 | 0 | 0 | 0 | 0 | 0 | 0 | 0 | 0 | 0 | 0 | 0 | 0 | 0 | 0 | 0 | 0 | 0 | 0 | 0 | 0 | 0 | 0 | 0 | 0 | 0 | 0 | 0 | 0 | 0 | 0 | 0 | 0 | 0 | 0 | 0 | 0 | 0 | 0 | 0 | 0 | 0 | 0 | 0 | 0 | 0 | 0 | 0 | 0 | 0 | 0 | 0 | 0 | 0 | 0 | 0 | 0 | 0 | 0 | 0 | 0 | 0 | 0 | 0 | 0 | 0 | 0 | 0 | 0 | 0 | 0
Ach | Retail | Space Cooling | District chilled water piped | TRC | New | NN3217 | Ceiling Insulation(R2 to R38) | Ceiling Insulation(R2 to R38) | NonEquip | 20 |  | 0% | Prescriptive_hvac | 21.87% | 0 | 0 | 0 | 0 | 0 | 0 | 0 | 0 | 0 | 0 | 0 | 0 | 0 | 0 | 0 | 0 | 0 | 0 | 0 | 0 | 0 | 0 | 0 | 0 | 0 | 0 | 0 | 0 | 0 | 0 | 0 | 0 | 0 | 0 | 0 | 0 | 0 | 0 | 0 | 0 | 0 | 0 | 0 | 0 | 0 | 0 | 0 | 0 | 0 | 0 | 0 | 0 | 0 | 0 | 0 | 0 | 0 | 0 | 0 | 0 | 0 | 0 | 0 | 0 | 0 | 0 | 0 | 0 | 0 | 0 | 0 | 0 | 0 | 0 | 0 | 0 | 0 | 0 | 0 | 0 | 0 | 0 | 0 | 0 | 0 | 0 | 0 | 0 | 0 | 0 | 0 | 0 | 0 | 0 | 0 | 0 | 0 | 0 | 0 | 0 | 0 | 0 | 0 | 0 | 0
Ach | Retail | Space Cooling | District chilled water piped | TRC | Existing | NE3204 | Ceiling Insulation(R2 to R38) | Ceiling Insulation(R2 to R38) | NonEquip | 20 |  | 0% | Prescriptive_hvac_existing | 21.87% | 0 | 0 | 0 | 0 | 0 | 0 | 0 | 0 | 0 | 0 | 0 | 0 | 0 | 0 | 0 | 0 | 0 | 0 | 0 | 0 | 0 | 0 | 0 | 0 | 0 | 0 | 0 | 0 | 0 | 0 | 0 | 0 | 0 | 0 | 0 | 0 | 0 | 0 | 0 | 0 | 0 | 0 | 0 | 0 | 0 | 0 | 0 | 0 | 0 | 0 | 0 | 0 | 0 | 0 | 0 | 0 | 0 | 0 | 0 | 0 | 0 | 0 | 0 | 0 | 0 | 0 | 0 | 0 | 0 | 0 | 0 | 0 | 0 | 0 | 0 | 0 | 0 | 0 | 0 | 0 | 0 | 0 | 0 | 0 | 0 | 0 | 0 | 0 | 0 | 0 | 0 | 0 | 0 | 0 | 0 | 0 | 0 | 0 | 0 | 0 | 0 | 0 | 0 | 0 | 0
Ach | Retail | Space Cooling | District chilled water piped | TRC | Turnover | ET948 | High Efficiency Chiller (Air Cooled, 50 tons) | High Efficiency Chiller (Air Cooled, 50 tons) | Equip | 20 | District chilled water piped | 28.37% | Prescriptive_chiller | 8.759% | 0 | 0 | 0 | 0 | 0 | 0 | 0 | 0 | 0 | 0 | 0 | 0 | 0 | 0 | 0 | 0 | 0 | 0 | 0 | 0 | 0 | 0 | 0 | 0 | 0 | 0 | 0 | 0 | 0 | 0 | 0 | 0 | 0 | 0 | 0 | 0 | 0 | 0 | 0 | 0 | 0 | 0 | 0 | 0 | 0 | 0 | 0 | 0 | 0 | 0 | 0 | 0 | 0 | 0 | 0 | 0 | 0 | 0 | 0 | 0 | 0 | 0 | 0 | 0 | 0 | 0 | 0 | 0 | 0 | 0 | 0 | 0 | 0 | 0 | 0 | 0 | 0 | 0 | 0 | 0 | 0 | 0 | 0 | 0 | 0 | 0 | 0 | 0 | 0 | 0 | 0 | 0 | 0 | 0 | 0 | 0 | 0 | 0 | 0 | 0 | 0 | 0 | 0 | 0 | 0
Ach | Retail | Space Cooling | District chilled water piped | TRC | Turnover | ET1026 | High Efficiency Chiller (Water cooled-centrifugal, 200 tons) | High Efficiency Chiller (Water cooled-centrifugal, 200 tons) | Equip | 20 | District chilled water piped | 28.37% | Prescriptive_chiller | 4.362% | 0 | 0 | 0 | 0 | 0 | 0 | 0 | 0 | 0 | 0 | 0 | 0 | 0 | 0 | 0 | 0 | 0 | 0 | 0 | 0 | 0 | 0 | 0 | 0 | 0 | 0 | 0 | 0 | 0 | 0 | 0 | 0 | 0 | 0 | 0 | 0 | 0 | 0 | 0 | 0 | 0 | 0 | 0 | 0 | 0 | 0 | 0 | 0 | 0 | 0 | 0 | 0 | 0 | 0 | 0 | 0 | 0 | 0 | 0 | 0 | 0 | 0 | 0 | 0 | 0 | 0 | 0 | 0 | 0 | 0 | 0 | 0 | 0 | 0 | 0 | 0 | 0 | 0 | 0 | 0 | 0 | 0 | 0 | 0 | 0 | 0 | 0 | 0 | 0 | 0 | 0 | 0 | 0 | 0 | 0 | 0 | 0 | 0 | 0 | 0 | 0 | 0 | 0 | 0 | 0
Ach | Retail | Space Cooling | District chilled water piped | TRC | New | EN974 | High Efficiency Chiller (Air Cooled, 50 tons) | High Efficiency Chiller (Air Cooled, 50 tons) | Equip | 20 | District chilled water piped | 28.37% | Prescriptive_chiller | 8.759% | 0 | 0 | 0 | 0 | 0 | 0 | 0 | 0 | 0 | 0 | 0 | 0 | 0 | 0 | 0 | 0 | 0 | 0 | 0 | 0 | 0 | 0 | 0 | 0 | 0 | 0 | 0 | 0 | 0 | 0 | 0 | 0 | 0 | 0 | 0 | 0 | 0 | 0 | 0 | 0 | 0 | 0 | 0 | 0 | 0 | 0 | 0 | 0 | 0 | 0 | 0 | 0 | 0 | 0 | 0 | 0 | 0 | 0 | 0 | 0 | 0 | 0 | 0 | 0 | 0 | 0 | 0 | 0 | 0 | 0 | 0 | 0 | 0 | 0 | 0 | 0 | 0 | 0 | 0 | 0 | 0 | 0 | 0 | 0 | 0 | 0 | 0 | 0 | 0 | 0 | 0 | 0 | 0 | 0 | 0 | 0 | 0 | 0 | 0 | 0 | 0 | 0 | 0 | 0 | 0
Ach | Retail | Space Cooling | District chilled water piped | TRC | New | EN1052 | High Efficiency Chiller (Water cooled-centrifugal, 200 tons) | High Efficiency Chiller (Water cooled-centrifugal, 200 tons) | Equip | 20 | District chilled water piped | 28.37% | Prescriptive_chiller | 4.362% | 0 | 0 | 0 | 0 | 0 | 0 | 0 | 0 | 0 | 0 | 0 | 0 | 0 | 0 | 0 | 0 | 0 | 0 | 0 | 0 | 0 | 0 | 0 | 0 | 0 | 0 | 0 | 0 | 0 | 0 | 0 | 0 | 0 | 0 | 0 | 0 | 0 | 0 | 0 | 0 | 0 | 0 | 0 | 0 | 0 | 0 | 0 | 0 | 0 | 0 | 0 | 0 | 0 | 0 | 0 | 0 | 0 | 0 | 0 | 0 | 0 | 0 | 0 | 0 | 0 | 0 | 0 | 0 | 0 | 0 | 0 | 0 | 0 | 0 | 0 | 0 | 0 | 0 | 0 | 0 | 0 | 0 | 0 | 0 | 0 | 0 | 0 | 0 | 0 | 0 | 0 | 0 | 0 | 0 | 0 | 0 | 0 | 0 | 0 | 0 | 0 | 0 | 0 | 0 | 0
Ach | Retail | Refrigeration | Display cases | TRC | New | NN4829 | PSC to ECM Evaporator Fan Motor (Reach-In) | PSC to ECM Evaporator Fan Motor (Reach-In) | NonEquip | 15 | Display cases | 68.68% | Prescriptive_ECM | 37.5% | 15.3407 | 24.1137 | 41.2113 | 69.7189 | 115.8543 | 160.4206 | 214.7445 | 269.9579 | 312.2863 | 319.038 | 15.3407 | 39.4544 | 80.6656 | 150.3846 | 266.2389 | 426.6595 | 641.404 | 911.362 | 1223.6483 | 1542.6863 | 0.0021352 | 0.0054914 | 0.011227 | 0.020931 | 0.037056 | 0.059384 | 0.089273 | 0.12685 | 0.17031 | 0.21472 | 0.0001956 | 0.00050305 | 0.0010285 | 0.0019174 | 0.0033946 | 0.00544 | 0.0081781 | 0.01162 | 0.015602 | 0.01967 | 0.34125 | 0.5525 | 0.97257 | 1.6947 | 2.9006 | 4.1369 | 5.704 | 7.3856 | 8.8 | 9.26 | 20.1321 | 1.8041 | 2.9209 | 5.1416 | 8.9593 | 15.3346 | 21.8704 | 30.1548 | 39.0452 | 46.5224 | 48.954 | 106.431 | 0.31419 | 0.50868 | 0.89544 | 1.5603 | 2.6706 | 3.8088 | 5.2516 | 6.7999 | 8.1021 | 8.5255 | 18.5354 | -14.1781 | -22.9548 | -40.4076 | -70.41 | -120.5128 | -171.8773 | -236.9832 | -306.8519 | -365.6141 | -384.7243 | -836.4298 | 14.4923 | 23.4634 | 41.303 | 71.9703 | 123.1834 | 175.6861 | 242.2348 | 313.6518 | 373.7162 | 393.2498 | 854.9652 | 1.805 | 4.7814 | 10.069 | 19.3348 | 35.257 | 58.1959 | 90.1114 | 131.8791 | 182.3807 | 236.8303
Ach | Retail | Refrigeration | Display cases | TRC | Existing | NE4816 | PSC to ECM Evaporator Fan Motor (Reach-In) | PSC to ECM Evaporator Fan Motor (Reach-In) | NonEquip | 15 | Display cases | 17.17% | Prescriptive_ECM_existing | 37.5% | 24.3005 | 24.4766 | 24.5793 | 24.7395 | 24.8997 | 25.0443 | 25.1665 | 25.2598 | 25.3456 | 25.4308 | 24.3005 | 48.7771 | 73.3564 | 98.0959 | 122.9956 | 148.04 | 173.2065 | 198.4663 | 223.8119 | 249.2426 | 0.0033822 | 0.0067889 | 0.01021 | 0.013653 | 0.017119 | 0.020605 | 0.024107 | 0.027623 | 0.031151 | 0.03469 | 0.00030984 | 0.00062192 | 0.00093531 | 0.0012507 | 0.0015682 | 0.0018875 | 0.0022084 | 0.0025305 | 0.0028537 | 0.0031779 | 0.54056 | 0.56082 | 0.58006 | 0.60136 | 0.62341 | 0.64584 | 0.66846 | 0.69107 | 0.71422 | 0.73812 | 3.7631 | 2.8578 | 2.9648 | 3.0666 | 3.1792 | 3.2958 | 3.4143 | 3.5339 | 3.6534 | 3.7758 | 3.9022 | 19.8941 | 0.49769 | 0.51634 | 0.53406 | 0.55366 | 0.57397 | 0.59462 | 0.61545 | 0.63626 | 0.65757 | 0.67958 | 3.4646 | -22.4588 | -23.3003 | -24.0999 | -24.9847 | -25.901 | -26.8329 | -27.7727 | -28.7119 | -29.6737 | -30.6667 | -156.3453 | 22.9565 | 23.8166 | 24.634 | 25.5384 | 26.4749 | 27.4275 | 28.3882 | 29.3482 | 30.3313 | 31.3463 | 159.8099 | 2.8592 | 5.9112 | 9.1567 | 12.6121 | 16.2878 | 20.1925 | 24.3339 | 28.7192 | 33.3584 | 38.2633
Ach | Retail | Cooking | Cooking Other | TRC | Turnover | ET12 | Efficient Exhaust Hood | Efficient Exhaust Hood | Equip | 15 | Cooking Other | 0% | Prescriptive_cooking | 42.5% | 0 | 0 | 0 | 0 | 0 | 0 | 0 | 0 | 0 | 0 | 0 | 0 | 0 | 0 | 0 | 0 | 0 | 0 | 0 | 0 | 0 | 0 | 0 | 0 | 0 | 0 | 0 | 0 | 0 | 0 | 0 | 0 | 0 | 0 | 0 | 0 | 0 | 0 | 0 | 0 | 0 | 0 | 0 | 0 | 0 | 0 | 0 | 0 | 0 | 0 | 0 | 0 | 0 | 0 | 0 | 0 | 0 | 0 | 0 | 0 | 0 | 0 | 0 | 0 | 0 | 0 | 0 | 0 | 0 | 0 | 0 | 0 | 0 | 0 | 0 | 0 | 0 | 0 | 0 | 0 | 0 | 0 | 0 | 0 | 0 | 0 | 0 | 0 | 0 | 0 | 0 | 0 | 0 | 0 | 0 | 0 | 0 | 0 | 0 | 0 | 0 | 0 | 0 | 0 | 0
Ach | Retail | Cooking | Cooking Other | TRC | New | EN38 | Efficient Exhaust Hood | Efficient Exhaust Hood | Equip | 15 | Cooking Other | 0% | Prescriptive_cooking | 42.5% | 0 | 0 | 0 | 0 | 0 | 0 | 0 | 0 | 0 | 0 | 0 | 0 | 0 | 0 | 0 | 0 | 0 | 0 | 0 | 0 | 0 | 0 | 0 | 0 | 0 | 0 | 0 | 0 | 0 | 0 | 0 | 0 | 0 | 0 | 0 | 0 | 0 | 0 | 0 | 0 | 0 | 0 | 0 | 0 | 0 | 0 | 0 | 0 | 0 | 0 | 0 | 0 | 0 | 0 | 0 | 0 | 0 | 0 | 0 | 0 | 0 | 0 | 0 | 0 | 0 | 0 | 0 | 0 | 0 | 0 | 0 | 0 | 0 | 0 | 0 | 0 | 0 | 0 | 0 | 0 | 0 | 0 | 0 | 0 | 0 | 0 | 0 | 0 | 0 | 0 | 0 | 0 | 0 | 0 | 0 | 0 | 0 | 0 | 0 | 0 | 0 | 0 | 0 | 0 | 0
Ach | Retail | Space Cooling | Central chillers inside | TRC | New | NN3217 | Ceiling Insulation(R2 to R38) | Ceiling Insulation(R2 to R38) | NonEquip | 20 |  | 0% | Prescriptive_hvac | 21.87% | 0 | 0 | 0 | 0 | 0 | 0 | 0 | 0 | 0 | 0 | 0 | 0 | 0 | 0 | 0 | 0 | 0 | 0 | 0 | 0 | 0 | 0 | 0 | 0 | 0 | 0 | 0 | 0 | 0 | 0 | 0 | 0 | 0 | 0 | 0 | 0 | 0 | 0 | 0 | 0 | 0 | 0 | 0 | 0 | 0 | 0 | 0 | 0 | 0 | 0 | 0 | 0 | 0 | 0 | 0 | 0 | 0 | 0 | 0 | 0 | 0 | 0 | 0 | 0 | 0 | 0 | 0 | 0 | 0 | 0 | 0 | 0 | 0 | 0 | 0 | 0 | 0 | 0 | 0 | 0 | 0 | 0 | 0 | 0 | 0 | 0 | 0 | 0 | 0 | 0 | 0 | 0 | 0 | 0 | 0 | 0 | 0 | 0 | 0 | 0 | 0 | 0 | 0 | 0 | 0
Ach | Retail | Space Cooling | Central chillers inside | TRC | Existing | NE3204 | Ceiling Insulation(R2 to R38) | Ceiling Insulation(R2 to R38) | NonEquip | 20 |  | 0% | Prescriptive_hvac_existing | 21.87% | 0 | 0 | 0 | 0 | 0 | 0 | 0 | 0 | 0 | 0 | 0 | 0 | 0 | 0 | 0 | 0 | 0 | 0 | 0 | 0 | 0 | 0 | 0 | 0 | 0 | 0 | 0 | 0 | 0 | 0 | 0 | 0 | 0 | 0 | 0 | 0 | 0 | 0 | 0 | 0 | 0 | 0 | 0 | 0 | 0 | 0 | 0 | 0 | 0 | 0 | 0 | 0 | 0 | 0 | 0 | 0 | 0 | 0 | 0 | 0 | 0 | 0 | 0 | 0 | 0 | 0 | 0 | 0 | 0 | 0 | 0 | 0 | 0 | 0 | 0 | 0 | 0 | 0 | 0 | 0 | 0 | 0 | 0 | 0 | 0 | 0 | 0 | 0 | 0 | 0 | 0 | 0 | 0 | 0 | 0 | 0 | 0 | 0 | 0 | 0 | 0 | 0 | 0 | 0 | 0
Ach | Retail | Space Cooling | Central chillers inside | TRC | Turnover | ET987 | High Efficiency Chiller (Water cooled-centrifugal, 200 tons) | High Efficiency Chiller (Water cooled-centrifugal, 200 tons) | Equip | 20 | Central chillers inside | 28.37% | Prescriptive_chiller | 4.362% | 0 | 0 | 0 | 0 | 0 | 0 | 0 | 0 | 0 | 0 | 0 | 0 | 0 | 0 | 0 | 0 | 0 | 0 | 0 | 0 | 0 | 0 | 0 | 0 | 0 | 0 | 0 | 0 | 0 | 0 | 0 | 0 | 0 | 0 | 0 | 0 | 0 | 0 | 0 | 0 | 0 | 0 | 0 | 0 | 0 | 0 | 0 | 0 | 0 | 0 | 0 | 0 | 0 | 0 | 0 | 0 | 0 | 0 | 0 | 0 | 0 | 0 | 0 | 0 | 0 | 0 | 0 | 0 | 0 | 0 | 0 | 0 | 0 | 0 | 0 | 0 | 0 | 0 | 0 | 0 | 0 | 0 | 0 | 0 | 0 | 0 | 0 | 0 | 0 | 0 | 0 | 0 | 0 | 0 | 0 | 0 | 0 | 0 | 0 | 0 | 0 | 0 | 0 | 0 | 0
Ach | Retail | Space Cooling | Central chillers inside | TRC | Turnover | ET909 | High Efficiency Chiller (Air Cooled, 50 tons) | High Efficiency Chiller (Air Cooled, 50 tons) | Equip | 20 | Central chillers inside | 28.37% | Prescriptive_chiller | 8.759% | 0 | 0 | 0 | 0 | 0 | 0 | 0 | 0 | 0 | 0 | 0 | 0 | 0 | 0 | 0 | 0 | 0 | 0 | 0 | 0 | 0 | 0 | 0 | 0 | 0 | 0 | 0 | 0 | 0 | 0 | 0 | 0 | 0 | 0 | 0 | 0 | 0 | 0 | 0 | 0 | 0 | 0 | 0 | 0 | 0 | 0 | 0 | 0 | 0 | 0 | 0 | 0 | 0 | 0 | 0 | 0 | 0 | 0 | 0 | 0 | 0 | 0 | 0 | 0 | 0 | 0 | 0 | 0 | 0 | 0 | 0 | 0 | 0 | 0 | 0 | 0 | 0 | 0 | 0 | 0 | 0 | 0 | 0 | 0 | 0 | 0 | 0 | 0 | 0 | 0 | 0 | 0 | 0 | 0 | 0 | 0 | 0 | 0 | 0 | 0 | 0 | 0 | 0 | 0 | 0
Ach | Retail | Space Cooling | Central chillers inside | TRC | New | EN935 | High Efficiency Chiller (Air Cooled, 50 tons) | High Efficiency Chiller (Air Cooled, 50 tons) | Equip | 20 | Central chillers inside | 28.37% | Prescriptive_chiller | 8.759% | 0 | 0 | 0 | 0 | 0 | 0 | 0 | 0 | 0 | 0 | 0 | 0 | 0 | 0 | 0 | 0 | 0 | 0 | 0 | 0 | 0 | 0 | 0 | 0 | 0 | 0 | 0 | 0 | 0 | 0 | 0 | 0 | 0 | 0 | 0 | 0 | 0 | 0 | 0 | 0 | 0 | 0 | 0 | 0 | 0 | 0 | 0 | 0 | 0 | 0 | 0 | 0 | 0 | 0 | 0 | 0 | 0 | 0 | 0 | 0 | 0 | 0 | 0 | 0 | 0 | 0 | 0 | 0 | 0 | 0 | 0 | 0 | 0 | 0 | 0 | 0 | 0 | 0 | 0 | 0 | 0 | 0 | 0 | 0 | 0 | 0 | 0 | 0 | 0 | 0 | 0 | 0 | 0 | 0 | 0 | 0 | 0 | 0 | 0 | 0 | 0 | 0 | 0 | 0 | 0
Ach | Retail | Space Cooling | Central chillers inside | TRC | New | EN1013 | High Efficiency Chiller (Water cooled-centrifugal, 200 tons) | High Efficiency Chiller (Water cooled-centrifugal, 200 tons) | Equip | 20 | Central chillers inside | 28.37% | Prescriptive_chiller | 4.362% | 0 | 0 | 0 | 0 | 0 | 0 | 0 | 0 | 0 | 0 | 0 | 0 | 0 | 0 | 0 | 0 | 0 | 0 | 0 | 0 | 0 | 0 | 0 | 0 | 0 | 0 | 0 | 0 | 0 | 0 | 0 | 0 | 0 | 0 | 0 | 0 | 0 | 0 | 0 | 0 | 0 | 0 | 0 | 0 | 0 | 0 | 0 | 0 | 0 | 0 | 0 | 0 | 0 | 0 | 0 | 0 | 0 | 0 | 0 | 0 | 0 | 0 | 0 | 0 | 0 | 0 | 0 | 0 | 0 | 0 | 0 | 0 | 0 | 0 | 0 | 0 | 0 | 0 | 0 | 0 | 0 | 0 | 0 | 0 | 0 | 0 | 0 | 0 | 0 | 0 | 0 | 0 | 0 | 0 | 0 | 0 | 0 | 0 | 0 | 0 | 0 | 0 | 0 | 0 | 0
Ach | Retail | Space Heating | Boilers | TRC | New | NN3581 | ECM Motors on Furnaces | ECM Motors on Furnaces | NonEquip | 15 | Forced air furnace | 0% | Prescriptive_ECM | 1.706% | 0 | 0 | 0 | 0 | 0 | 0 | 0 | 0 | 0 | 0 | 0 | 0 | 0 | 0 | 0 | 0 | 0 | 0 | 0 | 0 | 0 | 0 | 0 | 0 | 0 | 0 | 0 | 0 | 0 | 0 | 0 | 0 | 0 | 0 | 0 | 0 | 0 | 0 | 0 | 0 | 0 | 0 | 0 | 0 | 0 | 0 | 0 | 0 | 0 | 0 | 0 | 0 | 0 | 0 | 0 | 0 | 0 | 0 | 0 | 0 | 0 | 0 | 0 | 0 | 0 | 0 | 0 | 0 | 0 | 0 | 0 | 0 | 0 | 0 | 0 | 0 | 0 | 0 | 0 | 0 | 0 | 0 | 0 | 0 | 0 | 0 | 0 | 0 | 0 | 0 | 0 | 0 | 0 | 0 | 0 | 0 | 0 | 0 | 0 | 0 | 0 | 0 | 0 | 0 | 0
Ach | Retail | Space Heating | Boilers | TRC | New | NN3191 | Ceiling Insulation(R2 to R38) | Ceiling Insulation(R2 to R38) | NonEquip | 20 |  | 0% | Prescriptive_hvac | 78.49% | 0 | 0 | 0 | 0 | 0 | 0 | 0 | 0 | 0 | 0 | 0 | 0 | 0 | 0 | 0 | 0 | 0 | 0 | 0 | 0 | 0 | 0 | 0 | 0 | 0 | 0 | 0 | 0 | 0 | 0 | 0 | 0 | 0 | 0 | 0 | 0 | 0 | 0 | 0 | 0 | 0 | 0 | 0 | 0 | 0 | 0 | 0 | 0 | 0 | 0 | 0 | 0 | 0 | 0 | 0 | 0 | 0 | 0 | 0 | 0 | 0 | 0 | 0 | 0 | 0 | 0 | 0 | 0 | 0 | 0 | 0 | 0 | 0 | 0 | 0 | 0 | 0 | 0 | 0 | 0 | 0 | 0 | 0 | 0 | 0 | 0 | 0 | 0 | 0 | 0 | 0 | 0 | 0 | 0 | 0 | 0 | 0 | 0 | 0 | 0 | 0 | 0 | 0 | 0 | 0
Ach | Retail | Space Heating | Boilers | TRC | Existing | NE3568 | ECM Motors on Furnaces | ECM Motors on Furnaces | NonEquip | 15 | Forced air furnace | 0% | Prescriptive_ECM_existing | 1.706% | 0 | 0 | 0 | 0 | 0 | 0 | 0 | 0 | 0 | 0 | 0 | 0 | 0 | 0 | 0 | 0 | 0 | 0 | 0 | 0 | 0 | 0 | 0 | 0 | 0 | 0 | 0 | 0 | 0 | 0 | 0 | 0 | 0 | 0 | 0 | 0 | 0 | 0 | 0 | 0 | 0 | 0 | 0 | 0 | 0 | 0 | 0 | 0 | 0 | 0 | 0 | 0 | 0 | 0 | 0 | 0 | 0 | 0 | 0 | 0 | 0 | 0 | 0 | 0 | 0 | 0 | 0 | 0 | 0 | 0 | 0 | 0 | 0 | 0 | 0 | 0 | 0 | 0 | 0 | 0 | 0 | 0 | 0 | 0 | 0 | 0 | 0 | 0 | 0 | 0 | 0 | 0 | 0 | 0 | 0 | 0 | 0 | 0 | 0 | 0 | 0 | 0 | 0 | 0 | 0
Ach | Retail | Space Heating | Boilers | TRC | Existing | NE3178 | Ceiling Insulation(R2 to R38) | Ceiling Insulation(R2 to R38) | NonEquip | 20 |  | 0% | Prescriptive_hvac_existing | 86.61% | 0 | 0 | 0 | 0 | 0 | 0 | 0 | 0 | 0 | 0 | 0 | 0 | 0 | 0 | 0 | 0 | 0 | 0 | 0 | 0 | 0 | 0 | 0 | 0 | 0 | 0 | 0 | 0 | 0 | 0 | 0 | 0 | 0 | 0 | 0 | 0 | 0 | 0 | 0 | 0 | 0 | 0 | 0 | 0 | 0 | 0 | 0 | 0 | 0 | 0 | 0 | 0 | 0 | 0 | 0 | 0 | 0 | 0 | 0 | 0 | 0 | 0 | 0 | 0 | 0 | 0 | 0 | 0 | 0 | 0 | 0 | 0 | 0 | 0 | 0 | 0 | 0 | 0 | 0 | 0 | 0 | 0 | 0 | 0 | 0 | 0 | 0 | 0 | 0 | 0 | 0 | 0 | 0 | 0 | 0 | 0 | 0 | 0 | 0 | 0 | 0 | 0 | 0 | 0 | 0
Ach | Schools K-12 | Refrigeration | Walk-in cooler | TRC | New | NN4830 | PSC to ECM Evaporator Fan Motor (Reach-In) | PSC to ECM Evaporator Fan Motor (Reach-In) | NonEquip | 15 | Display cases | 0% | Prescriptive_ECM | 37.5% | 0 | 0 | 0 | 0 | 0 | 0 | 0 | 0 | 0 | 0 | 0 | 0 | 0 | 0 | 0 | 0 | 0 | 0 | 0 | 0 | 0 | 0 | 0 | 0 | 0 | 0 | 0 | 0 | 0 | 0 | 0 | 0 | 0 | 0 | 0 | 0 | 0 | 0 | 0 | 0 | 0 | 0 | 0 | 0 | 0 | 0 | 0 | 0 | 0 | 0 | 0 | 0 | 0 | 0 | 0 | 0 | 0 | 0 | 0 | 0 | 0 | 0 | 0 | 0 | 0 | 0 | 0 | 0 | 0 | 0 | 0 | 0 | 0 | 0 | 0 | 0 | 0 | 0 | 0 | 0 | 0 | 0 | 0 | 0 | 0 | 0 | 0 | 0 | 0 | 0 | 0 | 0 | 0 | 0 | 0 | 0 | 0 | 0 | 0 | 0 | 0 | 0 | 0 | 0 | 0
Ach | Schools K-12 | Refrigeration | Walk-in cooler | TRC | Existing | NE4817 | PSC to ECM Evaporator Fan Motor (Reach-In) | PSC to ECM Evaporator Fan Motor (Reach-In) | NonEquip | 15 | Display cases | 0% | Prescriptive_ECM_existing | 37.5% | 0 | 0 | 0 | 0 | 0 | 0 | 0 | 0 | 0 | 0 | 0 | 0 | 0 | 0 | 0 | 0 | 0 | 0 | 0 | 0 | 0 | 0 | 0 | 0 | 0 | 0 | 0 | 0 | 0 | 0 | 0 | 0 | 0 | 0 | 0 | 0 | 0 | 0 | 0 | 0 | 0 | 0 | 0 | 0 | 0 | 0 | 0 | 0 | 0 | 0 | 0 | 0 | 0 | 0 | 0 | 0 | 0 | 0 | 0 | 0 | 0 | 0 | 0 | 0 | 0 | 0 | 0 | 0 | 0 | 0 | 0 | 0 | 0 | 0 | 0 | 0 | 0 | 0 | 0 | 0 | 0 | 0 | 0 | 0 | 0 | 0 | 0 | 0 | 0 | 0 | 0 | 0 | 0 | 0 | 0 | 0 | 0 | 0 | 0 | 0 | 0 | 0 | 0 | 0 | 0
Ach | Schools K-12 | Refrigeration | Vending and ice makers | TRC | New | NN4830 | PSC to ECM Evaporator Fan Motor (Reach-In) | PSC to ECM Evaporator Fan Motor (Reach-In) | NonEquip | 15 | Display cases | 0% | Prescriptive_ECM | 37.5% | 0 | 0 | 0 | 0 | 0 | 0 | 0 | 0 | 0 | 0 | 0 | 0 | 0 | 0 | 0 | 0 | 0 | 0 | 0 | 0 | 0 | 0 | 0 | 0 | 0 | 0 | 0 | 0 | 0 | 0 | 0 | 0 | 0 | 0 | 0 | 0 | 0 | 0 | 0 | 0 | 0 | 0 | 0 | 0 | 0 | 0 | 0 | 0 | 0 | 0 | 0 | 0 | 0 | 0 | 0 | 0 | 0 | 0 | 0 | 0 | 0 | 0 | 0 | 0 | 0 | 0 | 0 | 0 | 0 | 0 | 0 | 0 | 0 | 0 | 0 | 0 | 0 | 0 | 0 | 0 | 0 | 0 | 0 | 0 | 0 | 0 | 0 | 0 | 0 | 0 | 0 | 0 | 0 | 0 | 0 | 0 | 0 | 0 | 0 | 0 | 0 | 0 | 0 | 0 | 0
Ach | Schools K-12 | Refrigeration | Vending and ice makers | TRC | Existing | NE4817 | PSC to ECM Evaporator Fan Motor (Reach-In) | PSC to ECM Evaporator Fan Motor (Reach-In) | NonEquip | 15 | Display cases | 0% | Prescriptive_ECM_existing | 37.5% | 0 | 0 | 0 | 0 | 0 | 0 | 0 | 0 | 0 | 0 | 0 | 0 | 0 | 0 | 0 | 0 | 0 | 0 | 0 | 0 | 0 | 0 | 0 | 0 | 0 | 0 | 0 | 0 | 0 | 0 | 0 | 0 | 0 | 0 | 0 | 0 | 0 | 0 | 0 | 0 | 0 | 0 | 0 | 0 | 0 | 0 | 0 | 0 | 0 | 0 | 0 | 0 | 0 | 0 | 0 | 0 | 0 | 0 | 0 | 0 | 0 | 0 | 0 | 0 | 0 | 0 | 0 | 0 | 0 | 0 | 0 | 0 | 0 | 0 | 0 | 0 | 0 | 0 | 0 | 0 | 0 | 0 | 0 | 0 | 0 | 0 | 0 | 0 | 0 | 0 | 0 | 0 | 0 | 0 | 0 | 0 | 0 | 0 | 0 | 0 | 0 | 0 | 0 | 0 | 0
Ach | Schools K-12 | Space Cooling | Residential-type central air conditioners | TRC | New | NN3530 | Duct Sealing Repair | Duct Sealing Repair | NonEquip | 15 |  | 0% | Prescriptive_hvac | 12% | 0 | 0 | 0 | 0 | 0 | 0 | 0 | 0 | 0 | 0 | 0 | 0 | 0 | 0 | 0 | 0 | 0 | 0 | 0 | 0 | 0 | 0 | 0 | 0 | 0 | 0 | 0 | 0 | 0 | 0 | 0 | 0 | 0 | 0 | 0 | 0 | 0 | 0 | 0 | 0 | 0 | 0 | 0 | 0 | 0 | 0 | 0 | 0 | 0 | 0 | 0 | 0 | 0 | 0 | 0 | 0 | 0 | 0 | 0 | 0 | 0 | 0 | 0 | 0 | 0 | 0 | 0 | 0 | 0 | 0 | 0 | 0 | 0 | 0 | 0 | 0 | 0 | 0 | 0 | 0 | 0 | 0 | 0 | 0 | 0 | 0 | 0 | 0 | 0 | 0 | 0 | 0 | 0 | 0 | 0 | 0 | 0 | 0 | 0 | 0 | 0 | 0 | 0 | 0 | 0
Ach | Schools K-12 | Space Cooling | Residential-type central air conditioners | TRC | New | NN3218 | Ceiling Insulation(R2 to R38) | Ceiling Insulation(R2 to R38) | NonEquip | 20 |  | 0% | Prescriptive_hvac | 25.63% | 0 | 0 | 0 | 0 | 0 | 0 | 0 | 0 | 0 | 0 | 0 | 0 | 0 | 0 | 0 | 0 | 0 | 0 | 0 | 0 | 0 | 0 | 0 | 0 | 0 | 0 | 0 | 0 | 0 | 0 | 0 | 0 | 0 | 0 | 0 | 0 | 0 | 0 | 0 | 0 | 0 | 0 | 0 | 0 | 0 | 0 | 0 | 0 | 0 | 0 | 0 | 0 | 0 | 0 | 0 | 0 | 0 | 0 | 0 | 0 | 0 | 0 | 0 | 0 | 0 | 0 | 0 | 0 | 0 | 0 | 0 | 0 | 0 | 0 | 0 | 0 | 0 | 0 | 0 | 0 | 0 | 0 | 0 | 0 | 0 | 0 | 0 | 0 | 0 | 0 | 0 | 0 | 0 | 0 | 0 | 0 | 0 | 0 | 0 | 0 | 0 | 0 | 0 | 0 | 0
Ach | Schools K-12 | Space Cooling | Residential-type central air conditioners | TRC | Existing | NE3517 | Duct Sealing Repair | Duct Sealing Repair | NonEquip | 15 |  | 0% | Prescriptive_hvac_existing | 12% | 0 | 0 | 0 | 0 | 0 | 0 | 0 | 0 | 0 | 0 | 0 | 0 | 0 | 0 | 0 | 0 | 0 | 0 | 0 | 0 | 0 | 0 | 0 | 0 | 0 | 0 | 0 | 0 | 0 | 0 | 0 | 0 | 0 | 0 | 0 | 0 | 0 | 0 | 0 | 0 | 0 | 0 | 0 | 0 | 0 | 0 | 0 | 0 | 0 | 0 | 0 | 0 | 0 | 0 | 0 | 0 | 0 | 0 | 0 | 0 | 0 | 0 | 0 | 0 | 0 | 0 | 0 | 0 | 0 | 0 | 0 | 0 | 0 | 0 | 0 | 0 | 0 | 0 | 0 | 0 | 0 | 0 | 0 | 0 | 0 | 0 | 0 | 0 | 0 | 0 | 0 | 0 | 0 | 0 | 0 | 0 | 0 | 0 | 0 | 0 | 0 | 0 | 0 | 0 | 0
Ach | Schools K-12 | Space Cooling | Residential-type central air conditioners | TRC | Existing | NE3205 | Ceiling Insulation(R2 to R38) | Ceiling Insulation(R2 to R38) | NonEquip | 20 |  | 0% | Prescriptive_hvac_existing | 25.63% | 0 | 0 | 0 | 0 | 0 | 0 | 0 | 0 | 0 | 0 | 0 | 0 | 0 | 0 | 0 | 0 | 0 | 0 | 0 | 0 | 0 | 0 | 0 | 0 | 0 | 0 | 0 | 0 | 0 | 0 | 0 | 0 | 0 | 0 | 0 | 0 | 0 | 0 | 0 | 0 | 0 | 0 | 0 | 0 | 0 | 0 | 0 | 0 | 0 | 0 | 0 | 0 | 0 | 0 | 0 | 0 | 0 | 0 | 0 | 0 | 0 | 0 | 0 | 0 | 0 | 0 | 0 | 0 | 0 | 0 | 0 | 0 | 0 | 0 | 0 | 0 | 0 | 0 | 0 | 0 | 0 | 0 | 0 | 0 | 0 | 0 | 0 | 0 | 0 | 0 | 0 | 0 | 0 | 0 | 0 | 0 | 0 | 0 | 0 | 0 | 0 | 0 | 0 | 0 | 0
Ach | Schools K-12 | Space Heating | Residential/split system heat pump | TRC | New | NN3582 | ECM Motors on Furnaces | ECM Motors on Furnaces | NonEquip | 15 | Forced air furnace | 0% | Prescriptive_ECM | 1.706% | 0 | 0 | 0 | 0 | 0 | 0 | 0 | 0 | 0 | 0 | 0 | 0 | 0 | 0 | 0 | 0 | 0 | 0 | 0 | 0 | 0 | 0 | 0 | 0 | 0 | 0 | 0 | 0 | 0 | 0 | 0 | 0 | 0 | 0 | 0 | 0 | 0 | 0 | 0 | 0 | 0 | 0 | 0 | 0 | 0 | 0 | 0 | 0 | 0 | 0 | 0 | 0 | 0 | 0 | 0 | 0 | 0 | 0 | 0 | 0 | 0 | 0 | 0 | 0 | 0 | 0 | 0 | 0 | 0 | 0 | 0 | 0 | 0 | 0 | 0 | 0 | 0 | 0 | 0 | 0 | 0 | 0 | 0 | 0 | 0 | 0 | 0 | 0 | 0 | 0 | 0 | 0 | 0 | 0 | 0 | 0 | 0 | 0 | 0 | 0 | 0 | 0 | 0 | 0 | 0
Ach | Schools K-12 | Space Heating | Residential/split system heat pump | TRC | New | NN3556 | Duct Sealing Repair | Duct Sealing Repair | NonEquip | 15 |  | 0% | Prescriptive_hvac | 12% | 0 | 0 | 0 | 0 | 0 | 0 | 0 | 0 | 0 | 0 | 0 | 0 | 0 | 0 | 0 | 0 | 0 | 0 | 0 | 0 | 0 | 0 | 0 | 0 | 0 | 0 | 0 | 0 | 0 | 0 | 0 | 0 | 0 | 0 | 0 | 0 | 0 | 0 | 0 | 0 | 0 | 0 | 0 | 0 | 0 | 0 | 0 | 0 | 0 | 0 | 0 | 0 | 0 | 0 | 0 | 0 | 0 | 0 | 0 | 0 | 0 | 0 | 0 | 0 | 0 | 0 | 0 | 0 | 0 | 0 | 0 | 0 | 0 | 0 | 0 | 0 | 0 | 0 | 0 | 0 | 0 | 0 | 0 | 0 | 0 | 0 | 0 | 0 | 0 | 0 | 0 | 0 | 0 | 0 | 0 | 0 | 0 | 0 | 0 | 0 | 0 | 0 | 0 | 0 | 0
Ach | Schools K-12 | Space Heating | Residential/split system heat pump | TRC | New | NN3192 | Ceiling Insulation(R2 to R38) | Ceiling Insulation(R2 to R38) | NonEquip | 20 |  | 0% | Prescriptive_hvac | 91.97% | 0 | 0 | 0 | 0 | 0 | 0 | 0 | 0 | 0 | 0 | 0 | 0 | 0 | 0 | 0 | 0 | 0 | 0 | 0 | 0 | 0 | 0 | 0 | 0 | 0 | 0 | 0 | 0 | 0 | 0 | 0 | 0 | 0 | 0 | 0 | 0 | 0 | 0 | 0 | 0 | 0 | 0 | 0 | 0 | 0 | 0 | 0 | 0 | 0 | 0 | 0 | 0 | 0 | 0 | 0 | 0 | 0 | 0 | 0 | 0 | 0 | 0 | 0 | 0 | 0 | 0 | 0 | 0 | 0 | 0 | 0 | 0 | 0 | 0 | 0 | 0 | 0 | 0 | 0 | 0 | 0 | 0 | 0 | 0 | 0 | 0 | 0 | 0 | 0 | 0 | 0 | 0 | 0 | 0 | 0 | 0 | 0 | 0 | 0 | 0 | 0 | 0 | 0 | 0 | 0
Ach | Schools K-12 | Space Heating | Residential/split system heat pump | TRC | Existing | NE3569 | ECM Motors on Furnaces | ECM Motors on Furnaces | NonEquip | 15 | Forced air furnace | 0% | Prescriptive_ECM_existing | 1.706% | 0 | 0 | 0 | 0 | 0 | 0 | 0 | 0 | 0 | 0 | 0 | 0 | 0 | 0 | 0 | 0 | 0 | 0 | 0 | 0 | 0 | 0 | 0 | 0 | 0 | 0 | 0 | 0 | 0 | 0 | 0 | 0 | 0 | 0 | 0 | 0 | 0 | 0 | 0 | 0 | 0 | 0 | 0 | 0 | 0 | 0 | 0 | 0 | 0 | 0 | 0 | 0 | 0 | 0 | 0 | 0 | 0 | 0 | 0 | 0 | 0 | 0 | 0 | 0 | 0 | 0 | 0 | 0 | 0 | 0 | 0 | 0 | 0 | 0 | 0 | 0 | 0 | 0 | 0 | 0 | 0 | 0 | 0 | 0 | 0 | 0 | 0 | 0 | 0 | 0 | 0 | 0 | 0 | 0 | 0 | 0 | 0 | 0 | 0 | 0 | 0 | 0 | 0 | 0 | 0
Ach | Schools K-12 | Space Heating | Residential/split system heat pump | TRC | Existing | NE3543 | Duct Sealing Repair | Duct Sealing Repair | NonEquip | 15 |  | 0% | Prescriptive_hvac_existing | 12% | 0 | 0 | 0 | 0 | 0 | 0 | 0 | 0 | 0 | 0 | 0 | 0 | 0 | 0 | 0 | 0 | 0 | 0 | 0 | 0 | 0 | 0 | 0 | 0 | 0 | 0 | 0 | 0 | 0 | 0 | 0 | 0 | 0 | 0 | 0 | 0 | 0 | 0 | 0 | 0 | 0 | 0 | 0 | 0 | 0 | 0 | 0 | 0 | 0 | 0 | 0 | 0 | 0 | 0 | 0 | 0 | 0 | 0 | 0 | 0 | 0 | 0 | 0 | 0 | 0 | 0 | 0 | 0 | 0 | 0 | 0 | 0 | 0 | 0 | 0 | 0 | 0 | 0 | 0 | 0 | 0 | 0 | 0 | 0 | 0 | 0 | 0 | 0 | 0 | 0 | 0 | 0 | 0 | 0 | 0 | 0 | 0 | 0 | 0 | 0 | 0 | 0 | 0 | 0 | 0
Ach | Schools K-12 | Space Heating | Residential/split system heat pump | TRC | Existing | NE3179 | Ceiling Insulation(R2 to R38) | Ceiling Insulation(R2 to R38) | NonEquip | 20 |  | 0% | Prescriptive_hvac_existing | 94.74% | 0 | 0 | 0 | 0 | 0 | 0 | 0 | 0 | 0 | 0 | 0 | 0 | 0 | 0 | 0 | 0 | 0 | 0 | 0 | 0 | 0 | 0 | 0 | 0 | 0 | 0 | 0 | 0 | 0 | 0 | 0 | 0 | 0 | 0 | 0 | 0 | 0 | 0 | 0 | 0 | 0 | 0 | 0 | 0 | 0 | 0 | 0 | 0 | 0 | 0 | 0 | 0 | 0 | 0 | 0 | 0 | 0 | 0 | 0 | 0 | 0 | 0 | 0 | 0 | 0 | 0 | 0 | 0 | 0 | 0 | 0 | 0 | 0 | 0 | 0 | 0 | 0 | 0 | 0 | 0 | 0 | 0 | 0 | 0 | 0 | 0 | 0 | 0 | 0 | 0 | 0 | 0 | 0 | 0 | 0 | 0 | 0 | 0 | 0 | 0 | 0 | 0 | 0 | 0 | 0
Ach | Schools K-12 | Refrigeration | Residential style | TRC | New | NN4830 | PSC to ECM Evaporator Fan Motor (Reach-In) | PSC to ECM Evaporator Fan Motor (Reach-In) | NonEquip | 15 | Display cases | 0% | Prescriptive_ECM | 37.5% | 0 | 0 | 0 | 0 | 0 | 0 | 0 | 0 | 0 | 0 | 0 | 0 | 0 | 0 | 0 | 0 | 0 | 0 | 0 | 0 | 0 | 0 | 0 | 0 | 0 | 0 | 0 | 0 | 0 | 0 | 0 | 0 | 0 | 0 | 0 | 0 | 0 | 0 | 0 | 0 | 0 | 0 | 0 | 0 | 0 | 0 | 0 | 0 | 0 | 0 | 0 | 0 | 0 | 0 | 0 | 0 | 0 | 0 | 0 | 0 | 0 | 0 | 0 | 0 | 0 | 0 | 0 | 0 | 0 | 0 | 0 | 0 | 0 | 0 | 0 | 0 | 0 | 0 | 0 | 0 | 0 | 0 | 0 | 0 | 0 | 0 | 0 | 0 | 0 | 0 | 0 | 0 | 0 | 0 | 0 | 0 | 0 | 0 | 0 | 0 | 0 | 0 | 0 | 0 | 0
Ach | Schools K-12 | Refrigeration | Residential style | TRC | Existing | NE4817 | PSC to ECM Evaporator Fan Motor (Reach-In) | PSC to ECM Evaporator Fan Motor (Reach-In) | NonEquip | 15 | Display cases | 0% | Prescriptive_ECM_existing | 37.5% | 0 | 0 | 0 | 0 | 0 | 0 | 0 | 0 | 0 | 0 | 0 | 0 | 0 | 0 | 0 | 0 | 0 | 0 | 0 | 0 | 0 | 0 | 0 | 0 | 0 | 0 | 0 | 0 | 0 | 0 | 0 | 0 | 0 | 0 | 0 | 0 | 0 | 0 | 0 | 0 | 0 | 0 | 0 | 0 | 0 | 0 | 0 | 0 | 0 | 0 | 0 | 0 | 0 | 0 | 0 | 0 | 0 | 0 | 0 | 0 | 0 | 0 | 0 | 0 | 0 | 0 | 0 | 0 | 0 | 0 | 0 | 0 | 0 | 0 | 0 | 0 | 0 | 0 | 0 | 0 | 0 | 0 | 0 | 0 | 0 | 0 | 0 | 0 | 0 | 0 | 0 | 0 | 0 | 0 | 0 | 0 | 0 | 0 | 0 | 0 | 0 | 0 | 0 | 0 | 0
Ach | Schools K-12 | Miscellaneous | Pool pump | TRC | New | NN4544 | VSD Controlled Compressor | VSD Controlled Compressor | NonEquip | 15 | Others | 0% | Prescriptive_ECM | 20.79% | 0 | 0 | 0 | 0 | 0 | 0 | 0 | 0 | 0 | 0 | 0 | 0 | 0 | 0 | 0 | 0 | 0 | 0 | 0 | 0 | 0 | 0 | 0 | 0 | 0 | 0 | 0 | 0 | 0 | 0 | 0 | 0 | 0 | 0 | 0 | 0 | 0 | 0 | 0 | 0 | 0 | 0 | 0 | 0 | 0 | 0 | 0 | 0 | 0 | 0 | 0 | 0 | 0 | 0 | 0 | 0 | 0 | 0 | 0 | 0 | 0 | 0 | 0 | 0 | 0 | 0 | 0 | 0 | 0 | 0 | 0 | 0 | 0 | 0 | 0 | 0 | 0 | 0 | 0 | 0 | 0 | 0 | 0 | 0 | 0 | 0 | 0 | 0 | 0 | 0 | 0 | 0 | 0 | 0 | 0 | 0 | 0 | 0 | 0 | 0 | 0 | 0 | 0 | 0 | 0
Ach | Schools K-12 | Miscellaneous | Pool pump | TRC | Existing | NE4531 | VSD Controlled Compressor | VSD Controlled Compressor | NonEquip | 15 | Others | 0% | Prescriptive_ECM_existing | 20.79% | 0 | 0 | 0 | 0 | 0 | 0 | 0 | 0 | 0 | 0 | 0 | 0 | 0 | 0 | 0 | 0 | 0 | 0 | 0 | 0 | 0 | 0 | 0 | 0 | 0 | 0 | 0 | 0 | 0 | 0 | 0 | 0 | 0 | 0 | 0 | 0 | 0 | 0 | 0 | 0 | 0 | 0 | 0 | 0 | 0 | 0 | 0 | 0 | 0 | 0 | 0 | 0 | 0 | 0 | 0 | 0 | 0 | 0 | 0 | 0 | 0 | 0 | 0 | 0 | 0 | 0 | 0 | 0 | 0 | 0 | 0 | 0 | 0 | 0 | 0 | 0 | 0 | 0 | 0 | 0 | 0 | 0 | 0 | 0 | 0 | 0 | 0 | 0 | 0 | 0 | 0 | 0 | 0 | 0 | 0 | 0 | 0 | 0 | 0 | 0 | 0 | 0 | 0 | 0 | 0
Ach | Schools K-12 | Miscellaneous | Pool pump | TRC | Turnover | ET2002 | Solar Pool Heater | Solar Pool Heater | Equip | 15 | Pool pump | 16.92% | Prescriptive_all | 86.11% | 0 | 0 | 0 | 0 | 0 | 0 | 0 | 0 | 0 | 0 | 0 | 0 | 0 | 0 | 0 | 0 | 0 | 0 | 0 | 0 | 0 | 0 | 0 | 0 | 0 | 0 | 0 | 0 | 0 | 0 | 0 | 0 | 0 | 0 | 0 | 0 | 0 | 0 | 0 | 0 | 0 | 0 | 0 | 0 | 0 | 0 | 0 | 0 | 0 | 0 | 0 | 0 | 0 | 0 | 0 | 0 | 0 | 0 | 0 | 0 | 0 | 0 | 0 | 0 | 0 | 0 | 0 | 0 | 0 | 0 | 0 | 0 | 0 | 0 | 0 | 0 | 0 | 0 | 0 | 0 | 0 | 0 | 0 | 0 | 0 | 0 | 0 | 0 | 0 | 0 | 0 | 0 | 0 | 0 | 0 | 0 | 0 | 0 | 0 | 0 | 0 | 0 | 0 | 0 | 0
Ach | Schools K-12 | Miscellaneous | Pool pump | TRC | New | EN2028 | Solar Pool Heater | Solar Pool Heater | Equip | 15 | Pool pump | 16.92% | Prescriptive_all | 86.11% | 0 | 0 | 0 | 0 | 0 | 0 | 0 | 0 | 0 | 0 | 0 | 0 | 0 | 0 | 0 | 0 | 0 | 0 | 0 | 0 | 0 | 0 | 0 | 0 | 0 | 0 | 0 | 0 | 0 | 0 | 0 | 0 | 0 | 0 | 0 | 0 | 0 | 0 | 0 | 0 | 0 | 0 | 0 | 0 | 0 | 0 | 0 | 0 | 0 | 0 | 0 | 0 | 0 | 0 | 0 | 0 | 0 | 0 | 0 | 0 | 0 | 0 | 0 | 0 | 0 | 0 | 0 | 0 | 0 | 0 | 0 | 0 | 0 | 0 | 0 | 0 | 0 | 0 | 0 | 0 | 0 | 0 | 0 | 0 | 0 | 0 | 0 | 0 | 0 | 0 | 0 | 0 | 0 | 0 | 0 | 0 | 0 | 0 | 0 | 0 | 0 | 0 | 0 | 0 | 0
Ach | Schools K-12 | Space Heating | Packaged central unit | TRC | New | NN3582 | ECM Motors on Furnaces | ECM Motors on Furnaces | NonEquip | 15 | Forced air furnace | 0% | Prescriptive_ECM | 1.706% | 0 | 0 | 0 | 0 | 0 | 0 | 0 | 0 | 0 | 0 | 0 | 0 | 0 | 0 | 0 | 0 | 0 | 0 | 0 | 0 | 0 | 0 | 0 | 0 | 0 | 0 | 0 | 0 | 0 | 0 | 0 | 0 | 0 | 0 | 0 | 0 | 0 | 0 | 0 | 0 | 0 | 0 | 0 | 0 | 0 | 0 | 0 | 0 | 0 | 0 | 0 | 0 | 0 | 0 | 0 | 0 | 0 | 0 | 0 | 0 | 0 | 0 | 0 | 0 | 0 | 0 | 0 | 0 | 0 | 0 | 0 | 0 | 0 | 0 | 0 | 0 | 0 | 0 | 0 | 0 | 0 | 0 | 0 | 0 | 0 | 0 | 0 | 0 | 0 | 0 | 0 | 0 | 0 | 0 | 0 | 0 | 0 | 0 | 0 | 0 | 0 | 0 | 0 | 0 | 0
Ach | Schools K-12 | Space Heating | Packaged central unit | TRC | New | NN3556 | Duct Sealing Repair | Duct Sealing Repair | NonEquip | 15 |  | 0% | Prescriptive_hvac | 12% | 0 | 0 | 0 | 0 | 0 | 0 | 0 | 0 | 0 | 0 | 0 | 0 | 0 | 0 | 0 | 0 | 0 | 0 | 0 | 0 | 0 | 0 | 0 | 0 | 0 | 0 | 0 | 0 | 0 | 0 | 0 | 0 | 0 | 0 | 0 | 0 | 0 | 0 | 0 | 0 | 0 | 0 | 0 | 0 | 0 | 0 | 0 | 0 | 0 | 0 | 0 | 0 | 0 | 0 | 0 | 0 | 0 | 0 | 0 | 0 | 0 | 0 | 0 | 0 | 0 | 0 | 0 | 0 | 0 | 0 | 0 | 0 | 0 | 0 | 0 | 0 | 0 | 0 | 0 | 0 | 0 | 0 | 0 | 0 | 0 | 0 | 0 | 0 | 0 | 0 | 0 | 0 | 0 | 0 | 0 | 0 | 0 | 0 | 0 | 0 | 0 | 0 | 0 | 0 | 0
Ach | Schools K-12 | Space Heating | Packaged central unit | TRC | New | NN3192 | Ceiling Insulation(R2 to R38) | Ceiling Insulation(R2 to R38) | NonEquip | 20 |  | 0% | Prescriptive_hvac | 91.97% | 0 | 0 | 0 | 0 | 0 | 0 | 0 | 0 | 0 | 0 | 0 | 0 | 0 | 0 | 0 | 0 | 0 | 0 | 0 | 0 | 0 | 0 | 0 | 0 | 0 | 0 | 0 | 0 | 0 | 0 | 0 | 0 | 0 | 0 | 0 | 0 | 0 | 0 | 0 | 0 | 0 | 0 | 0 | 0 | 0 | 0 | 0 | 0 | 0 | 0 | 0 | 0 | 0 | 0 | 0 | 0 | 0 | 0 | 0 | 0 | 0 | 0 | 0 | 0 | 0 | 0 | 0 | 0 | 0 | 0 | 0 | 0 | 0 | 0 | 0 | 0 | 0 | 0 | 0 | 0 | 0 | 0 | 0 | 0 | 0 | 0 | 0 | 0 | 0 | 0 | 0 | 0 | 0 | 0 | 0 | 0 | 0 | 0 | 0 | 0 | 0 | 0 | 0 | 0 | 0
Ach | Schools K-12 | Space Heating | Packaged central unit | TRC | Existing | NE3569 | ECM Motors on Furnaces | ECM Motors on Furnaces | NonEquip | 15 | Forced air furnace | 0% | Prescriptive_ECM_existing | 1.706% | 0 | 0 | 0 | 0 | 0 | 0 | 0 | 0 | 0 | 0 | 0 | 0 | 0 | 0 | 0 | 0 | 0 | 0 | 0 | 0 | 0 | 0 | 0 | 0 | 0 | 0 | 0 | 0 | 0 | 0 | 0 | 0 | 0 | 0 | 0 | 0 | 0 | 0 | 0 | 0 | 0 | 0 | 0 | 0 | 0 | 0 | 0 | 0 | 0 | 0 | 0 | 0 | 0 | 0 | 0 | 0 | 0 | 0 | 0 | 0 | 0 | 0 | 0 | 0 | 0 | 0 | 0 | 0 | 0 | 0 | 0 | 0 | 0 | 0 | 0 | 0 | 0 | 0 | 0 | 0 | 0 | 0 | 0 | 0 | 0 | 0 | 0 | 0 | 0 | 0 | 0 | 0 | 0 | 0 | 0 | 0 | 0 | 0 | 0 | 0 | 0 | 0 | 0 | 0 | 0
Ach | Schools K-12 | Space Heating | Packaged central unit | TRC | Existing | NE3543 | Duct Sealing Repair | Duct Sealing Repair | NonEquip | 15 |  | 0% | Prescriptive_hvac_existing | 12% | 0 | 0 | 0 | 0 | 0 | 0 | 0 | 0 | 0 | 0 | 0 | 0 | 0 | 0 | 0 | 0 | 0 | 0 | 0 | 0 | 0 | 0 | 0 | 0 | 0 | 0 | 0 | 0 | 0 | 0 | 0 | 0 | 0 | 0 | 0 | 0 | 0 | 0 | 0 | 0 | 0 | 0 | 0 | 0 | 0 | 0 | 0 | 0 | 0 | 0 | 0 | 0 | 0 | 0 | 0 | 0 | 0 | 0 | 0 | 0 | 0 | 0 | 0 | 0 | 0 | 0 | 0 | 0 | 0 | 0 | 0 | 0 | 0 | 0 | 0 | 0 | 0 | 0 | 0 | 0 | 0 | 0 | 0 | 0 | 0 | 0 | 0 | 0 | 0 | 0 | 0 | 0 | 0 | 0 | 0 | 0 | 0 | 0 | 0 | 0 | 0 | 0 | 0 | 0 | 0
Ach | Schools K-12 | Space Heating | Packaged central unit | TRC | Existing | NE3179 | Ceiling Insulation(R2 to R38) | Ceiling Insulation(R2 to R38) | NonEquip | 20 |  | 0% | Prescriptive_hvac_existing | 94.74% | 0 | 0 | 0 | 0 | 0 | 0 | 0 | 0 | 0 | 0 | 0 | 0 | 0 | 0 | 0 | 0 | 0 | 0 | 0 | 0 | 0 | 0 | 0 | 0 | 0 | 0 | 0 | 0 | 0 | 0 | 0 | 0 | 0 | 0 | 0 | 0 | 0 | 0 | 0 | 0 | 0 | 0 | 0 | 0 | 0 | 0 | 0 | 0 | 0 | 0 | 0 | 0 | 0 | 0 | 0 | 0 | 0 | 0 | 0 | 0 | 0 | 0 | 0 | 0 | 0 | 0 | 0 | 0 | 0 | 0 | 0 | 0 | 0 | 0 | 0 | 0 | 0 | 0 | 0 | 0 | 0 | 0 | 0 | 0 | 0 | 0 | 0 | 0 | 0 | 0 | 0 | 0 | 0 | 0 | 0 | 0 | 0 | 0 | 0 | 0 | 0 | 0 | 0 | 0 | 0
Ach | Schools K-12 | Space Cooling | Packaged air conditioning units (RTUs) | TRC | New | NN3530 | Duct Sealing Repair | Duct Sealing Repair | NonEquip | 15 |  | 0% | Prescriptive_hvac | 12% | 0 | 0 | 0 | 0 | 0 | 0 | 0 | 0 | 0 | 0 | 0 | 0 | 0 | 0 | 0 | 0 | 0 | 0 | 0 | 0 | 0 | 0 | 0 | 0 | 0 | 0 | 0 | 0 | 0 | 0 | 0 | 0 | 0 | 0 | 0 | 0 | 0 | 0 | 0 | 0 | 0 | 0 | 0 | 0 | 0 | 0 | 0 | 0 | 0 | 0 | 0 | 0 | 0 | 0 | 0 | 0 | 0 | 0 | 0 | 0 | 0 | 0 | 0 | 0 | 0 | 0 | 0 | 0 | 0 | 0 | 0 | 0 | 0 | 0 | 0 | 0 | 0 | 0 | 0 | 0 | 0 | 0 | 0 | 0 | 0 | 0 | 0 | 0 | 0 | 0 | 0 | 0 | 0 | 0 | 0 | 0 | 0 | 0 | 0 | 0 | 0 | 0 | 0 | 0 | 0
Ach | Schools K-12 | Space Cooling | Packaged air conditioning units (RTUs) | TRC | New | NN3218 | Ceiling Insulation(R2 to R38) | Ceiling Insulation(R2 to R38) | NonEquip | 20 |  | 0% | Prescriptive_hvac | 25.63% | 0 | 0 | 0 | 0 | 0 | 0 | 0 | 0 | 0 | 0 | 0 | 0 | 0 | 0 | 0 | 0 | 0 | 0 | 0 | 0 | 0 | 0 | 0 | 0 | 0 | 0 | 0 | 0 | 0 | 0 | 0 | 0 | 0 | 0 | 0 | 0 | 0 | 0 | 0 | 0 | 0 | 0 | 0 | 0 | 0 | 0 | 0 | 0 | 0 | 0 | 0 | 0 | 0 | 0 | 0 | 0 | 0 | 0 | 0 | 0 | 0 | 0 | 0 | 0 | 0 | 0 | 0 | 0 | 0 | 0 | 0 | 0 | 0 | 0 | 0 | 0 | 0 | 0 | 0 | 0 | 0 | 0 | 0 | 0 | 0 | 0 | 0 | 0 | 0 | 0 | 0 | 0 | 0 | 0 | 0 | 0 | 0 | 0 | 0 | 0 | 0 | 0 | 0 | 0 | 0
Ach | Schools K-12 | Space Cooling | Packaged air conditioning units (RTUs) | TRC | Existing | NE3517 | Duct Sealing Repair | Duct Sealing Repair | NonEquip | 15 |  | 0% | Prescriptive_hvac_existing | 12% | 0 | 0 | 0 | 0 | 0 | 0 | 0 | 0 | 0 | 0 | 0 | 0 | 0 | 0 | 0 | 0 | 0 | 0 | 0 | 0 | 0 | 0 | 0 | 0 | 0 | 0 | 0 | 0 | 0 | 0 | 0 | 0 | 0 | 0 | 0 | 0 | 0 | 0 | 0 | 0 | 0 | 0 | 0 | 0 | 0 | 0 | 0 | 0 | 0 | 0 | 0 | 0 | 0 | 0 | 0 | 0 | 0 | 0 | 0 | 0 | 0 | 0 | 0 | 0 | 0 | 0 | 0 | 0 | 0 | 0 | 0 | 0 | 0 | 0 | 0 | 0 | 0 | 0 | 0 | 0 | 0 | 0 | 0 | 0 | 0 | 0 | 0 | 0 | 0 | 0 | 0 | 0 | 0 | 0 | 0 | 0 | 0 | 0 | 0 | 0 | 0 | 0 | 0 | 0 | 0
Ach | Schools K-12 | Space Cooling | Packaged air conditioning units (RTUs) | TRC | Existing | NE3205 | Ceiling Insulation(R2 to R38) | Ceiling Insulation(R2 to R38) | NonEquip | 20 |  | 0% | Prescriptive_hvac_existing | 25.63% | 0 | 0 | 0 | 0 | 0 | 0 | 0 | 0 | 0 | 0 | 0 | 0 | 0 | 0 | 0 | 0 | 0 | 0 | 0 | 0 | 0 | 0 | 0 | 0 | 0 | 0 | 0 | 0 | 0 | 0 | 0 | 0 | 0 | 0 | 0 | 0 | 0 | 0 | 0 | 0 | 0 | 0 | 0 | 0 | 0 | 0 | 0 | 0 | 0 | 0 | 0 | 0 | 0 | 0 | 0 | 0 | 0 | 0 | 0 | 0 | 0 | 0 | 0 | 0 | 0 | 0 | 0 | 0 | 0 | 0 | 0 | 0 | 0 | 0 | 0 | 0 | 0 | 0 | 0 | 0 | 0 | 0 | 0 | 0 | 0 | 0 | 0 | 0 | 0 | 0 | 0 | 0 | 0 | 0 | 0 | 0 | 0 | 0 | 0 | 0 | 0 | 0 | 0 | 0 | 0
Ach | Schools K-12 | Miscellaneous | Others | TRC | New | NN4544 | VSD Controlled Compressor | VSD Controlled Compressor | NonEquip | 15 | Others | 36.99% | Prescriptive_ECM | 20.79% | 21.2941 | 32.38 | 53.7315 | 88.4599 | 143.3343 | 209.1505 | 302.1697 | 423.9951 | 515.8008 | 556.9242 | 21.2941 | 53.6741 | 107.4056 | 195.8655 | 339.1998 | 548.3503 | 850.52 | 1274.5151 | 1790.3159 | 2347.2401 | 0.0027609 | 0.0069591 | 0.013926 | 0.025395 | 0.043979 | 0.071096 | 0.11027 | 0.16525 | 0.23212 | 0.30433 | 0.0023126 | 0.0058291 | 0.011665 | 0.021271 | 0.036838 | 0.059552 | 0.092369 | 0.13842 | 0.19443 | 0.25492 | 0.73075 | 1.1445 | 1.9562 | 3.3172 | 5.5362 | 8.3207 | 12.3819 | 17.8951 | 22.4229 | 24.937 | 46.5087 | 1.4746 | 2.3095 | 3.9473 | 6.6936 | 11.1712 | 16.7899 | 24.9849 | 36.1097 | 45.2462 | 50.3192 | 93.8478 | 1.4312 | 2.2416 | 3.8313 | 6.4968 | 10.8428 | 16.2962 | 24.2503 | 35.0481 | 43.916 | 48.8398 | 91.0886 | -18.6733 | -29.2467 | -49.9879 | -84.7656 | -141.4687 | -212.6212 | -316.3994 | -457.2807 | -572.9824 | -637.2247 | -1188.4559 | 20.1045 | 31.4882 | 53.8192 | 91.2624 | 152.3115 | 228.9174 | 340.6497 | 492.3287 | 616.8983 | 686.0644 | 1279.5446 | 2.5042 | 6.5015 | 13.4003 | 25.1699 | 44.8969 | 74.7578 | 119.4318 | 184.3392 | 266.7102 | 360.1676
Ach | Schools K-12 | Miscellaneous | Others | TRC | Existing | NE4531 | VSD Controlled Compressor | VSD Controlled Compressor | NonEquip | 15 | Others | 7.399% | Prescriptive_ECM_existing | 20.79% | 33.3233 | 35.1669 | 35.2041 | 35.3068 | 35.3921 | 35.48 | 35.5631 | 35.6378 | 35.7162 | 35.8067 | 33.3233 | 68.4903 | 103.6944 | 139.0012 | 174.3932 | 209.8732 | 245.4364 | 281.0742 | 316.7904 | 352.5971 | 0.0043205 | 0.0088801 | 0.013445 | 0.018022 | 0.022611 | 0.027211 | 0.031822 | 0.036443 | 0.041073 | 0.045716 | 0.003619 | 0.0074382 | 0.011261 | 0.015096 | 0.01894 | 0.022793 | 0.026655 | 0.030525 | 0.034404 | 0.038293 | 1.1436 | 1.243 | 1.2817 | 1.324 | 1.367 | 1.4115 | 1.4573 | 1.5041 | 1.5527 | 1.6033 | 8.2121 | 2.3075 | 2.5083 | 2.5863 | 2.6716 | 2.7584 | 2.8482 | 2.9405 | 3.0351 | 3.133 | 3.2352 | 16.5709 | 2.2397 | 2.4345 | 2.5102 | 2.5931 | 2.6773 | 2.7645 | 2.8541 | 2.9459 | 3.0409 | 3.1401 | 16.0837 | -29.222 | -31.7639 | -32.7514 | -33.8323 | -34.9314 | -36.0688 | -37.2379 | -38.4356 | -39.6756 | -40.9695 | -209.8478 | 31.4617 | 34.1984 | 35.2616 | 36.4253 | 37.6087 | 38.8332 | 40.092 | 41.3815 | 42.7166 | 44.1096 | 225.9315 | 3.9189 | 8.2962 | 12.9372 | 17.8625 | 23.0829 | 28.6125 | 34.4647 | 40.6531 | 47.1935 | 54.1036
Ach | Schools K-12 | Miscellaneous | Medical equipment | TRC | New | NN4544 | VSD Controlled Compressor | VSD Controlled Compressor | NonEquip | 15 | Others | 0% | Prescriptive_ECM | 20.79% | 0 | 0 | 0 | 0 | 0 | 0 | 0 | 0 | 0 | 0 | 0 | 0 | 0 | 0 | 0 | 0 | 0 | 0 | 0 | 0 | 0 | 0 | 0 | 0 | 0 | 0 | 0 | 0 | 0 | 0 | 0 | 0 | 0 | 0 | 0 | 0 | 0 | 0 | 0 | 0 | 0 | 0 | 0 | 0 | 0 | 0 | 0 | 0 | 0 | 0 | 0 | 0 | 0 | 0 | 0 | 0 | 0 | 0 | 0 | 0 | 0 | 0 | 0 | 0 | 0 | 0 | 0 | 0 | 0 | 0 | 0 | 0 | 0 | 0 | 0 | 0 | 0 | 0 | 0 | 0 | 0 | 0 | 0 | 0 | 0 | 0 | 0 | 0 | 0 | 0 | 0 | 0 | 0 | 0 | 0 | 0 | 0 | 0 | 0 | 0 | 0 | 0 | 0 | 0 | 0
Ach | Schools K-12 | Miscellaneous | Medical equipment | TRC | Existing | NE4531 | VSD Controlled Compressor | VSD Controlled Compressor | NonEquip | 15 | Others | 0% | Prescriptive_ECM_existing | 20.79% | 0 | 0 | 0 | 0 | 0 | 0 | 0 | 0 | 0 | 0 | 0 | 0 | 0 | 0 | 0 | 0 | 0 | 0 | 0 | 0 | 0 | 0 | 0 | 0 | 0 | 0 | 0 | 0 | 0 | 0 | 0 | 0 | 0 | 0 | 0 | 0 | 0 | 0 | 0 | 0 | 0 | 0 | 0 | 0 | 0 | 0 | 0 | 0 | 0 | 0 | 0 | 0 | 0 | 0 | 0 | 0 | 0 | 0 | 0 | 0 | 0 | 0 | 0 | 0 | 0 | 0 | 0 | 0 | 0 | 0 | 0 | 0 | 0 | 0 | 0 | 0 | 0 | 0 | 0 | 0 | 0 | 0 | 0 | 0 | 0 | 0 | 0 | 0 | 0 | 0 | 0 | 0 | 0 | 0 | 0 | 0 | 0 | 0 | 0 | 0 | 0 | 0 | 0 | 0 | 0
Ach | Schools K-12 | Refrigeration | Large cold storage | TRC | New | NN4830 | PSC to ECM Evaporator Fan Motor (Reach-In) | PSC to ECM Evaporator Fan Motor (Reach-In) | NonEquip | 15 | Display cases | 0% | Prescriptive_ECM | 37.5% | 0 | 0 | 0 | 0 | 0 | 0 | 0 | 0 | 0 | 0 | 0 | 0 | 0 | 0 | 0 | 0 | 0 | 0 | 0 | 0 | 0 | 0 | 0 | 0 | 0 | 0 | 0 | 0 | 0 | 0 | 0 | 0 | 0 | 0 | 0 | 0 | 0 | 0 | 0 | 0 | 0 | 0 | 0 | 0 | 0 | 0 | 0 | 0 | 0 | 0 | 0 | 0 | 0 | 0 | 0 | 0 | 0 | 0 | 0 | 0 | 0 | 0 | 0 | 0 | 0 | 0 | 0 | 0 | 0 | 0 | 0 | 0 | 0 | 0 | 0 | 0 | 0 | 0 | 0 | 0 | 0 | 0 | 0 | 0 | 0 | 0 | 0 | 0 | 0 | 0 | 0 | 0 | 0 | 0 | 0 | 0 | 0 | 0 | 0 | 0 | 0 | 0 | 0 | 0 | 0
Ach | Schools K-12 | Refrigeration | Large cold storage | TRC | Existing | NE4817 | PSC to ECM Evaporator Fan Motor (Reach-In) | PSC to ECM Evaporator Fan Motor (Reach-In) | NonEquip | 15 | Display cases | 0% | Prescriptive_ECM_existing | 37.5% | 0 | 0 | 0 | 0 | 0 | 0 | 0 | 0 | 0 | 0 | 0 | 0 | 0 | 0 | 0 | 0 | 0 | 0 | 0 | 0 | 0 | 0 | 0 | 0 | 0 | 0 | 0 | 0 | 0 | 0 | 0 | 0 | 0 | 0 | 0 | 0 | 0 | 0 | 0 | 0 | 0 | 0 | 0 | 0 | 0 | 0 | 0 | 0 | 0 | 0 | 0 | 0 | 0 | 0 | 0 | 0 | 0 | 0 | 0 | 0 | 0 | 0 | 0 | 0 | 0 | 0 | 0 | 0 | 0 | 0 | 0 | 0 | 0 | 0 | 0 | 0 | 0 | 0 | 0 | 0 | 0 | 0 | 0 | 0 | 0 | 0 | 0 | 0 | 0 | 0 | 0 | 0 | 0 | 0 | 0 | 0 | 0 | 0 | 0 | 0 | 0 | 0 | 0 | 0 | 0
Ach | Schools K-12 | Miscellaneous | Laboratory equipment | TRC | New | NN4544 | VSD Controlled Compressor | VSD Controlled Compressor | NonEquip | 15 | Others | 0% | Prescriptive_ECM | 20.79% | 0 | 0 | 0 | 0 | 0 | 0 | 0 | 0 | 0 | 0 | 0 | 0 | 0 | 0 | 0 | 0 | 0 | 0 | 0 | 0 | 0 | 0 | 0 | 0 | 0 | 0 | 0 | 0 | 0 | 0 | 0 | 0 | 0 | 0 | 0 | 0 | 0 | 0 | 0 | 0 | 0 | 0 | 0 | 0 | 0 | 0 | 0 | 0 | 0 | 0 | 0 | 0 | 0 | 0 | 0 | 0 | 0 | 0 | 0 | 0 | 0 | 0 | 0 | 0 | 0 | 0 | 0 | 0 | 0 | 0 | 0 | 0 | 0 | 0 | 0 | 0 | 0 | 0 | 0 | 0 | 0 | 0 | 0 | 0 | 0 | 0 | 0 | 0 | 0 | 0 | 0 | 0 | 0 | 0 | 0 | 0 | 0 | 0 | 0 | 0 | 0 | 0 | 0 | 0 | 0
Ach | Schools K-12 | Miscellaneous | Laboratory equipment | TRC | Existing | NE4531 | VSD Controlled Compressor | VSD Controlled Compressor | NonEquip | 15 | Others | 0% | Prescriptive_ECM_existing | 20.79% | 0 | 0 | 0 | 0 | 0 | 0 | 0 | 0 | 0 | 0 | 0 | 0 | 0 | 0 | 0 | 0 | 0 | 0 | 0 | 0 | 0 | 0 | 0 | 0 | 0 | 0 | 0 | 0 | 0 | 0 | 0 | 0 | 0 | 0 | 0 | 0 | 0 | 0 | 0 | 0 | 0 | 0 | 0 | 0 | 0 | 0 | 0 | 0 | 0 | 0 | 0 | 0 | 0 | 0 | 0 | 0 | 0 | 0 | 0 | 0 | 0 | 0 | 0 | 0 | 0 | 0 | 0 | 0 | 0 | 0 | 0 | 0 | 0 | 0 | 0 | 0 | 0 | 0 | 0 | 0 | 0 | 0 | 0 | 0 | 0 | 0 | 0 | 0 | 0 | 0 | 0 | 0 | 0 | 0 | 0 | 0 | 0 | 0 | 0 | 0 | 0 | 0 | 0 | 0 | 0
Ach | Schools K-12 | Space Heating | Individual room heating | TRC | New | NN3582 | ECM Motors on Furnaces | ECM Motors on Furnaces | NonEquip | 15 | Forced air furnace | 0% | Prescriptive_ECM | 1.706% | 0 | 0 | 0 | 0 | 0 | 0 | 0 | 0 | 0 | 0 | 0 | 0 | 0 | 0 | 0 | 0 | 0 | 0 | 0 | 0 | 0 | 0 | 0 | 0 | 0 | 0 | 0 | 0 | 0 | 0 | 0 | 0 | 0 | 0 | 0 | 0 | 0 | 0 | 0 | 0 | 0 | 0 | 0 | 0 | 0 | 0 | 0 | 0 | 0 | 0 | 0 | 0 | 0 | 0 | 0 | 0 | 0 | 0 | 0 | 0 | 0 | 0 | 0 | 0 | 0 | 0 | 0 | 0 | 0 | 0 | 0 | 0 | 0 | 0 | 0 | 0 | 0 | 0 | 0 | 0 | 0 | 0 | 0 | 0 | 0 | 0 | 0 | 0 | 0 | 0 | 0 | 0 | 0 | 0 | 0 | 0 | 0 | 0 | 0 | 0 | 0 | 0 | 0 | 0 | 0
Ach | Schools K-12 | Space Heating | Individual room heating | TRC | New | NN3556 | Duct Sealing Repair | Duct Sealing Repair | NonEquip | 15 |  | 0% | Prescriptive_hvac | 12% | 0 | 0 | 0 | 0 | 0 | 0 | 0 | 0 | 0 | 0 | 0 | 0 | 0 | 0 | 0 | 0 | 0 | 0 | 0 | 0 | 0 | 0 | 0 | 0 | 0 | 0 | 0 | 0 | 0 | 0 | 0 | 0 | 0 | 0 | 0 | 0 | 0 | 0 | 0 | 0 | 0 | 0 | 0 | 0 | 0 | 0 | 0 | 0 | 0 | 0 | 0 | 0 | 0 | 0 | 0 | 0 | 0 | 0 | 0 | 0 | 0 | 0 | 0 | 0 | 0 | 0 | 0 | 0 | 0 | 0 | 0 | 0 | 0 | 0 | 0 | 0 | 0 | 0 | 0 | 0 | 0 | 0 | 0 | 0 | 0 | 0 | 0 | 0 | 0 | 0 | 0 | 0 | 0 | 0 | 0 | 0 | 0 | 0 | 0 | 0 | 0 | 0 | 0 | 0 | 0
Ach | Schools K-12 | Space Heating | Individual room heating | TRC | New | NN3192 | Ceiling Insulation(R2 to R38) | Ceiling Insulation(R2 to R38) | NonEquip | 20 |  | 0% | Prescriptive_hvac | 91.97% | 0 | 0 | 0 | 0 | 0 | 0 | 0 | 0 | 0 | 0 | 0 | 0 | 0 | 0 | 0 | 0 | 0 | 0 | 0 | 0 | 0 | 0 | 0 | 0 | 0 | 0 | 0 | 0 | 0 | 0 | 0 | 0 | 0 | 0 | 0 | 0 | 0 | 0 | 0 | 0 | 0 | 0 | 0 | 0 | 0 | 0 | 0 | 0 | 0 | 0 | 0 | 0 | 0 | 0 | 0 | 0 | 0 | 0 | 0 | 0 | 0 | 0 | 0 | 0 | 0 | 0 | 0 | 0 | 0 | 0 | 0 | 0 | 0 | 0 | 0 | 0 | 0 | 0 | 0 | 0 | 0 | 0 | 0 | 0 | 0 | 0 | 0 | 0 | 0 | 0 | 0 | 0 | 0 | 0 | 0 | 0 | 0 | 0 | 0 | 0 | 0 | 0 | 0 | 0 | 0
Ach | Schools K-12 | Space Heating | Individual room heating | TRC | Existing | NE3569 | ECM Motors on Furnaces | ECM Motors on Furnaces | NonEquip | 15 | Forced air furnace | 0% | Prescriptive_ECM_existing | 1.706% | 0 | 0 | 0 | 0 | 0 | 0 | 0 | 0 | 0 | 0 | 0 | 0 | 0 | 0 | 0 | 0 | 0 | 0 | 0 | 0 | 0 | 0 | 0 | 0 | 0 | 0 | 0 | 0 | 0 | 0 | 0 | 0 | 0 | 0 | 0 | 0 | 0 | 0 | 0 | 0 | 0 | 0 | 0 | 0 | 0 | 0 | 0 | 0 | 0 | 0 | 0 | 0 | 0 | 0 | 0 | 0 | 0 | 0 | 0 | 0 | 0 | 0 | 0 | 0 | 0 | 0 | 0 | 0 | 0 | 0 | 0 | 0 | 0 | 0 | 0 | 0 | 0 | 0 | 0 | 0 | 0 | 0 | 0 | 0 | 0 | 0 | 0 | 0 | 0 | 0 | 0 | 0 | 0 | 0 | 0 | 0 | 0 | 0 | 0 | 0 | 0 | 0 | 0 | 0 | 0
Ach | Schools K-12 | Space Heating | Individual room heating | TRC | Existing | NE3543 | Duct Sealing Repair | Duct Sealing Repair | NonEquip | 15 |  | 0% | Prescriptive_hvac_existing | 12% | 0 | 0 | 0 | 0 | 0 | 0 | 0 | 0 | 0 | 0 | 0 | 0 | 0 | 0 | 0 | 0 | 0 | 0 | 0 | 0 | 0 | 0 | 0 | 0 | 0 | 0 | 0 | 0 | 0 | 0 | 0 | 0 | 0 | 0 | 0 | 0 | 0 | 0 | 0 | 0 | 0 | 0 | 0 | 0 | 0 | 0 | 0 | 0 | 0 | 0 | 0 | 0 | 0 | 0 | 0 | 0 | 0 | 0 | 0 | 0 | 0 | 0 | 0 | 0 | 0 | 0 | 0 | 0 | 0 | 0 | 0 | 0 | 0 | 0 | 0 | 0 | 0 | 0 | 0 | 0 | 0 | 0 | 0 | 0 | 0 | 0 | 0 | 0 | 0 | 0 | 0 | 0 | 0 | 0 | 0 | 0 | 0 | 0 | 0 | 0 | 0 | 0 | 0 | 0 | 0
Ach | Schools K-12 | Space Heating | Individual room heating | TRC | Existing | NE3179 | Ceiling Insulation(R2 to R38) | Ceiling Insulation(R2 to R38) | NonEquip | 20 |  | 0% | Prescriptive_hvac_existing | 94.74% | 0 | 0 | 0 | 0 | 0 | 0 | 0 | 0 | 0 | 0 | 0 | 0 | 0 | 0 | 0 | 0 | 0 | 0 | 0 | 0 | 0 | 0 | 0 | 0 | 0 | 0 | 0 | 0 | 0 | 0 | 0 | 0 | 0 | 0 | 0 | 0 | 0 | 0 | 0 | 0 | 0 | 0 | 0 | 0 | 0 | 0 | 0 | 0 | 0 | 0 | 0 | 0 | 0 | 0 | 0 | 0 | 0 | 0 | 0 | 0 | 0 | 0 | 0 | 0 | 0 | 0 | 0 | 0 | 0 | 0 | 0 | 0 | 0 | 0 | 0 | 0 | 0 | 0 | 0 | 0 | 0 | 0 | 0 | 0 | 0 | 0 | 0 | 0 | 0 | 0 | 0 | 0 | 0 | 0 | 0 | 0 | 0 | 0 | 0 | 0 | 0 | 0 | 0 | 0 | 0
Ach | Schools K-12 | Space Cooling | Individual room air conditioners | TRC | New | NN3530 | Duct Sealing Repair | Duct Sealing Repair | NonEquip | 15 |  | 0% | Prescriptive_hvac | 12% | 0 | 0 | 0 | 0 | 0 | 0 | 0 | 0 | 0 | 0 | 0 | 0 | 0 | 0 | 0 | 0 | 0 | 0 | 0 | 0 | 0 | 0 | 0 | 0 | 0 | 0 | 0 | 0 | 0 | 0 | 0 | 0 | 0 | 0 | 0 | 0 | 0 | 0 | 0 | 0 | 0 | 0 | 0 | 0 | 0 | 0 | 0 | 0 | 0 | 0 | 0 | 0 | 0 | 0 | 0 | 0 | 0 | 0 | 0 | 0 | 0 | 0 | 0 | 0 | 0 | 0 | 0 | 0 | 0 | 0 | 0 | 0 | 0 | 0 | 0 | 0 | 0 | 0 | 0 | 0 | 0 | 0 | 0 | 0 | 0 | 0 | 0 | 0 | 0 | 0 | 0 | 0 | 0 | 0 | 0 | 0 | 0 | 0 | 0 | 0 | 0 | 0 | 0 | 0 | 0
Ach | Schools K-12 | Space Cooling | Individual room air conditioners | TRC | New | NN3218 | Ceiling Insulation(R2 to R38) | Ceiling Insulation(R2 to R38) | NonEquip | 20 |  | 0% | Prescriptive_hvac | 25.63% | 0 | 0 | 0 | 0 | 0 | 0 | 0 | 0 | 0 | 0 | 0 | 0 | 0 | 0 | 0 | 0 | 0 | 0 | 0 | 0 | 0 | 0 | 0 | 0 | 0 | 0 | 0 | 0 | 0 | 0 | 0 | 0 | 0 | 0 | 0 | 0 | 0 | 0 | 0 | 0 | 0 | 0 | 0 | 0 | 0 | 0 | 0 | 0 | 0 | 0 | 0 | 0 | 0 | 0 | 0 | 0 | 0 | 0 | 0 | 0 | 0 | 0 | 0 | 0 | 0 | 0 | 0 | 0 | 0 | 0 | 0 | 0 | 0 | 0 | 0 | 0 | 0 | 0 | 0 | 0 | 0 | 0 | 0 | 0 | 0 | 0 | 0 | 0 | 0 | 0 | 0 | 0 | 0 | 0 | 0 | 0 | 0 | 0 | 0 | 0 | 0 | 0 | 0 | 0 | 0
Ach | Schools K-12 | Space Cooling | Individual room air conditioners | TRC | Existing | NE3517 | Duct Sealing Repair | Duct Sealing Repair | NonEquip | 15 |  | 0% | Prescriptive_hvac_existing | 12% | 0 | 0 | 0 | 0 | 0 | 0 | 0 | 0 | 0 | 0 | 0 | 0 | 0 | 0 | 0 | 0 | 0 | 0 | 0 | 0 | 0 | 0 | 0 | 0 | 0 | 0 | 0 | 0 | 0 | 0 | 0 | 0 | 0 | 0 | 0 | 0 | 0 | 0 | 0 | 0 | 0 | 0 | 0 | 0 | 0 | 0 | 0 | 0 | 0 | 0 | 0 | 0 | 0 | 0 | 0 | 0 | 0 | 0 | 0 | 0 | 0 | 0 | 0 | 0 | 0 | 0 | 0 | 0 | 0 | 0 | 0 | 0 | 0 | 0 | 0 | 0 | 0 | 0 | 0 | 0 | 0 | 0 | 0 | 0 | 0 | 0 | 0 | 0 | 0 | 0 | 0 | 0 | 0 | 0 | 0 | 0 | 0 | 0 | 0 | 0 | 0 | 0 | 0 | 0 | 0
Ach | Schools K-12 | Space Cooling | Individual room air conditioners | TRC | Existing | NE3205 | Ceiling Insulation(R2 to R38) | Ceiling Insulation(R2 to R38) | NonEquip | 20 |  | 0% | Prescriptive_hvac_existing | 25.63% | 0 | 0 | 0 | 0 | 0 | 0 | 0 | 0 | 0 | 0 | 0 | 0 | 0 | 0 | 0 | 0 | 0 | 0 | 0 | 0 | 0 | 0 | 0 | 0 | 0 | 0 | 0 | 0 | 0 | 0 | 0 | 0 | 0 | 0 | 0 | 0 | 0 | 0 | 0 | 0 | 0 | 0 | 0 | 0 | 0 | 0 | 0 | 0 | 0 | 0 | 0 | 0 | 0 | 0 | 0 | 0 | 0 | 0 | 0 | 0 | 0 | 0 | 0 | 0 | 0 | 0 | 0 | 0 | 0 | 0 | 0 | 0 | 0 | 0 | 0 | 0 | 0 | 0 | 0 | 0 | 0 | 0 | 0 | 0 | 0 | 0 | 0 | 0 | 0 | 0 | 0 | 0 | 0 | 0 | 0 | 0 | 0 | 0 | 0 | 0 | 0 | 0 | 0 | 0 | 0
Ach | Schools K-12 | Interior Lighting | High bay | TRC | Turnover | ET1534 | High Bay LED | High Bay LED | Equip | 15 | High bay | 0% | Prescriptive_lighting | 64.78% | 0 | 0 | 0 | 0 | 0 | 0 | 0 | 0 | 0 | 0 | 0 | 0 | 0 | 0 | 0 | 0 | 0 | 0 | 0 | 0 | 0 | 0 | 0 | 0 | 0 | 0 | 0 | 0 | 0 | 0 | 0 | 0 | 0 | 0 | 0 | 0 | 0 | 0 | 0 | 0 | 0 | 0 | 0 | 0 | 0 | 0 | 0 | 0 | 0 | 0 | 0 | 0 | 0 | 0 | 0 | 0 | 0 | 0 | 0 | 0 | 0 | 0 | 0 | 0 | 0 | 0 | 0 | 0 | 0 | 0 | 0 | 0 | 0 | 0 | 0 | 0 | 0 | 0 | 0 | 0 | 0 | 0 | 0 | 0 | 0 | 0 | 0 | 0 | 0 | 0 | 0 | 0 | 0 | 0 | 0 | 0 | 0 | 0 | 0 | 0 | 0 | 0 | 0 | 0 | 0
Ach | Schools K-12 | Interior Lighting | High bay | TRC | New | EN1560 | High Bay LED | High Bay LED | Equip | 15 | High bay | 0% | Prescriptive_lighting | 64.78% | 0 | 0 | 0 | 0 | 0 | 0 | 0 | 0 | 0 | 0 | 0 | 0 | 0 | 0 | 0 | 0 | 0 | 0 | 0 | 0 | 0 | 0 | 0 | 0 | 0 | 0 | 0 | 0 | 0 | 0 | 0 | 0 | 0 | 0 | 0 | 0 | 0 | 0 | 0 | 0 | 0 | 0 | 0 | 0 | 0 | 0 | 0 | 0 | 0 | 0 | 0 | 0 | 0 | 0 | 0 | 0 | 0 | 0 | 0 | 0 | 0 | 0 | 0 | 0 | 0 | 0 | 0 | 0 | 0 | 0 | 0 | 0 | 0 | 0 | 0 | 0 | 0 | 0 | 0 | 0 | 0 | 0 | 0 | 0 | 0 | 0 | 0 | 0 | 0 | 0 | 0 | 0 | 0 | 0 | 0 | 0 | 0 | 0 | 0 | 0 | 0 | 0 | 0 | 0 | 0
Ach | Schools K-12 | Space Heating | Forced air furnace | TRC | New | NN3582 | ECM Motors on Furnaces | ECM Motors on Furnaces | NonEquip | 15 | Forced air furnace | 47.78% | Prescriptive_ECM | 1.706% | 0 | 0 | 0 | 0 | 0 | 0 | 0 | 0 | 0 | 0 | 0 | 0 | 0 | 0 | 0 | 0 | 0 | 0 | 0 | 0 | 0 | 0 | 0 | 0 | 0 | 0 | 0 | 0 | 0 | 0 | 0 | 0 | 0 | 0 | 0 | 0 | 0 | 0 | 0 | 0 | 0 | 0 | 0 | 0 | 0 | 0 | 0 | 0 | 0 | 0 | 0 | 0 | 0 | 0 | 0 | 0 | 0 | 0 | 0 | 0 | 0 | 0 | 0 | 0 | 0 | 0 | 0 | 0 | 0 | 0 | 0 | 0 | 0 | 0 | 0 | 0 | 0 | 0 | 0 | 0 | 0 | 0 | 0 | 0 | 0 | 0 | 0 | 0 | 0 | 0 | 0 | 0 | 0 | 0 | 0 | 0 | 0 | 0 | 0 | 0 | 0 | 0 | 0 | 0 | 0
Ach | Schools K-12 | Space Heating | Forced air furnace | TRC | New | NN3556 | Duct Sealing Repair | Duct Sealing Repair | NonEquip | 15 |  | 0% | Prescriptive_hvac | 12% | 0 | 0 | 0 | 0 | 0 | 0 | 0 | 0 | 0 | 0 | 0 | 0 | 0 | 0 | 0 | 0 | 0 | 0 | 0 | 0 | 0 | 0 | 0 | 0 | 0 | 0 | 0 | 0 | 0 | 0 | 0 | 0 | 0 | 0 | 0 | 0 | 0 | 0 | 0 | 0 | 0 | 0 | 0 | 0 | 0 | 0 | 0 | 0 | 0 | 0 | 0 | 0 | 0 | 0 | 0 | 0 | 0 | 0 | 0 | 0 | 0 | 0 | 0 | 0 | 0 | 0 | 0 | 0 | 0 | 0 | 0 | 0 | 0 | 0 | 0 | 0 | 0 | 0 | 0 | 0 | 0 | 0 | 0 | 0 | 0 | 0 | 0 | 0 | 0 | 0 | 0 | 0 | 0 | 0 | 0 | 0 | 0 | 0 | 0 | 0 | 0 | 0 | 0 | 0 | 0
Ach | Schools K-12 | Space Heating | Forced air furnace | TRC | New | NN3192 | Ceiling Insulation(R2 to R38) | Ceiling Insulation(R2 to R38) | NonEquip | 20 |  | 0% | Prescriptive_hvac | 91.97% | 0 | 0 | 0 | 0 | 0 | 0 | 0 | 0 | 0 | 0 | 0 | 0 | 0 | 0 | 0 | 0 | 0 | 0 | 0 | 0 | 0 | 0 | 0 | 0 | 0 | 0 | 0 | 0 | 0 | 0 | 0 | 0 | 0 | 0 | 0 | 0 | 0 | 0 | 0 | 0 | 0 | 0 | 0 | 0 | 0 | 0 | 0 | 0 | 0 | 0 | 0 | 0 | 0 | 0 | 0 | 0 | 0 | 0 | 0 | 0 | 0 | 0 | 0 | 0 | 0 | 0 | 0 | 0 | 0 | 0 | 0 | 0 | 0 | 0 | 0 | 0 | 0 | 0 | 0 | 0 | 0 | 0 | 0 | 0 | 0 | 0 | 0 | 0 | 0 | 0 | 0 | 0 | 0 | 0 | 0 | 0 | 0 | 0 | 0 | 0 | 0 | 0 | 0 | 0 | 0
Ach | Schools K-12 | Space Heating | Forced air furnace | TRC | Existing | NE3569 | ECM Motors on Furnaces | ECM Motors on Furnaces | NonEquip | 15 | Forced air furnace | 47.78% | Prescriptive_ECM_existing | 1.706% | 0 | 0 | 0 | 0 | 0 | 0 | 0 | 0 | 0 | 0 | 0 | 0 | 0 | 0 | 0 | 0 | 0 | 0 | 0 | 0 | 0 | 0 | 0 | 0 | 0 | 0 | 0 | 0 | 0 | 0 | 0 | 0 | 0 | 0 | 0 | 0 | 0 | 0 | 0 | 0 | 0 | 0 | 0 | 0 | 0 | 0 | 0 | 0 | 0 | 0 | 0 | 0 | 0 | 0 | 0 | 0 | 0 | 0 | 0 | 0 | 0 | 0 | 0 | 0 | 0 | 0 | 0 | 0 | 0 | 0 | 0 | 0 | 0 | 0 | 0 | 0 | 0 | 0 | 0 | 0 | 0 | 0 | 0 | 0 | 0 | 0 | 0 | 0 | 0 | 0 | 0 | 0 | 0 | 0 | 0 | 0 | 0 | 0 | 0 | 0 | 0 | 0 | 0 | 0 | 0
Ach | Schools K-12 | Space Heating | Forced air furnace | TRC | Existing | NE3543 | Duct Sealing Repair | Duct Sealing Repair | NonEquip | 15 |  | 0% | Prescriptive_hvac_existing | 12% | 0 | 0 | 0 | 0 | 0 | 0 | 0 | 0 | 0 | 0 | 0 | 0 | 0 | 0 | 0 | 0 | 0 | 0 | 0 | 0 | 0 | 0 | 0 | 0 | 0 | 0 | 0 | 0 | 0 | 0 | 0 | 0 | 0 | 0 | 0 | 0 | 0 | 0 | 0 | 0 | 0 | 0 | 0 | 0 | 0 | 0 | 0 | 0 | 0 | 0 | 0 | 0 | 0 | 0 | 0 | 0 | 0 | 0 | 0 | 0 | 0 | 0 | 0 | 0 | 0 | 0 | 0 | 0 | 0 | 0 | 0 | 0 | 0 | 0 | 0 | 0 | 0 | 0 | 0 | 0 | 0 | 0 | 0 | 0 | 0 | 0 | 0 | 0 | 0 | 0 | 0 | 0 | 0 | 0 | 0 | 0 | 0 | 0 | 0 | 0 | 0 | 0 | 0 | 0 | 0
Ach | Schools K-12 | Space Heating | Forced air furnace | TRC | Existing | NE3179 | Ceiling Insulation(R2 to R38) | Ceiling Insulation(R2 to R38) | NonEquip | 20 |  | 0% | Prescriptive_hvac_existing | 94.74% | 0 | 0 | 0 | 0 | 0 | 0 | 0 | 0 | 0 | 0 | 0 | 0 | 0 | 0 | 0 | 0 | 0 | 0 | 0 | 0 | 0 | 0 | 0 | 0 | 0 | 0 | 0 | 0 | 0 | 0 | 0 | 0 | 0 | 0 | 0 | 0 | 0 | 0 | 0 | 0 | 0 | 0 | 0 | 0 | 0 | 0 | 0 | 0 | 0 | 0 | 0 | 0 | 0 | 0 | 0 | 0 | 0 | 0 | 0 | 0 | 0 | 0 | 0 | 0 | 0 | 0 | 0 | 0 | 0 | 0 | 0 | 0 | 0 | 0 | 0 | 0 | 0 | 0 | 0 | 0 | 0 | 0 | 0 | 0 | 0 | 0 | 0 | 0 | 0 | 0 | 0 | 0 | 0 | 0 | 0 | 0 | 0 | 0 | 0 | 0 | 0 | 0 | 0 | 0 | 0
Ach | Schools K-12 | Miscellaneous | Elevators/Escalators | TRC | New | NN4544 | VSD Controlled Compressor | VSD Controlled Compressor | NonEquip | 15 | Others | 0% | Prescriptive_ECM | 20.79% | 0 | 0 | 0 | 0 | 0 | 0 | 0 | 0 | 0 | 0 | 0 | 0 | 0 | 0 | 0 | 0 | 0 | 0 | 0 | 0 | 0 | 0 | 0 | 0 | 0 | 0 | 0 | 0 | 0 | 0 | 0 | 0 | 0 | 0 | 0 | 0 | 0 | 0 | 0 | 0 | 0 | 0 | 0 | 0 | 0 | 0 | 0 | 0 | 0 | 0 | 0 | 0 | 0 | 0 | 0 | 0 | 0 | 0 | 0 | 0 | 0 | 0 | 0 | 0 | 0 | 0 | 0 | 0 | 0 | 0 | 0 | 0 | 0 | 0 | 0 | 0 | 0 | 0 | 0 | 0 | 0 | 0 | 0 | 0 | 0 | 0 | 0 | 0 | 0 | 0 | 0 | 0 | 0 | 0 | 0 | 0 | 0 | 0 | 0 | 0 | 0 | 0 | 0 | 0 | 0
Ach | Schools K-12 | Miscellaneous | Elevators/Escalators | TRC | Existing | NE4531 | VSD Controlled Compressor | VSD Controlled Compressor | NonEquip | 15 | Others | 0% | Prescriptive_ECM_existing | 20.79% | 0 | 0 | 0 | 0 | 0 | 0 | 0 | 0 | 0 | 0 | 0 | 0 | 0 | 0 | 0 | 0 | 0 | 0 | 0 | 0 | 0 | 0 | 0 | 0 | 0 | 0 | 0 | 0 | 0 | 0 | 0 | 0 | 0 | 0 | 0 | 0 | 0 | 0 | 0 | 0 | 0 | 0 | 0 | 0 | 0 | 0 | 0 | 0 | 0 | 0 | 0 | 0 | 0 | 0 | 0 | 0 | 0 | 0 | 0 | 0 | 0 | 0 | 0 | 0 | 0 | 0 | 0 | 0 | 0 | 0 | 0 | 0 | 0 | 0 | 0 | 0 | 0 | 0 | 0 | 0 | 0 | 0 | 0 | 0 | 0 | 0 | 0 | 0 | 0 | 0 | 0 | 0 | 0 | 0 | 0 | 0 | 0 | 0 | 0 | 0 | 0 | 0 | 0 | 0 | 0
Ach | Schools K-12 | Space Cooling | District chilled water piped | TRC | New | NN3530 | Duct Sealing Repair | Duct Sealing Repair | NonEquip | 15 |  | 0% | Prescriptive_hvac | 12% | 0 | 0 | 0 | 0 | 0 | 0 | 0 | 0 | 0 | 0 | 0 | 0 | 0 | 0 | 0 | 0 | 0 | 0 | 0 | 0 | 0 | 0 | 0 | 0 | 0 | 0 | 0 | 0 | 0 | 0 | 0 | 0 | 0 | 0 | 0 | 0 | 0 | 0 | 0 | 0 | 0 | 0 | 0 | 0 | 0 | 0 | 0 | 0 | 0 | 0 | 0 | 0 | 0 | 0 | 0 | 0 | 0 | 0 | 0 | 0 | 0 | 0 | 0 | 0 | 0 | 0 | 0 | 0 | 0 | 0 | 0 | 0 | 0 | 0 | 0 | 0 | 0 | 0 | 0 | 0 | 0 | 0 | 0 | 0 | 0 | 0 | 0 | 0 | 0 | 0 | 0 | 0 | 0 | 0 | 0 | 0 | 0 | 0 | 0 | 0 | 0 | 0 | 0 | 0 | 0
Ach | Schools K-12 | Space Cooling | District chilled water piped | TRC | New | NN3218 | Ceiling Insulation(R2 to R38) | Ceiling Insulation(R2 to R38) | NonEquip | 20 |  | 0% | Prescriptive_hvac | 25.63% | 0 | 0 | 0 | 0 | 0 | 0 | 0 | 0 | 0 | 0 | 0 | 0 | 0 | 0 | 0 | 0 | 0 | 0 | 0 | 0 | 0 | 0 | 0 | 0 | 0 | 0 | 0 | 0 | 0 | 0 | 0 | 0 | 0 | 0 | 0 | 0 | 0 | 0 | 0 | 0 | 0 | 0 | 0 | 0 | 0 | 0 | 0 | 0 | 0 | 0 | 0 | 0 | 0 | 0 | 0 | 0 | 0 | 0 | 0 | 0 | 0 | 0 | 0 | 0 | 0 | 0 | 0 | 0 | 0 | 0 | 0 | 0 | 0 | 0 | 0 | 0 | 0 | 0 | 0 | 0 | 0 | 0 | 0 | 0 | 0 | 0 | 0 | 0 | 0 | 0 | 0 | 0 | 0 | 0 | 0 | 0 | 0 | 0 | 0 | 0 | 0 | 0 | 0 | 0 | 0
Ach | Schools K-12 | Space Cooling | District chilled water piped | TRC | Existing | NE3517 | Duct Sealing Repair | Duct Sealing Repair | NonEquip | 15 |  | 0% | Prescriptive_hvac_existing | 12% | 0 | 0 | 0 | 0 | 0 | 0 | 0 | 0 | 0 | 0 | 0 | 0 | 0 | 0 | 0 | 0 | 0 | 0 | 0 | 0 | 0 | 0 | 0 | 0 | 0 | 0 | 0 | 0 | 0 | 0 | 0 | 0 | 0 | 0 | 0 | 0 | 0 | 0 | 0 | 0 | 0 | 0 | 0 | 0 | 0 | 0 | 0 | 0 | 0 | 0 | 0 | 0 | 0 | 0 | 0 | 0 | 0 | 0 | 0 | 0 | 0 | 0 | 0 | 0 | 0 | 0 | 0 | 0 | 0 | 0 | 0 | 0 | 0 | 0 | 0 | 0 | 0 | 0 | 0 | 0 | 0 | 0 | 0 | 0 | 0 | 0 | 0 | 0 | 0 | 0 | 0 | 0 | 0 | 0 | 0 | 0 | 0 | 0 | 0 | 0 | 0 | 0 | 0 | 0 | 0
Ach | Schools K-12 | Space Cooling | District chilled water piped | TRC | Existing | NE3205 | Ceiling Insulation(R2 to R38) | Ceiling Insulation(R2 to R38) | NonEquip | 20 |  | 0% | Prescriptive_hvac_existing | 25.63% | 0 | 0 | 0 | 0 | 0 | 0 | 0 | 0 | 0 | 0 | 0 | 0 | 0 | 0 | 0 | 0 | 0 | 0 | 0 | 0 | 0 | 0 | 0 | 0 | 0 | 0 | 0 | 0 | 0 | 0 | 0 | 0 | 0 | 0 | 0 | 0 | 0 | 0 | 0 | 0 | 0 | 0 | 0 | 0 | 0 | 0 | 0 | 0 | 0 | 0 | 0 | 0 | 0 | 0 | 0 | 0 | 0 | 0 | 0 | 0 | 0 | 0 | 0 | 0 | 0 | 0 | 0 | 0 | 0 | 0 | 0 | 0 | 0 | 0 | 0 | 0 | 0 | 0 | 0 | 0 | 0 | 0 | 0 | 0 | 0 | 0 | 0 | 0 | 0 | 0 | 0 | 0 | 0 | 0 | 0 | 0 | 0 | 0 | 0 | 0 | 0 | 0 | 0 | 0 | 0
Ach | Schools K-12 | Refrigeration | Display cases | TRC | New | NN4830 | PSC to ECM Evaporator Fan Motor (Reach-In) | PSC to ECM Evaporator Fan Motor (Reach-In) | NonEquip | 15 | Display cases | 68.68% | Prescriptive_ECM | 37.5% | 1.8338 | 2.7566 | 4.522 | 7.3596 | 11.7886 | 17.0049 | 24.2868 | 33.6888 | 40.5146 | 43.2445 | 1.8338 | 4.5904 | 9.1124 | 16.4719 | 28.2605 | 45.2654 | 69.5522 | 103.241 | 143.7557 | 187.0002 | 0.00023776 | 0.00059517 | 0.0011815 | 0.0021357 | 0.0036641 | 0.0058689 | 0.0090178 | 0.013386 | 0.018639 | 0.024246 | 0.00019915 | 0.00049853 | 0.00098963 | 0.0017889 | 0.0030692 | 0.0049159 | 0.0075535 | 0.011212 | 0.015612 | 0.020309 | 0.040793 | 0.06316 | 0.10672 | 0.17889 | 0.29515 | 0.43852 | 0.6451 | 0.92168 | 1.1417 | 1.2552 | 2.4106 | 0.21566 | 0.3339 | 0.56418 | 0.94575 | 1.5603 | 2.3183 | 3.4104 | 4.8726 | 6.0356 | 6.6355 | 12.7437 | 0.056719 | 0.087819 | 0.14838 | 0.24874 | 0.41038 | 0.60973 | 0.89696 | 1.2815 | 1.5874 | 1.7452 | 3.3517 | -1.6746 | -2.5929 | -4.381 | -7.344 | -12.1165 | -18.0023 | -26.4827 | -37.8368 | -46.8681 | -51.5269 | -98.9584 | 1.7313 | 2.6807 | 4.5294 | 7.5927 | 12.5269 | 18.612 | 27.3797 | 39.1183 | 48.4555 | 53.2721 | 102.3101 | 0.21566 | 0.55603 | 1.1369 | 2.1167 | 3.7406 | 6.1711 | 9.7667 | 14.9322 | 21.4158 | 28.6939
Ach | Schools K-12 | Refrigeration | Display cases | TRC | Existing | NE4817 | PSC to ECM Evaporator Fan Motor (Reach-In) | PSC to ECM Evaporator Fan Motor (Reach-In) | NonEquip | 15 | Display cases | 17.17% | Prescriptive_ECM_existing | 37.5% | 3.7768 | 3.7856 | 3.7896 | 3.8007 | 3.8098 | 3.8193 | 3.8283 | 3.8363 | 3.8447 | 3.8545 | 3.7768 | 7.5624 | 11.352 | 15.1527 | 18.9625 | 22.7818 | 26.6101 | 30.4464 | 34.2911 | 38.1456 | 0.00048968 | 0.0009805 | 0.0014718 | 0.0019646 | 0.0024586 | 0.0029538 | 0.0034501 | 0.0039475 | 0.004446 | 0.0049458 | 0.00041017 | 0.00082129 | 0.0012329 | 0.0016456 | 0.0020594 | 0.0024742 | 0.0028899 | 0.0033065 | 0.0037241 | 0.0041427 | 0.084015 | 0.086737 | 0.089434 | 0.092385 | 0.095387 | 0.098492 | 0.10168 | 0.10496 | 0.10834 | 0.11187 | 0.57685 | 0.44415 | 0.45855 | 0.4728 | 0.48841 | 0.50427 | 0.52069 | 0.53757 | 0.55486 | 0.57276 | 0.59144 | 3.0496 | 0.11682 | 0.1206 | 0.12435 | 0.12845 | 0.13263 | 0.13695 | 0.14138 | 0.14593 | 0.15064 | 0.15555 | 0.80207 | -3.449 | -3.5607 | -3.6714 | -3.7926 | -3.9158 | -4.0433 | -4.1744 | -4.3086 | -4.4477 | -4.5927 | -23.6811 | 3.5658 | 3.6813 | 3.7958 | 3.9211 | 4.0485 | 4.1803 | 4.3158 | 4.4546 | 4.5983 | 4.7483 | 24.4832 | 0.44416 | 0.91603 | 1.4163 | 1.9472 | 2.5099 | 3.1059 | 3.7366 | 4.4036 | 5.1085 | 5.8532
Ach | Schools K-12 | Cooking | Cooking Other | TRC | Turnover | ET13 | Efficient Exhaust Hood | Efficient Exhaust Hood | Equip | 15 | Cooking Other | 10.93% | Prescriptive_cooking | 42.5% | 9.9219 | 14.9706 | 24.4324 | 39.832 | 64.2743 | 102.5016 | 159.9647 | 241.121 | 344.5124 | 452.9914 | 9.9219 | 24.8925 | 49.3249 | 89.1569 | 153.4312 | 255.9328 | 415.8975 | 657.0186 | 1001.531 | 1454.5224 | 0.0021691 | 0.005442 | 0.010783 | 0.019491 | 0.033543 | 0.055952 | 0.090923 | 0.14364 | 0.21895 | 0.31799 | 0.00085137 | 0.002136 | 0.0042324 | 0.0076503 | 0.013166 | 0.021961 | 0.035687 | 0.056377 | 0.085939 | 0.12481 | 0.22071 | 0.34301 | 0.5766 | 0.96822 | 1.6092 | 2.6433 | 4.2489 | 6.5967 | 9.7081 | 13.1479 | 18.1851 | 0.12715 | 0.1976 | 0.33216 | 0.55777 | 0.92704 | 1.5227 | 2.4477 | 3.8002 | 5.5926 | 7.5742 | 10.476 | 1.7342 | 2.6952 | 4.5306 | 7.6078 | 12.6445 | 20.7698 | 33.3858 | 51.8335 | 76.2812 | 103.3094 | 142.8887 | -7.6852 | -11.9437 | -20.0771 | -33.7136 | -56.0334 | -92.0402 | -147.9477 | -229.6976 | -338.0363 | -457.8105 | -633.2041 | 9.4194 | 14.6389 | 24.6077 | 41.3214 | 68.6779 | 112.8099 | 181.3335 | 281.5311 | 414.3175 | 561.1198 | 776.0928 | 1.1722 | 3.029 | 6.182 | 11.5095 | 20.4011 | 35.0513 | 58.668 | 95.4619 | 149.8835 | 224.2059
Ach | Schools K-12 | Cooking | Cooking Other | TRC | New | EN39 | Efficient Exhaust Hood | Efficient Exhaust Hood | Equip | 15 | Cooking Other | 10.93% | Prescriptive_cooking | 42.5% | 0.88763 | 1.3541 | 2.249 | 3.7302 | 6.122 | 9.1515 | 13.7867 | 20.7061 | 28.0299 | 35.5269 | 0.88763 | 2.2417 | 4.4908 | 8.221 | 14.343 | 23.4945 | 37.2813 | 57.9874 | 86.0173 | 121.5442 | 0.00019405 | 0.00049009 | 0.00098177 | 0.0017973 | 0.0031357 | 0.0051364 | 0.0081504 | 0.012677 | 0.018805 | 0.026572 | 7.6166e-05 | 0.00019236 | 0.00038534 | 0.00070542 | 0.0012307 | 0.002016 | 0.003199 | 0.0049758 | 0.0073809 | 0.010429 | 0.019745 | 0.031026 | 0.053076 | 0.090673 | 0.15328 | 0.236 | 0.3662 | 0.56649 | 0.78986 | 1.0312 | 1.5312 | 0.011375 | 0.017873 | 0.030576 | 0.052235 | 0.088298 | 0.13595 | 0.21096 | 0.32634 | 0.45502 | 0.59402 | 0.8821 | 0.15515 | 0.24379 | 0.41704 | 0.71246 | 1.2044 | 1.8544 | 2.8774 | 4.4512 | 6.2063 | 8.1023 | 12.0316 | -0.68753 | -1.0803 | -1.8481 | -3.1572 | -5.3371 | -8.2175 | -12.751 | -19.7251 | -27.503 | -35.9048 | -53.3174 | 0.84268 | 1.3241 | 2.2652 | 3.8697 | 6.5414 | 10.0719 | 15.6284 | 24.1763 | 33.7094 | 44.0071 | 65.349 | 0.10486 | 0.27278 | 0.56284 | 1.0613 | 1.9071 | 3.2177 | 5.259 | 8.4253 | 12.8729 | 18.7353
Ach | Schools K-12 | Space Cooling | Central chillers inside | TRC | New | NN3530 | Duct Sealing Repair | Duct Sealing Repair | NonEquip | 15 |  | 0% | Prescriptive_hvac | 12% | 0 | 0 | 0 | 0 | 0 | 0 | 0 | 0 | 0 | 0 | 0 | 0 | 0 | 0 | 0 | 0 | 0 | 0 | 0 | 0 | 0 | 0 | 0 | 0 | 0 | 0 | 0 | 0 | 0 | 0 | 0 | 0 | 0 | 0 | 0 | 0 | 0 | 0 | 0 | 0 | 0 | 0 | 0 | 0 | 0 | 0 | 0 | 0 | 0 | 0 | 0 | 0 | 0 | 0 | 0 | 0 | 0 | 0 | 0 | 0 | 0 | 0 | 0 | 0 | 0 | 0 | 0 | 0 | 0 | 0 | 0 | 0 | 0 | 0 | 0 | 0 | 0 | 0 | 0 | 0 | 0 | 0 | 0 | 0 | 0 | 0 | 0 | 0 | 0 | 0 | 0 | 0 | 0 | 0 | 0 | 0 | 0 | 0 | 0 | 0 | 0 | 0 | 0 | 0 | 0
Ach | Schools K-12 | Space Cooling | Central chillers inside | TRC | New | NN3218 | Ceiling Insulation(R2 to R38) | Ceiling Insulation(R2 to R38) | NonEquip | 20 |  | 0% | Prescriptive_hvac | 25.63% | 0 | 0 | 0 | 0 | 0 | 0 | 0 | 0 | 0 | 0 | 0 | 0 | 0 | 0 | 0 | 0 | 0 | 0 | 0 | 0 | 0 | 0 | 0 | 0 | 0 | 0 | 0 | 0 | 0 | 0 | 0 | 0 | 0 | 0 | 0 | 0 | 0 | 0 | 0 | 0 | 0 | 0 | 0 | 0 | 0 | 0 | 0 | 0 | 0 | 0 | 0 | 0 | 0 | 0 | 0 | 0 | 0 | 0 | 0 | 0 | 0 | 0 | 0 | 0 | 0 | 0 | 0 | 0 | 0 | 0 | 0 | 0 | 0 | 0 | 0 | 0 | 0 | 0 | 0 | 0 | 0 | 0 | 0 | 0 | 0 | 0 | 0 | 0 | 0 | 0 | 0 | 0 | 0 | 0 | 0 | 0 | 0 | 0 | 0 | 0 | 0 | 0 | 0 | 0 | 0
Ach | Schools K-12 | Space Cooling | Central chillers inside | TRC | Existing | NE3517 | Duct Sealing Repair | Duct Sealing Repair | NonEquip | 15 |  | 0% | Prescriptive_hvac_existing | 12% | 0 | 0 | 0 | 0 | 0 | 0 | 0 | 0 | 0 | 0 | 0 | 0 | 0 | 0 | 0 | 0 | 0 | 0 | 0 | 0 | 0 | 0 | 0 | 0 | 0 | 0 | 0 | 0 | 0 | 0 | 0 | 0 | 0 | 0 | 0 | 0 | 0 | 0 | 0 | 0 | 0 | 0 | 0 | 0 | 0 | 0 | 0 | 0 | 0 | 0 | 0 | 0 | 0 | 0 | 0 | 0 | 0 | 0 | 0 | 0 | 0 | 0 | 0 | 0 | 0 | 0 | 0 | 0 | 0 | 0 | 0 | 0 | 0 | 0 | 0 | 0 | 0 | 0 | 0 | 0 | 0 | 0 | 0 | 0 | 0 | 0 | 0 | 0 | 0 | 0 | 0 | 0 | 0 | 0 | 0 | 0 | 0 | 0 | 0 | 0 | 0 | 0 | 0 | 0 | 0
Ach | Schools K-12 | Space Cooling | Central chillers inside | TRC | Existing | NE3205 | Ceiling Insulation(R2 to R38) | Ceiling Insulation(R2 to R38) | NonEquip | 20 |  | 0% | Prescriptive_hvac_existing | 25.63% | 0 | 0 | 0 | 0 | 0 | 0 | 0 | 0 | 0 | 0 | 0 | 0 | 0 | 0 | 0 | 0 | 0 | 0 | 0 | 0 | 0 | 0 | 0 | 0 | 0 | 0 | 0 | 0 | 0 | 0 | 0 | 0 | 0 | 0 | 0 | 0 | 0 | 0 | 0 | 0 | 0 | 0 | 0 | 0 | 0 | 0 | 0 | 0 | 0 | 0 | 0 | 0 | 0 | 0 | 0 | 0 | 0 | 0 | 0 | 0 | 0 | 0 | 0 | 0 | 0 | 0 | 0 | 0 | 0 | 0 | 0 | 0 | 0 | 0 | 0 | 0 | 0 | 0 | 0 | 0 | 0 | 0 | 0 | 0 | 0 | 0 | 0 | 0 | 0 | 0 | 0 | 0 | 0 | 0 | 0 | 0 | 0 | 0 | 0 | 0 | 0 | 0 | 0 | 0 | 0
Ach | Schools K-12 | Space Heating | Boilers | TRC | New | NN3582 | ECM Motors on Furnaces | ECM Motors on Furnaces | NonEquip | 15 | Forced air furnace | 0% | Prescriptive_ECM | 1.706% | 0 | 0 | 0 | 0 | 0 | 0 | 0 | 0 | 0 | 0 | 0 | 0 | 0 | 0 | 0 | 0 | 0 | 0 | 0 | 0 | 0 | 0 | 0 | 0 | 0 | 0 | 0 | 0 | 0 | 0 | 0 | 0 | 0 | 0 | 0 | 0 | 0 | 0 | 0 | 0 | 0 | 0 | 0 | 0 | 0 | 0 | 0 | 0 | 0 | 0 | 0 | 0 | 0 | 0 | 0 | 0 | 0 | 0 | 0 | 0 | 0 | 0 | 0 | 0 | 0 | 0 | 0 | 0 | 0 | 0 | 0 | 0 | 0 | 0 | 0 | 0 | 0 | 0 | 0 | 0 | 0 | 0 | 0 | 0 | 0 | 0 | 0 | 0 | 0 | 0 | 0 | 0 | 0 | 0 | 0 | 0 | 0 | 0 | 0 | 0 | 0 | 0 | 0 | 0 | 0
Ach | Schools K-12 | Space Heating | Boilers | TRC | New | NN3556 | Duct Sealing Repair | Duct Sealing Repair | NonEquip | 15 |  | 0% | Prescriptive_hvac | 12% | 0 | 0 | 0 | 0 | 0 | 0 | 0 | 0 | 0 | 0 | 0 | 0 | 0 | 0 | 0 | 0 | 0 | 0 | 0 | 0 | 0 | 0 | 0 | 0 | 0 | 0 | 0 | 0 | 0 | 0 | 0 | 0 | 0 | 0 | 0 | 0 | 0 | 0 | 0 | 0 | 0 | 0 | 0 | 0 | 0 | 0 | 0 | 0 | 0 | 0 | 0 | 0 | 0 | 0 | 0 | 0 | 0 | 0 | 0 | 0 | 0 | 0 | 0 | 0 | 0 | 0 | 0 | 0 | 0 | 0 | 0 | 0 | 0 | 0 | 0 | 0 | 0 | 0 | 0 | 0 | 0 | 0 | 0 | 0 | 0 | 0 | 0 | 0 | 0 | 0 | 0 | 0 | 0 | 0 | 0 | 0 | 0 | 0 | 0 | 0 | 0 | 0 | 0 | 0 | 0
Ach | Schools K-12 | Space Heating | Boilers | TRC | New | NN3192 | Ceiling Insulation(R2 to R38) | Ceiling Insulation(R2 to R38) | NonEquip | 20 |  | 0% | Prescriptive_hvac | 91.97% | 0 | 0 | 0 | 0 | 0 | 0 | 0 | 0 | 0 | 0 | 0 | 0 | 0 | 0 | 0 | 0 | 0 | 0 | 0 | 0 | 0 | 0 | 0 | 0 | 0 | 0 | 0 | 0 | 0 | 0 | 0 | 0 | 0 | 0 | 0 | 0 | 0 | 0 | 0 | 0 | 0 | 0 | 0 | 0 | 0 | 0 | 0 | 0 | 0 | 0 | 0 | 0 | 0 | 0 | 0 | 0 | 0 | 0 | 0 | 0 | 0 | 0 | 0 | 0 | 0 | 0 | 0 | 0 | 0 | 0 | 0 | 0 | 0 | 0 | 0 | 0 | 0 | 0 | 0 | 0 | 0 | 0 | 0 | 0 | 0 | 0 | 0 | 0 | 0 | 0 | 0 | 0 | 0 | 0 | 0 | 0 | 0 | 0 | 0 | 0 | 0 | 0 | 0 | 0 | 0
Ach | Schools K-12 | Space Heating | Boilers | TRC | Existing | NE3569 | ECM Motors on Furnaces | ECM Motors on Furnaces | NonEquip | 15 | Forced air furnace | 0% | Prescriptive_ECM_existing | 1.706% | 0 | 0 | 0 | 0 | 0 | 0 | 0 | 0 | 0 | 0 | 0 | 0 | 0 | 0 | 0 | 0 | 0 | 0 | 0 | 0 | 0 | 0 | 0 | 0 | 0 | 0 | 0 | 0 | 0 | 0 | 0 | 0 | 0 | 0 | 0 | 0 | 0 | 0 | 0 | 0 | 0 | 0 | 0 | 0 | 0 | 0 | 0 | 0 | 0 | 0 | 0 | 0 | 0 | 0 | 0 | 0 | 0 | 0 | 0 | 0 | 0 | 0 | 0 | 0 | 0 | 0 | 0 | 0 | 0 | 0 | 0 | 0 | 0 | 0 | 0 | 0 | 0 | 0 | 0 | 0 | 0 | 0 | 0 | 0 | 0 | 0 | 0 | 0 | 0 | 0 | 0 | 0 | 0 | 0 | 0 | 0 | 0 | 0 | 0 | 0 | 0 | 0 | 0 | 0 | 0
Ach | Schools K-12 | Space Heating | Boilers | TRC | Existing | NE3543 | Duct Sealing Repair | Duct Sealing Repair | NonEquip | 15 |  | 0% | Prescriptive_hvac_existing | 12% | 0 | 0 | 0 | 0 | 0 | 0 | 0 | 0 | 0 | 0 | 0 | 0 | 0 | 0 | 0 | 0 | 0 | 0 | 0 | 0 | 0 | 0 | 0 | 0 | 0 | 0 | 0 | 0 | 0 | 0 | 0 | 0 | 0 | 0 | 0 | 0 | 0 | 0 | 0 | 0 | 0 | 0 | 0 | 0 | 0 | 0 | 0 | 0 | 0 | 0 | 0 | 0 | 0 | 0 | 0 | 0 | 0 | 0 | 0 | 0 | 0 | 0 | 0 | 0 | 0 | 0 | 0 | 0 | 0 | 0 | 0 | 0 | 0 | 0 | 0 | 0 | 0 | 0 | 0 | 0 | 0 | 0 | 0 | 0 | 0 | 0 | 0 | 0 | 0 | 0 | 0 | 0 | 0 | 0 | 0 | 0 | 0 | 0 | 0 | 0 | 0 | 0 | 0 | 0 | 0
Ach | Schools K-12 | Space Heating | Boilers | TRC | Existing | NE3179 | Ceiling Insulation(R2 to R38) | Ceiling Insulation(R2 to R38) | NonEquip | 20 |  | 0% | Prescriptive_hvac_existing | 94.74% | 0 | 0 | 0 | 0 | 0 | 0 | 0 | 0 | 0 | 0 | 0 | 0 | 0 | 0 | 0 | 0 | 0 | 0 | 0 | 0 | 0 | 0 | 0 | 0 | 0 | 0 | 0 | 0 | 0 | 0 | 0 | 0 | 0 | 0 | 0 | 0 | 0 | 0 | 0 | 0 | 0 | 0 | 0 | 0 | 0 | 0 | 0 | 0 | 0 | 0 | 0 | 0 | 0 | 0 | 0 | 0 | 0 | 0 | 0 | 0 | 0 | 0 | 0 | 0 | 0 | 0 | 0 | 0 | 0 | 0 | 0 | 0 | 0 | 0 | 0 | 0 | 0 | 0 | 0 | 0 | 0 | 0 | 0 | 0 | 0 | 0 | 0 | 0 | 0 | 0 | 0 | 0 | 0 | 0 | 0 | 0 | 0 | 0 | 0 | 0 | 0 | 0 | 0 | 0 | 0
Ach | Warehouse | Refrigeration | Walk-in cooler | TRC | New | NN4831 | PSC to ECM Evaporator Fan Motor (Reach-In) | PSC to ECM Evaporator Fan Motor (Reach-In) | NonEquip | 15 | Display cases | 0% | Prescriptive_ECM | 37.5% | 0 | 0 | 0 | 0 | 0 | 0 | 0 | 0 | 0 | 0 | 0 | 0 | 0 | 0 | 0 | 0 | 0 | 0 | 0 | 0 | 0 | 0 | 0 | 0 | 0 | 0 | 0 | 0 | 0 | 0 | 0 | 0 | 0 | 0 | 0 | 0 | 0 | 0 | 0 | 0 | 0 | 0 | 0 | 0 | 0 | 0 | 0 | 0 | 0 | 0 | 0 | 0 | 0 | 0 | 0 | 0 | 0 | 0 | 0 | 0 | 0 | 0 | 0 | 0 | 0 | 0 | 0 | 0 | 0 | 0 | 0 | 0 | 0 | 0 | 0 | 0 | 0 | 0 | 0 | 0 | 0 | 0 | 0 | 0 | 0 | 0 | 0 | 0 | 0 | 0 | 0 | 0 | 0 | 0 | 0 | 0 | 0 | 0 | 0 | 0 | 0 | 0 | 0 | 0 | 0
Ach | Warehouse | Refrigeration | Walk-in cooler | TRC | Existing | NE4818 | PSC to ECM Evaporator Fan Motor (Reach-In) | PSC to ECM Evaporator Fan Motor (Reach-In) | NonEquip | 15 | Display cases | 0% | Prescriptive_ECM_existing | 37.5% | 0 | 0 | 0 | 0 | 0 | 0 | 0 | 0 | 0 | 0 | 0 | 0 | 0 | 0 | 0 | 0 | 0 | 0 | 0 | 0 | 0 | 0 | 0 | 0 | 0 | 0 | 0 | 0 | 0 | 0 | 0 | 0 | 0 | 0 | 0 | 0 | 0 | 0 | 0 | 0 | 0 | 0 | 0 | 0 | 0 | 0 | 0 | 0 | 0 | 0 | 0 | 0 | 0 | 0 | 0 | 0 | 0 | 0 | 0 | 0 | 0 | 0 | 0 | 0 | 0 | 0 | 0 | 0 | 0 | 0 | 0 | 0 | 0 | 0 | 0 | 0 | 0 | 0 | 0 | 0 | 0 | 0 | 0 | 0 | 0 | 0 | 0 | 0 | 0 | 0 | 0 | 0 | 0 | 0 | 0 | 0 | 0 | 0 | 0 | 0 | 0 | 0 | 0 | 0 | 0
Ach | Warehouse | Refrigeration | Vending and ice makers | TRC | New | NN4831 | PSC to ECM Evaporator Fan Motor (Reach-In) | PSC to ECM Evaporator Fan Motor (Reach-In) | NonEquip | 15 | Display cases | 0% | Prescriptive_ECM | 37.5% | 0 | 0 | 0 | 0 | 0 | 0 | 0 | 0 | 0 | 0 | 0 | 0 | 0 | 0 | 0 | 0 | 0 | 0 | 0 | 0 | 0 | 0 | 0 | 0 | 0 | 0 | 0 | 0 | 0 | 0 | 0 | 0 | 0 | 0 | 0 | 0 | 0 | 0 | 0 | 0 | 0 | 0 | 0 | 0 | 0 | 0 | 0 | 0 | 0 | 0 | 0 | 0 | 0 | 0 | 0 | 0 | 0 | 0 | 0 | 0 | 0 | 0 | 0 | 0 | 0 | 0 | 0 | 0 | 0 | 0 | 0 | 0 | 0 | 0 | 0 | 0 | 0 | 0 | 0 | 0 | 0 | 0 | 0 | 0 | 0 | 0 | 0 | 0 | 0 | 0 | 0 | 0 | 0 | 0 | 0 | 0 | 0 | 0 | 0 | 0 | 0 | 0 | 0 | 0 | 0
Ach | Warehouse | Refrigeration | Vending and ice makers | TRC | Existing | NE4818 | PSC to ECM Evaporator Fan Motor (Reach-In) | PSC to ECM Evaporator Fan Motor (Reach-In) | NonEquip | 15 | Display cases | 0% | Prescriptive_ECM_existing | 37.5% | 0 | 0 | 0 | 0 | 0 | 0 | 0 | 0 | 0 | 0 | 0 | 0 | 0 | 0 | 0 | 0 | 0 | 0 | 0 | 0 | 0 | 0 | 0 | 0 | 0 | 0 | 0 | 0 | 0 | 0 | 0 | 0 | 0 | 0 | 0 | 0 | 0 | 0 | 0 | 0 | 0 | 0 | 0 | 0 | 0 | 0 | 0 | 0 | 0 | 0 | 0 | 0 | 0 | 0 | 0 | 0 | 0 | 0 | 0 | 0 | 0 | 0 | 0 | 0 | 0 | 0 | 0 | 0 | 0 | 0 | 0 | 0 | 0 | 0 | 0 | 0 | 0 | 0 | 0 | 0 | 0 | 0 | 0 | 0 | 0 | 0 | 0 | 0 | 0 | 0 | 0 | 0 | 0 | 0 | 0 | 0 | 0 | 0 | 0 | 0 | 0 | 0 | 0 | 0 | 0
Ach | Warehouse | Refrigeration | Residential style | TRC | New | NN4831 | PSC to ECM Evaporator Fan Motor (Reach-In) | PSC to ECM Evaporator Fan Motor (Reach-In) | NonEquip | 15 | Display cases | 0% | Prescriptive_ECM | 37.5% | 0 | 0 | 0 | 0 | 0 | 0 | 0 | 0 | 0 | 0 | 0 | 0 | 0 | 0 | 0 | 0 | 0 | 0 | 0 | 0 | 0 | 0 | 0 | 0 | 0 | 0 | 0 | 0 | 0 | 0 | 0 | 0 | 0 | 0 | 0 | 0 | 0 | 0 | 0 | 0 | 0 | 0 | 0 | 0 | 0 | 0 | 0 | 0 | 0 | 0 | 0 | 0 | 0 | 0 | 0 | 0 | 0 | 0 | 0 | 0 | 0 | 0 | 0 | 0 | 0 | 0 | 0 | 0 | 0 | 0 | 0 | 0 | 0 | 0 | 0 | 0 | 0 | 0 | 0 | 0 | 0 | 0 | 0 | 0 | 0 | 0 | 0 | 0 | 0 | 0 | 0 | 0 | 0 | 0 | 0 | 0 | 0 | 0 | 0 | 0 | 0 | 0 | 0 | 0 | 0
Ach | Warehouse | Refrigeration | Residential style | TRC | Existing | NE4818 | PSC to ECM Evaporator Fan Motor (Reach-In) | PSC to ECM Evaporator Fan Motor (Reach-In) | NonEquip | 15 | Display cases | 0% | Prescriptive_ECM_existing | 37.5% | 0 | 0 | 0 | 0 | 0 | 0 | 0 | 0 | 0 | 0 | 0 | 0 | 0 | 0 | 0 | 0 | 0 | 0 | 0 | 0 | 0 | 0 | 0 | 0 | 0 | 0 | 0 | 0 | 0 | 0 | 0 | 0 | 0 | 0 | 0 | 0 | 0 | 0 | 0 | 0 | 0 | 0 | 0 | 0 | 0 | 0 | 0 | 0 | 0 | 0 | 0 | 0 | 0 | 0 | 0 | 0 | 0 | 0 | 0 | 0 | 0 | 0 | 0 | 0 | 0 | 0 | 0 | 0 | 0 | 0 | 0 | 0 | 0 | 0 | 0 | 0 | 0 | 0 | 0 | 0 | 0 | 0 | 0 | 0 | 0 | 0 | 0 | 0 | 0 | 0 | 0 | 0 | 0 | 0 | 0 | 0 | 0 | 0 | 0 | 0 | 0 | 0 | 0 | 0 | 0
Ach | Warehouse | Miscellaneous | Pool pump | TRC | New | NN4545 | VSD Controlled Compressor | VSD Controlled Compressor | NonEquip | 15 | Others | 0% | Prescriptive_ECM | 20.79% | 0 | 0 | 0 | 0 | 0 | 0 | 0 | 0 | 0 | 0 | 0 | 0 | 0 | 0 | 0 | 0 | 0 | 0 | 0 | 0 | 0 | 0 | 0 | 0 | 0 | 0 | 0 | 0 | 0 | 0 | 0 | 0 | 0 | 0 | 0 | 0 | 0 | 0 | 0 | 0 | 0 | 0 | 0 | 0 | 0 | 0 | 0 | 0 | 0 | 0 | 0 | 0 | 0 | 0 | 0 | 0 | 0 | 0 | 0 | 0 | 0 | 0 | 0 | 0 | 0 | 0 | 0 | 0 | 0 | 0 | 0 | 0 | 0 | 0 | 0 | 0 | 0 | 0 | 0 | 0 | 0 | 0 | 0 | 0 | 0 | 0 | 0 | 0 | 0 | 0 | 0 | 0 | 0 | 0 | 0 | 0 | 0 | 0 | 0 | 0 | 0 | 0 | 0 | 0 | 0
Ach | Warehouse | Miscellaneous | Pool pump | TRC | Existing | NE4532 | VSD Controlled Compressor | VSD Controlled Compressor | NonEquip | 15 | Others | 0% | Prescriptive_ECM_existing | 20.79% | 0 | 0 | 0 | 0 | 0 | 0 | 0 | 0 | 0 | 0 | 0 | 0 | 0 | 0 | 0 | 0 | 0 | 0 | 0 | 0 | 0 | 0 | 0 | 0 | 0 | 0 | 0 | 0 | 0 | 0 | 0 | 0 | 0 | 0 | 0 | 0 | 0 | 0 | 0 | 0 | 0 | 0 | 0 | 0 | 0 | 0 | 0 | 0 | 0 | 0 | 0 | 0 | 0 | 0 | 0 | 0 | 0 | 0 | 0 | 0 | 0 | 0 | 0 | 0 | 0 | 0 | 0 | 0 | 0 | 0 | 0 | 0 | 0 | 0 | 0 | 0 | 0 | 0 | 0 | 0 | 0 | 0 | 0 | 0 | 0 | 0 | 0 | 0 | 0 | 0 | 0 | 0 | 0 | 0 | 0 | 0 | 0 | 0 | 0 | 0 | 0 | 0 | 0 | 0 | 0
Ach | Warehouse | Miscellaneous | Pool pump | TRC | Turnover | ET2003 | Solar Pool Heater | Solar Pool Heater | Equip | 15 | Pool pump | 0% | Prescriptive_all | 86.11% | 0 | 0 | 0 | 0 | 0 | 0 | 0 | 0 | 0 | 0 | 0 | 0 | 0 | 0 | 0 | 0 | 0 | 0 | 0 | 0 | 0 | 0 | 0 | 0 | 0 | 0 | 0 | 0 | 0 | 0 | 0 | 0 | 0 | 0 | 0 | 0 | 0 | 0 | 0 | 0 | 0 | 0 | 0 | 0 | 0 | 0 | 0 | 0 | 0 | 0 | 0 | 0 | 0 | 0 | 0 | 0 | 0 | 0 | 0 | 0 | 0 | 0 | 0 | 0 | 0 | 0 | 0 | 0 | 0 | 0 | 0 | 0 | 0 | 0 | 0 | 0 | 0 | 0 | 0 | 0 | 0 | 0 | 0 | 0 | 0 | 0 | 0 | 0 | 0 | 0 | 0 | 0 | 0 | 0 | 0 | 0 | 0 | 0 | 0 | 0 | 0 | 0 | 0 | 0 | 0
Ach | Warehouse | Miscellaneous | Pool pump | TRC | New | EN2029 | Solar Pool Heater | Solar Pool Heater | Equip | 15 | Pool pump | 0% | Prescriptive_all | 86.11% | 0 | 0 | 0 | 0 | 0 | 0 | 0 | 0 | 0 | 0 | 0 | 0 | 0 | 0 | 0 | 0 | 0 | 0 | 0 | 0 | 0 | 0 | 0 | 0 | 0 | 0 | 0 | 0 | 0 | 0 | 0 | 0 | 0 | 0 | 0 | 0 | 0 | 0 | 0 | 0 | 0 | 0 | 0 | 0 | 0 | 0 | 0 | 0 | 0 | 0 | 0 | 0 | 0 | 0 | 0 | 0 | 0 | 0 | 0 | 0 | 0 | 0 | 0 | 0 | 0 | 0 | 0 | 0 | 0 | 0 | 0 | 0 | 0 | 0 | 0 | 0 | 0 | 0 | 0 | 0 | 0 | 0 | 0 | 0 | 0 | 0 | 0 | 0 | 0 | 0 | 0 | 0 | 0 | 0 | 0 | 0 | 0 | 0 | 0 | 0 | 0 | 0 | 0 | 0 | 0
Ach | Warehouse | Miscellaneous | Others | TRC | New | NN4545 | VSD Controlled Compressor | VSD Controlled Compressor | NonEquip | 15 | Others | 36.99% | Prescriptive_ECM | 20.79% | 4.9997 | 8.1226 | 14.3812 | 25.1166 | 42.965 | 59.8274 | 80.5635 | 101.8733 | 118.6218 | 122.1063 | 4.9997 | 13.1222 | 27.5034 | 52.6201 | 95.585 | 155.4125 | 235.976 | 337.8493 | 456.4711 | 578.5773 | 0.00075387 | 0.0019786 | 0.0041471 | 0.0079343 | 0.014413 | 0.023434 | 0.035581 | 0.050942 | 0.068829 | 0.08724 | 0.00035284 | 0.00092608 | 0.001941 | 0.0037136 | 0.0067457 | 0.010968 | 0.016654 | 0.023843 | 0.032215 | 0.040832 | 0.17157 | 0.28711 | 0.52358 | 0.94186 | 1.6595 | 2.3801 | 3.3012 | 4.2997 | 5.1567 | 5.4675 | 11.6046 | 0.34621 | 0.57934 | 1.0565 | 1.9005 | 3.3486 | 4.8027 | 6.6614 | 8.6761 | 10.4055 | 11.0325 | 23.4163 | 0.32303 | 0.54055 | 0.98577 | 1.7733 | 3.1244 | 4.4812 | 6.2154 | 8.0952 | 9.7089 | 10.2939 | 21.8486 | -4.4035 | -7.3687 | -13.4378 | -24.1731 | -42.5915 | -61.0866 | -84.7269 | -110.352 | -132.3494 | -140.3242 | -297.835 | 4.7266 | 7.9092 | 14.4236 | 25.9464 | 45.716 | 65.5678 | 90.9423 | 118.4472 | 142.0583 | 150.6181 | 319.6836 | 0.58861 | 1.5912 | 3.4351 | 6.7693 | 12.6655 | 21.2107 | 33.1722 | 48.9178 | 68.076 | 88.875
Ach | Warehouse | Miscellaneous | Others | TRC | Existing | NE4532 | VSD Controlled Compressor | VSD Controlled Compressor | NonEquip | 15 | Others | 7.399% | Prescriptive_ECM_existing | 20.79% | 9.9985 | 10.5219 | 10.5246 | 10.5512 | 10.577 | 10.6 | 10.6168 | 10.6244 | 10.6315 | 10.6403 | 9.9985 | 20.5203 | 31.0449 | 41.5961 | 52.1731 | 62.7731 | 73.3899 | 84.0143 | 94.6457 | 105.286 | 0.0015076 | 0.0030941 | 0.0046811 | 0.006272 | 0.0078669 | 0.0094652 | 0.011066 | 0.012668 | 0.014271 | 0.015875 | 0.00070562 | 0.0014482 | 0.0021909 | 0.0029356 | 0.003682 | 0.0044301 | 0.0051794 | 0.0059292 | 0.0066795 | 0.0074304 | 0.34312 | 0.37191 | 0.38317 | 0.39566 | 0.40853 | 0.4217 | 0.43504 | 0.44841 | 0.46217 | 0.47643 | 2.4533 | 0.69237 | 0.75047 | 0.77318 | 0.79839 | 0.82435 | 0.85093 | 0.87785 | 0.90483 | 0.93259 | 0.96137 | 4.9504 | 0.64601 | 0.70022 | 0.72142 | 0.74494 | 0.76916 | 0.79396 | 0.81907 | 0.84425 | 0.87016 | 0.89701 | 4.619 | -8.8063 | -9.5453 | -9.8342 | -10.1548 | -10.4851 | -10.8231 | -11.1654 | -11.5087 | -11.8618 | -12.2278 | -62.9646 | 9.4523 | 10.2455 | 10.5556 | 10.8998 | 11.2542 | 11.6171 | 11.9845 | 12.3529 | 12.7319 | 13.1248 | 67.5836 | 1.1771 | 2.4883 | 3.8775 | 5.3512 | 6.9132 | 8.5673 | 10.3167 | 12.1646 | 14.115 | 16.1729
Ach | Warehouse | Miscellaneous | Medical equipment | TRC | New | NN4545 | VSD Controlled Compressor | VSD Controlled Compressor | NonEquip | 15 | Others | 0% | Prescriptive_ECM | 20.79% | 0 | 0 | 0 | 0 | 0 | 0 | 0 | 0 | 0 | 0 | 0 | 0 | 0 | 0 | 0 | 0 | 0 | 0 | 0 | 0 | 0 | 0 | 0 | 0 | 0 | 0 | 0 | 0 | 0 | 0 | 0 | 0 | 0 | 0 | 0 | 0 | 0 | 0 | 0 | 0 | 0 | 0 | 0 | 0 | 0 | 0 | 0 | 0 | 0 | 0 | 0 | 0 | 0 | 0 | 0 | 0 | 0 | 0 | 0 | 0 | 0 | 0 | 0 | 0 | 0 | 0 | 0 | 0 | 0 | 0 | 0 | 0 | 0 | 0 | 0 | 0 | 0 | 0 | 0 | 0 | 0 | 0 | 0 | 0 | 0 | 0 | 0 | 0 | 0 | 0 | 0 | 0 | 0 | 0 | 0 | 0 | 0 | 0 | 0 | 0 | 0 | 0 | 0 | 0 | 0
Ach | Warehouse | Miscellaneous | Medical equipment | TRC | Existing | NE4532 | VSD Controlled Compressor | VSD Controlled Compressor | NonEquip | 15 | Others | 0% | Prescriptive_ECM_existing | 20.79% | 0 | 0 | 0 | 0 | 0 | 0 | 0 | 0 | 0 | 0 | 0 | 0 | 0 | 0 | 0 | 0 | 0 | 0 | 0 | 0 | 0 | 0 | 0 | 0 | 0 | 0 | 0 | 0 | 0 | 0 | 0 | 0 | 0 | 0 | 0 | 0 | 0 | 0 | 0 | 0 | 0 | 0 | 0 | 0 | 0 | 0 | 0 | 0 | 0 | 0 | 0 | 0 | 0 | 0 | 0 | 0 | 0 | 0 | 0 | 0 | 0 | 0 | 0 | 0 | 0 | 0 | 0 | 0 | 0 | 0 | 0 | 0 | 0 | 0 | 0 | 0 | 0 | 0 | 0 | 0 | 0 | 0 | 0 | 0 | 0 | 0 | 0 | 0 | 0 | 0 | 0 | 0 | 0 | 0 | 0 | 0 | 0 | 0 | 0 | 0 | 0 | 0 | 0 | 0 | 0
Ach | Warehouse | Refrigeration | Large cold storage | TRC | New | NN4831 | PSC to ECM Evaporator Fan Motor (Reach-In) | PSC to ECM Evaporator Fan Motor (Reach-In) | NonEquip | 15 | Display cases | 0% | Prescriptive_ECM | 37.5% | 0 | 0 | 0 | 0 | 0 | 0 | 0 | 0 | 0 | 0 | 0 | 0 | 0 | 0 | 0 | 0 | 0 | 0 | 0 | 0 | 0 | 0 | 0 | 0 | 0 | 0 | 0 | 0 | 0 | 0 | 0 | 0 | 0 | 0 | 0 | 0 | 0 | 0 | 0 | 0 | 0 | 0 | 0 | 0 | 0 | 0 | 0 | 0 | 0 | 0 | 0 | 0 | 0 | 0 | 0 | 0 | 0 | 0 | 0 | 0 | 0 | 0 | 0 | 0 | 0 | 0 | 0 | 0 | 0 | 0 | 0 | 0 | 0 | 0 | 0 | 0 | 0 | 0 | 0 | 0 | 0 | 0 | 0 | 0 | 0 | 0 | 0 | 0 | 0 | 0 | 0 | 0 | 0 | 0 | 0 | 0 | 0 | 0 | 0 | 0 | 0 | 0 | 0 | 0 | 0
Ach | Warehouse | Refrigeration | Large cold storage | TRC | Existing | NE4818 | PSC to ECM Evaporator Fan Motor (Reach-In) | PSC to ECM Evaporator Fan Motor (Reach-In) | NonEquip | 15 | Display cases | 0% | Prescriptive_ECM_existing | 37.5% | 0 | 0 | 0 | 0 | 0 | 0 | 0 | 0 | 0 | 0 | 0 | 0 | 0 | 0 | 0 | 0 | 0 | 0 | 0 | 0 | 0 | 0 | 0 | 0 | 0 | 0 | 0 | 0 | 0 | 0 | 0 | 0 | 0 | 0 | 0 | 0 | 0 | 0 | 0 | 0 | 0 | 0 | 0 | 0 | 0 | 0 | 0 | 0 | 0 | 0 | 0 | 0 | 0 | 0 | 0 | 0 | 0 | 0 | 0 | 0 | 0 | 0 | 0 | 0 | 0 | 0 | 0 | 0 | 0 | 0 | 0 | 0 | 0 | 0 | 0 | 0 | 0 | 0 | 0 | 0 | 0 | 0 | 0 | 0 | 0 | 0 | 0 | 0 | 0 | 0 | 0 | 0 | 0 | 0 | 0 | 0 | 0 | 0 | 0 | 0 | 0 | 0 | 0 | 0 | 0
Ach | Warehouse | Miscellaneous | Laboratory equipment | TRC | New | NN4545 | VSD Controlled Compressor | VSD Controlled Compressor | NonEquip | 15 | Others | 0% | Prescriptive_ECM | 20.79% | 0 | 0 | 0 | 0 | 0 | 0 | 0 | 0 | 0 | 0 | 0 | 0 | 0 | 0 | 0 | 0 | 0 | 0 | 0 | 0 | 0 | 0 | 0 | 0 | 0 | 0 | 0 | 0 | 0 | 0 | 0 | 0 | 0 | 0 | 0 | 0 | 0 | 0 | 0 | 0 | 0 | 0 | 0 | 0 | 0 | 0 | 0 | 0 | 0 | 0 | 0 | 0 | 0 | 0 | 0 | 0 | 0 | 0 | 0 | 0 | 0 | 0 | 0 | 0 | 0 | 0 | 0 | 0 | 0 | 0 | 0 | 0 | 0 | 0 | 0 | 0 | 0 | 0 | 0 | 0 | 0 | 0 | 0 | 0 | 0 | 0 | 0 | 0 | 0 | 0 | 0 | 0 | 0 | 0 | 0 | 0 | 0 | 0 | 0 | 0 | 0 | 0 | 0 | 0 | 0
Ach | Warehouse | Miscellaneous | Laboratory equipment | TRC | Existing | NE4532 | VSD Controlled Compressor | VSD Controlled Compressor | NonEquip | 15 | Others | 0% | Prescriptive_ECM_existing | 20.79% | 0 | 0 | 0 | 0 | 0 | 0 | 0 | 0 | 0 | 0 | 0 | 0 | 0 | 0 | 0 | 0 | 0 | 0 | 0 | 0 | 0 | 0 | 0 | 0 | 0 | 0 | 0 | 0 | 0 | 0 | 0 | 0 | 0 | 0 | 0 | 0 | 0 | 0 | 0 | 0 | 0 | 0 | 0 | 0 | 0 | 0 | 0 | 0 | 0 | 0 | 0 | 0 | 0 | 0 | 0 | 0 | 0 | 0 | 0 | 0 | 0 | 0 | 0 | 0 | 0 | 0 | 0 | 0 | 0 | 0 | 0 | 0 | 0 | 0 | 0 | 0 | 0 | 0 | 0 | 0 | 0 | 0 | 0 | 0 | 0 | 0 | 0 | 0 | 0 | 0 | 0 | 0 | 0 | 0 | 0 | 0 | 0 | 0 | 0 | 0 | 0 | 0 | 0 | 0 | 0
Ach | Warehouse | Miscellaneous | Elevators/Escalators | TRC | New | NN4545 | VSD Controlled Compressor | VSD Controlled Compressor | NonEquip | 15 | Others | 0% | Prescriptive_ECM | 20.79% | 0 | 0 | 0 | 0 | 0 | 0 | 0 | 0 | 0 | 0 | 0 | 0 | 0 | 0 | 0 | 0 | 0 | 0 | 0 | 0 | 0 | 0 | 0 | 0 | 0 | 0 | 0 | 0 | 0 | 0 | 0 | 0 | 0 | 0 | 0 | 0 | 0 | 0 | 0 | 0 | 0 | 0 | 0 | 0 | 0 | 0 | 0 | 0 | 0 | 0 | 0 | 0 | 0 | 0 | 0 | 0 | 0 | 0 | 0 | 0 | 0 | 0 | 0 | 0 | 0 | 0 | 0 | 0 | 0 | 0 | 0 | 0 | 0 | 0 | 0 | 0 | 0 | 0 | 0 | 0 | 0 | 0 | 0 | 0 | 0 | 0 | 0 | 0 | 0 | 0 | 0 | 0 | 0 | 0 | 0 | 0 | 0 | 0 | 0 | 0 | 0 | 0 | 0 | 0 | 0
Ach | Warehouse | Miscellaneous | Elevators/Escalators | TRC | Existing | NE4532 | VSD Controlled Compressor | VSD Controlled Compressor | NonEquip | 15 | Others | 0% | Prescriptive_ECM_existing | 20.79% | 0 | 0 | 0 | 0 | 0 | 0 | 0 | 0 | 0 | 0 | 0 | 0 | 0 | 0 | 0 | 0 | 0 | 0 | 0 | 0 | 0 | 0 | 0 | 0 | 0 | 0 | 0 | 0 | 0 | 0 | 0 | 0 | 0 | 0 | 0 | 0 | 0 | 0 | 0 | 0 | 0 | 0 | 0 | 0 | 0 | 0 | 0 | 0 | 0 | 0 | 0 | 0 | 0 | 0 | 0 | 0 | 0 | 0 | 0 | 0 | 0 | 0 | 0 | 0 | 0 | 0 | 0 | 0 | 0 | 0 | 0 | 0 | 0 | 0 | 0 | 0 | 0 | 0 | 0 | 0 | 0 | 0 | 0 | 0 | 0 | 0 | 0 | 0 | 0 | 0 | 0 | 0 | 0 | 0 | 0 | 0 | 0 | 0 | 0 | 0 | 0 | 0 | 0 | 0 | 0
Ach | Warehouse | Refrigeration | Display cases | TRC | New | NN4831 | PSC to ECM Evaporator Fan Motor (Reach-In) | PSC to ECM Evaporator Fan Motor (Reach-In) | NonEquip | 15 | Display cases | 0% | Prescriptive_ECM | 37.5% | 0 | 0 | 0 | 0 | 0 | 0 | 0 | 0 | 0 | 0 | 0 | 0 | 0 | 0 | 0 | 0 | 0 | 0 | 0 | 0 | 0 | 0 | 0 | 0 | 0 | 0 | 0 | 0 | 0 | 0 | 0 | 0 | 0 | 0 | 0 | 0 | 0 | 0 | 0 | 0 | 0 | 0 | 0 | 0 | 0 | 0 | 0 | 0 | 0 | 0 | 0 | 0 | 0 | 0 | 0 | 0 | 0 | 0 | 0 | 0 | 0 | 0 | 0 | 0 | 0 | 0 | 0 | 0 | 0 | 0 | 0 | 0 | 0 | 0 | 0 | 0 | 0 | 0 | 0 | 0 | 0 | 0 | 0 | 0 | 0 | 0 | 0 | 0 | 0 | 0 | 0 | 0 | 0 | 0 | 0 | 0 | 0 | 0 | 0 | 0 | 0 | 0 | 0 | 0 | 0
Ach | Warehouse | Refrigeration | Display cases | TRC | Existing | NE4818 | PSC to ECM Evaporator Fan Motor (Reach-In) | PSC to ECM Evaporator Fan Motor (Reach-In) | NonEquip | 15 | Display cases | 0% | Prescriptive_ECM_existing | 37.5% | 0 | 0 | 0 | 0 | 0 | 0 | 0 | 0 | 0 | 0 | 0 | 0 | 0 | 0 | 0 | 0 | 0 | 0 | 0 | 0 | 0 | 0 | 0 | 0 | 0 | 0 | 0 | 0 | 0 | 0 | 0 | 0 | 0 | 0 | 0 | 0 | 0 | 0 | 0 | 0 | 0 | 0 | 0 | 0 | 0 | 0 | 0 | 0 | 0 | 0 | 0 | 0 | 0 | 0 | 0 | 0 | 0 | 0 | 0 | 0 | 0 | 0 | 0 | 0 | 0 | 0 | 0 | 0 | 0 | 0 | 0 | 0 | 0 | 0 | 0 | 0 | 0 | 0 | 0 | 0 | 0 | 0 | 0 | 0 | 0 | 0 | 0 | 0 | 0 | 0 | 0 | 0 | 0 | 0 | 0 | 0 | 0 | 0 | 0 | 0 | 0 | 0 | 0 | 0 | 0
Ach | Warehouse | Cooking | Cooking Other | TRC | Turnover | ET14 | Efficient Exhaust Hood | Efficient Exhaust Hood | Equip | 15 | Cooking Other | 0% | Prescriptive_cooking | 42.5% | 0 | 0 | 0 | 0 | 0 | 0 | 0 | 0 | 0 | 0 | 0 | 0 | 0 | 0 | 0 | 0 | 0 | 0 | 0 | 0 | 0 | 0 | 0 | 0 | 0 | 0 | 0 | 0 | 0 | 0 | 0 | 0 | 0 | 0 | 0 | 0 | 0 | 0 | 0 | 0 | 0 | 0 | 0 | 0 | 0 | 0 | 0 | 0 | 0 | 0 | 0 | 0 | 0 | 0 | 0 | 0 | 0 | 0 | 0 | 0 | 0 | 0 | 0 | 0 | 0 | 0 | 0 | 0 | 0 | 0 | 0 | 0 | 0 | 0 | 0 | 0 | 0 | 0 | 0 | 0 | 0 | 0 | 0 | 0 | 0 | 0 | 0 | 0 | 0 | 0 | 0 | 0 | 0 | 0 | 0 | 0 | 0 | 0 | 0 | 0 | 0 | 0 | 0 | 0 | 0
Ach | Warehouse | Cooking | Cooking Other | TRC | New | EN40 | Efficient Exhaust Hood | Efficient Exhaust Hood | Equip | 15 | Cooking Other | 0% | Prescriptive_cooking | 42.5% | 0 | 0 | 0 | 0 | 0 | 0 | 0 | 0 | 0 | 0 | 0 | 0 | 0 | 0 | 0 | 0 | 0 | 0 | 0 | 0 | 0 | 0 | 0 | 0 | 0 | 0 | 0 | 0 | 0 | 0 | 0 | 0 | 0 | 0 | 0 | 0 | 0 | 0 | 0 | 0 | 0 | 0 | 0 | 0 | 0 | 0 | 0 | 0 | 0 | 0 | 0 | 0 | 0 | 0 | 0 | 0 | 0 | 0 | 0 | 0 | 0 | 0 | 0 | 0 | 0 | 0 | 0 | 0 | 0 | 0 | 0 | 0 | 0 | 0 | 0 | 0 | 0 | 0 | 0 | 0 | 0 | 0 | 0 | 0 | 0 | 0 | 0 | 0 | 0 | 0 | 0 | 0 | 0 | 0 | 0 | 0 | 0 | 0 | 0 | 0 | 0 | 0 | 0 | 0 | 0

## FPU_Ach_IND_TRC
Scenario | Segment | EndUse | EquipType | CE Test | Vintage | Measure Code | Name | Description | Type | Measure Life | Competition Group | Applicability | Adoption Curve | Energy Savings % | 2020 | 2021 | 2022 | 2023 | 2024 | 2025 | 2026 | 2027 | 2028 | 2029 | Cumulative2020 | Cumulative2021 | Cumulative2022 | Cumulative2023 | Cumulative2024 | Cumulative2025 | Cumulative2026 | Cumulative2027 | Cumulative2028 | Cumulative2029 | CumulativeSD2020 | CumulativeSD2021 | CumulativeSD2022 | CumulativeSD2023 | CumulativeSD2024 | CumulativeSD2025 | CumulativeSD2026 | CumulativeSD2027 | CumulativeSD2028 | CumulativeSD2029 | CumulativeWD2020 | CumulativeWD2021 | CumulativeWD2022 | CumulativeWD2023 | CumulativeWD2024 | CumulativeWD2025 | CumulativeWD2026 | CumulativeWD2027 | CumulativeWD2028 | CumulativeWD2029 | Program Cost Yr 1 | Program Cost Yr 2 | Program Cost Yr 3 | Program Cost Yr 4 | Program Cost Yr 5 | Program Cost Yr 6 | Program Cost Yr 7 | Program Cost Yr 8 | Program Cost Yr 9 | Program Cost Yr 10 | NPV Program Cost ($) | Incentive Yr 1 | Incentive Yr 2 | Incentive Yr 3 | Incentive Yr 4 | Incentive Yr 5 | Incentive Yr 6 | Incentive Yr 7 | Incentive Yr 8 | Incentive Yr 9 | Incentive Yr 10 | NPV Incentive Cost ($) | TRC Net Benefit Yr 1 | TRC Net Benefit Yr 2 | TRC Net Benefit Yr 3 | TRC Net Benefit Yr 4 | TRC Net Benefit Yr 5 | TRC Net Benefit Yr 6 | TRC Net Benefit Yr 7 | TRC Net Benefit Yr 8 | TRC Net Benefit Yr 9 | TRC Net Benefit Yr 10 | NPV TRC Net Benefit ($) | RIM Net Benefit Yr 1 | RIM Net Benefit Yr 2 | RIM Net Benefit Yr 3 | RIM Net Benefit Yr 4 | RIM Net Benefit Yr 5 | RIM Net Benefit Yr 6 | RIM Net Benefit Yr 7 | RIM Net Benefit Yr 8 | RIM Net Benefit Yr 9 | RIM Net Benefit Yr 10 | NPV RIM Net Benefit ($) | PCT Net Benefit Yr 1 | PCT Net Benefit Yr 2 | PCT Net Benefit Yr 3 | PCT Net Benefit Yr 4 | PCT Net Benefit Yr 5 | PCT Net Benefit Yr 6 | PCT Net Benefit Yr 7 | PCT Net Benefit Yr 8 | PCT Net Benefit Yr 9 | PCT Net Benefit Yr 10 | NPV PCT Net Benefit ($) | Rate Impact Yr 1 | Rate Impact Yr 2 | Rate Impact Yr 3 | Rate Impact Yr 4 | Rate Impact Yr 5 | Rate Impact Yr 6 | Rate Impact Yr 7 | Rate Impact Yr 8 | Rate Impact Yr 9 | Rate Impact Yr 10
Ach | Agriculture and Assembly | Process Specific | Process Specific | TRC | New | NN74 | Plant Energy Management | Plant Energy Management | NonEquip | 10.5 | Process Specific | 24.68% | custom | 31% | 0 | 5.0026 | 25.4618 | 2.2117 | 0 | 0 | 0 | 0 | 0 | 0 | 0 | 5.0026 | 30.4644 | 32.6762 | 32.6762 | 32.6762 | 32.6762 | 32.6762 | 32.6762 | 32.6762 | 0 | 0.00068872 | 0.0041941 | 0.0044986 | 0.0044986 | 0.0044986 | 0.0044986 | 0.0044986 | 0.0044986 | 0.0044986 | 0 | 0.00067174 | 0.0040907 | 0.0043877 | 0.0043877 | 0.0043877 | 0.0043877 | 0.0043877 | 0.0043877 | 0.0043877 | 0 | 0.17683 | 0.92699 | 0.082939 | 0 | 0 | 0 | 0 | 0 | 0 | 0.89335 | 0 | 0.13687 | 0.71753 | 0.064199 | 0 | 0 | 0 | 0 | 0 | 0 | 0.69149 | 0 | 0.88318 | 4.63 | 0.41425 | 0 | 0 | 0 | 0 | 0 | 0 | 4.4619 | 0 | -1.663 | -8.7179 | -0.78 | 0 | 0 | 0 | 0 | 0 | 0 | -8.4015 | 0 | 2.5461 | 13.3478 | 1.1942 | 0 | 0 | 0 | 0 | 0 | 0 | 12.8634 | 0 | 0.38385 | 2.4077 | 2.66 | 2.7397 | 2.8219 | 2.9066 | 2.9938 | 3.0836 | 3.1761
Ach | Agriculture and Assembly | Process Specific | Process Specific | TRC | Existing | NE73 | Plant Energy Management | Plant Energy Management | NonEquip | 10.5 | Process Specific | 24.68% | custom_existing | 31% | 287.8006 | 293.7655 | 294.5273 | 296.4372 | 296.6369 | 296.3647 | 295.3247 | 293.7218 | 292.1167 | 291.4396 | 287.8006 | 581.566 | 876.0934 | 1172.5305 | 1469.1675 | 1765.5321 | 2060.8568 | 2354.5786 | 2646.6953 | 2938.1349 | 0.039622 | 0.080065 | 0.12061 | 0.16142 | 0.20226 | 0.24306 | 0.28372 | 0.32416 | 0.36438 | 0.4045 | 0.038645 | 0.078091 | 0.11764 | 0.15744 | 0.19728 | 0.23707 | 0.27673 | 0.31617 | 0.35539 | 0.39453 | 9.8765 | 10.3837 | 10.7229 | 11.1162 | 11.4574 | 11.7903 | 12.1014 | 12.3968 | 12.6989 | 13.0496 | 68.6116 | 7.6449 | 8.0374 | 8.3 | 8.6044 | 8.8685 | 9.1262 | 9.367 | 9.5957 | 9.8295 | 10.1009 | 53.1085 | 49.3293 | 51.8622 | 53.5566 | 55.521 | 57.2252 | 58.8878 | 60.4416 | 61.917 | 63.426 | 65.1773 | 342.6876 | -92.8837 | -97.653 | -100.8435 | -104.5423 | -107.7511 | -110.8818 | -113.8075 | -116.5855 | -119.4268 | -122.7245 | -645.2575 | 142.2129 | 149.5152 | 154.4001 | 160.0633 | 164.9763 | 169.7696 | 174.2491 | 178.5025 | 182.8528 | 187.9018 | 987.945 | 21.4399 | 44.6239 | 69.2398 | 95.448 | 123.1831 | 152.4729 | 183.3167 | 215.7271 | 249.7657 | 285.5865
Ach | Agriculture and Assembly | Process Heating | Process Heating | TRC | New | NN68 | Plant Energy Management | Plant Energy Management | NonEquip | 10.5 | Process Heating | 24.68% | custom | 31% | 0 | 10.3193 | 52.5221 | 4.5624 | 0 | 0 | 0 | 0 | 0 | 0 | 0 | 10.3193 | 62.8415 | 67.4038 | 67.4038 | 67.4038 | 67.4038 | 67.4038 | 67.4038 | 67.4038 | 0 | 0.0014207 | 0.0086515 | 0.0092796 | 0.0092796 | 0.0092796 | 0.0092796 | 0.0092796 | 0.0092796 | 0.0092796 | 0 | 0.0013857 | 0.0084382 | 0.0090508 | 0.0090508 | 0.0090508 | 0.0090508 | 0.0090508 | 0.0090508 | 0.0090508 | 0 | 0.36476 | 1.9122 | 0.17109 | 0 | 0 | 0 | 0 | 0 | 0 | 1.8428 | 0 | 0.28234 | 1.4801 | 0.13243 | 0 | 0 | 0 | 0 | 0 | 0 | 1.4264 | 0 | 1.8218 | 9.5506 | 0.8545 | 0 | 0 | 0 | 0 | 0 | 0 | 9.204 | 0 | -3.4303 | -17.9831 | -1.609 | 0 | 0 | 0 | 0 | 0 | 0 | -17.3304 | 0 | 5.2521 | 27.5337 | 2.4635 | 0 | 0 | 0 | 0 | 0 | 0 | 26.5344 | 0 | 0.79181 | 4.9665 | 5.4869 | 5.6515 | 5.8211 | 5.9957 | 6.1756 | 6.3608 | 6.5516
Ach | Agriculture and Assembly | Process Heating | Process Heating | TRC | Existing | NE67 | Plant Energy Management | Plant Energy Management | NonEquip | 10.5 | Process Heating | 24.68% | custom_existing | 31% | 607.4624 | 605.9744 | 607.546 | 611.4856 | 611.8977 | 611.336 | 609.1907 | 605.8844 | 602.5734 | 601.1766 | 607.4624 | 1213.4368 | 1820.9829 | 2432.4685 | 3044.3662 | 3655.7022 | 4264.893 | 4870.7773 | 5473.3508 | 6074.5274 | 0.083631 | 0.16706 | 0.2507 | 0.33488 | 0.41912 | 0.50329 | 0.58716 | 0.67057 | 0.75353 | 0.83629 | 0.081569 | 0.16294 | 0.24452 | 0.32663 | 0.40879 | 0.49088 | 0.57268 | 0.65404 | 0.73495 | 0.81567 | 20.8464 | 21.4192 | 22.119 | 22.9303 | 23.6342 | 24.3208 | 24.9626 | 25.5719 | 26.1951 | 26.9184 | 141.9602 | 16.1361 | 16.5794 | 17.1211 | 17.7491 | 18.2939 | 18.8254 | 19.3221 | 19.7938 | 20.2762 | 20.8361 | 109.8835 | 104.1196 | 106.9805 | 110.4757 | 114.5278 | 118.0431 | 121.4728 | 124.678 | 127.7213 | 130.8341 | 134.4467 | 709.0344 | -196.0501 | -201.437 | -208.0182 | -215.6481 | -222.2672 | -228.7251 | -234.7602 | -240.4906 | -246.3517 | -253.154 | -1335.0637 | 300.1697 | 308.4175 | 318.4939 | 330.176 | 340.3104 | 350.198 | 359.4381 | 368.2119 | 377.1858 | 387.6007 | 2044.0981 | 45.2533 | 93.1077 | 143.9167 | 198.0113 | 255.2565 | 315.7097 | 379.3695 | 446.2619 | 516.514 | 590.4437
Ach | Agriculture and Assembly | Process Cooling | Process Cooling | TRC | New | NN59 | Plant Energy Management | Plant Energy Management | NonEquip | 10.5 | Process Cooling | 24.68% | custom | 31% | 0 | 62.868 | 319.978 | 27.795 | 0 | 0 | 0 | 0 | 0 | 0 | 0 | 62.868 | 382.846 | 410.641 | 410.641 | 410.641 | 410.641 | 410.641 | 410.641 | 410.641 | 0 | 0.0086552 | 0.052707 | 0.056534 | 0.056534 | 0.056534 | 0.056534 | 0.056534 | 0.056534 | 0.056534 | 0 | 0.0084418 | 0.051408 | 0.05514 | 0.05514 | 0.05514 | 0.05514 | 0.05514 | 0.05514 | 0.05514 | 0 | 2.2222 | 11.6495 | 1.0423 | 0 | 0 | 0 | 0 | 0 | 0 | 11.2267 | 0 | 1.7201 | 9.0172 | 0.80678 | 0 | 0 | 0 | 0 | 0 | 0 | 8.69 | 0 | 11.0989 | 58.1845 | 5.2058 | 0 | 0 | 0 | 0 | 0 | 0 | 56.0728 | 0 | -20.8985 | -109.5576 | -9.8023 | 0 | 0 | 0 | 0 | 0 | 0 | -105.5813 | 0 | 31.9974 | 167.7421 | 15.0081 | 0 | 0 | 0 | 0 | 0 | 0 | 161.6541 | 0 | 4.8239 | 30.2573 | 33.4276 | 34.4304 | 35.4633 | 36.5272 | 37.623 | 38.7517 | 39.9143
Ach | Agriculture and Assembly | Process Cooling | Process Cooling | TRC | Existing | NE58 | Plant Energy Management | Plant Energy Management | NonEquip | 10.5 | Process Cooling | 24.68% | custom_existing | 31% | 3808.794 | 3691.7476 | 3701.3222 | 3725.3233 | 3727.8335 | 3724.4117 | 3711.342 | 3691.1991 | 3671.0279 | 3662.518 | 3808.794 | 7500.5416 | 11201.8638 | 14927.1871 | 18655.0206 | 22379.4323 | 26090.7743 | 29781.9734 | 33453.0013 | 37115.5193 | 0.52437 | 1.0326 | 1.5422 | 2.0551 | 2.5683 | 3.081 | 3.592 | 4.1001 | 4.6055 | 5.1098 | 0.51144 | 1.0072 | 1.5042 | 2.0044 | 2.505 | 3.0051 | 3.5034 | 3.9991 | 4.492 | 4.9838 | 130.7073 | 130.4913 | 134.7547 | 139.6973 | 143.9852 | 148.1686 | 152.0781 | 155.7903 | 159.5872 | 163.9937 | 868.2183 | 101.1733 | 101.0061 | 104.3061 | 108.132 | 111.451 | 114.6891 | 117.7153 | 120.5887 | 123.5276 | 126.9385 | 672.0397 | 652.8306 | 651.7519 | 673.0455 | 697.7321 | 719.1483 | 740.0428 | 759.5693 | 778.1102 | 797.0738 | 819.0829 | 4336.4018 | -1229.2359 | -1227.2046 | -1267.299 | -1313.7823 | -1354.1076 | -1393.4506 | -1430.2175 | -1465.1288 | -1500.836 | -1542.2776 | -8165.1511 | 1882.0666 | 1878.9565 | 1940.3445 | 2011.5144 | 2073.2558 | 2133.4934 | 2189.7867 | 2243.2389 | 2297.9098 | 2361.3605 | 12501.5529 | 283.7386 | 575.5205 | 885.3107 | 1215.1241 | 1564.1399 | 1932.7076 | 2320.8191 | 2728.6323 | 3156.9221 | 3607.6263
Ach | Agriculture and Assembly | Process Cooling | Process Cooling | TRC | Turnover | ET64 | Process Refrig Equipment Upgrade | Process Refrig Equipment Upgrade | Equip | 10 | Process Cooling | 21% | custom | 2.408% | 235.3561 | 247.8598 | 234.951 | 169.3948 | 86.7859 | 33.5192 | 10.9329 | 3.3176 | 0.97916 | 0.28882 | 235.3561 | 483.2159 | 718.1669 | 887.5617 | 974.3476 | 1007.8668 | 1018.7997 | 1022.1173 | 1023.0964 | 1023.3852 | 0.032402 | 0.066525 | 0.098872 | 0.12219 | 0.13414 | 0.13876 | 0.14026 | 0.14072 | 0.14085 | 0.14089 | 0.031603 | 0.064885 | 0.096434 | 0.11918 | 0.13083 | 0.13533 | 0.1368 | 0.13725 | 0.13738 | 0.13742 | 8.0768 | 8.761 | 8.5539 | 6.3522 | 3.3521 | 1.3335 | 0.44799 | 0.14002 | 0.042566 | 0.012932 | 28.3295 | 21.0985 | 22.886 | 22.3449 | 16.5935 | 8.7564 | 3.4834 | 1.1703 | 0.36577 | 0.11119 | 0.033782 | 74.0035 | 23.0601 | 25.0138 | 24.4223 | 18.1362 | 9.5705 | 3.8073 | 1.2791 | 0.39978 | 0.12153 | 0.036923 | 80.8838 | -88.8454 | -96.3724 | -94.0938 | -69.8749 | -36.8729 | -14.6686 | -4.9279 | -1.5403 | -0.46823 | -0.14226 | -311.6271 | 111.9055 | 121.3862 | 118.5162 | 88.0111 | 46.4434 | 18.4759 | 6.207 | 1.94 | 0.58976 | 0.17918 | 392.5108 | 17.533 | 37.0774 | 56.7585 | 72.2506 | 81.6947 | 87.0403 | 90.624 | 93.6467 | 96.5485 | 99.473
Ach | Agriculture and Assembly | Process Cooling | Process Cooling | TRC | New | EN63 | Process Refrig Equipment Upgrade | Process Refrig Equipment Upgrade | Equip | 10 | Process Cooling | 21% | custom | 2.408% | 0 | 4.5112 | 22.998 | 2.016 | 0 | 0 | 0 | 0 | 0 | 0 | 0 | 4.5112 | 27.5092 | 29.5252 | 29.5252 | 29.5252 | 29.5252 | 29.5252 | 29.5252 | 29.5252 | 0 | 0.00062107 | 0.0037873 | 0.0040648 | 0.0040648 | 0.0040648 | 0.0040648 | 0.0040648 | 0.0040648 | 0.0040648 | 0 | 0.00060575 | 0.0036939 | 0.0039646 | 0.0039646 | 0.0039646 | 0.0039646 | 0.0039646 | 0.0039646 | 0.0039646 | 0 | 0.15946 | 0.83729 | 0.075599 | 0 | 0 | 0 | 0 | 0 | 0 | 0.80715 | 0 | 0.41654 | 2.1872 | 0.19748 | 0 | 0 | 0 | 0 | 0 | 0 | 2.1085 | 0 | 0.45527 | 2.3906 | 0.21584 | 0 | 0 | 0 | 0 | 0 | 0 | 2.3045 | 0 | -1.754 | -9.2103 | -0.8316 | 0 | 0 | 0 | 0 | 0 | 0 | -8.8788 | 0 | 2.2093 | 11.6009 | 1.0474 | 0 | 0 | 0 | 0 | 0 | 0 | 11.1833 | 0 | 0.34615 | 2.1741 | 2.4035 | 2.4756 | 2.5498 | 2.6263 | 2.7051 | 2.7863 | 2.8698
Ach | Agriculture and Assembly | Process Cooling | Process Cooling | TRC | Existing | EE62 | Process Refrig Equipment Upgrade | Process Refrig Equipment Upgrade | Equip | 10 | Process Cooling | 21% | custom | 2.408% | 0 | 0 | 0 | 0 | 0 | 0 | 0 | 0 | 0 | 0 | 0 | 0 | 0 | 0 | 0 | 0 | 0 | 0 | 0 | 0 | 0 | 0 | 0 | 0 | 0 | 0 | 0 | 0 | 0 | 0 | 0 | 0 | 0 | 0 | 0 | 0 | 0 | 0 | 0 | 0 | 0 | 0 | 0 | 0 | 0 | 0 | 0 | 0 | 0 | 0 | 0 | 0 | 0 | 0 | 0 | 0 | 0 | 0 | 0 | 0 | 0 | 0 | 0 | 0 | 0 | 0 | 0 | 0 | 0 | 0 | 0 | 0 | 0 | 0 | 0 | 0 | 0 | 0 | 0 | 0 | 0 | 0 | 0 | 0 | 0 | 0 | 0 | 0 | 0 | 0 | 0 | 0 | 0 | 0 | 0 | 0 | 0 | 0 | 0 | 0 | 0 | 0 | 0 | 0 | 0
Ach | Agriculture and Assembly | Other | Other | TRC | New | NN57 | Plant Energy Management | Plant Energy Management | NonEquip | 10.5 | Other | 24.68% | custom | 31% | 0 | 18.7024 | 95.1892 | 8.2686 | 0 | 0 | 0 | 0 | 0 | 0 | 0 | 18.7024 | 113.8916 | 122.1602 | 122.1602 | 122.1602 | 122.1602 | 122.1602 | 122.1602 | 122.1602 | 0 | 0.0026981 | 0.01643 | 0.017623 | 0.017623 | 0.017623 | 0.017623 | 0.017623 | 0.017623 | 0.017623 | 0 | 0.0027441 | 0.016711 | 0.017924 | 0.017924 | 0.017924 | 0.017924 | 0.017924 | 0.017924 | 0.017924 | 0 | 0.66107 | 3.4656 | 0.31007 | 0 | 0 | 0 | 0 | 0 | 0 | 3.3398 | 0 | 0.5117 | 2.6825 | 0.24001 | 0 | 0 | 0 | 0 | 0 | 0 | 2.5851 | 0 | 3.3018 | 17.3091 | 1.5487 | 0 | 0 | 0 | 0 | 0 | 0 | 16.6809 | 0 | -6.217 | -32.5919 | -2.916 | 0 | 0 | 0 | 0 | 0 | 0 | -31.409 | 0 | 9.5188 | 49.901 | 4.4647 | 0 | 0 | 0 | 0 | 0 | 0 | 48.0899 | 0 | 1.435 | 9.0011 | 9.9443 | 10.2426 | 10.5499 | 10.8664 | 11.1924 | 11.5281 | 11.874
Ach | Agriculture and Assembly | Other | Other | TRC | Existing | NE56 | Plant Energy Management | Plant Energy Management | NonEquip | 10.5 | Other | 24.68% | custom_existing | 31% | 1095.4994 | 1098.2455 | 1101.0938 | 1108.2338 | 1108.9805 | 1107.9626 | 1104.0745 | 1098.0823 | 1092.0817 | 1089.5501 | 1095.4994 | 2193.7449 | 3294.8387 | 4403.0725 | 5512.053 | 6620.0157 | 7724.0902 | 8822.1725 | 9914.2541 | 11003.8042 | 0.15804 | 0.31648 | 0.47532 | 0.6352 | 0.79519 | 0.95502 | 1.1143 | 1.2727 | 1.4303 | 1.5874 | 0.16074 | 0.32187 | 0.48343 | 0.64604 | 0.80875 | 0.97131 | 1.1333 | 1.2944 | 1.4547 | 1.6145 | 37.5945 | 38.8194 | 40.0877 | 41.5581 | 42.8337 | 44.0782 | 45.2412 | 46.3455 | 47.475 | 48.7859 | 257.114 | 29.0998 | 30.048 | 31.0297 | 32.1678 | 33.1552 | 34.1185 | 35.0187 | 35.8735 | 36.7478 | 37.7625 | 199.0177 | 187.7696 | 193.8874 | 200.222 | 207.566 | 213.937 | 220.1528 | 225.9617 | 231.4774 | 237.1188 | 243.6662 | 1284.1813 | -353.5574 | -365.0769 | -377.0045 | -390.8326 | -402.8289 | -414.5329 | -425.4706 | -435.8562 | -446.4786 | -458.8069 | -2418.0264 | 541.327 | 558.9644 | 577.2265 | 598.3986 | 616.7659 | 634.6857 | 651.4322 | 667.3335 | 683.5974 | 702.4731 | 3702.2077 | 81.61 | 168.3272 | 260.3992 | 358.4252 | 462.161 | 571.7104 | 687.0711 | 808.2898 | 935.597 | 1069.5691
Ach | Agriculture and Assembly | Motors Pumps | Motors Pumps | TRC | New | NN48 | Plant Energy Management | Plant Energy Management | NonEquip | 10.5 | Motors Pumps | 24.68% | custom | 31% | 0 | 47.0191 | 239.3122 | 20.7879 | 0 | 0 | 0 | 0 | 0 | 0 | 0 | 47.0191 | 286.3313 | 307.1193 | 307.1193 | 307.1193 | 307.1193 | 307.1193 | 307.1193 | 307.1193 | 0 | 0.0063316 | 0.038558 | 0.041357 | 0.041357 | 0.041357 | 0.041357 | 0.041357 | 0.041357 | 0.041357 | 0 | 0.0061644 | 0.037539 | 0.040265 | 0.040265 | 0.040265 | 0.040265 | 0.040265 | 0.040265 | 0.040265 | 0 | 1.662 | 8.7127 | 0.77954 | 0 | 0 | 0 | 0 | 0 | 0 | 8.3965 | 0 | 1.2864 | 6.744 | 0.6034 | 0 | 0 | 0 | 0 | 0 | 0 | 6.4992 | 0 | 8.3009 | 43.5163 | 3.8935 | 0 | 0 | 0 | 0 | 0 | 0 | 41.937 | 0 | -15.63 | -81.9383 | -7.3311 | 0 | 0 | 0 | 0 | 0 | 0 | -78.9645 | 0 | 23.9309 | 125.4547 | 11.2246 | 0 | 0 | 0 | 0 | 0 | 0 | 120.9015 | 0 | 3.6078 | 22.6295 | 25.0006 | 25.7506 | 26.5231 | 27.3188 | 28.1383 | 28.9825 | 29.852
Ach | Agriculture and Assembly | Motors Pumps | Motors Pumps | TRC | New | NN46 | Motor Optimization | Motor Optimization | NonEquip | 10 | Motors Pumps | 27% | custom | 15.77% | 0 | 25.8708 | 131.8885 | 11.5614 | 0 | 0 | 0 | 0 | 0 | 0 | 0 | 25.8708 | 157.7594 | 169.3207 | 169.3207 | 169.3207 | 169.3207 | 169.3207 | 169.3207 | 169.3207 | 0 | 0.0034838 | 0.021244 | 0.022801 | 0.022801 | 0.022801 | 0.022801 | 0.022801 | 0.022801 | 0.022801 | 0 | 0.0033918 | 0.020683 | 0.022199 | 0.022199 | 0.022199 | 0.022199 | 0.022199 | 0.022199 | 0.022199 | 0 | 0.91445 | 4.8017 | 0.43354 | 0 | 0 | 0 | 0 | 0 | 0 | 4.6289 | 0 | 0.91509 | 4.8051 | 0.43385 | 0 | 0 | 0 | 0 | 0 | 0 | 4.6321 | 0 | 4.0623 | 21.3306 | 1.9259 | 0 | 0 | 0 | 0 | 0 | 0 | 20.5628 | 0 | -8.4878 | -44.5685 | -4.0241 | 0 | 0 | 0 | 0 | 0 | 0 | -42.9642 | 0 | 12.55 | 65.899 | 5.95 | 0 | 0 | 0 | 0 | 0 | 0 | 63.527 | 0 | 1.9691 | 12.3678 | 13.6724 | 14.0826 | 14.505 | 14.9402 | 15.3884 | 15.85 | 16.3255
Ach | Agriculture and Assembly | Motors Pumps | Motors Pumps | TRC | Existing | NE47 | Plant Energy Management | Plant Energy Management | NonEquip | 10.5 | Motors Pumps | 24.68% | custom_existing | 31% | 2800.249 | 2761.0657 | 2768.2266 | 2786.177 | 2788.0544 | 2785.4953 | 2775.7204 | 2760.6554 | 2745.5694 | 2739.2048 | 2800.249 | 5561.3147 | 8329.5412 | 11115.7183 | 13903.7727 | 16689.2679 | 19464.9883 | 22225.6437 | 24971.2131 | 27710.4179 | 0.37708 | 0.74889 | 1.1217 | 1.4969 | 1.8723 | 2.2474 | 2.6212 | 2.9929 | 3.3627 | 3.7315 | 0.36712 | 0.72911 | 1.092 | 1.4573 | 1.8228 | 2.188 | 2.5519 | 2.9139 | 3.2738 | 3.633 | 96.0968 | 97.5947 | 100.7833 | 104.4799 | 107.6868 | 110.8156 | 113.7396 | 116.5159 | 119.3556 | 122.6513 | 647.8371 | 74.3832 | 75.5427 | 78.0108 | 80.8721 | 83.3544 | 85.7762 | 88.0395 | 90.1885 | 92.3865 | 94.9375 | 501.4548 | 479.9651 | 487.4466 | 503.3721 | 521.8353 | 537.8525 | 553.4796 | 568.0834 | 581.9502 | 596.1332 | 612.5938 | 3235.6862 | -903.7419 | -917.8289 | -947.8156 | -982.5805 | -1012.7398 | -1042.1646 | -1069.6626 | -1095.7728 | -1122.4784 | -1153.4726 | -6092.5781 | 1383.707 | 1405.2754 | 1451.1877 | 1504.4158 | 1550.5923 | 1595.6441 | 1637.746 | 1677.723 | 1718.6115 | 1766.0664 | 9328.2643 | 208.6064 | 426.7226 | 658.304 | 904.8575 | 1165.7691 | 1441.3 | 1731.4441 | 2036.3194 | 2356.5053 | 2693.451
Ach | Agriculture and Assembly | Motors Pumps | Motors Pumps | TRC | Existing | NE45 | Motor Optimization | Motor Optimization | NonEquip | 10 | Motors Pumps | 27% | custom_existing | 15.77% | 1587.8031 | 1524.842 | 1454.2407 | 1041.1475 | 532.5706 | 205.0955 | 66.7368 | 20.2307 | 5.992 | 1.7677 | 1587.8031 | 3112.6452 | 4566.8859 | 5608.0333 | 6140.6039 | 6345.6994 | 6412.4362 | 6432.6669 | 6438.6589 | 6440.4266 | 0.21382 | 0.41915 | 0.61498 | 0.75518 | 0.8269 | 0.85452 | 0.86351 | 0.86623 | 0.86704 | 0.86727 | 0.20817 | 0.40808 | 0.59874 | 0.73524 | 0.80506 | 0.83195 | 0.8407 | 0.84335 | 0.84414 | 0.84437 | 54.489 | 53.8982 | 52.9448 | 39.0424 | 20.5702 | 8.1593 | 2.7346 | 0.85385 | 0.26048 | 0.07915 | 178.7812 | 54.5272 | 53.936 | 52.9819 | 39.0697 | 20.5846 | 8.1651 | 2.7366 | 0.85445 | 0.26067 | 0.079206 | 178.9064 | 242.0571 | 239.4326 | 235.1971 | 173.4384 | 91.3792 | 36.2463 | 12.1482 | 3.7931 | 1.1572 | 0.35161 | 794.2012 | -505.758 | -500.2743 | -491.4246 | -362.3849 | -190.9291 | -75.7336 | -25.3825 | -7.9253 | -2.4178 | -0.73466 | -1659.4165 | 747.8151 | 739.7069 | 726.6217 | 535.8232 | 282.3083 | 111.9798 | 37.5307 | 11.7184 | 3.5749 | 1.0863 | 2453.6177 | 117.3327 | 236.9132 | 358.028 | 452.8399 | 510.7195 | 543.6108 | 565.8077 | 584.6205 | 602.72 | 620.9721
Ach | Agriculture and Assembly | Motors Pumps | Motors Pumps | TRC | Turnover | ET51 | Pump Equipment Upgrade | Pump Equipment Upgrade | Equip | 15 | Motors Pumps | 73.72% | custom | 3.913% | 1200.7937 | 1158.5041 | 1130.5177 | 933.8925 | 479.7174 | 185.5925 | 60.5771 | 18.3866 | 5.4271 | 1.6008 | 1200.7937 | 2359.2978 | 3489.8155 | 4423.708 | 4903.4255 | 5089.018 | 5149.5951 | 5167.9818 | 5173.4089 | 5175.0097 | 0.1617 | 0.31771 | 0.46994 | 0.5957 | 0.6603 | 0.68529 | 0.69345 | 0.69593 | 0.69666 | 0.69687 | 0.15743 | 0.30931 | 0.45753 | 0.57997 | 0.64286 | 0.66719 | 0.67513 | 0.67755 | 0.67826 | 0.67847 | 41.2079 | 40.9494 | 41.159 | 35.0204 | 18.5288 | 7.3834 | 2.4822 | 0.77602 | 0.23593 | 0.071679 | 142.7033 | 243.5768 | 242.0484 | 243.2872 | 207.0027 | 109.5221 | 43.6429 | 14.6723 | 4.587 | 1.3945 | 0.42369 | 843.5076 | 86.833 | 86.2881 | 86.7297 | 73.7946 | 39.0437 | 15.5583 | 5.2306 | 1.6352 | 0.49714 | 0.15104 | 300.703 | -679.5254 | -675.2617 | -678.7177 | -577.4919 | -305.5426 | -121.7542 | -40.9326 | -12.7968 | -3.8905 | -1.182 | -2353.2 | 766.3584 | 761.5498 | 765.4474 | 651.2865 | 344.5862 | 137.3125 | 46.1632 | 14.432 | 4.3876 | 1.333 | 2653.9029 | 88.7342 | 179.5736 | 273.5894 | 357.2075 | 407.8222 | 435.9559 | 454.3796 | 469.6821 | 484.2805 | 498.9633
Ach | Agriculture and Assembly | Motors Pumps | Motors Pumps | TRC | Turnover | ET42 | Motor Equipment Upgrades | Motor Equipment Upgrades | Equip | 10 | Motors Pumps | 88.47% | custom | 2.116% | 758.0858 | 798.3603 | 756.7808 | 545.6233 | 279.5388 | 107.9658 | 35.2149 | 10.686 | 3.1539 | 0.93029 | 758.0858 | 1556.446 | 2313.2268 | 2858.8502 | 3138.3889 | 3246.3547 | 3281.5696 | 3292.2557 | 3295.4095 | 3296.3398 | 0.10208 | 0.20959 | 0.3115 | 0.38498 | 0.42262 | 0.43716 | 0.4419 | 0.44334 | 0.44376 | 0.44389 | 0.099388 | 0.20406 | 0.30327 | 0.37481 | 0.41146 | 0.42561 | 0.43023 | 0.43163 | 0.43204 | 0.43216 | 26.0154 | 28.2195 | 27.5522 | 20.4605 | 10.797 | 4.2952 | 1.443 | 0.45101 | 0.13711 | 0.041655 | 91.2496 | 48.6431 | 52.7641 | 51.5166 | 38.2567 | 20.188 | 8.0311 | 2.6981 | 0.84329 | 0.25636 | 0.077885 | 170.6166 | 92.9591 | 100.8346 | 98.4505 | 73.1102 | 38.5802 | 15.3478 | 5.1561 | 1.6116 | 0.48991 | 0.14884 | 326.056 | -264.0802 | -286.4531 | -279.6804 | -207.6931 | -109.5994 | -43.6003 | -14.6476 | -4.5782 | -1.3918 | -0.42283 | -926.2667 | 357.0392 | 387.2877 | 378.1309 | 280.8033 | 148.1796 | 58.9481 | 19.8037 | 6.1898 | 1.8817 | 0.57167 | 1252.3226 | 56.0197 | 118.466 | 181.349 | 230.8477 | 261.0226 | 278.1023 | 289.5525 | 299.2103 | 308.4818 | 317.826
Ach | Agriculture and Assembly | Motors Pumps | Motors Pumps | TRC | New | EN50 | Pump Equipment Upgrade | Pump Equipment Upgrade | Equip | 15 | Motors Pumps | 73.72% | custom | 3.913% | 0 | 12.417 | 66.5237 | 7.5362 | 0 | 0 | 0 | 0 | 0 | 0 | 0 | 12.417 | 78.9407 | 86.4769 | 86.4769 | 86.4769 | 86.4769 | 86.4769 | 86.4769 | 86.4769 | 0 | 0.0016721 | 0.01063 | 0.011645 | 0.011645 | 0.011645 | 0.011645 | 0.011645 | 0.011645 | 0.011645 | 0 | 0.0016279 | 0.010349 | 0.011337 | 0.011337 | 0.011337 | 0.011337 | 0.011337 | 0.011337 | 0.011337 | 0 | 0.4389 | 2.4219 | 0.2826 | 0 | 0 | 0 | 0 | 0 | 0 | 2.3597 | 0 | 2.5943 | 14.3159 | 1.6704 | 0 | 0 | 0 | 0 | 0 | 0 | 13.9477 | 0 | 0.92485 | 5.1035 | 0.5955 | 0 | 0 | 0 | 0 | 0 | 0 | 4.9722 | 0 | -7.2375 | -39.9382 | -4.6602 | 0 | 0 | 0 | 0 | 0 | 0 | -38.911 | 0 | 8.1624 | 45.0416 | 5.2557 | 0 | 0 | 0 | 0 | 0 | 0 | 43.8832 | 0 | 0.9451 | 6.1887 | 6.9829 | 7.1924 | 7.4081 | 7.6304 | 7.8593 | 8.0951 | 8.3379
Ach | Agriculture and Assembly | Motors Pumps | Motors Pumps | TRC | New | EN41 | Motor Equipment Upgrades | Motor Equipment Upgrades | Equip | 10 | Motors Pumps | 88.47% | custom | 2.116% | 0 | 10.4771 | 54.187 | 5.1347 | 0 | 0 | 0 | 0 | 0 | 0 | 0 | 10.4771 | 64.6642 | 69.7989 | 69.7989 | 69.7989 | 69.7989 | 69.7989 | 69.7989 | 69.7989 | 0 | 0.0014109 | 0.0087077 | 0.0093992 | 0.0093992 | 0.0093992 | 0.0093992 | 0.0093992 | 0.0093992 | 0.0093992 | 0 | 0.0013736 | 0.0084778 | 0.0091509 | 0.0091509 | 0.0091509 | 0.0091509 | 0.0091509 | 0.0091509 | 0.0091509 | 0 | 0.37033 | 1.9728 | 0.19255 | 0 | 0 | 0 | 0 | 0 | 0 | 1.9071 | 0 | 0.69244 | 3.6887 | 0.36002 | 0 | 0 | 0 | 0 | 0 | 0 | 3.5659 | 0 | 1.3233 | 7.0493 | 0.68802 | 0 | 0 | 0 | 0 | 0 | 0 | 6.8146 | 0 | -3.7592 | -20.0257 | -1.9545 | 0 | 0 | 0 | 0 | 0 | 0 | -19.3591 | 0 | 5.0825 | 27.0749 | 2.6425 | 0 | 0 | 0 | 0 | 0 | 0 | 26.1737 | 0 | 0.79745 | 5.0694 | 5.6361 | 5.8052 | 5.9794 | 6.1588 | 6.3435 | 6.5338 | 6.7299
Ach | Agriculture and Assembly | Motors Pumps | Motors Pumps | TRC | Existing | EE49 | Pump Equipment Upgrade | Pump Equipment Upgrade | Equip | 15 | Motors Pumps | 73.72% | custom | 3.913% | 0 | 0 | 0 | 0 | 0 | 0 | 0 | 0 | 0 | 0 | 0 | 0 | 0 | 0 | 0 | 0 | 0 | 0 | 0 | 0 | 0 | 0 | 0 | 0 | 0 | 0 | 0 | 0 | 0 | 0 | 0 | 0 | 0 | 0 | 0 | 0 | 0 | 0 | 0 | 0 | 0 | 0 | 0 | 0 | 0 | 0 | 0 | 0 | 0 | 0 | 0 | 0 | 0 | 0 | 0 | 0 | 0 | 0 | 0 | 0 | 0 | 0 | 0 | 0 | 0 | 0 | 0 | 0 | 0 | 0 | 0 | 0 | 0 | 0 | 0 | 0 | 0 | 0 | 0 | 0 | 0 | 0 | 0 | 0 | 0 | 0 | 0 | 0 | 0 | 0 | 0 | 0 | 0 | 0 | 0 | 0 | 0 | 0 | 0 | 0 | 0 | 0 | 0 | 0 | 0
Ach | Agriculture and Assembly | Motors Pumps | Motors Pumps | TRC | Existing | EE40 | Motor Equipment Upgrades | Motor Equipment Upgrades | Equip | 10 | Motors Pumps | 88.47% | custom | 2.116% | 0 | 0 | 0 | 0 | 0 | 0 | 0 | 0 | 0 | 0 | 0 | 0 | 0 | 0 | 0 | 0 | 0 | 0 | 0 | 0 | 0 | 0 | 0 | 0 | 0 | 0 | 0 | 0 | 0 | 0 | 0 | 0 | 0 | 0 | 0 | 0 | 0 | 0 | 0 | 0 | 0 | 0 | 0 | 0 | 0 | 0 | 0 | 0 | 0 | 0 | 0 | 0 | 0 | 0 | 0 | 0 | 0 | 0 | 0 | 0 | 0 | 0 | 0 | 0 | 0 | 0 | 0 | 0 | 0 | 0 | 0 | 0 | 0 | 0 | 0 | 0 | 0 | 0 | 0 | 0 | 0 | 0 | 0 | 0 | 0 | 0 | 0 | 0 | 0 | 0 | 0 | 0 | 0 | 0 | 0 | 0 | 0 | 0 | 0 | 0 | 0 | 0 | 0 | 0 | 0
Ach | Agriculture and Assembly | Motors Fans Blowers | Motors Fans Blowers | TRC | New | NN39 | Plant Energy Management | Plant Energy Management | NonEquip | 10.5 | Motors Fans Blowers | 24.68% | custom | 31% | 0 | 26.8681 | 136.7498 | 11.8788 | 0 | 0 | 0 | 0 | 0 | 0 | 0 | 26.8681 | 163.6179 | 175.4967 | 175.4967 | 175.4967 | 175.4967 | 175.4967 | 175.4967 | 175.4967 | 0 | 0.0036181 | 0.022033 | 0.023633 | 0.023633 | 0.023633 | 0.023633 | 0.023633 | 0.023633 | 0.023633 | 0 | 0.0035225 | 0.021451 | 0.023008 | 0.023008 | 0.023008 | 0.023008 | 0.023008 | 0.023008 | 0.023008 | 0 | 0.9497 | 4.9787 | 0.44545 | 0 | 0 | 0 | 0 | 0 | 0 | 4.798 | 0 | 0.73511 | 3.8537 | 0.3448 | 0 | 0 | 0 | 0 | 0 | 0 | 3.7139 | 0 | 4.7434 | 24.8665 | 2.2248 | 0 | 0 | 0 | 0 | 0 | 0 | 23.964 | 0 | -8.9314 | -46.8219 | -4.1892 | 0 | 0 | 0 | 0 | 0 | 0 | -45.1226 | 0 | 13.6748 | 71.6884 | 6.4141 | 0 | 0 | 0 | 0 | 0 | 0 | 69.0866 | 0 | 2.0616 | 12.9311 | 14.286 | 14.7146 | 15.1561 | 15.6107 | 16.0791 | 16.5614 | 17.0583
Ach | Agriculture and Assembly | Motors Fans Blowers | Motors Fans Blowers | TRC | Existing | NE38 | Plant Energy Management | Plant Energy Management | NonEquip | 10.5 | Motors Fans Blowers | 24.68% | custom_existing | 31% | 1601.6403 | 1577.7518 | 1581.8438 | 1592.1012 | 1593.1739 | 1591.7116 | 1586.1259 | 1577.5174 | 1568.8968 | 1565.2599 | 1601.6403 | 3179.3921 | 4761.2358 | 6353.337 | 7946.5109 | 9538.2225 | 11124.3484 | 12701.8658 | 14270.7626 | 15836.0225 | 0.21568 | 0.42814 | 0.64115 | 0.85555 | 1.0701 | 1.2844 | 1.498 | 1.7104 | 1.9217 | 2.1325 | 0.20998 | 0.41683 | 0.62422 | 0.83295 | 1.0418 | 1.2505 | 1.4585 | 1.6653 | 1.871 | 2.0762 | 54.9639 | 55.7684 | 57.5905 | 59.7028 | 61.5353 | 63.3232 | 64.994 | 66.5805 | 68.2032 | 70.0864 | 370.2393 | 42.5445 | 43.1672 | 44.5776 | 46.2126 | 47.6311 | 49.015 | 50.3083 | 51.5363 | 52.7923 | 54.25 | 286.5817 | 274.5226 | 278.5409 | 287.6412 | 298.1916 | 307.3443 | 316.274 | 324.6191 | 332.543 | 340.6475 | 350.0536 | 1849.1964 | -516.9074 | -524.4736 | -541.6089 | -561.4746 | -578.7085 | -595.5226 | -611.2358 | -626.1559 | -641.4162 | -659.1272 | -3481.9117 | 791.4299 | 803.0145 | 829.2501 | 859.6662 | 886.0528 | 911.7967 | 935.8549 | 958.6989 | 982.0637 | 1009.1808 | 5331.1081 | 119.3152 | 243.9564 | 376.2921 | 517.1834 | 666.2794 | 823.7294 | 989.5299 | 1163.7483 | 1346.7158 | 1539.2604
Ach | Agriculture and Assembly | Motors Fans Blowers | Motors Fans Blowers | TRC | Turnover | ET35 | Fan Equipment Upgrades | Fan Equipment Upgrades | Equip | 15 | Motors Fans Blowers | 75.1% | custom | 4.463% | 819.9048 | 863.4635 | 818.4934 | 590.1168 | 302.3341 | 116.77 | 38.0865 | 11.5574 | 3.4111 | 1.0061 | 819.9048 | 1683.3683 | 2501.8617 | 3091.9786 | 3394.3127 | 3511.0827 | 3549.1692 | 3560.7266 | 3564.1377 | 3565.1439 | 0.11041 | 0.22668 | 0.3369 | 0.41637 | 0.45708 | 0.47281 | 0.47793 | 0.47949 | 0.47995 | 0.48009 | 0.10749 | 0.2207 | 0.32801 | 0.40537 | 0.44501 | 0.46032 | 0.46531 | 0.46683 | 0.46727 | 0.46741 | 28.1369 | 30.5206 | 29.799 | 22.129 | 11.6775 | 4.6455 | 1.5607 | 0.48779 | 0.14829 | 0.045051 | 98.6907 | 100.0007 | 108.4728 | 105.9082 | 78.6483 | 41.5026 | 16.5104 | 5.5467 | 1.7336 | 0.52702 | 0.16012 | 350.7547 | 125.6038 | 136.245 | 133.0237 | 98.7846 | 52.1285 | 20.7375 | 6.9668 | 2.1775 | 0.66196 | 0.20111 | 440.5581 | -397.6675 | -431.358 | -421.1592 | -312.7565 | -165.0413 | -65.656 | -22.0573 | -6.8941 | -2.0958 | -0.63673 | -1394.8272 | 523.2714 | 567.6031 | 554.1829 | 411.5411 | 217.1699 | 86.3935 | 29.0241 | 9.0716 | 2.7577 | 0.83784 | 1835.3852 | 60.5879 | 128.1265 | 196.1373 | 249.6724 | 282.308 | 300.7804 | 313.1645 | 323.6098 | 333.6374 | 343.7435
Ach | Agriculture and Assembly | Motors Fans Blowers | Motors Fans Blowers | TRC | New | EN34 | Fan Equipment Upgrades | Fan Equipment Upgrades | Equip | 15 | Motors Fans Blowers | 75.1% | custom | 4.463% | 0 | 13.1769 | 67.1755 | 5.8886 | 0 | 0 | 0 | 0 | 0 | 0 | 0 | 13.1769 | 80.3525 | 86.2411 | 86.2411 | 86.2411 | 86.2411 | 86.2411 | 86.2411 | 86.2411 | 0 | 0.0017744 | 0.01082 | 0.011613 | 0.011613 | 0.011613 | 0.011613 | 0.011613 | 0.011613 | 0.011613 | 0 | 0.0017276 | 0.010535 | 0.011307 | 0.011307 | 0.011307 | 0.011307 | 0.011307 | 0.011307 | 0.011307 | 0 | 0.46576 | 2.4457 | 0.22082 | 0 | 0 | 0 | 0 | 0 | 0 | 2.3576 | 0 | 1.6554 | 8.6921 | 0.78481 | 0 | 0 | 0 | 0 | 0 | 0 | 8.3792 | 0 | 2.0792 | 10.9175 | 0.98574 | 0 | 0 | 0 | 0 | 0 | 0 | 10.5246 | 0 | -6.5828 | -34.5654 | -3.1209 | 0 | 0 | 0 | 0 | 0 | 0 | -33.3213 | 0 | 8.6619 | 45.483 | 4.1067 | 0 | 0 | 0 | 0 | 0 | 0 | 43.8458 | 0 | 1.0029 | 6.2994 | 6.9638 | 7.1727 | 7.3879 | 7.6096 | 7.8379 | 8.073 | 8.3152
Ach | Agriculture and Assembly | Motors Fans Blowers | Motors Fans Blowers | TRC | Existing | EE33 | Fan Equipment Upgrades | Fan Equipment Upgrades | Equip | 15 | Motors Fans Blowers | 75.1% | custom | 4.463% | 0 | 0 | 0 | 0 | 0 | 0 | 0 | 0 | 0 | 0 | 0 | 0 | 0 | 0 | 0 | 0 | 0 | 0 | 0 | 0 | 0 | 0 | 0 | 0 | 0 | 0 | 0 | 0 | 0 | 0 | 0 | 0 | 0 | 0 | 0 | 0 | 0 | 0 | 0 | 0 | 0 | 0 | 0 | 0 | 0 | 0 | 0 | 0 | 0 | 0 | 0 | 0 | 0 | 0 | 0 | 0 | 0 | 0 | 0 | 0 | 0 | 0 | 0 | 0 | 0 | 0 | 0 | 0 | 0 | 0 | 0 | 0 | 0 | 0 | 0 | 0 | 0 | 0 | 0 | 0 | 0 | 0 | 0 | 0 | 0 | 0 | 0 | 0 | 0 | 0 | 0 | 0 | 0 | 0 | 0 | 0 | 0 | 0 | 0 | 0 | 0 | 0 | 0 | 0 | 0
Ach | Agriculture and Assembly | Industrial Lighting | Industrial Lighting | TRC | New | NN32 | Lighting Controls | Lighting Controls | NonEquip | 10 | Industrial Lighting | 30% | prescriptive_lightnonequip | 17.57% | 0 | 4.9137 | 38.1924 | 6.3294 | 0 | 0 | 0 | 0 | 0 | 0 | 0 | 4.9137 | 43.1061 | 49.4355 | 49.4355 | 49.4355 | 49.4355 | 49.4355 | 49.4355 | 49.4355 | 0 | 0.00070137 | 0.0061528 | 0.0070563 | 0.0070563 | 0.0070563 | 0.0070563 | 0.0070563 | 0.0070563 | 0.0070563 | 0 | 0.00068175 | 0.0059807 | 0.0068589 | 0.0068589 | 0.0068589 | 0.0068589 | 0.0068589 | 0.0068589 | 0.0068589 | 0 | 0.11258 | 0.90133 | 0.15385 | 0 | 0 | 0 | 0 | 0 | 0 | 0.86934 | 0 | 0.16327 | 1.3071 | 0.22312 | 0 | 0 | 0 | 0 | 0 | 0 | 1.2607 | 0 | 0.85595 | 6.8525 | 1.1697 | 0 | 0 | 0 | 0 | 0 | 0 | 6.6094 | 0 | -1.5888 | -12.7194 | -2.1712 | 0 | 0 | 0 | 0 | 0 | 0 | -12.268 | 0 | 2.4447 | 19.5719 | 3.3409 | 0 | 0 | 0 | 0 | 0 | 0 | 18.8774 | 0 | 0.38214 | 3.4529 | 4.0787 | 4.201 | 4.3271 | 4.4569 | 4.5906 | 4.7283 | 4.8702
Ach | Agriculture and Assembly | Industrial Lighting | Industrial Lighting | TRC | Existing | NE31 | Lighting Controls | Lighting Controls | NonEquip | 10 | Industrial Lighting | 30% | prescriptive_lightnonequip_existing | 17.57% | 285.6923 | 280.4285 | 281.1558 | 282.9789 | 283.1696 | 282.9097 | 281.9169 | 280.3868 | 278.8546 | 278.2082 | 285.6923 | 566.1208 | 847.2765 | 1130.2555 | 1413.4251 | 1696.3348 | 1978.2517 | 2258.6385 | 2537.4931 | 2815.7013 | 0.040779 | 0.080807 | 0.12094 | 0.16133 | 0.20175 | 0.24213 | 0.28237 | 0.32239 | 0.36219 | 0.40191 | 0.039638 | 0.078546 | 0.11755 | 0.15682 | 0.1961 | 0.23536 | 0.27447 | 0.31337 | 0.35206 | 0.39066 | 6.3552 | 6.4253 | 6.6352 | 6.8786 | 7.0897 | 7.2957 | 7.4882 | 7.671 | 7.8579 | 8.0749 | 42.677 | 9.2165 | 9.3181 | 9.6226 | 9.9755 | 10.2817 | 10.5804 | 10.8596 | 11.1247 | 11.3958 | 11.7105 | 61.8916 | 48.3169 | 48.8495 | 50.4455 | 52.2958 | 53.901 | 55.467 | 56.9305 | 58.3202 | 59.7416 | 61.3912 | 324.4617 | -89.6837 | -90.6723 | -93.6347 | -97.0691 | -100.0485 | -102.9554 | -105.6719 | -108.2514 | -110.8896 | -113.9515 | -602.2512 | 138.0007 | 139.5218 | 144.0802 | 149.3649 | 153.9495 | 158.4224 | 162.6025 | 166.5716 | 170.6311 | 175.3427 | 926.7128 | 21.5709 | 44.0267 | 67.8687 | 93.2519 | 120.1133 | 148.4798 | 178.3506 | 209.7379 | 242.7014 | 277.3902
Ach | Agriculture and Assembly | Industrial Lighting | Industrial Lighting | TRC | Turnover | ET27 | Efficient Lighting - High Bay | Efficient Lighting - High Bay | Equip | 13.6667 | Industrial Lighting | 88.57% | prescriptive_light | 48.41% | 10270.0791 | 10353.0157 | 9718.222 | 7393.4265 | 4355.763 | 2082.371 | 866.9082 | 335.8886 | 125.9151 | 46.1993 | 10270.0791 | 20623.0948 | 30341.3168 | 37734.7432 | 42090.5062 | 44172.8773 | 45039.7855 | 45375.6741 | 45501.5891 | 45547.7885 | 1.4659 | 2.9437 | 4.3308 | 5.3862 | 6.0079 | 6.3051 | 6.4289 | 6.4768 | 6.4948 | 6.5014 | 1.4249 | 2.8613 | 4.2097 | 5.2355 | 5.8398 | 6.1287 | 6.249 | 6.2956 | 6.3131 | 6.3195 | 228.4576 | 237.2116 | 229.347 | 179.717 | 109.0548 | 53.7002 | 23.0265 | 9.1894 | 3.5482 | 1.3409 | 809.826 | 1249.6566 | 1297.5407 | 1254.5216 | 983.0471 | 596.5269 | 293.7387 | 125.9544 | 50.2658 | 19.4085 | 7.3348 | 4429.726 | 1522.3454 | 1580.6783 | 1528.272 | 1197.5588 | 726.6956 | 357.8357 | 153.439 | 61.2344 | 23.6437 | 8.9353 | 5396.3408 | -4772.8062 | -4955.6897 | -4791.3873 | -3754.5461 | -2278.3117 | -1121.8744 | -481.0569 | -191.9799 | -74.1268 | -28.0137 | -16918.427 | 6295.1515 | 6536.368 | 6319.6593 | 4952.1049 | 3005.0073 | 1479.7101 | 634.496 | 253.2143 | 97.7705 | 36.949 | 22314.7678 | 775.4314 | 1603.8386 | 2430.404 | 3113.3121 | 3576.8657 | 3866.4411 | 4060.591 | 4213.5995 | 4352.0507 | 4487.1636
Ach | Agriculture and Assembly | Industrial Lighting | Industrial Lighting | TRC | New | EN26 | Efficient Lighting - High Bay | Efficient Lighting - High Bay | Equip | 13.6667 | Industrial Lighting | 88.57% | prescriptive_light | 48.41% | 0 | 167.5413 | 840.5129 | 76.631 | 0 | 0 | 0 | 0 | 0 | 0 | 0 | 167.5413 | 1008.0543 | 1084.6852 | 1084.6852 | 1084.6852 | 1084.6852 | 1084.6852 | 1084.6852 | 1084.6852 | 0 | 0.023914 | 0.14389 | 0.15482 | 0.15482 | 0.15482 | 0.15482 | 0.15482 | 0.15482 | 0.15482 | 0 | 0.023245 | 0.13986 | 0.15049 | 0.15049 | 0.15049 | 0.15049 | 0.15049 | 0.15049 | 0.15049 | 0 | 3.8388 | 19.8358 | 1.8627 | 0 | 0 | 0 | 0 | 0 | 0 | 19.2207 | 0 | 20.9979 | 108.5015 | 10.189 | 0 | 0 | 0 | 0 | 0 | 0 | 105.1369 | 0 | 25.5799 | 132.1777 | 12.4124 | 0 | 0 | 0 | 0 | 0 | 0 | 128.0789 | 0 | -80.1972 | -414.3992 | -38.9149 | 0 | 0 | 0 | 0 | 0 | 0 | -401.5486 | 0 | 105.7771 | 546.5769 | 51.3273 | 0 | 0 | 0 | 0 | 0 | 0 | 529.6275 | 0 | 13.0295 | 80.7473 | 89.4922 | 92.1769 | 94.9422 | 97.7905 | 100.7242 | 103.7459 | 106.8583
Ach | Agriculture and Assembly | Industrial Lighting | Industrial Lighting | TRC | Existing | EE25 | Efficient Lighting - High Bay | Efficient Lighting - High Bay | Equip | 13.6667 | Industrial Lighting | 88.57% | prescriptive_light | 48.41% | 0 | 0 | 0 | 0 | 0 | 0 | 0 | 0 | 0 | 0 | 0 | 0 | 0 | 0 | 0 | 0 | 0 | 0 | 0 | 0 | 0 | 0 | 0 | 0 | 0 | 0 | 0 | 0 | 0 | 0 | 0 | 0 | 0 | 0 | 0 | 0 | 0 | 0 | 0 | 0 | 0 | 0 | 0 | 0 | 0 | 0 | 0 | 0 | 0 | 0 | 0 | 0 | 0 | 0 | 0 | 0 | 0 | 0 | 0 | 0 | 0 | 0 | 0 | 0 | 0 | 0 | 0 | 0 | 0 | 0 | 0 | 0 | 0 | 0 | 0 | 0 | 0 | 0 | 0 | 0 | 0 | 0 | 0 | 0 | 0 | 0 | 0 | 0 | 0 | 0 | 0 | 0 | 0 | 0 | 0 | 0 | 0 | 0 | 0 | 0 | 0 | 0 | 0 | 0 | 0
Ach | Agriculture and Assembly | HVAC | HVAC | TRC | New | NN17 | Building Envelope Improvements | Building Envelope Improvements | NonEquip | 15 | HVAC | 59.61% | custom | 16.86% | 0 | 26.8714 | 136.9827 | 12.0046 | 0 | 0 | 0 | 0 | 0 | 0 | 0 | 26.8714 | 163.854 | 175.8586 | 175.8586 | 175.8586 | 175.8586 | 175.8586 | 175.8586 | 175.8586 | 0 | 0.0038279 | 0.023342 | 0.025052 | 0.025052 | 0.025052 | 0.025052 | 0.025052 | 0.025052 | 0.025052 | 0 | 0.0037351 | 0.022775 | 0.024444 | 0.024444 | 0.024444 | 0.024444 | 0.024444 | 0.024444 | 0.024444 | 0 | 1.2197 | 6.4045 | 0.5781 | 0 | 0 | 0 | 0 | 0 | 0 | 6.1739 | 0 | 1.8578 | 9.7545 | 0.88049 | 0 | 0 | 0 | 0 | 0 | 0 | 9.4033 | 0 | 5.5729 | 29.2614 | 2.6413 | 0 | 0 | 0 | 0 | 0 | 0 | 28.2078 | 0 | -12.5087 | -65.6788 | -5.9285 | 0 | 0 | 0 | 0 | 0 | 0 | -63.3141 | 0 | 18.0816 | 94.9401 | 8.5698 | 0 | 0 | 0 | 0 | 0 | 0 | 91.5219 | 0 | 2.0882 | 13.1152 | 14.4984 | 14.9334 | 15.3814 | 15.8428 | 16.3181 | 16.8076 | 17.3119
Ach | Agriculture and Assembly | HVAC | HVAC | TRC | Existing | NE16 | Building Envelope Improvements | Building Envelope Improvements | NonEquip | 15 | HVAC | 59.61% | custom_existing | 16.86% | 1687.8024 | 1628.9991 | 1633.224 | 1643.8145 | 1644.9222 | 1643.4123 | 1637.6452 | 1628.7571 | 1619.8565 | 1616.1014 | 1687.8024 | 3316.8015 | 4950.0255 | 6593.84 | 8238.7622 | 9882.1745 | 11519.8197 | 13148.5768 | 14768.4333 | 16384.5347 | 0.24043 | 0.47249 | 0.70515 | 0.93932 | 1.1736 | 1.4078 | 1.641 | 1.8731 | 2.1038 | 2.334 | 0.2346 | 0.46103 | 0.68804 | 0.91653 | 1.1452 | 1.3736 | 1.6012 | 1.8276 | 2.0528 | 2.2774 | 74.3814 | 73.9437 | 76.3595 | 79.1603 | 81.59 | 83.9606 | 86.1759 | 88.2795 | 90.431 | 92.928 | 492.2669 | 113.2882 | 112.6214 | 116.3009 | 120.5667 | 124.2674 | 127.8779 | 131.2521 | 134.4559 | 137.7328 | 141.5359 | 749.7573 | 339.8412 | 337.8411 | 348.8788 | 361.6753 | 372.7766 | 383.6075 | 393.7292 | 403.34 | 413.17 | 424.5785 | 2249.1176 | -762.7931 | -758.3038 | -783.0785 | -811.8011 | -836.7185 | -861.029 | -883.7477 | -905.3198 | -927.3837 | -952.9909 | -5048.2736 | 1102.6342 | 1096.1449 | 1131.9574 | 1173.4764 | 1209.4951 | 1244.6365 | 1277.4769 | 1308.6598 | 1340.5537 | 1377.5695 | 7297.3911 | 127.3404 | 257.7517 | 396.2111 | 543.6193 | 699.6094 | 864.3376 | 1037.8003 | 1220.0681 | 1411.4873 | 1612.924
Ach | Agriculture and Assembly | HVAC | HVAC | TRC | Turnover | ET20 | HVAC Equipment Upgrades | HVAC Equipment Upgrades | Equip | 18 | HVAC | 59.61% | custom | 12.46% | 910.9618 | 959.358 | 909.3936 | 655.654 | 335.9107 | 129.7383 | 42.3163 | 12.841 | 3.7899 | 1.1179 | 910.9618 | 1870.3198 | 2779.7135 | 3435.3675 | 3771.2782 | 3901.0165 | 3943.3328 | 3956.1738 | 3959.9637 | 3961.0816 | 0.12977 | 0.26643 | 0.39598 | 0.48938 | 0.53723 | 0.55571 | 0.56174 | 0.56357 | 0.56411 | 0.56427 | 0.12662 | 0.25997 | 0.38637 | 0.47751 | 0.5242 | 0.54223 | 0.54811 | 0.5499 | 0.55043 | 0.55058 | 40.1461 | 43.5473 | 42.5176 | 31.574 | 16.6616 | 6.6282 | 2.2268 | 0.69599 | 0.21158 | 0.06428 | 140.8132 | 27.6215 | 29.9616 | 29.2532 | 21.7237 | 11.4636 | 4.5604 | 1.5321 | 0.47886 | 0.14557 | 0.044226 | 96.8829 | 252.4641 | 273.8529 | 267.378 | 198.5573 | 104.7785 | 41.6825 | 14.0033 | 4.3768 | 1.3305 | 0.40423 | 885.5229 | -413.5119 | -448.5448 | -437.9396 | -325.2178 | -171.6171 | -68.2719 | -22.9361 | -7.1688 | -2.1793 | -0.6621 | -1450.4018 | 665.976 | 722.3977 | 705.3177 | 523.7751 | 276.3956 | 109.9544 | 36.9394 | 11.5456 | 3.5098 | 1.0663 | 2335.9247 | 68.7298 | 145.3443 | 222.4945 | 283.2237 | 320.2449 | 341.1997 | 355.2479 | 367.0969 | 378.472 | 389.9362
Ach | Agriculture and Assembly | HVAC | HVAC | TRC | New | EN19 | HVAC Equipment Upgrades | HVAC Equipment Upgrades | Equip | 18 | HVAC | 59.61% | custom | 12.46% | 0 | 19.0152 | 96.7813 | 8.4069 | 0 | 0 | 0 | 0 | 0 | 0 | 0 | 19.0152 | 115.7965 | 124.2034 | 124.2034 | 124.2034 | 124.2034 | 124.2034 | 124.2034 | 124.2034 | 0 | 0.0027088 | 0.016496 | 0.017693 | 0.017693 | 0.017693 | 0.017693 | 0.017693 | 0.017693 | 0.017693 | 0 | 0.0026431 | 0.016095 | 0.017264 | 0.017264 | 0.017264 | 0.017264 | 0.017264 | 0.017264 | 0.017264 | 0 | 0.86314 | 4.5249 | 0.40485 | 0 | 0 | 0 | 0 | 0 | 0 | 4.3607 | 0 | 0.59386 | 3.1132 | 0.27855 | 0 | 0 | 0 | 0 | 0 | 0 | 3.0002 | 0 | 5.428 | 28.4554 | 2.5459 | 0 | 0 | 0 | 0 | 0 | 0 | 27.4227 | 0 | -8.8905 | -46.6073 | -4.17 | 0 | 0 | 0 | 0 | 0 | 0 | -44.9157 | 0 | 14.3185 | 75.0627 | 6.716 | 0 | 0 | 0 | 0 | 0 | 0 | 72.3384 | 0 | 1.4777 | 9.2686 | 10.2398 | 10.547 | 10.8634 | 11.1893 | 11.5249 | 11.8707 | 12.2268
Ach | Agriculture and Assembly | HVAC | HVAC | TRC | Existing | EE18 | HVAC Equipment Upgrades | HVAC Equipment Upgrades | Equip | 18 | HVAC | 59.61% | custom | 12.46% | 0 | 0 | 0 | 0 | 0 | 0 | 0 | 0 | 0 | 0 | 0 | 0 | 0 | 0 | 0 | 0 | 0 | 0 | 0 | 0 | 0 | 0 | 0 | 0 | 0 | 0 | 0 | 0 | 0 | 0 | 0 | 0 | 0 | 0 | 0 | 0 | 0 | 0 | 0 | 0 | 0 | 0 | 0 | 0 | 0 | 0 | 0 | 0 | 0 | 0 | 0 | 0 | 0 | 0 | 0 | 0 | 0 | 0 | 0 | 0 | 0 | 0 | 0 | 0 | 0 | 0 | 0 | 0 | 0 | 0 | 0 | 0 | 0 | 0 | 0 | 0 | 0 | 0 | 0 | 0 | 0 | 0 | 0 | 0 | 0 | 0 | 0 | 0 | 0 | 0 | 0 | 0 | 0 | 0 | 0 | 0 | 0 | 0 | 0 | 0 | 0 | 0 | 0 | 0 | 0
Ach | Agriculture and Assembly | Exterior Lighting | Exterior Lighting | TRC | New | NN15 | Lighting Controls - Exterior | Lighting Controls - Exterior | NonEquip | 10 | Exterior Lighting | 17% | prescriptive_lightnonequip | 28% | 0 | 0.46141 | 3.606 | 0.61075 | 0 | 0 | 0 | 0 | 0 | 0 | 0 | 0.46141 | 4.0674 | 4.6781 | 4.6781 | 4.6781 | 4.6781 | 4.6781 | 4.6781 | 4.6781 | 0 | 0 | 0 | 0 | 0 | 0 | 0 | 0 | 0 | 0 | 0 | 0 | 0 | 0 | 0 | 0 | 0 | 0 | 0 | 0 | 0 | 0.010572 | 0.0851 | 0.014846 | 0 | 0 | 0 | 0 | 0 | 0 | 0.082249 | 0 | 0.015332 | 0.12341 | 0.02153 | 0 | 0 | 0 | 0 | 0 | 0 | 0.11928 | 0 | 0.060142 | 0.48411 | 0.084455 | 0 | 0 | 0 | 0 | 0 | 0 | 0.46789 | 0 | -0.068086 | -0.54806 | -0.095611 | 0 | 0 | 0 | 0 | 0 | 0 | -0.5297 | 0 | 0.12823 | 1.0322 | 0.18007 | 0 | 0 | 0 | 0 | 0 | 0 | 0.99759 | 0 | 0.02238 | 0.2032 | 0.24072 | 0.24794 | 0.25538 | 0.26304 | 0.27093 | 0.27906 | 0.28743
Ach | Agriculture and Assembly | Exterior Lighting | Exterior Lighting | TRC | Existing | NE14 | Lighting Controls - Exterior | Lighting Controls - Exterior | NonEquip | 10 | Exterior Lighting | 17% | prescriptive_lightnonequip_existing | 28% | 25.7634 | 28.8135 | 28.8883 | 29.0756 | 29.0952 | 29.0685 | 28.9665 | 28.8092 | 28.6518 | 28.5854 | 25.7634 | 54.577 | 83.4652 | 112.5408 | 141.636 | 170.7044 | 199.6709 | 228.4801 | 257.1319 | 285.7173 | 0 | 0 | 0 | 0 | 0 | 0 | 0 | 0 | 0 | 0 | 0 | 0 | 0 | 0 | 0 | 0 | 0 | 0 | 0 | 0 | 0.57311 | 0.66018 | 0.68175 | 0.70676 | 0.72845 | 0.74962 | 0.7694 | 0.78818 | 0.80739 | 0.82968 | 4.3125 | 0.83114 | 0.95742 | 0.9887 | 1.025 | 1.0564 | 1.0871 | 1.1158 | 1.143 | 1.1709 | 1.2032 | 6.2542 | 3.2603 | 3.7556 | 3.8783 | 4.0206 | 4.144 | 4.2644 | 4.3769 | 4.4837 | 4.593 | 4.7198 | 24.5329 | -3.6909 | -4.2517 | -4.3906 | -4.5517 | -4.6914 | -4.8277 | -4.9551 | -5.076 | -5.1997 | -5.3433 | -27.7735 | 6.9512 | 8.0073 | 8.2689 | 8.5722 | 8.8354 | 9.0921 | 9.332 | 9.5598 | 9.7927 | 10.0631 | 52.3064 | 1.2132 | 2.6471 | 4.1697 | 5.791 | 7.5067 | 9.3188 | 11.2271 | 13.2324 | 15.3385 | 17.555
Ach | Agriculture and Assembly | Exterior Lighting | Exterior Lighting | TRC | Turnover | ET13 | Efficient Lighting - Exterior | Efficient Lighting - Exterior | Equip | 13.6 | Exterior Lighting | 15.29% | prescriptive_light | 78.74% | 628.5821 | 633.6582 | 594.8056 | 452.516 | 266.5953 | 127.4519 | 53.0593 | 20.5581 | 7.7067 | 2.8276 | 628.5821 | 1262.2403 | 1857.0459 | 2309.5619 | 2576.1572 | 2703.6091 | 2756.6684 | 2777.2265 | 2784.9332 | 2787.7608 | 0 | 0 | 0 | 0 | 0 | 0 | 0 | 0 | 0 | 0 | 0 | 0 | 0 | 0 | 0 | 0 | 0 | 0 | 0 | 0 | 13.9828 | 14.5186 | 14.0372 | 10.9996 | 6.6747 | 3.2867 | 1.4093 | 0.56244 | 0.21717 | 0.082071 | 49.5656 | 12.7087 | 13.1956 | 12.7581 | 9.9973 | 6.0665 | 2.9872 | 1.2809 | 0.51119 | 0.19738 | 0.074593 | 45.049 | 124.1673 | 128.9251 | 124.6507 | 97.6767 | 59.2716 | 29.1862 | 12.515 | 4.9945 | 1.9285 | 0.72879 | 440.1426 | -96.1115 | -99.7943 | -96.4857 | -75.6065 | -45.8791 | -22.5915 | -9.6872 | -3.866 | -1.4927 | -0.56412 | -340.6917 | 220.2788 | 228.7194 | 221.1364 | 173.2831 | 105.1507 | 51.7777 | 22.2022 | 8.8604 | 3.4212 | 1.2929 | 780.8343 | 29.5999 | 61.2221 | 92.7739 | 118.842 | 136.5369 | 147.5906 | 155.0017 | 160.8424 | 166.1274 | 171.285
Ach | Agriculture and Assembly | Exterior Lighting | Exterior Lighting | TRC | New | EN12 | Efficient Lighting - Exterior | Efficient Lighting - Exterior | Equip | 13.6 | Exterior Lighting | 15.29% | prescriptive_light | 78.74% | 0 | 4.5838 | 23.1028 | 2.1176 | 0 | 0 | 0 | 0 | 0 | 0 | 0 | 4.5838 | 27.6865 | 29.8042 | 29.8042 | 29.8042 | 29.8042 | 29.8042 | 29.8042 | 29.8042 | 0 | 0 | 0 | 0 | 0 | 0 | 0 | 0 | 0 | 0 | 0 | 0 | 0 | 0 | 0 | 0 | 0 | 0 | 0 | 0 | 0 | 0.10503 | 0.54522 | 0.051474 | 0 | 0 | 0 | 0 | 0 | 0 | 0.52809 | 0 | 0.095455 | 0.49554 | 0.046784 | 0 | 0 | 0 | 0 | 0 | 0 | 0.47997 | 0 | 0.93262 | 4.8415 | 0.45709 | 0 | 0 | 0 | 0 | 0 | 0 | 4.6895 | 0 | -0.7219 | -3.7476 | -0.35381 | 0 | 0 | 0 | 0 | 0 | 0 | -3.6299 | 0 | 1.6545 | 8.5891 | 0.8109 | 0 | 0 | 0 | 0 | 0 | 0 | 8.3194 | 0 | 0.22233 | 1.3832 | 1.5336 | 1.5796 | 1.627 | 1.6758 | 1.7261 | 1.7779 | 1.8312
Ach | Agriculture and Assembly | Exterior Lighting | Exterior Lighting | TRC | Existing | EE11 | Efficient Lighting - Exterior | Efficient Lighting - Exterior | Equip | 13.6 | Exterior Lighting | 15.29% | prescriptive_light | 78.74% | 0 | 0 | 0 | 0 | 0 | 0 | 0 | 0 | 0 | 0 | 0 | 0 | 0 | 0 | 0 | 0 | 0 | 0 | 0 | 0 | 0 | 0 | 0 | 0 | 0 | 0 | 0 | 0 | 0 | 0 | 0 | 0 | 0 | 0 | 0 | 0 | 0 | 0 | 0 | 0 | 0 | 0 | 0 | 0 | 0 | 0 | 0 | 0 | 0 | 0 | 0 | 0 | 0 | 0 | 0 | 0 | 0 | 0 | 0 | 0 | 0 | 0 | 0 | 0 | 0 | 0 | 0 | 0 | 0 | 0 | 0 | 0 | 0 | 0 | 0 | 0 | 0 | 0 | 0 | 0 | 0 | 0 | 0 | 0 | 0 | 0 | 0 | 0 | 0 | 0 | 0 | 0 | 0 | 0 | 0 | 0 | 0 | 0 | 0 | 0 | 0 | 0 | 0 | 0 | 0
Ach | Agriculture and Assembly | Compressed Air | Compressed Air | TRC | New | NN3 | Compressed Air Controls | Compressed Air Controls | NonEquip | 12.5 | Compressed Air | 88.47% | custom | 6.388% | 0 | 12.9058 | 68.8508 | 7.562 | 0 | 0 | 0 | 0 | 0 | 0 | 0 | 12.9058 | 81.7566 | 89.3186 | 89.3186 | 89.3186 | 89.3186 | 89.3186 | 89.3186 | 89.3186 | 0 | 0.0017379 | 0.011009 | 0.012028 | 0.012028 | 0.012028 | 0.012028 | 0.012028 | 0.012028 | 0.012028 | 0 | 0.001692 | 0.010719 | 0.01171 | 0.01171 | 0.01171 | 0.01171 | 0.01171 | 0.01171 | 0.01171 | 0 | 0.45618 | 2.5067 | 0.28357 | 0 | 0 | 0 | 0 | 0 | 0 | 2.4377 | 0 | 2.0078 | 11.0328 | 1.2481 | 0 | 0 | 0 | 0 | 0 | 0 | 10.7295 | 0 | 1.119 | 6.1486 | 0.69557 | 0 | 0 | 0 | 0 | 0 | 0 | 5.9796 | 0 | -6.3373 | -34.8229 | -3.9394 | 0 | 0 | 0 | 0 | 0 | 0 | -33.8654 | 0 | 7.4563 | 40.9715 | 4.635 | 0 | 0 | 0 | 0 | 0 | 0 | 39.845 | 0 | 0.9823 | 6.4094 | 7.2123 | 7.4287 | 7.6516 | 7.8811 | 8.1176 | 8.3611 | 8.6119
Ach | Agriculture and Assembly | Compressed Air | Compressed Air | TRC | New | NN10 | Plant Energy Management | Plant Energy Management | NonEquip | 10.5 | Compressed Air | 24.68% | custom | 31% | 0 | 26.8681 | 136.7498 | 11.8788 | 0 | 0 | 0 | 0 | 0 | 0 | 0 | 26.8681 | 163.6179 | 175.4967 | 175.4967 | 175.4967 | 175.4967 | 175.4967 | 175.4967 | 175.4967 | 0 | 0.0036181 | 0.022033 | 0.023633 | 0.023633 | 0.023633 | 0.023633 | 0.023633 | 0.023633 | 0.023633 | 0 | 0.0035225 | 0.021451 | 0.023008 | 0.023008 | 0.023008 | 0.023008 | 0.023008 | 0.023008 | 0.023008 | 0 | 0.9497 | 4.9787 | 0.44545 | 0 | 0 | 0 | 0 | 0 | 0 | 4.798 | 0 | 0.73511 | 3.8537 | 0.3448 | 0 | 0 | 0 | 0 | 0 | 0 | 3.7139 | 0 | 4.7434 | 24.8665 | 2.2248 | 0 | 0 | 0 | 0 | 0 | 0 | 23.964 | 0 | -8.9314 | -46.8219 | -4.1892 | 0 | 0 | 0 | 0 | 0 | 0 | -45.1226 | 0 | 13.6748 | 71.6884 | 6.4141 | 0 | 0 | 0 | 0 | 0 | 0 | 69.0866 | 0 | 2.0616 | 12.9311 | 14.286 | 14.7146 | 15.1561 | 15.6107 | 16.0791 | 16.5614 | 17.0583
Ach | Agriculture and Assembly | Compressed Air | Compressed Air | TRC | Existing | NE9 | Plant Energy Management | Plant Energy Management | NonEquip | 10.5 | Compressed Air | 24.68% | custom_existing | 31% | 1587.0799 | 1577.7518 | 1581.8438 | 1592.1012 | 1593.1739 | 1591.7116 | 1586.1259 | 1577.5174 | 1568.8968 | 1565.2599 | 1587.0799 | 3164.8317 | 4746.6755 | 6338.7766 | 7931.9506 | 9523.6621 | 11109.7881 | 12687.3055 | 14256.2023 | 15821.4621 | 0.21372 | 0.42618 | 0.63919 | 0.85359 | 1.0681 | 1.2825 | 1.4961 | 1.7085 | 1.9198 | 2.1305 | 0.20807 | 0.41492 | 0.62231 | 0.83104 | 1.0399 | 1.2486 | 1.4565 | 1.6634 | 1.8691 | 2.0743 | 54.4642 | 55.7684 | 57.5905 | 59.7028 | 61.5353 | 63.3232 | 64.994 | 66.5805 | 68.2032 | 70.0864 | 369.7861 | 42.1577 | 43.1672 | 44.5776 | 46.2126 | 47.6311 | 49.015 | 50.3083 | 51.5363 | 52.7923 | 54.25 | 286.2309 | 272.0269 | 278.5409 | 287.6412 | 298.1916 | 307.3443 | 316.274 | 324.6191 | 332.543 | 340.6475 | 350.0536 | 1846.9328 | -512.2082 | -524.4736 | -541.6089 | -561.4746 | -578.7085 | -595.5226 | -611.2358 | -626.1559 | -641.4162 | -659.1272 | -3477.6494 | 784.2351 | 803.0145 | 829.2501 | 859.6662 | 886.0528 | 911.7967 | 935.8549 | 958.6989 | 982.0637 | 1009.1808 | 5324.5822 | 118.2306 | 242.8392 | 375.1414 | 515.9981 | 665.0585 | 822.4719 | 988.2347 | 1162.4143 | 1345.3418 | 1537.8452
Ach | Agriculture and Assembly | Compressed Air | Compressed Air | TRC | Existing | NE2 | Compressed Air Controls | Compressed Air Controls | NonEquip | 12.5 | Compressed Air | 88.47% | custom_existing | 6.388% | 1379.7872 | 1335.9806 | 1274.1237 | 912.1947 | 466.6083 | 179.6931 | 58.4711 | 17.725 | 5.2498 | 1.5487 | 1379.7872 | 2715.7678 | 3989.8915 | 4902.0861 | 5368.6944 | 5548.3875 | 5606.8586 | 5624.5835 | 5629.8334 | 5631.3821 | 0.1858 | 0.36571 | 0.53728 | 0.66012 | 0.72295 | 0.74715 | 0.75503 | 0.75741 | 0.75812 | 0.75833 | 0.1809 | 0.35605 | 0.52309 | 0.64268 | 0.70386 | 0.72742 | 0.73508 | 0.73741 | 0.7381 | 0.7383 | 47.3505 | 47.2226 | 46.3872 | 34.2067 | 18.0224 | 7.1487 | 2.3959 | 0.7481 | 0.22822 | 0.069347 | 156.2845 | 208.4085 | 207.8455 | 204.1688 | 150.5575 | 79.324 | 31.4645 | 10.5455 | 3.2927 | 1.0045 | 0.30522 | 687.8705 | 116.1466 | 115.8328 | 113.7837 | 83.9061 | 44.2075 | 17.5352 | 5.877 | 1.835 | 0.55981 | 0.1701 | 383.3519 | -657.7997 | -656.0227 | -644.4178 | -475.2047 | -250.3703 | -99.3114 | -33.2848 | -10.3927 | -3.1705 | -0.96338 | -2171.1255 | 773.9462 | 771.8555 | 758.2016 | 559.1108 | 294.5778 | 116.8466 | 39.1618 | 12.2277 | 3.7303 | 1.1335 | 2554.4774 | 101.9611 | 206.7056 | 312.7937 | 395.8358 | 446.5191 | 475.3082 | 494.7267 | 511.1794 | 527.0062 | 542.9658
Ach | Agriculture and Assembly | Compressed Air | Compressed Air | TRC | Turnover | ET6 | Compressed Air Equipment | Compressed Air Equipment | Equip | 15 | Compressed Air | 88.47% | custom | 9.607% | 2290.0261 | 2411.6873 | 2286.084 | 1648.2193 | 844.4309 | 326.1432 | 106.3772 | 32.2803 | 9.5273 | 2.8102 | 2290.0261 | 4701.7134 | 6987.7974 | 8636.0168 | 9480.4477 | 9806.5909 | 9912.9681 | 9945.2484 | 9954.7757 | 9957.5859 | 0.30838 | 0.63314 | 0.94098 | 1.1629 | 1.2766 | 1.3206 | 1.3349 | 1.3392 | 1.3405 | 1.3409 | 0.30023 | 0.61642 | 0.91613 | 1.1322 | 1.2429 | 1.2857 | 1.2996 | 1.3039 | 1.3051 | 1.3055 | 78.5874 | 85.2454 | 83.2299 | 61.8072 | 32.6156 | 12.975 | 4.359 | 1.3624 | 0.41417 | 0.12583 | 275.647 | 312.0313 | 338.4667 | 330.4642 | 245.4056 | 129.5003 | 51.5172 | 17.3073 | 5.4095 | 1.6445 | 0.49961 | 1094.4564 | 318.091 | 345.0398 | 336.8818 | 250.1714 | 132.0152 | 52.5177 | 17.6434 | 5.5145 | 1.6764 | 0.50931 | 1115.7109 | -1143.4263 | -1240.2977 | -1210.9727 | -899.2789 | -474.5487 | -188.7827 | -63.4219 | -19.8229 | -6.0261 | -1.8308 | -4010.5917 | 1461.5173 | 1585.3375 | 1547.8546 | 1149.4503 | 606.5639 | 241.3004 | 81.0654 | 25.3374 | 7.7025 | 2.3401 | 5126.3026 | 169.2244 | 357.8622 | 547.8191 | 697.3448 | 788.4972 | 840.0915 | 874.6806 | 903.8547 | 931.8622 | 960.089
Ach | Agriculture and Assembly | Compressed Air | Compressed Air | TRC | New | EN5 | Compressed Air Equipment | Compressed Air Equipment | Equip | 15 | Compressed Air | 88.47% | custom | 9.607% | 0 | 33.7648 | 172.132 | 15.0891 | 0 | 0 | 0 | 0 | 0 | 0 | 0 | 33.7648 | 205.8968 | 220.9859 | 220.9859 | 220.9859 | 220.9859 | 220.9859 | 220.9859 | 220.9859 | 0 | 0.0045468 | 0.027726 | 0.029758 | 0.029758 | 0.029758 | 0.029758 | 0.029758 | 0.029758 | 0.029758 | 0 | 0.0044267 | 0.026994 | 0.028972 | 0.028972 | 0.028972 | 0.028972 | 0.028972 | 0.028972 | 0.028972 | 0 | 1.1935 | 6.2668 | 0.56583 | 0 | 0 | 0 | 0 | 0 | 0 | 6.0413 | 0 | 4.7387 | 24.8825 | 2.2466 | 0 | 0 | 0 | 0 | 0 | 0 | 23.9869 | 0 | 4.8307 | 25.3657 | 2.2903 | 0 | 0 | 0 | 0 | 0 | 0 | 24.4527 | 0 | -17.3648 | -91.1809 | -8.2327 | 0 | 0 | 0 | 0 | 0 | 0 | -87.8989 | 0 | 22.1955 | 116.5466 | 10.523 | 0 | 0 | 0 | 0 | 0 | 0 | 112.3515 | 0 | 2.5699 | 16.1416 | 17.8443 | 18.3796 | 18.931 | 19.4989 | 20.0839 | 20.6864 | 21.307
Ach | Agriculture and Assembly | Compressed Air | Compressed Air | TRC | Existing | EE4 | Compressed Air Equipment | Compressed Air Equipment | Equip | 15 | Compressed Air | 88.47% | custom | 9.607% | 0 | 0 | 0 | 0 | 0 | 0 | 0 | 0 | 0 | 0 | 0 | 0 | 0 | 0 | 0 | 0 | 0 | 0 | 0 | 0 | 0 | 0 | 0 | 0 | 0 | 0 | 0 | 0 | 0 | 0 | 0 | 0 | 0 | 0 | 0 | 0 | 0 | 0 | 0 | 0 | 0 | 0 | 0 | 0 | 0 | 0 | 0 | 0 | 0 | 0 | 0 | 0 | 0 | 0 | 0 | 0 | 0 | 0 | 0 | 0 | 0 | 0 | 0 | 0 | 0 | 0 | 0 | 0 | 0 | 0 | 0 | 0 | 0 | 0 | 0 | 0 | 0 | 0 | 0 | 0 | 0 | 0 | 0 | 0 | 0 | 0 | 0 | 0 | 0 | 0 | 0 | 0 | 0 | 0 | 0 | 0 | 0 | 0 | 0 | 0 | 0 | 0 | 0 | 0 | 0
Ach | Chemicals and Plastics | Process Heating | Process Heating | TRC | Turnover | ET146 | Process Heat Equipment Upgrade | Process Heat Equipment Upgrade | Equip | 10 | Process Heating | 8.729% | custom | 75% | 3082.1817 | 3245.9273 | 3076.8759 | 2218.364 | 1136.5327 | 438.9612 | 143.1747 | 43.4466 | 12.8229 | 3.7823 | 3082.1817 | 6328.109 | 9404.9849 | 11623.3488 | 12759.8815 | 13198.8427 | 13342.0174 | 13385.464 | 13398.2869 | 13402.0692 | 0.42433 | 0.8712 | 1.2948 | 1.6002 | 1.7567 | 1.8171 | 1.8368 | 1.8428 | 1.8446 | 1.8451 | 0.41387 | 0.84972 | 1.2629 | 1.5608 | 1.7134 | 1.7723 | 1.7915 | 1.7974 | 1.7991 | 1.7996 | 105.772 | 114.733 | 112.0203 | 83.1873 | 43.8979 | 17.4632 | 5.8668 | 1.8337 | 0.55744 | 0.16936 | 370.9975 | 424.7863 | 460.7743 | 449.88 | 334.0848 | 176.2962 | 70.1333 | 23.5614 | 7.3643 | 2.2387 | 0.68015 | 1489.9467 | 153.5072 | 166.5123 | 162.5754 | 120.7299 | 63.7091 | 25.3444 | 8.5145 | 2.6613 | 0.80901 | 0.24579 | 538.4296 | -1311.9869 | -1423.1389 | -1389.4909 | -1031.848 | -544.5053 | -216.6125 | -72.7714 | -22.7451 | -6.9144 | -2.1007 | -4601.8216 | 1465.4941 | 1589.6512 | 1552.0663 | 1152.578 | 608.2143 | 241.957 | 81.2859 | 25.4063 | 7.7234 | 2.3465 | 5140.2512 | 229.6092 | 485.5592 | 743.299 | 946.1803 | 1069.8589 | 1139.8638 | 1186.7953 | 1226.3798 | 1264.3813 | 1302.6803
Ach | Chemicals and Plastics | Process Heating | Process Heating | TRC | New | EN145 | Process Heat Equipment Upgrade | Process Heat Equipment Upgrade | Equip | 10 | Process Heating | 8.729% | custom | 75% | 0 | 45.5523 | 231.8465 | 20.1394 | 0 | 0 | 0 | 0 | 0 | 0 | 0 | 45.5523 | 277.3988 | 297.5382 | 297.5382 | 297.5382 | 297.5382 | 297.5382 | 297.5382 | 297.5382 | 0 | 0.0062713 | 0.03819 | 0.040963 | 0.040963 | 0.040963 | 0.040963 | 0.040963 | 0.040963 | 0.040963 | 0 | 0.0061167 | 0.037248 | 0.039953 | 0.039953 | 0.039953 | 0.039953 | 0.039953 | 0.039953 | 0.039953 | 0 | 1.6101 | 8.4409 | 0.75522 | 0 | 0 | 0 | 0 | 0 | 0 | 8.1345 | 0 | 6.4664 | 33.899 | 3.033 | 0 | 0 | 0 | 0 | 0 | 0 | 32.6687 | 0 | 2.3368 | 12.2503 | 1.096 | 0 | 0 | 0 | 0 | 0 | 0 | 11.8057 | 0 | -19.9719 | -104.6999 | -9.3676 | 0 | 0 | 0 | 0 | 0 | 0 | -100.9 | 0 | 22.3086 | 116.9502 | 10.4637 | 0 | 0 | 0 | 0 | 0 | 0 | 112.7056 | 0 | 3.4952 | 21.9235 | 24.2206 | 24.9472 | 25.6957 | 26.4665 | 27.2605 | 28.0783 | 28.9207
Ach | Chemicals and Plastics | Process Heating | Process Heating | TRC | Existing | EE144 | Process Heat Equipment Upgrade | Process Heat Equipment Upgrade | Equip | 10 | Process Heating | 8.729% | custom | 75% | 0 | 0 | 0 | 0 | 0 | 0 | 0 | 0 | 0 | 0 | 0 | 0 | 0 | 0 | 0 | 0 | 0 | 0 | 0 | 0 | 0 | 0 | 0 | 0 | 0 | 0 | 0 | 0 | 0 | 0 | 0 | 0 | 0 | 0 | 0 | 0 | 0 | 0 | 0 | 0 | 0 | 0 | 0 | 0 | 0 | 0 | 0 | 0 | 0 | 0 | 0 | 0 | 0 | 0 | 0 | 0 | 0 | 0 | 0 | 0 | 0 | 0 | 0 | 0 | 0 | 0 | 0 | 0 | 0 | 0 | 0 | 0 | 0 | 0 | 0 | 0 | 0 | 0 | 0 | 0 | 0 | 0 | 0 | 0 | 0 | 0 | 0 | 0 | 0 | 0 | 0 | 0 | 0 | 0 | 0 | 0 | 0 | 0 | 0 | 0 | 0 | 0 | 0 | 0 | 0
Ach | Chemicals and Plastics | Process Cooling | Process Cooling | TRC | New | NN136 | Process Refrig Controls | Process Refrig Controls | NonEquip | 15 | Process Cooling | 20.77% | custom | 5.077% | 0 | 9.6631 | 49.2294 | 4.2996 | 0 | 0 | 0 | 0 | 0 | 0 | 0 | 9.6631 | 58.8925 | 63.1921 | 63.1921 | 63.1921 | 63.1921 | 63.1921 | 63.1921 | 63.1921 | 0 | 0.0013303 | 0.0081079 | 0.0086998 | 0.0086998 | 0.0086998 | 0.0086998 | 0.0086998 | 0.0086998 | 0.0086998 | 0 | 0.0012975 | 0.0079079 | 0.0084853 | 0.0084853 | 0.0084853 | 0.0084853 | 0.0084853 | 0.0084853 | 0.0084853 | 0 | 0.34156 | 1.7923 | 0.16123 | 0 | 0 | 0 | 0 | 0 | 0 | 1.7276 | 0 | 2.2298 | 11.7005 | 1.0525 | 0 | 0 | 0 | 0 | 0 | 0 | 11.2779 | 0 | 0.51938 | 2.7254 | 0.24517 | 0 | 0 | 0 | 0 | 0 | 0 | 2.627 | 0 | -5.8907 | -30.9112 | -2.7807 | 0 | 0 | 0 | 0 | 0 | 0 | -29.7948 | 0 | 6.4101 | 33.6366 | 3.0259 | 0 | 0 | 0 | 0 | 0 | 0 | 32.4217 | 0 | 0.74145 | 4.6544 | 5.144 | 5.2984 | 5.4573 | 5.621 | 5.7897 | 5.9634 | 6.1423
Ach | Chemicals and Plastics | Process Cooling | Process Cooling | TRC | Existing | NE135 | Process Refrig Controls | Process Refrig Controls | NonEquip | 15 | Process Cooling | 20.77% | custom_existing | 5.077% | 597.0232 | 578.6763 | 580.1772 | 583.9393 | 584.3328 | 583.7964 | 581.7477 | 578.5904 | 575.4286 | 574.0946 | 597.0232 | 1175.6996 | 1755.8767 | 2339.816 | 2924.1488 | 3507.9452 | 4089.6929 | 4668.2833 | 5243.7119 | 5817.8065 | 0.082193 | 0.16186 | 0.24174 | 0.32213 | 0.40257 | 0.48295 | 0.56304 | 0.64269 | 0.72191 | 0.80095 | 0.080167 | 0.15787 | 0.23578 | 0.31419 | 0.39265 | 0.47104 | 0.54915 | 0.62685 | 0.70411 | 0.7812 | 20.4882 | 20.4543 | 21.1226 | 21.8974 | 22.5695 | 23.2252 | 23.838 | 24.4199 | 25.0151 | 25.7058 | 136.092 | 133.7508 | 133.5298 | 137.8923 | 142.9501 | 147.3378 | 151.6186 | 155.6192 | 159.4178 | 163.3031 | 167.8122 | 888.4342 | 31.1547 | 31.1032 | 32.1194 | 33.2975 | 34.3195 | 35.3166 | 36.2485 | 37.1333 | 38.0383 | 39.0886 | 206.9436 | -353.3517 | -352.7678 | -364.2932 | -377.6551 | -389.2468 | -400.5562 | -411.1251 | -421.1606 | -431.4249 | -443.3375 | -2347.1247 | 384.5064 | 383.871 | 396.4125 | 410.9525 | 423.5663 | 435.8729 | 447.3736 | 458.2939 | 469.4632 | 482.4261 | 2554.0682 | 44.4756 | 90.2121 | 138.7712 | 190.469 | 245.1768 | 302.9493 | 363.7852 | 427.7094 | 494.8432 | 565.4904
Ach | Chemicals and Plastics | Process Cooling | Process Cooling | TRC | Turnover | ET139 | Process Refrig Equipment Upgrade | Process Refrig Equipment Upgrade | Equip | 10 | Process Cooling | 24.6% | custom | 18.71% | 1952.9386 | 2056.6914 | 1949.5767 | 1405.6046 | 720.1323 | 278.1356 | 90.7186 | 27.5287 | 8.1249 | 2.3965 | 1952.9386 | 4009.63 | 5959.2067 | 7364.8113 | 8084.9436 | 8363.0791 | 8453.7978 | 8481.3265 | 8489.4514 | 8491.8479 | 0.26887 | 0.55201 | 0.82042 | 1.0139 | 1.1131 | 1.1514 | 1.1639 | 1.1676 | 1.1688 | 1.1691 | 0.26224 | 0.5384 | 0.80019 | 0.98893 | 1.0856 | 1.123 | 1.1352 | 1.1389 | 1.1399 | 1.1403 | 67.0195 | 72.6974 | 70.9786 | 52.7093 | 27.8147 | 11.0651 | 3.7173 | 1.1619 | 0.35321 | 0.10731 | 235.0722 | 141.4713 | 153.4568 | 149.8286 | 111.264 | 58.7139 | 23.3573 | 7.8469 | 2.4526 | 0.74558 | 0.22652 | 496.2136 | 224.9482 | 244.0059 | 238.2367 | 176.9167 | 93.3588 | 37.1395 | 12.4771 | 3.8998 | 1.1855 | 0.36018 | 789.0105 | -703.6213 | -763.2323 | -745.1868 | -553.3822 | -292.0193 | -116.1697 | -39.0275 | -12.1982 | -3.7082 | -1.1266 | -2467.9665 | 928.5695 | 1007.2382 | 983.4236 | 730.2989 | 385.3781 | 153.3093 | 51.5046 | 16.098 | 4.8937 | 1.4868 | 3256.977 | 145.4855 | 307.661 | 470.9707 | 599.5208 | 677.8863 | 722.2429 | 751.9798 | 777.0614 | 801.14 | 825.4071
Ach | Chemicals and Plastics | Process Cooling | Process Cooling | TRC | New | EN138 | Process Refrig Equipment Upgrade | Process Refrig Equipment Upgrade | Equip | 10 | Process Cooling | 24.6% | custom | 18.71% | 0 | 38.6823 | 196.8804 | 17.1021 | 0 | 0 | 0 | 0 | 0 | 0 | 0 | 38.6823 | 235.5627 | 252.6648 | 252.6648 | 252.6648 | 252.6648 | 252.6648 | 252.6648 | 252.6648 | 0 | 0.0053255 | 0.03243 | 0.034785 | 0.034785 | 0.034785 | 0.034785 | 0.034785 | 0.034785 | 0.034785 | 0 | 0.0051942 | 0.031631 | 0.033927 | 0.033927 | 0.033927 | 0.033927 | 0.033927 | 0.033927 | 0.033927 | 0 | 1.3673 | 7.1679 | 0.64132 | 0 | 0 | 0 | 0 | 0 | 0 | 6.9077 | 0 | 2.8862 | 15.1306 | 1.3538 | 0 | 0 | 0 | 0 | 0 | 0 | 14.5815 | 0 | 4.5893 | 24.0586 | 2.1526 | 0 | 0 | 0 | 0 | 0 | 0 | 23.1855 | 0 | -14.3549 | -75.2536 | -6.733 | 0 | 0 | 0 | 0 | 0 | 0 | -72.5224 | 0 | 18.9441 | 99.3122 | 8.8856 | 0 | 0 | 0 | 0 | 0 | 0 | 95.7078 | 0 | 2.9681 | 18.6171 | 20.5678 | 21.1848 | 21.8204 | 22.475 | 23.1492 | 23.8437 | 24.559
Ach | Chemicals and Plastics | Process Cooling | Process Cooling | TRC | Existing | EE137 | Process Refrig Equipment Upgrade | Process Refrig Equipment Upgrade | Equip | 10 | Process Cooling | 24.6% | custom | 18.71% | 0 | 0 | 0 | 0 | 0 | 0 | 0 | 0 | 0 | 0 | 0 | 0 | 0 | 0 | 0 | 0 | 0 | 0 | 0 | 0 | 0 | 0 | 0 | 0 | 0 | 0 | 0 | 0 | 0 | 0 | 0 | 0 | 0 | 0 | 0 | 0 | 0 | 0 | 0 | 0 | 0 | 0 | 0 | 0 | 0 | 0 | 0 | 0 | 0 | 0 | 0 | 0 | 0 | 0 | 0 | 0 | 0 | 0 | 0 | 0 | 0 | 0 | 0 | 0 | 0 | 0 | 0 | 0 | 0 | 0 | 0 | 0 | 0 | 0 | 0 | 0 | 0 | 0 | 0 | 0 | 0 | 0 | 0 | 0 | 0 | 0 | 0 | 0 | 0 | 0 | 0 | 0 | 0 | 0 | 0 | 0 | 0 | 0 | 0 | 0 | 0 | 0 | 0 | 0 | 0
Ach | Chemicals and Plastics | Motors Pumps | Motors Pumps | TRC | New | NN130 | Pump System Optimization | Pump System Optimization | NonEquip | 10 | Motors Pumps | 88.09% | custom | 4.586% | 0 | 89.8334 | 464.8302 | 44.1007 | 0 | 0 | 0 | 0 | 0 | 0 | 0 | 89.8334 | 554.6637 | 598.7643 | 598.7643 | 598.7643 | 598.7643 | 598.7643 | 598.7643 | 598.7643 | 0 | 0.012097 | 0.074692 | 0.08063 | 0.08063 | 0.08063 | 0.08063 | 0.08063 | 0.08063 | 0.08063 | 0 | 0.011778 | 0.072719 | 0.078501 | 0.078501 | 0.078501 | 0.078501 | 0.078501 | 0.078501 | 0.078501 | 0 | 3.1753 | 16.9232 | 1.6537 | 0 | 0 | 0 | 0 | 0 | 0 | 16.36 | 0 | 0.23066 | 1.2293 | 0.12013 | 0 | 0 | 0 | 0 | 0 | 0 | 1.1884 | 0 | 17.0526 | 90.8835 | 8.8812 | 0 | 0 | 0 | 0 | 0 | 0 | 87.8591 | 0 | -26.5259 | -141.3722 | -13.815 | 0 | 0 | 0 | 0 | 0 | 0 | -136.6676 | 0 | 43.5786 | 232.2557 | 22.6963 | 0 | 0 | 0 | 0 | 0 | 0 | 224.5267 | 0 | 6.8375 | 43.4837 | 48.3493 | 49.7998 | 51.2938 | 52.8326 | 54.4175 | 56.0501 | 57.7316
Ach | Chemicals and Plastics | Motors Pumps | Motors Pumps | TRC | New | NN119 | Motor Improved Controls | Motor Improved Controls | NonEquip | 15 | Motors Pumps | 59.98% | custom | 0.8482% | 0 | 13.946 | 70.9809 | 6.1658 | 0 | 0 | 0 | 0 | 0 | 0 | 0 | 13.946 | 84.9269 | 91.0927 | 91.0927 | 91.0927 | 91.0927 | 91.0927 | 91.0927 | 91.0927 | 0 | 0.001878 | 0.011436 | 0.012267 | 0.012267 | 0.012267 | 0.012267 | 0.012267 | 0.012267 | 0.012267 | 0 | 0.0018284 | 0.011134 | 0.011943 | 0.011943 | 0.011943 | 0.011943 | 0.011943 | 0.011943 | 0.011943 | 0 | 0.49295 | 2.5842 | 0.23121 | 0 | 0 | 0 | 0 | 0 | 0 | 2.4904 | 0 | 0.16956 | 0.88888 | 0.079529 | 0 | 0 | 0 | 0 | 0 | 0 | 0.85661 | 0 | 3.7829 | 19.8316 | 1.7744 | 0 | 0 | 0 | 0 | 0 | 0 | 19.1119 | 0 | -5.3846 | -28.2279 | -2.5256 | 0 | 0 | 0 | 0 | 0 | 0 | -27.2034 | 0 | 9.1675 | 48.0595 | 4.2999 | 0 | 0 | 0 | 0 | 0 | 0 | 46.3152 | 0 | 1.0615 | 6.658 | 7.3556 | 7.5763 | 7.8035 | 8.0377 | 8.2788 | 8.5271 | 8.783
Ach | Chemicals and Plastics | Motors Pumps | Motors Pumps | TRC | Existing | NE129 | Pump System Optimization | Pump System Optimization | NonEquip | 10 | Motors Pumps | 88.09% | custom_existing | 4.586% | 6322.8172 | 6072.0989 | 5790.9562 | 4145.9707 | 2120.7581 | 816.7142 | 265.7539 | 80.5608 | 23.8608 | 7.0391 | 6322.8172 | 12394.9162 | 18185.8724 | 22331.843 | 24452.6012 | 25269.3153 | 25535.0693 | 25615.6301 | 25639.4909 | 25646.53 | 0.85144 | 1.6691 | 2.4489 | 3.0072 | 3.2928 | 3.4028 | 3.4386 | 3.4494 | 3.4526 | 3.4536 | 0.82895 | 1.625 | 2.3842 | 2.9278 | 3.2058 | 3.3129 | 3.3478 | 3.3583 | 3.3614 | 3.3624 | 216.9817 | 214.6291 | 210.8323 | 155.4714 | 81.9129 | 32.4914 | 10.8897 | 3.4001 | 1.0373 | 0.31519 | 711.9275 | 15.7621 | 15.5912 | 15.3154 | 11.2939 | 5.9504 | 2.3603 | 0.79106 | 0.247 | 0.075351 | 0.022896 | 51.7163 | 1165.2713 | 1152.6368 | 1132.247 | 834.9382 | 439.9025 | 174.4909 | 58.4816 | 18.26 | 5.5706 | 1.6927 | 3823.3118 | -1812.6158 | -1792.9625 | -1761.2454 | -1298.7723 | -684.2821 | -271.4259 | -90.97 | -28.404 | -8.6652 | -2.633 | -5947.2803 | 2977.8871 | 2945.5993 | 2893.4923 | 2133.7105 | 1124.1846 | 445.9168 | 149.4516 | 46.664 | 14.2357 | 4.3256 | 9770.5921 | 467.2325 | 943.416 | 1425.7094 | 1803.2613 | 2033.7445 | 2164.7214 | 2253.1121 | 2328.0271 | 2400.1015 | 2472.7833
Ach | Chemicals and Plastics | Motors Pumps | Motors Pumps | TRC | Existing | NE118 | Motor Improved Controls | Motor Improved Controls | NonEquip | 15 | Motors Pumps | 59.98% | custom_existing | 0.8482% | 830.5639 | 818.942 | 821.0659 | 826.3901 | 826.9469 | 826.1879 | 823.2886 | 818.8203 | 814.3457 | 812.458 | 830.5639 | 1649.5058 | 2470.5717 | 3296.9618 | 4123.9087 | 4950.0966 | 5773.3852 | 6592.2055 | 7406.5512 | 8219.0092 | 0.11184 | 0.22212 | 0.33269 | 0.44397 | 0.55533 | 0.66659 | 0.77745 | 0.88771 | 0.99737 | 1.1068 | 0.10889 | 0.21626 | 0.3239 | 0.43225 | 0.54066 | 0.64898 | 0.75692 | 0.86427 | 0.97103 | 1.0775 | 28.5027 | 28.947 | 29.8927 | 30.9891 | 31.9403 | 32.8683 | 33.7356 | 34.559 | 35.4013 | 36.3788 | 192.1508 | 9.8039 | 9.9567 | 10.282 | 10.6591 | 10.9863 | 11.3055 | 11.6038 | 11.8871 | 12.1768 | 12.513 | 66.0929 | 218.7336 | 222.1431 | 229.4008 | 237.815 | 245.1145 | 252.2362 | 258.8916 | 265.2111 | 271.6746 | 279.1762 | 1474.5932 | -311.3405 | -316.1934 | -326.5239 | -338.5005 | -348.8904 | -359.0273 | -368.5004 | -377.4954 | -386.6955 | -397.3731 | -2098.9024 | 530.0741 | 538.3366 | 555.9247 | 576.3155 | 594.0049 | 611.2635 | 627.392 | 642.7065 | 658.3702 | 676.5493 | 3573.4957 | 61.3756 | 125.5491 | 193.6843 | 266.2245 | 342.9891 | 424.055 | 509.4204 | 599.1199 | 693.324 | 792.4592
Ach | Chemicals and Plastics | Motors Pumps | Motors Pumps | TRC | Turnover | ET126 | Pump Equipment Upgrade | Pump Equipment Upgrade | Equip | 15 | Motors Pumps | 76.18% | custom | 4.305% | 6702.2972 | 7058.367 | 6690.7596 | 4823.8995 | 2471.4246 | 954.5344 | 311.3376 | 94.4759 | 27.8838 | 8.2247 | 6702.2972 | 13760.6642 | 20451.4238 | 25275.3233 | 27746.7479 | 28701.2824 | 29012.62 | 29107.0959 | 29134.9798 | 29143.2045 | 0.90254 | 1.853 | 2.754 | 3.4036 | 3.7364 | 3.8649 | 3.9069 | 3.9196 | 3.9233 | 3.9245 | 0.8787 | 1.8041 | 2.6813 | 3.3137 | 3.6377 | 3.7629 | 3.8037 | 3.8161 | 3.8197 | 3.8208 | 230.0044 | 249.4905 | 243.5916 | 180.8933 | 95.4572 | 37.9743 | 12.7576 | 3.9874 | 1.2122 | 0.36827 | 806.7453 | 888.7449 | 964.0396 | 941.2464 | 698.9778 | 368.8499 | 146.7341 | 49.2956 | 15.4076 | 4.6839 | 1.423 | 3117.2913 | 955.4556 | 1036.4021 | 1011.8979 | 751.4442 | 396.5364 | 157.7482 | 52.9958 | 16.5641 | 5.0354 | 1.5298 | 3351.2804 | -3322.0167 | -3603.4591 | -3518.2606 | -2612.691 | -1378.7147 | -548.4738 | -184.2609 | -57.5917 | -17.5077 | -5.3191 | -11652.0433 | 4277.4723 | 4639.8611 | 4530.1585 | 3364.1353 | 1775.2511 | 706.222 | 237.2567 | 74.1558 | 22.5431 | 6.8489 | 15003.3237 | 495.2747 | 1047.3674 | 1603.3208 | 2040.9427 | 2307.7216 | 2458.7244 | 2559.9573 | 2645.3423 | 2727.3127 | 2809.9251
Ach | Chemicals and Plastics | Motors Pumps | Motors Pumps | TRC | Turnover | ET117 | Motor Equipment Upgrades | Motor Equipment Upgrades | Equip | 10 | Motors Pumps | 56.53% | custom | 2.421% | 2737.8717 | 2877.2085 | 2729.2272 | 1975.2949 | 1016.6781 | 393.8308 | 128.6145 | 39.0447 | 11.5252 | 3.3997 | 2737.8717 | 5615.0802 | 8344.3073 | 10319.6023 | 11336.2803 | 11730.1111 | 11858.7257 | 11897.7703 | 11909.2955 | 11912.6952 | 0.36868 | 0.75613 | 1.1237 | 1.3896 | 1.5266 | 1.5796 | 1.5969 | 1.6022 | 1.6037 | 1.6042 | 0.35895 | 0.73616 | 1.094 | 1.3529 | 1.4862 | 1.5379 | 1.5547 | 1.5598 | 1.5614 | 1.5618 | 93.9562 | 101.7 | 99.3634 | 74.0723 | 39.2685 | 15.6678 | 5.2702 | 1.6479 | 0.50103 | 0.15222 | 329.6857 | 329.2385 | 356.3741 | 348.1863 | 259.5621 | 137.6036 | 54.9027 | 18.4676 | 5.7746 | 1.7557 | 0.53342 | 1155.2746 | 182.1661 | 197.1801 | 192.6498 | 143.6144 | 76.1354 | 30.3774 | 10.218 | 3.195 | 0.97141 | 0.29514 | 639.2079 | -1107.3023 | -1198.5652 | -1171.0279 | -872.9648 | -462.7916 | -184.6498 | -62.1107 | -19.4212 | -5.9047 | -1.794 | -3885.445 | 1289.4684 | 1395.7453 | 1363.6777 | 1016.5792 | 538.927 | 215.0272 | 72.3288 | 22.6162 | 6.8761 | 2.0891 | 4524.6529 | 202.3185 | 427.3814 | 654.1648 | 833.2917 | 942.8485 | 1004.8718 | 1046.3664 | 1081.3059 | 1114.8239 | 1148.5965
Ach | Chemicals and Plastics | Motors Pumps | Motors Pumps | TRC | New | EN125 | Pump Equipment Upgrade | Pump Equipment Upgrade | Equip | 15 | Motors Pumps | 76.18% | custom | 4.305% | 0 | 61.4566 | 329.4823 | 37.4304 | 0 | 0 | 0 | 0 | 0 | 0 | 0 | 61.4566 | 390.9389 | 428.3694 | 428.3694 | 428.3694 | 428.3694 | 428.3694 | 428.3694 | 428.3694 | 0 | 0.0082758 | 0.052644 | 0.057685 | 0.057685 | 0.057685 | 0.057685 | 0.057685 | 0.057685 | 0.057685 | 0 | 0.0080572 | 0.051254 | 0.056161 | 0.056161 | 0.056161 | 0.056161 | 0.056161 | 0.056161 | 0.056161 | 0 | 2.1723 | 11.9955 | 1.4036 | 0 | 0 | 0 | 0 | 0 | 0 | 11.6884 | 0 | 8.3938 | 46.3511 | 5.4236 | 0 | 0 | 0 | 0 | 0 | 0 | 45.1644 | 0 | 9.0239 | 49.8303 | 5.8307 | 0 | 0 | 0 | 0 | 0 | 0 | 48.5546 | 0 | -31.375 | -173.2546 | -20.2728 | 0 | 0 | 0 | 0 | 0 | 0 | -168.819 | 0 | 40.3989 | 223.0849 | 26.1036 | 0 | 0 | 0 | 0 | 0 | 0 | 217.3735 | 0 | 4.6777 | 30.6483 | 34.5902 | 35.6279 | 36.6967 | 37.7976 | 38.9315 | 40.0995 | 41.3025
Ach | Chemicals and Plastics | Motors Pumps | Motors Pumps | TRC | New | EN116 | Motor Equipment Upgrades | Motor Equipment Upgrades | Equip | 10 | Motors Pumps | 56.53% | custom | 2.421% | 0 | 19.6308 | 108.9921 | 14.7879 | 0 | 0 | 0 | 0 | 0 | 0 | 0 | 19.6308 | 128.6229 | 143.4108 | 143.4108 | 143.4108 | 143.4108 | 143.4108 | 143.4108 | 143.4108 | 0 | 0.0026435 | 0.01732 | 0.019312 | 0.019312 | 0.019312 | 0.019312 | 0.019312 | 0.019312 | 0.019312 | 0 | 0.0025737 | 0.016863 | 0.018802 | 0.018802 | 0.018802 | 0.018802 | 0.018802 | 0.018802 | 0.018802 | 0 | 0.69389 | 3.9681 | 0.55454 | 0 | 0 | 0 | 0 | 0 | 0 | 3.9072 | 0 | 2.4315 | 13.9049 | 1.9432 | 0 | 0 | 0 | 0 | 0 | 0 | 13.6917 | 0 | 1.3453 | 7.6935 | 1.0752 | 0 | 0 | 0 | 0 | 0 | 0 | 7.5755 | 0 | -8.1777 | -46.7652 | -6.5354 | 0 | 0 | 0 | 0 | 0 | 0 | -46.0481 | 0 | 9.523 | 54.4587 | 7.6106 | 0 | 0 | 0 | 0 | 0 | 0 | 53.6236 | 0 | 1.4942 | 10.0836 | 11.5802 | 11.9276 | 12.2854 | 12.654 | 13.0336 | 13.4246 | 13.8274
Ach | Chemicals and Plastics | Motors Pumps | Motors Pumps | TRC | Existing | EE124 | Pump Equipment Upgrade | Pump Equipment Upgrade | Equip | 15 | Motors Pumps | 76.18% | custom | 4.305% | 0 | 0 | 0 | 0 | 0 | 0 | 0 | 0 | 0 | 0 | 0 | 0 | 0 | 0 | 0 | 0 | 0 | 0 | 0 | 0 | 0 | 0 | 0 | 0 | 0 | 0 | 0 | 0 | 0 | 0 | 0 | 0 | 0 | 0 | 0 | 0 | 0 | 0 | 0 | 0 | 0 | 0 | 0 | 0 | 0 | 0 | 0 | 0 | 0 | 0 | 0 | 0 | 0 | 0 | 0 | 0 | 0 | 0 | 0 | 0 | 0 | 0 | 0 | 0 | 0 | 0 | 0 | 0 | 0 | 0 | 0 | 0 | 0 | 0 | 0 | 0 | 0 | 0 | 0 | 0 | 0 | 0 | 0 | 0 | 0 | 0 | 0 | 0 | 0 | 0 | 0 | 0 | 0 | 0 | 0 | 0 | 0 | 0 | 0 | 0 | 0 | 0 | 0 | 0 | 0
Ach | Chemicals and Plastics | Motors Pumps | Motors Pumps | TRC | Existing | EE115 | Motor Equipment Upgrades | Motor Equipment Upgrades | Equip | 10 | Motors Pumps | 56.53% | custom | 2.421% | 0 | 0 | 0 | 0 | 0 | 0 | 0 | 0 | 0 | 0 | 0 | 0 | 0 | 0 | 0 | 0 | 0 | 0 | 0 | 0 | 0 | 0 | 0 | 0 | 0 | 0 | 0 | 0 | 0 | 0 | 0 | 0 | 0 | 0 | 0 | 0 | 0 | 0 | 0 | 0 | 0 | 0 | 0 | 0 | 0 | 0 | 0 | 0 | 0 | 0 | 0 | 0 | 0 | 0 | 0 | 0 | 0 | 0 | 0 | 0 | 0 | 0 | 0 | 0 | 0 | 0 | 0 | 0 | 0 | 0 | 0 | 0 | 0 | 0 | 0 | 0 | 0 | 0 | 0 | 0 | 0 | 0 | 0 | 0 | 0 | 0 | 0 | 0 | 0 | 0 | 0 | 0 | 0 | 0 | 0 | 0 | 0 | 0 | 0 | 0 | 0 | 0 | 0 | 0 | 0
Ach | Chemicals and Plastics | Motors Fans Blowers | Motors Fans Blowers | TRC | Turnover | ET108 | Fan Equipment Upgrades | Fan Equipment Upgrades | Equip | 15 | Motors Fans Blowers | 34.28% | custom | 2.244% | 890.1839 | 937.4762 | 888.6515 | 640.6993 | 328.249 | 126.7791 | 41.3512 | 12.5481 | 3.7035 | 1.0924 | 890.1839 | 1827.6601 | 2716.3116 | 3357.0109 | 3685.2599 | 3812.039 | 3853.3902 | 3865.9382 | 3869.6417 | 3870.7341 | 0.11987 | 0.24611 | 0.36578 | 0.45206 | 0.49626 | 0.51333 | 0.5189 | 0.52059 | 0.52109 | 0.52124 | 0.11671 | 0.23961 | 0.35612 | 0.44012 | 0.48315 | 0.49978 | 0.5052 | 0.50684 | 0.50733 | 0.50747 | 30.5487 | 33.1368 | 32.3533 | 24.0258 | 12.6784 | 5.0437 | 1.6944 | 0.5296 | 0.161 | 0.048913 | 107.1501 | 118.3177 | 128.3417 | 125.3072 | 93.0542 | 49.1046 | 19.5346 | 6.5627 | 2.0512 | 0.62356 | 0.18944 | 415.0019 | 126.6248 | 137.3525 | 134.105 | 99.5875 | 52.5522 | 20.9061 | 7.0234 | 2.1952 | 0.66734 | 0.20275 | 444.139 | -441.4994 | -478.9033 | -467.5804 | -347.2293 | -183.2326 | -72.8927 | -24.4885 | -7.654 | -2.3268 | -0.70691 | -1548.5683 | 568.1241 | 616.2558 | 601.6853 | 446.8168 | 235.7848 | 93.7988 | 31.5119 | 9.8492 | 2.9941 | 0.90965 | 1992.7073 | 65.7813 | 139.109 | 212.9494 | 271.0734 | 306.5063 | 326.5622 | 340.0077 | 351.3483 | 362.2355 | 373.2079
Ach | Chemicals and Plastics | Motors Fans Blowers | Motors Fans Blowers | TRC | New | EN107 | Fan Equipment Upgrades | Fan Equipment Upgrades | Equip | 15 | Motors Fans Blowers | 34.28% | custom | 2.244% | 0 | 14.7838 | 75.2448 | 6.5362 | 0 | 0 | 0 | 0 | 0 | 0 | 0 | 14.7838 | 90.0287 | 96.5648 | 96.5648 | 96.5648 | 96.5648 | 96.5648 | 96.5648 | 96.5648 | 0 | 0.0019908 | 0.012123 | 0.013004 | 0.013004 | 0.013004 | 0.013004 | 0.013004 | 0.013004 | 0.013004 | 0 | 0.0019382 | 0.011803 | 0.01266 | 0.01266 | 0.01266 | 0.01266 | 0.01266 | 0.01266 | 0.01266 | 0 | 0.52256 | 2.7395 | 0.2451 | 0 | 0 | 0 | 0 | 0 | 0 | 2.64 | 0 | 2.0239 | 10.6101 | 0.9493 | 0 | 0 | 0 | 0 | 0 | 0 | 10.2251 | 0 | 2.166 | 11.3551 | 1.016 | 0 | 0 | 0 | 0 | 0 | 0 | 10.943 | 0 | -7.5522 | -39.5915 | -3.5423 | 0 | 0 | 0 | 0 | 0 | 0 | -38.1545 | 0 | 9.7182 | 50.9465 | 4.5583 | 0 | 0 | 0 | 0 | 0 | 0 | 49.0975 | 0 | 1.1252 | 7.0579 | 7.7975 | 8.0314 | 8.2723 | 8.5205 | 8.7761 | 9.0394 | 9.3106
Ach | Chemicals and Plastics | Motors Fans Blowers | Motors Fans Blowers | TRC | Existing | EE106 | Fan Equipment Upgrades | Fan Equipment Upgrades | Equip | 15 | Motors Fans Blowers | 34.28% | custom | 2.244% | 0 | 0 | 0 | 0 | 0 | 0 | 0 | 0 | 0 | 0 | 0 | 0 | 0 | 0 | 0 | 0 | 0 | 0 | 0 | 0 | 0 | 0 | 0 | 0 | 0 | 0 | 0 | 0 | 0 | 0 | 0 | 0 | 0 | 0 | 0 | 0 | 0 | 0 | 0 | 0 | 0 | 0 | 0 | 0 | 0 | 0 | 0 | 0 | 0 | 0 | 0 | 0 | 0 | 0 | 0 | 0 | 0 | 0 | 0 | 0 | 0 | 0 | 0 | 0 | 0 | 0 | 0 | 0 | 0 | 0 | 0 | 0 | 0 | 0 | 0 | 0 | 0 | 0 | 0 | 0 | 0 | 0 | 0 | 0 | 0 | 0 | 0 | 0 | 0 | 0 | 0 | 0 | 0 | 0 | 0 | 0 | 0 | 0 | 0 | 0 | 0 | 0 | 0 | 0 | 0
Ach | Chemicals and Plastics | Industrial Lighting | Industrial Lighting | TRC | New | NN105 | Lighting Controls | Lighting Controls | NonEquip | 10 | Industrial Lighting | 30% | prescriptive_lightnonequip | 18.84% | 0 | 13.1169 | 101.9525 | 16.896 | 0 | 0 | 0 | 0 | 0 | 0 | 0 | 13.1169 | 115.0694 | 131.9654 | 131.9654 | 131.9654 | 131.9654 | 131.9654 | 131.9654 | 131.9654 | 0 | 0.0018723 | 0.016425 | 0.018836 | 0.018836 | 0.018836 | 0.018836 | 0.018836 | 0.018836 | 0.018836 | 0 | 0.0018199 | 0.015965 | 0.018309 | 0.018309 | 0.018309 | 0.018309 | 0.018309 | 0.018309 | 0.018309 | 0 | 0.30054 | 2.406 | 0.4107 | 0 | 0 | 0 | 0 | 0 | 0 | 2.3207 | 0 | 0.64079 | 5.13 | 0.87568 | 0 | 0 | 0 | 0 | 0 | 0 | 4.948 | 0 | 2.08 | 16.6518 | 2.8424 | 0 | 0 | 0 | 0 | 0 | 0 | 16.0609 | 0 | -4.4461 | -35.5944 | -6.0758 | 0 | 0 | 0 | 0 | 0 | 0 | -34.3313 | 0 | 6.5261 | 52.2462 | 8.9182 | 0 | 0 | 0 | 0 | 0 | 0 | 50.3922 | 0 | 1.0201 | 9.2173 | 10.8878 | 11.2145 | 11.5509 | 11.8974 | 12.2544 | 12.622 | 13.0006
Ach | Chemicals and Plastics | Industrial Lighting | Industrial Lighting | TRC | Existing | NE104 | Lighting Controls | Lighting Controls | NonEquip | 10 | Industrial Lighting | 30% | prescriptive_lightnonequip_existing | 18.84% | 762.6405 | 748.5891 | 750.5306 | 755.3974 | 755.9064 | 755.2125 | 752.5623 | 748.4779 | 744.3877 | 742.6621 | 762.6405 | 1511.2296 | 2261.7602 | 3017.1576 | 3773.064 | 4528.2765 | 5280.8389 | 6029.3168 | 6773.7045 | 7516.3666 | 0.10886 | 0.21571 | 0.32284 | 0.43066 | 0.53856 | 0.64635 | 0.75377 | 0.86061 | 0.96686 | 1.0729 | 0.10581 | 0.20967 | 0.31381 | 0.41861 | 0.52349 | 0.62827 | 0.73269 | 0.83653 | 0.93981 | 1.0429 | 16.9649 | 17.1519 | 17.7123 | 18.362 | 18.9256 | 19.4754 | 19.9893 | 20.4772 | 20.9763 | 21.5555 | 113.9241 | 36.1717 | 36.5704 | 37.7652 | 39.1504 | 40.352 | 41.5245 | 42.6201 | 43.6604 | 44.7245 | 45.9595 | 242.9028 | 117.4109 | 118.7051 | 122.5833 | 127.0796 | 130.9801 | 134.7857 | 138.3421 | 141.719 | 145.1729 | 149.1815 | 788.4469 | -250.9746 | -253.741 | -262.0311 | -271.6421 | -279.9799 | -288.1146 | -295.7166 | -302.935 | -310.318 | -318.8866 | -1685.3643 | 368.3855 | 372.4461 | 384.6144 | 398.7217 | 410.96 | 422.9003 | 434.0588 | 444.654 | 455.4909 | 468.068 | 2473.8112 | 57.5824 | 117.5269 | 181.1718 | 248.9312 | 320.6363 | 396.3589 | 476.0974 | 559.8843 | 647.8786 | 740.4787
Ach | Chemicals and Plastics | Industrial Lighting | Industrial Lighting | TRC | Turnover | ET100 | Efficient Lighting - High Bay | Efficient Lighting - High Bay | Equip | 13.6667 | Industrial Lighting | 20% | prescriptive_light | 48.41% | 5573.4104 | 5618.4188 | 5273.9263 | 4012.2963 | 2363.8041 | 1130.07 | 470.4575 | 182.2815 | 68.3321 | 25.0716 | 5573.4104 | 11191.8292 | 16465.7554 | 20478.0517 | 22841.8557 | 23971.9257 | 24442.3832 | 24624.6646 | 24692.9968 | 24718.0684 | 0.79553 | 1.5975 | 2.3503 | 2.923 | 3.2604 | 3.4217 | 3.4888 | 3.5149 | 3.5246 | 3.5282 | 0.77328 | 1.5528 | 2.2845 | 2.8412 | 3.1692 | 3.326 | 3.3912 | 3.4165 | 3.426 | 3.4295 | 123.9803 | 128.731 | 124.463 | 97.5296 | 59.1823 | 29.1423 | 12.4961 | 4.9869 | 1.9255 | 0.7277 | 439.4798 | 678.169 | 704.155 | 680.8092 | 533.4842 | 323.7258 | 159.4074 | 68.3535 | 27.2785 | 10.5327 | 3.9805 | 2403.9428 | 826.1528 | 857.8092 | 829.3692 | 649.8963 | 394.3663 | 194.1918 | 83.2689 | 33.2309 | 12.831 | 4.8491 | 2928.5092 | -2590.1269 | -2689.3749 | -2600.2106 | -2037.5331 | -1236.404 | -608.8236 | -261.062 | -104.1845 | -40.2275 | -15.2026 | -9181.3644 | 3416.2797 | 3547.1841 | 3429.5797 | 2687.4294 | 1630.7702 | 803.0154 | 344.331 | 137.4154 | 53.0585 | 20.0517 | 12109.8735 | 420.8144 | 870.378 | 1318.942 | 1689.5455 | 1941.1088 | 2098.2568 | 2203.6189 | 2286.6542 | 2361.7895 | 2435.1131
Ach | Chemicals and Plastics | Industrial Lighting | Industrial Lighting | TRC | New | EN99 | Efficient Lighting - High Bay | Efficient Lighting - High Bay | Equip | 13.6667 | Industrial Lighting | 20% | prescriptive_light | 48.41% | 0 | 90.8547 | 455.6399 | 41.5251 | 0 | 0 | 0 | 0 | 0 | 0 | 0 | 90.8547 | 546.4946 | 588.0196 | 588.0196 | 588.0196 | 588.0196 | 588.0196 | 588.0196 | 588.0196 | 0 | 0.012968 | 0.078005 | 0.083932 | 0.083932 | 0.083932 | 0.083932 | 0.083932 | 0.083932 | 0.083932 | 0 | 0.012606 | 0.075823 | 0.081584 | 0.081584 | 0.081584 | 0.081584 | 0.081584 | 0.081584 | 0.081584 | 0 | 2.0817 | 10.753 | 1.0094 | 0 | 0 | 0 | 0 | 0 | 0 | 10.4198 | 0 | 11.3868 | 58.8184 | 5.5213 | 0 | 0 | 0 | 0 | 0 | 0 | 56.9961 | 0 | 13.8715 | 71.6532 | 6.7261 | 0 | 0 | 0 | 0 | 0 | 0 | 69.4333 | 0 | -43.4895 | -224.6447 | -21.0874 | 0 | 0 | 0 | 0 | 0 | 0 | -217.685 | 0 | 57.361 | 296.2979 | 27.8134 | 0 | 0 | 0 | 0 | 0 | 0 | 287.1183 | 0 | 7.0657 | 43.7754 | 48.5147 | 49.9701 | 51.4692 | 53.0133 | 54.6037 | 56.2418 | 57.9291
Ach | Chemicals and Plastics | Industrial Lighting | Industrial Lighting | TRC | Existing | EE98 | Efficient Lighting - High Bay | Efficient Lighting - High Bay | Equip | 13.6667 | Industrial Lighting | 20% | prescriptive_light | 48.41% | 0 | 0 | 0 | 0 | 0 | 0 | 0 | 0 | 0 | 0 | 0 | 0 | 0 | 0 | 0 | 0 | 0 | 0 | 0 | 0 | 0 | 0 | 0 | 0 | 0 | 0 | 0 | 0 | 0 | 0 | 0 | 0 | 0 | 0 | 0 | 0 | 0 | 0 | 0 | 0 | 0 | 0 | 0 | 0 | 0 | 0 | 0 | 0 | 0 | 0 | 0 | 0 | 0 | 0 | 0 | 0 | 0 | 0 | 0 | 0 | 0 | 0 | 0 | 0 | 0 | 0 | 0 | 0 | 0 | 0 | 0 | 0 | 0 | 0 | 0 | 0 | 0 | 0 | 0 | 0 | 0 | 0 | 0 | 0 | 0 | 0 | 0 | 0 | 0 | 0 | 0 | 0 | 0 | 0 | 0 | 0 | 0 | 0 | 0 | 0 | 0 | 0 | 0 | 0 | 0
Ach | Chemicals and Plastics | HVAC | HVAC | TRC | New | NN92 | Building Envelope Improvements | Building Envelope Improvements | NonEquip | 15 | HVAC | 16.42% | custom | 9.595% | 0 | 10.8926 | 55.4878 | 4.8435 | 0 | 0 | 0 | 0 | 0 | 0 | 0 | 10.8926 | 66.3804 | 71.2238 | 71.2238 | 71.2238 | 71.2238 | 71.2238 | 71.2238 | 71.2238 | 0 | 0.0015517 | 0.0094561 | 0.010146 | 0.010146 | 0.010146 | 0.010146 | 0.010146 | 0.010146 | 0.010146 | 0 | 0.001514 | 0.0092267 | 0.0098999 | 0.0098999 | 0.0098999 | 0.0098999 | 0.0098999 | 0.0098999 | 0.0098999 | 0 | 0.49444 | 2.5943 | 0.23324 | 0 | 0 | 0 | 0 | 0 | 0 | 2.5005 | 0 | 0.19748 | 1.0362 | 0.09316 | 0 | 0 | 0 | 0 | 0 | 0 | 0.99873 | 0 | 2.8146 | 14.768 | 1.3278 | 0 | 0 | 0 | 0 | 0 | 0 | 14.2344 | 0 | -4.5149 | -23.6895 | -2.1299 | 0 | 0 | 0 | 0 | 0 | 0 | -22.8335 | 0 | 7.3296 | 38.4576 | 3.4576 | 0 | 0 | 0 | 0 | 0 | 0 | 37.0679 | 0 | 0.84647 | 5.3132 | 5.8719 | 6.0481 | 6.2295 | 6.4164 | 6.6089 | 6.8072 | 7.0114
Ach | Chemicals and Plastics | HVAC | HVAC | TRC | Existing | NE91 | Building Envelope Improvements | Building Envelope Improvements | NonEquip | 15 | HVAC | 16.42% | custom_existing | 9.595% | 674.5093 | 651.0093 | 652.6977 | 656.9301 | 657.3727 | 656.7693 | 654.4646 | 650.9125 | 647.3555 | 645.8549 | 674.5093 | 1325.5186 | 1978.2162 | 2635.1463 | 3292.5191 | 3949.2884 | 4603.753 | 5254.6655 | 5902.0211 | 6547.8759 | 0.096086 | 0.18882 | 0.2818 | 0.37539 | 0.46903 | 0.56259 | 0.65582 | 0.74855 | 0.84076 | 0.93277 | 0.093755 | 0.18424 | 0.27497 | 0.36628 | 0.45765 | 0.54894 | 0.63991 | 0.73039 | 0.82037 | 0.91014 | 29.7256 | 29.5507 | 30.5161 | 31.6354 | 32.6064 | 33.5538 | 34.4391 | 35.2798 | 36.1396 | 37.1375 | 196.7283 | 11.8726 | 11.8027 | 12.1884 | 12.6354 | 13.0232 | 13.4016 | 13.7552 | 14.091 | 14.4344 | 14.833 | 78.5747 | 169.2149 | 168.219 | 173.715 | 180.0866 | 185.6142 | 191.0072 | 196.047 | 200.8325 | 205.727 | 211.4076 | 1119.8885 | -271.4392 | -269.8417 | -278.6578 | -288.8786 | -297.7455 | -306.3964 | -314.4808 | -322.1572 | -330.0086 | -339.1209 | -1796.4233 | 440.6541 | 438.0607 | 452.3727 | 468.9653 | 483.3597 | 497.4035 | 510.5278 | 522.9896 | 535.7356 | 550.5285 | 2916.3118 | 50.89 | 103.0073 | 158.3409 | 217.2507 | 279.5902 | 345.4218 | 414.744 | 487.5851 | 564.0834 | 644.585
Ach | Chemicals and Plastics | HVAC | HVAC | TRC | Turnover | ET95 | HVAC Equipment Upgrades | HVAC Equipment Upgrades | Equip | 18 | HVAC | 18.8% | custom | 22.01% | 1299.3626 | 1368.3932 | 1297.1258 | 935.2009 | 479.1308 | 185.0539 | 60.3585 | 18.3159 | 5.4058 | 1.5945 | 1299.3626 | 2667.7558 | 3964.8816 | 4900.0825 | 5379.2133 | 5564.2672 | 5624.6257 | 5642.9415 | 5648.3473 | 5649.9418 | 0.1851 | 0.38003 | 0.56481 | 0.69803 | 0.76629 | 0.79265 | 0.80125 | 0.80386 | 0.80463 | 0.80485 | 0.18061 | 0.37081 | 0.55111 | 0.6811 | 0.7477 | 0.77342 | 0.78181 | 0.78435 | 0.78511 | 0.78533 | 57.2629 | 62.1142 | 60.6456 | 45.036 | 23.7654 | 9.4543 | 3.1762 | 0.99273 | 0.30179 | 0.091687 | 200.8508 | 1.2485 | 1.3542 | 1.3222 | 0.98189 | 0.51814 | 0.20613 | 0.069248 | 0.021644 | 0.0065797 | 0.001999 | 4.379 | 398.2553 | 431.9956 | 421.7817 | 313.2188 | 165.2853 | 65.753 | 22.0899 | 6.9043 | 2.0989 | 0.63767 | 1396.8887 | -551.6685 | -598.4061 | -584.2577 | -433.8748 | -228.9554 | -91.0819 | -30.5992 | -9.5639 | -2.9074 | -0.88331 | -1934.9889 | 949.9238 | 1030.4016 | 1006.0393 | 747.0936 | 394.2406 | 156.8349 | 52.689 | 16.4682 | 5.0063 | 1.521 | 3331.8776 | 98.0336 | 207.3137 | 317.358 | 403.98 | 456.7856 | 486.6748 | 506.7126 | 523.6136 | 539.8386 | 556.1908
Ach | Chemicals and Plastics | HVAC | HVAC | TRC | New | EN94 | HVAC Equipment Upgrades | HVAC Equipment Upgrades | Equip | 18 | HVAC | 18.8% | custom | 22.01% | 0 | 27.1226 | 138.0453 | 11.9914 | 0 | 0 | 0 | 0 | 0 | 0 | 0 | 27.1226 | 165.1678 | 177.1592 | 177.1592 | 177.1592 | 177.1592 | 177.1592 | 177.1592 | 177.1592 | 0 | 0.0038637 | 0.023529 | 0.025237 | 0.025237 | 0.025237 | 0.025237 | 0.025237 | 0.025237 | 0.025237 | 0 | 0.00377 | 0.022958 | 0.024625 | 0.024625 | 0.024625 | 0.024625 | 0.024625 | 0.024625 | 0.024625 | 0 | 1.2311 | 6.4541 | 0.57746 | 0 | 0 | 0 | 0 | 0 | 0 | 6.2199 | 0 | 0.026842 | 0.14072 | 0.01259 | 0 | 0 | 0 | 0 | 0 | 0 | 0.13561 | 0 | 8.5625 | 44.8877 | 4.0162 | 0 | 0 | 0 | 0 | 0 | 0 | 43.2585 | 0 | -11.8609 | -62.179 | -5.5632 | 0 | 0 | 0 | 0 | 0 | 0 | -59.9223 | 0 | 20.4233 | 107.0667 | 9.5794 | 0 | 0 | 0 | 0 | 0 | 0 | 103.1808 | 0 | 2.1077 | 13.2204 | 14.6056 | 15.0438 | 15.4951 | 15.96 | 16.4388 | 16.9319 | 17.4399
Ach | Chemicals and Plastics | HVAC | HVAC | TRC | Existing | EE93 | HVAC Equipment Upgrades | HVAC Equipment Upgrades | Equip | 18 | HVAC | 18.8% | custom | 22.01% | 0 | 0 | 0 | 0 | 0 | 0 | 0 | 0 | 0 | 0 | 0 | 0 | 0 | 0 | 0 | 0 | 0 | 0 | 0 | 0 | 0 | 0 | 0 | 0 | 0 | 0 | 0 | 0 | 0 | 0 | 0 | 0 | 0 | 0 | 0 | 0 | 0 | 0 | 0 | 0 | 0 | 0 | 0 | 0 | 0 | 0 | 0 | 0 | 0 | 0 | 0 | 0 | 0 | 0 | 0 | 0 | 0 | 0 | 0 | 0 | 0 | 0 | 0 | 0 | 0 | 0 | 0 | 0 | 0 | 0 | 0 | 0 | 0 | 0 | 0 | 0 | 0 | 0 | 0 | 0 | 0 | 0 | 0 | 0 | 0 | 0 | 0 | 0 | 0 | 0 | 0 | 0 | 0 | 0 | 0 | 0 | 0 | 0 | 0 | 0 | 0 | 0 | 0 | 0 | 0
Ach | Chemicals and Plastics | Exterior Lighting | Exterior Lighting | TRC | New | NN90 | Lighting Controls - Exterior | Lighting Controls - Exterior | NonEquip | 10 | Exterior Lighting | 17% | prescriptive_lightnonequip | 28% | 0 | 1.1486 | 8.9762 | 1.5203 | 0 | 0 | 0 | 0 | 0 | 0 | 0 | 1.1486 | 10.1248 | 11.6451 | 11.6451 | 11.6451 | 11.6451 | 11.6451 | 11.6451 | 11.6451 | 0 | 0 | 0 | 0 | 0 | 0 | 0 | 0 | 0 | 0 | 0 | 0 | 0 | 0 | 0 | 0 | 0 | 0 | 0 | 0 | 0 | 0.026316 | 0.21184 | 0.036955 | 0 | 0 | 0 | 0 | 0 | 0 | 0.20474 | 0 | 0.05611 | 0.45166 | 0.078794 | 0 | 0 | 0 | 0 | 0 | 0 | 0.43653 | 0 | 0.13176 | 1.0606 | 0.18503 | 0 | 0 | 0 | 0 | 0 | 0 | 1.0251 | 0 | -0.18743 | -1.5087 | -0.2632 | 0 | 0 | 0 | 0 | 0 | 0 | -1.4582 | 0 | 0.31919 | 2.5693 | 0.44823 | 0 | 0 | 0 | 0 | 0 | 0 | 2.4833 | 0 | 0.055709 | 0.50581 | 0.59922 | 0.61719 | 0.63571 | 0.65478 | 0.67442 | 0.69465 | 0.71549
Ach | Chemicals and Plastics | Exterior Lighting | Exterior Lighting | TRC | Existing | NE89 | Lighting Controls - Exterior | Lighting Controls - Exterior | NonEquip | 10 | Exterior Lighting | 17% | prescriptive_lightnonequip_existing | 28% | 64.1318 | 71.7242 | 71.9102 | 72.3765 | 72.4253 | 72.3588 | 72.1049 | 71.7135 | 71.3216 | 71.1563 | 64.1318 | 135.8559 | 207.7661 | 280.1426 | 352.5678 | 424.9266 | 497.0315 | 568.745 | 640.0666 | 711.2229 | 0 | 0 | 0 | 0 | 0 | 0 | 0 | 0 | 0 | 0 | 0 | 0 | 0 | 0 | 0 | 0 | 0 | 0 | 0 | 0 | 1.4266 | 1.6434 | 1.6971 | 1.7593 | 1.8133 | 1.866 | 1.9152 | 1.962 | 2.0098 | 2.0653 | 10.735 | 3.0417 | 3.5039 | 3.6184 | 3.7511 | 3.8662 | 3.9786 | 4.0835 | 4.1832 | 4.2852 | 4.4035 | 22.8886 | 7.1428 | 8.2281 | 8.4969 | 8.8085 | 9.0789 | 9.3427 | 9.5892 | 9.8233 | 10.0627 | 10.3405 | 53.7483 | -10.1605 | -11.7042 | -12.0866 | -12.5299 | -12.9145 | -13.2898 | -13.6404 | -13.9734 | -14.3139 | -14.7092 | -76.4557 | 17.3032 | 19.9323 | 20.5835 | 21.3385 | 21.9934 | 22.6325 | 23.2296 | 23.7967 | 24.3766 | 25.0497 | 130.204 | 3.02 | 6.5894 | 10.3795 | 14.4152 | 18.6862 | 23.1968 | 27.947 | 32.9387 | 38.1814 | 43.6988
Ach | Chemicals and Plastics | Exterior Lighting | Exterior Lighting | TRC | Turnover | ET88 | Efficient Lighting - Exterior | Efficient Lighting - Exterior | Equip | 13.6 | Exterior Lighting | 15.29% | prescriptive_light | 78.74% | 1510.6655 | 1522.865 | 1429.4907 | 1087.5276 | 640.706 | 306.304 | 127.5169 | 49.4071 | 18.5213 | 6.7956 | 1510.6655 | 3033.5304 | 4463.0212 | 5550.5487 | 6191.2547 | 6497.5587 | 6625.0755 | 6674.4827 | 6693.004 | 6699.7996 | 0 | 0 | 0 | 0 | 0 | 0 | 0 | 0 | 0 | 0 | 0 | 0 | 0 | 0 | 0 | 0 | 0 | 0 | 0 | 0 | 33.6047 | 34.8924 | 33.7355 | 26.4353 | 16.0413 | 7.899 | 3.3871 | 1.3517 | 0.52192 | 0.19724 | 119.1204 | 30.5426 | 31.7129 | 30.6615 | 24.0264 | 14.5796 | 7.1792 | 3.0784 | 1.2285 | 0.47436 | 0.17927 | 108.266 | 298.4101 | 309.8445 | 299.5719 | 234.7455 | 142.4469 | 70.1429 | 30.0771 | 12.0032 | 4.6346 | 1.7515 | 1057.7907 | -230.9839 | -239.8346 | -231.8831 | -181.7043 | -110.2608 | -54.294 | -23.2811 | -9.291 | -3.5874 | -1.3557 | -818.7811 | 529.394 | 549.6792 | 531.455 | 416.4498 | 252.7076 | 124.437 | 53.3583 | 21.2942 | 8.2221 | 3.1072 | 1876.5718 | 71.1372 | 147.1344 | 222.9626 | 285.6119 | 328.1378 | 354.7031 | 372.5142 | 386.5511 | 399.2524 | 411.6475
Ach | Chemicals and Plastics | Exterior Lighting | Exterior Lighting | TRC | New | EN87 | Efficient Lighting - Exterior | Efficient Lighting - Exterior | Equip | 13.6 | Exterior Lighting | 15.29% | prescriptive_light | 78.74% | 0 | 11.0162 | 55.5226 | 5.0892 | 0 | 0 | 0 | 0 | 0 | 0 | 0 | 11.0162 | 66.5388 | 71.6281 | 71.6281 | 71.6281 | 71.6281 | 71.6281 | 71.6281 | 71.6281 | 0 | 0 | 0 | 0 | 0 | 0 | 0 | 0 | 0 | 0 | 0 | 0 | 0 | 0 | 0 | 0 | 0 | 0 | 0 | 0 | 0 | 0.25241 | 1.3103 | 0.12371 | 0 | 0 | 0 | 0 | 0 | 0 | 1.2692 | 0 | 0.22941 | 1.1909 | 0.11244 | 0 | 0 | 0 | 0 | 0 | 0 | 1.1535 | 0 | 2.2414 | 11.6356 | 1.0985 | 0 | 0 | 0 | 0 | 0 | 0 | 11.2702 | 0 | -1.7349 | -9.0065 | -0.85031 | 0 | 0 | 0 | 0 | 0 | 0 | -8.7237 | 0 | 3.9763 | 20.6422 | 1.9488 | 0 | 0 | 0 | 0 | 0 | 0 | 19.9939 | 0 | 0.53431 | 3.3241 | 3.6857 | 3.7963 | 3.9102 | 4.0275 | 4.1483 | 4.2728 | 4.401
Ach | Chemicals and Plastics | Exterior Lighting | Exterior Lighting | TRC | Existing | EE86 | Efficient Lighting - Exterior | Efficient Lighting - Exterior | Equip | 13.6 | Exterior Lighting | 15.29% | prescriptive_light | 78.74% | 0 | 0 | 0 | 0 | 0 | 0 | 0 | 0 | 0 | 0 | 0 | 0 | 0 | 0 | 0 | 0 | 0 | 0 | 0 | 0 | 0 | 0 | 0 | 0 | 0 | 0 | 0 | 0 | 0 | 0 | 0 | 0 | 0 | 0 | 0 | 0 | 0 | 0 | 0 | 0 | 0 | 0 | 0 | 0 | 0 | 0 | 0 | 0 | 0 | 0 | 0 | 0 | 0 | 0 | 0 | 0 | 0 | 0 | 0 | 0 | 0 | 0 | 0 | 0 | 0 | 0 | 0 | 0 | 0 | 0 | 0 | 0 | 0 | 0 | 0 | 0 | 0 | 0 | 0 | 0 | 0 | 0 | 0 | 0 | 0 | 0 | 0 | 0 | 0 | 0 | 0 | 0 | 0 | 0 | 0 | 0 | 0 | 0 | 0 | 0 | 0 | 0 | 0 | 0 | 0
Ach | Chemicals and Plastics | Compressed Air | Compressed Air | TRC | New | NN78 | Compressed Air Controls | Compressed Air Controls | NonEquip | 12.5 | Compressed Air | 89.11% | custom | 8.298% | 0 | 91.28 | 479.3255 | 48.9467 | 0 | 0 | 0 | 0 | 0 | 0 | 0 | 91.28 | 570.6055 | 619.5522 | 619.5522 | 619.5522 | 619.5522 | 619.5522 | 619.5522 | 619.5522 | 0 | 0.012292 | 0.076838 | 0.08343 | 0.08343 | 0.08343 | 0.08343 | 0.08343 | 0.08343 | 0.08343 | 0 | 0.011967 | 0.074809 | 0.081226 | 0.081226 | 0.081226 | 0.081226 | 0.081226 | 0.081226 | 0.081226 | 0 | 3.2265 | 17.4509 | 1.8355 | 0 | 0 | 0 | 0 | 0 | 0 | 16.9188 | 0 | 8.2645 | 44.6999 | 4.7015 | 0 | 0 | 0 | 0 | 0 | 0 | 43.3371 | 0 | 13.8506 | 74.9139 | 7.8794 | 0 | 0 | 0 | 0 | 0 | 0 | 72.6299 | 0 | -38.8859 | -210.3217 | -22.1215 | 0 | 0 | 0 | 0 | 0 | 0 | -203.9095 | 0 | 52.7365 | 285.2355 | 30.0008 | 0 | 0 | 0 | 0 | 0 | 0 | 276.5394 | 0 | 6.9476 | 44.7335 | 50.0279 | 51.5287 | 53.0746 | 54.6668 | 56.3068 | 57.996 | 59.7359
Ach | Chemicals and Plastics | Compressed Air | Compressed Air | TRC | Existing | NE77 | Compressed Air Controls | Compressed Air Controls | NonEquip | 12.5 | Compressed Air | 89.11% | custom_existing | 8.298% | 8059.1469 | 8011.7792 | 8032.5579 | 8084.6447 | 8090.0923 | 8082.6664 | 8054.3027 | 8010.5888 | 7966.8137 | 7948.3455 | 8059.1469 | 16070.9261 | 24103.484 | 32188.1287 | 40278.221 | 48360.8874 | 56415.1902 | 64425.7789 | 72392.5926 | 80340.9381 | 1.0853 | 2.1641 | 3.2458 | 4.3345 | 5.4239 | 6.5123 | 7.5969 | 8.6756 | 9.7485 | 10.8188 | 1.0566 | 2.107 | 3.1601 | 4.22 | 5.2807 | 6.3403 | 7.3963 | 8.4465 | 9.491 | 10.533 | 276.5678 | 283.1905 | 292.4427 | 303.1692 | 312.4747 | 321.5535 | 330.0379 | 338.094 | 346.3338 | 355.8969 | 1877.7631 | 708.4202 | 725.3842 | 749.0834 | 776.5591 | 800.3948 | 823.6499 | 845.3823 | 866.0179 | 887.124 | 911.6196 | 4809.8352 | 1187.2611 | 1215.6914 | 1255.4097 | 1301.4568 | 1341.4038 | 1380.3777 | 1416.7997 | 1451.3834 | 1486.7557 | 1527.8085 | 8060.9361 | -3333.252 | -3413.0706 | -3524.5801 | -3653.8582 | -3766.0098 | -3875.4296 | -3977.6848 | -4074.7792 | -4174.0873 | -4289.3436 | -22631.1904 | 4520.513 | 4628.762 | 4779.9898 | 4955.315 | 5107.4136 | 5255.8073 | 5394.4845 | 5526.1627 | 5660.843 | 5817.1521 | 30692.1265 | 595.5408 | 1223.2087 | 1889.6296 | 2599.1409 | 3349.9753 | 4142.8843 | 4977.8502 | 5855.2126 | 6776.6389 | 7746.3005
Ach | Chemicals and Plastics | Compressed Air | Compressed Air | TRC | Turnover | ET81 | Compressed Air Equipment | Compressed Air Equipment | Equip | 15 | Compressed Air | 89.09% | custom | 11.85% | 11845.0722 | 12474.3597 | 11824.6816 | 8525.3512 | 4367.7865 | 1686.9633 | 550.2318 | 166.9688 | 49.2796 | 14.5357 | 11845.0722 | 24319.4319 | 36144.1135 | 44669.4647 | 49037.2512 | 50724.2145 | 51274.4463 | 51441.415 | 51490.6946 | 51505.2303 | 1.5951 | 3.2749 | 4.8672 | 6.0152 | 6.6034 | 6.8306 | 6.9047 | 6.9272 | 6.9338 | 6.9357 | 1.5529 | 3.1884 | 4.7387 | 5.8564 | 6.429 | 6.6502 | 6.7223 | 6.7442 | 6.7507 | 6.7526 | 406.4903 | 440.9283 | 430.5032 | 319.6954 | 168.703 | 67.1126 | 22.5466 | 7.0471 | 2.1423 | 0.65085 | 1425.7733 | 482.7545 | 523.6536 | 511.2726 | 379.6755 | 200.3544 | 79.704 | 26.7767 | 8.3692 | 2.5442 | 0.77296 | 1693.2714 | 2776.5292 | 3011.7576 | 2940.5491 | 2183.6774 | 1152.3246 | 458.4123 | 154.0045 | 48.1349 | 14.6329 | 4.4456 | 9738.7342 | -4783.1129 | -5188.3398 | -5065.6692 | -3761.8102 | -1985.1038 | -789.7046 | -265.3029 | -82.9218 | -25.2079 | -7.6585 | -16776.8689 | 7559.6421 | 8200.0974 | 8006.2183 | 5945.4876 | 3137.4284 | 1248.1169 | 419.3074 | 131.0567 | 39.8408 | 12.1041 | 26515.6031 | 875.3065 | 1851.0283 | 2833.5733 | 3606.9892 | 4078.4715 | 4345.3411 | 4524.2516 | 4675.1538 | 4820.0214 | 4966.0236
Ach | Chemicals and Plastics | Compressed Air | Compressed Air | TRC | New | EN80 | Compressed Air Equipment | Compressed Air Equipment | Equip | 15 | Compressed Air | 89.09% | custom | 11.85% | 0 | 180.4753 | 918.5616 | 79.7912 | 0 | 0 | 0 | 0 | 0 | 0 | 0 | 180.4753 | 1099.0368 | 1178.828 | 1178.828 | 1178.828 | 1178.828 | 1178.828 | 1178.828 | 1178.828 | 0 | 0.024303 | 0.148 | 0.15874 | 0.15874 | 0.15874 | 0.15874 | 0.15874 | 0.15874 | 0.15874 | 0 | 0.023661 | 0.14409 | 0.15455 | 0.15455 | 0.15455 | 0.15455 | 0.15455 | 0.15455 | 0.15455 | 0 | 6.3792 | 33.4422 | 2.9921 | 0 | 0 | 0 | 0 | 0 | 0 | 32.2285 | 0 | 7.5761 | 39.7165 | 3.5535 | 0 | 0 | 0 | 0 | 0 | 0 | 38.2751 | 0 | 43.5732 | 228.4269 | 20.4377 | 0 | 0 | 0 | 0 | 0 | 0 | 220.1365 | 0 | -75.0633 | -393.5099 | -35.2079 | 0 | 0 | 0 | 0 | 0 | 0 | -379.228 | 0 | 118.6365 | 621.9368 | 55.6455 | 0 | 0 | 0 | 0 | 0 | 0 | 599.3644 | 0 | 13.7365 | 86.1607 | 95.1885 | 98.0442 | 100.9855 | 104.0151 | 107.1355 | 110.3496 | 113.6601
Ach | Chemicals and Plastics | Compressed Air | Compressed Air | TRC | Existing | EE79 | Compressed Air Equipment | Compressed Air Equipment | Equip | 15 | Compressed Air | 89.09% | custom | 11.85% | 0 | 0 | 0 | 0 | 0 | 0 | 0 | 0 | 0 | 0 | 0 | 0 | 0 | 0 | 0 | 0 | 0 | 0 | 0 | 0 | 0 | 0 | 0 | 0 | 0 | 0 | 0 | 0 | 0 | 0 | 0 | 0 | 0 | 0 | 0 | 0 | 0 | 0 | 0 | 0 | 0 | 0 | 0 | 0 | 0 | 0 | 0 | 0 | 0 | 0 | 0 | 0 | 0 | 0 | 0 | 0 | 0 | 0 | 0 | 0 | 0 | 0 | 0 | 0 | 0 | 0 | 0 | 0 | 0 | 0 | 0 | 0 | 0 | 0 | 0 | 0 | 0 | 0 | 0 | 0 | 0 | 0 | 0 | 0 | 0 | 0 | 0 | 0 | 0 | 0 | 0 | 0 | 0 | 0 | 0 | 0 | 0 | 0 | 0 | 0 | 0 | 0 | 0 | 0 | 0
Ach | Construction | Process Cooling | Process Cooling | TRC | New | NN221 | Process Refrig System Optimization | Process Refrig System Optimization | NonEquip | 4.6667 | Process Cooling | 13.75% | custom | 45.35% | 0 | 5.9216 | 30.1835 | 2.6436 | 0 | 0 | 0 | 0 | 0 | 0 | 0 | 5.9216 | 36.1052 | 38.7487 | 38.7487 | 32.8271 | 2.6436 | 0 | 0 | 0 | 0 | 0.00081524 | 0.0049707 | 0.0053346 | 0.0053346 | 0.0045194 | 0.00036395 | 0 | 0 | 0 | 0 | 0.00079514 | 0.0048481 | 0.0052031 | 0.0052031 | 0.0044079 | 0.00035497 | 0 | 0 | 0 | 0 | 0.20931 | 1.0989 | 0.099132 | 0 | 0 | 0 | 0 | 0 | 0 | 1.0593 | 0 | 0.11473 | 0.60232 | 0.054335 | 0 | 0 | 0 | 0 | 0 | 0 | 0.58062 | 0 | 0.16366 | 0.85924 | 0.077512 | 0 | 0 | 0 | 0 | 0 | 0 | 0.82829 | 0 | -1.1673 | -6.1286 | -0.55287 | 0 | 0 | 0 | 0 | 0 | 0 | -5.9078 | 0 | 1.331 | 6.9879 | 0.63038 | 0 | 0 | 0 | 0 | 0 | 0 | 6.7361 | 0 | 0.45437 | 2.8535 | 3.1543 | 3.2489 | 2.835 | 0.23515 | 0 | 0 | 0
Ach | Construction | Process Cooling | Process Cooling | TRC | Existing | NE220 | Process Refrig System Optimization | Process Refrig System Optimization | NonEquip | 4.6667 | Process Cooling | 13.75% | custom_existing | 45.35% | 369.5654 | 358.2085 | 359.1375 | 361.4663 | 361.7099 | 361.3778 | 360.1097 | 358.1552 | 356.198 | 355.3723 | 369.5654 | 727.7739 | 1086.9114 | 1448.3776 | 1440.5221 | 1443.6915 | 1444.6637 | 1441.3526 | 1435.8408 | 1429.8353 | 0.050879 | 0.10019 | 0.14964 | 0.1994 | 0.19832 | 0.19876 | 0.19889 | 0.19843 | 0.19768 | 0.19685 | 0.049624 | 0.097724 | 0.14595 | 0.19448 | 0.19343 | 0.19386 | 0.19399 | 0.19354 | 0.1928 | 0.19199 | 12.6825 | 12.6615 | 13.0752 | 13.5548 | 13.9708 | 14.3767 | 14.7561 | 15.1163 | 15.4847 | 15.9122 | 84.2428 | 6.9514 | 6.9399 | 7.1666 | 7.4295 | 7.6576 | 7.88 | 8.088 | 8.2854 | 8.4873 | 8.7217 | 46.1744 | 9.9166 | 9.9002 | 10.2236 | 10.5986 | 10.9239 | 11.2413 | 11.5379 | 11.8196 | 12.1076 | 12.442 | 65.8704 | -70.7309 | -70.6141 | -72.9211 | -75.5958 | -77.9161 | -80.1799 | -82.2955 | -84.3043 | -86.359 | -88.7435 | -469.8274 | 80.6475 | 80.5142 | 83.1447 | 86.1944 | 88.8401 | 91.4213 | 93.8335 | 96.1239 | 98.4666 | 101.1855 | 535.6979 | 27.531 | 55.8425 | 85.9013 | 117.9029 | 120.7813 | 124.6785 | 128.5053 | 132.0571 | 135.4987 | 138.9799
Ach | Construction | Process Cooling | Process Cooling | TRC | Turnover | ET219 | Process Refrig Equipment Upgrade | Process Refrig Equipment Upgrade | Equip | 10 | Process Cooling | 22.05% | custom | 31.43% | 402.7134 | 424.1081 | 402.0201 | 289.8482 | 148.4977 | 57.354 | 18.707 | 5.6767 | 1.6754 | 0.49419 | 402.7134 | 826.8215 | 1228.8417 | 1518.6899 | 1667.1876 | 1724.5416 | 1743.2486 | 1748.9253 | 1750.6007 | 1751.0949 | 0.055442 | 0.11383 | 0.16918 | 0.20908 | 0.22953 | 0.23742 | 0.24 | 0.24078 | 0.24101 | 0.24108 | 0.054075 | 0.11102 | 0.16501 | 0.20393 | 0.22387 | 0.23157 | 0.23408 | 0.23484 | 0.23507 | 0.23513 | 13.82 | 14.9909 | 14.6364 | 10.8691 | 5.7356 | 2.2817 | 0.76655 | 0.23959 | 0.072834 | 0.022128 | 48.474 | 45.3165 | 49.1557 | 47.9935 | 35.6404 | 18.8074 | 7.4819 | 2.5135 | 0.78562 | 0.23883 | 0.072559 | 158.9484 | 30.2425 | 32.8047 | 32.0291 | 23.7851 | 12.5514 | 4.9931 | 1.6774 | 0.5243 | 0.15938 | 0.048423 | 106.0763 | -161.2368 | -174.8968 | -170.7617 | -126.8091 | -66.917 | -26.6206 | -8.9433 | -2.7953 | -0.84975 | -0.25816 | -565.5415 | 191.4793 | 207.7015 | 202.7907 | 150.5942 | 79.4684 | 31.6137 | 10.6207 | 3.3196 | 1.0091 | 0.30659 | 671.6177 | 30.0004 | 63.4425 | 97.1184 | 123.6265 | 139.7862 | 148.9329 | 155.065 | 160.237 | 165.2022 | 170.2063
Ach | Construction | Process Cooling | Process Cooling | TRC | New | EN218 | Process Refrig Equipment Upgrade | Process Refrig Equipment Upgrade | Equip | 10 | Process Cooling | 22.05% | custom | 31.43% | 0 | 7.9766 | 40.5985 | 3.5266 | 0 | 0 | 0 | 0 | 0 | 0 | 0 | 7.9766 | 48.5751 | 52.1017 | 52.1017 | 52.1017 | 52.1017 | 52.1017 | 52.1017 | 52.1017 | 0 | 0.0010982 | 0.0066874 | 0.007173 | 0.007173 | 0.007173 | 0.007173 | 0.007173 | 0.007173 | 0.007173 | 0 | 0.0010711 | 0.0065226 | 0.0069961 | 0.0069961 | 0.0069961 | 0.0069961 | 0.0069961 | 0.0069961 | 0.0069961 | 0 | 0.28195 | 1.4781 | 0.13225 | 0 | 0 | 0 | 0 | 0 | 0 | 1.4244 | 0 | 0.92452 | 4.8467 | 0.43364 | 0 | 0 | 0 | 0 | 0 | 0 | 4.6708 | 0 | 0.61699 | 3.2345 | 0.28939 | 0 | 0 | 0 | 0 | 0 | 0 | 3.1171 | 0 | -3.2895 | -17.2446 | -1.5429 | 0 | 0 | 0 | 0 | 0 | 0 | -16.6187 | 0 | 3.9065 | 20.4791 | 1.8323 | 0 | 0 | 0 | 0 | 0 | 0 | 19.7358 | 0 | 0.61205 | 3.839 | 4.2413 | 4.3685 | 4.4996 | 4.6345 | 4.7736 | 4.9168 | 5.0643
Ach | Construction | Process Cooling | Process Cooling | TRC | Existing | EE217 | Process Refrig Equipment Upgrade | Process Refrig Equipment Upgrade | Equip | 10 | Process Cooling | 22.05% | custom | 31.43% | 0 | 0 | 0 | 0 | 0 | 0 | 0 | 0 | 0 | 0 | 0 | 0 | 0 | 0 | 0 | 0 | 0 | 0 | 0 | 0 | 0 | 0 | 0 | 0 | 0 | 0 | 0 | 0 | 0 | 0 | 0 | 0 | 0 | 0 | 0 | 0 | 0 | 0 | 0 | 0 | 0 | 0 | 0 | 0 | 0 | 0 | 0 | 0 | 0 | 0 | 0 | 0 | 0 | 0 | 0 | 0 | 0 | 0 | 0 | 0 | 0 | 0 | 0 | 0 | 0 | 0 | 0 | 0 | 0 | 0 | 0 | 0 | 0 | 0 | 0 | 0 | 0 | 0 | 0 | 0 | 0 | 0 | 0 | 0 | 0 | 0 | 0 | 0 | 0 | 0 | 0 | 0 | 0 | 0 | 0 | 0 | 0 | 0 | 0 | 0 | 0 | 0 | 0 | 0 | 0
Ach | Construction | Motors Pumps | Motors Pumps | TRC | New | NN199 | Motor Improved Controls | Motor Improved Controls | NonEquip | 15 | Motors Pumps | 42.04% | custom | 0.4056% | 0 | 0.49784 | 2.5338 | 0.2201 | 0 | 0 | 0 | 0 | 0 | 0 | 0 | 0.49784 | 3.0317 | 3.2518 | 3.2518 | 3.2518 | 3.2518 | 3.2518 | 3.2518 | 3.2518 | 0 | 6.7039e-05 | 0.00040825 | 0.00043789 | 0.00043789 | 0.00043789 | 0.00043789 | 0.00043789 | 0.00043789 | 0.00043789 | 0 | 6.5269e-05 | 0.00039746 | 0.00042632 | 0.00042632 | 0.00042632 | 0.00042632 | 0.00042632 | 0.00042632 | 0.00042632 | 0 | 0.017597 | 0.09225 | 0.0082537 | 0 | 0 | 0 | 0 | 0 | 0 | 0.088901 | 0 | 0.004885 | 0.025609 | 0.0022913 | 0 | 0 | 0 | 0 | 0 | 0 | 0.02468 | 0 | 0.13621 | 0.71406 | 0.063888 | 0 | 0 | 0 | 0 | 0 | 0 | 0.68814 | 0 | -0.19105 | -1.0015 | -0.089609 | 0 | 0 | 0 | 0 | 0 | 0 | -0.96519 | 0 | 0.32726 | 1.7156 | 0.1535 | 0 | 0 | 0 | 0 | 0 | 0 | 1.6533 | 0 | 0.037892 | 0.23767 | 0.26258 | 0.27045 | 0.27857 | 0.28692 | 0.29553 | 0.3044 | 0.31353
Ach | Construction | Motors Pumps | Motors Pumps | TRC | Existing | NE198 | Motor Improved Controls | Motor Improved Controls | NonEquip | 15 | Motors Pumps | 42.04% | custom_existing | 0.4056% | 29.6489 | 29.2341 | 29.3099 | 29.4999 | 29.5198 | 29.4927 | 29.3892 | 29.2297 | 29.07 | 29.0026 | 29.6489 | 58.883 | 88.1928 | 117.6928 | 147.2126 | 176.7053 | 206.0945 | 235.3242 | 264.3942 | 293.3968 | 0.0039926 | 0.0079292 | 0.011876 | 0.015849 | 0.019824 | 0.023795 | 0.027753 | 0.031689 | 0.035604 | 0.039509 | 0.0038871 | 0.0077198 | 0.011562 | 0.01543 | 0.0193 | 0.023167 | 0.02702 | 0.030852 | 0.034663 | 0.038466 | 1.0175 | 1.0333 | 1.0671 | 1.1062 | 1.1402 | 1.1733 | 1.2043 | 1.2337 | 1.2637 | 1.2986 | 6.8593 | 0.28246 | 0.28686 | 0.29623 | 0.3071 | 0.31652 | 0.32572 | 0.33431 | 0.34247 | 0.35082 | 0.36051 | 1.9042 | 7.8757 | 7.9985 | 8.2598 | 8.5628 | 8.8256 | 9.082 | 9.3217 | 9.5492 | 9.7819 | 10.052 | 53.0942 | -11.0465 | -11.2187 | -11.5852 | -12.0102 | -12.3788 | -12.7385 | -13.0746 | -13.3937 | -13.7201 | -14.099 | -74.4701 | 18.9222 | 19.2172 | 19.845 | 20.5729 | 21.2044 | 21.8205 | 22.3962 | 22.9429 | 23.5021 | 24.151 | 127.5643 | 2.1909 | 4.4818 | 6.914 | 9.5035 | 12.2438 | 15.1376 | 18.185 | 21.387 | 24.7498 | 28.2887
Ach | Construction | Motors Pumps | Motors Pumps | TRC | Turnover | ET206 | Pump Equipment Upgrade | Pump Equipment Upgrade | Equip | 15 | Motors Pumps | 70.57% | custom | 12.43% | 1707.1584 | 1797.8537 | 1704.2196 | 1228.7071 | 629.5026 | 243.1318 | 79.3016 | 24.0642 | 7.1024 | 2.0949 | 1707.1584 | 3505.0121 | 5209.2317 | 6437.9388 | 7067.4414 | 7310.5731 | 7389.8747 | 7413.9389 | 7421.0413 | 7423.1362 | 0.22989 | 0.47199 | 0.70148 | 0.86694 | 0.95171 | 0.98445 | 0.99513 | 0.99837 | 0.99933 | 0.99961 | 0.22382 | 0.45952 | 0.68295 | 0.84404 | 0.92657 | 0.95845 | 0.96884 | 0.972 | 0.97293 | 0.97321 | 58.585 | 63.5483 | 62.0458 | 46.0758 | 24.3141 | 9.6725 | 3.2495 | 1.0157 | 0.30875 | 0.093804 | 205.488 | 66.536 | 72.173 | 70.4665 | 52.3291 | 27.614 | 10.9853 | 3.6905 | 1.1535 | 0.35066 | 0.10653 | 233.3765 | 403.2047 | 437.3644 | 427.0236 | 317.1114 | 167.3394 | 66.5702 | 22.3644 | 6.9901 | 2.125 | 0.64559 | 1414.2491 | -686.3206 | -744.4659 | -726.8641 | -539.7756 | -284.8391 | -113.3133 | -38.0678 | -11.8983 | -3.617 | -1.0989 | -2407.2838 | 1089.5253 | 1181.8303 | 1153.8876 | 856.887 | 452.1785 | 179.8835 | 60.4322 | 18.8884 | 5.742 | 1.7445 | 3821.5329 | 126.1526 | 266.7775 | 408.3857 | 519.8535 | 587.8053 | 626.2676 | 652.0529 | 673.8015 | 694.6804 | 715.7228
Ach | Construction | Motors Pumps | Motors Pumps | TRC | Turnover | ET197 | Motor Equipment Upgrades | Motor Equipment Upgrades | Equip | 10 | Motors Pumps | 54.51% | custom | 2.132% | 232.8876 | 243.8407 | 231.5744 | 168.719 | 87.5249 | 34.074 | 11.1509 | 3.3876 | 1.0002 | 0.29504 | 232.8876 | 476.7283 | 708.3027 | 877.0217 | 964.5466 | 998.6206 | 1009.7715 | 1013.1591 | 1014.1592 | 1014.4543 | 0.031361 | 0.064197 | 0.095381 | 0.1181 | 0.12989 | 0.13448 | 0.13598 | 0.13643 | 0.13657 | 0.13661 | 0.030533 | 0.062501 | 0.092862 | 0.11498 | 0.12646 | 0.13092 | 0.13239 | 0.13283 | 0.13296 | 0.133 | 7.9921 | 8.619 | 8.431 | 6.3269 | 3.3806 | 1.3556 | 0.45693 | 0.14298 | 0.043479 | 0.013211 | 28.063 | 16.8895 | 18.2144 | 17.8171 | 13.3705 | 7.1442 | 2.8647 | 0.96562 | 0.30215 | 0.091884 | 0.027918 | 59.3053 | 26.6113 | 28.6988 | 28.0728 | 21.0667 | 11.2564 | 4.5137 | 1.5214 | 0.47607 | 0.14477 | 0.043988 | 93.442 | -83.0728 | -89.5893 | -87.635 | -65.764 | -35.1393 | -14.0903 | -4.7495 | -1.4861 | -0.45194 | -0.13732 | -291.6988 | 109.6842 | 118.2881 | 115.7078 | 86.8307 | 46.3957 | 18.604 | 6.2709 | 1.9622 | 0.59671 | 0.18131 | 385.1409 | 17.2095 | 36.2853 | 55.5285 | 70.8181 | 80.2222 | 85.5478 | 89.0982 | 92.079 | 94.935 | 97.8115
Ach | Construction | Motors Pumps | Motors Pumps | TRC | New | EN205 | Pump Equipment Upgrade | Pump Equipment Upgrade | Equip | 15 | Motors Pumps | 70.57% | custom | 12.43% | 0 | 28.0715 | 142.8798 | 12.4138 | 0 | 0 | 0 | 0 | 0 | 0 | 0 | 28.0715 | 170.9512 | 183.365 | 183.365 | 183.365 | 183.365 | 183.365 | 183.365 | 183.365 | 0 | 0.0037801 | 0.02302 | 0.024692 | 0.024692 | 0.024692 | 0.024692 | 0.024692 | 0.024692 | 0.024692 | 0 | 0.0036803 | 0.022412 | 0.02404 | 0.02404 | 0.02404 | 0.02404 | 0.02404 | 0.02404 | 0.02404 | 0 | 0.99224 | 5.2018 | 0.46551 | 0 | 0 | 0 | 0 | 0 | 0 | 5.0131 | 0 | 1.1269 | 5.9078 | 0.52869 | 0 | 0 | 0 | 0 | 0 | 0 | 5.6935 | 0 | 6.829 | 35.8012 | 3.2038 | 0 | 0 | 0 | 0 | 0 | 0 | 34.502 | 0 | -11.624 | -60.9394 | -5.4534 | 0 | 0 | 0 | 0 | 0 | 0 | -58.7281 | 0 | 18.4529 | 96.7406 | 8.6572 | 0 | 0 | 0 | 0 | 0 | 0 | 93.2301 | 0 | 2.1366 | 13.402 | 14.8064 | 15.2506 | 15.7081 | 16.1794 | 16.6648 | 17.1647 | 17.6797
Ach | Construction | Motors Pumps | Motors Pumps | TRC | New | EN196 | Motor Equipment Upgrades | Motor Equipment Upgrades | Equip | 10 | Motors Pumps | 54.51% | custom | 2.132% | 0 | 3.6649 | 19.4149 | 1.7046 | 0 | 0 | 0 | 0 | 0 | 0 | 0 | 3.6649 | 23.0798 | 24.7844 | 24.7844 | 24.7844 | 24.7844 | 24.7844 | 24.7844 | 24.7844 | 0 | 0.00049352 | 0.003108 | 0.0033375 | 0.0033375 | 0.0033375 | 0.0033375 | 0.0033375 | 0.0033375 | 0.0033375 | 0 | 0.00048048 | 0.0030259 | 0.0032493 | 0.0032493 | 0.0032493 | 0.0032493 | 0.0032493 | 0.0032493 | 0.0032493 | 0 | 0.12954 | 0.70684 | 0.063921 | 0 | 0 | 0 | 0 | 0 | 0 | 0.6773 | 0 | 0.27376 | 1.4938 | 0.13508 | 0 | 0 | 0 | 0 | 0 | 0 | 1.4313 | 0 | 0.43134 | 2.3536 | 0.21284 | 0 | 0 | 0 | 0 | 0 | 0 | 2.2552 | 0 | -1.3465 | -7.3472 | -0.66442 | 0 | 0 | 0 | 0 | 0 | 0 | -7.0401 | 0 | 1.7778 | 9.7008 | 0.87726 | 0 | 0 | 0 | 0 | 0 | 0 | 9.2953 | 0 | 0.27895 | 1.8094 | 2.0013 | 2.0613 | 2.1232 | 2.1869 | 2.2525 | 2.3201 | 2.3897
Ach | Construction | Motors Pumps | Motors Pumps | TRC | Existing | EE204 | Pump Equipment Upgrade | Pump Equipment Upgrade | Equip | 15 | Motors Pumps | 70.57% | custom | 12.43% | 0 | 0 | 0 | 0 | 0 | 0 | 0 | 0 | 0 | 0 | 0 | 0 | 0 | 0 | 0 | 0 | 0 | 0 | 0 | 0 | 0 | 0 | 0 | 0 | 0 | 0 | 0 | 0 | 0 | 0 | 0 | 0 | 0 | 0 | 0 | 0 | 0 | 0 | 0 | 0 | 0 | 0 | 0 | 0 | 0 | 0 | 0 | 0 | 0 | 0 | 0 | 0 | 0 | 0 | 0 | 0 | 0 | 0 | 0 | 0 | 0 | 0 | 0 | 0 | 0 | 0 | 0 | 0 | 0 | 0 | 0 | 0 | 0 | 0 | 0 | 0 | 0 | 0 | 0 | 0 | 0 | 0 | 0 | 0 | 0 | 0 | 0 | 0 | 0 | 0 | 0 | 0 | 0 | 0 | 0 | 0 | 0 | 0 | 0 | 0 | 0 | 0 | 0 | 0 | 0
Ach | Construction | Motors Pumps | Motors Pumps | TRC | Existing | EE195 | Motor Equipment Upgrades | Motor Equipment Upgrades | Equip | 10 | Motors Pumps | 54.51% | custom | 2.132% | 0 | 0 | 0 | 0 | 0 | 0 | 0 | 0 | 0 | 0 | 0 | 0 | 0 | 0 | 0 | 0 | 0 | 0 | 0 | 0 | 0 | 0 | 0 | 0 | 0 | 0 | 0 | 0 | 0 | 0 | 0 | 0 | 0 | 0 | 0 | 0 | 0 | 0 | 0 | 0 | 0 | 0 | 0 | 0 | 0 | 0 | 0 | 0 | 0 | 0 | 0 | 0 | 0 | 0 | 0 | 0 | 0 | 0 | 0 | 0 | 0 | 0 | 0 | 0 | 0 | 0 | 0 | 0 | 0 | 0 | 0 | 0 | 0 | 0 | 0 | 0 | 0 | 0 | 0 | 0 | 0 | 0 | 0 | 0 | 0 | 0 | 0 | 0 | 0 | 0 | 0 | 0 | 0 | 0 | 0 | 0 | 0 | 0 | 0 | 0 | 0 | 0 | 0 | 0 | 0
Ach | Construction | Motors Fans Blowers | Motors Fans Blowers | TRC | Turnover | ET188 | Fan Equipment Upgrades | Fan Equipment Upgrades | Equip | 15 | Motors Fans Blowers | 63.42% | custom | 3.425% | 259.6106 | 273.4028 | 259.1637 | 186.8517 | 95.7296 | 36.9735 | 12.0595 | 3.6595 | 1.0801 | 0.31858 | 259.6106 | 533.0134 | 792.1771 | 979.0287 | 1074.7583 | 1111.7318 | 1123.7913 | 1127.4508 | 1128.5308 | 1128.8494 | 0.034959 | 0.071776 | 0.10668 | 0.13184 | 0.14473 | 0.14971 | 0.15133 | 0.15182 | 0.15197 | 0.15201 | 0.034036 | 0.06988 | 0.10386 | 0.12835 | 0.14091 | 0.14575 | 0.14733 | 0.14781 | 0.14796 | 0.148 | 8.9091 | 9.6639 | 9.4354 | 7.0068 | 3.6975 | 1.4709 | 0.49416 | 0.15445 | 0.046953 | 0.014265 | 31.2489 | 22.9019 | 24.8421 | 24.2548 | 18.0118 | 9.5048 | 3.7812 | 1.2703 | 0.39704 | 0.1207 | 0.036669 | 80.3289 | 48.5324 | 52.6441 | 51.3994 | 38.1696 | 20.1421 | 8.0128 | 2.6919 | 0.84138 | 0.25578 | 0.077708 | 170.2285 | -117.1536 | -127.0789 | -124.0743 | -92.1387 | -48.6215 | -19.3424 | -6.4981 | -2.031 | -0.61742 | -0.18758 | -410.9188 | 165.686 | 179.723 | 175.4737 | 130.3083 | 68.7636 | 27.3552 | 9.19 | 2.8724 | 0.8732 | 0.26529 | 581.1473 | 19.1842 | 40.5693 | 62.1039 | 79.055 | 89.3886 | 95.2376 | 99.1588 | 102.4662 | 105.6413 | 108.8412
Ach | Construction | Motors Fans Blowers | Motors Fans Blowers | TRC | New | EN187 | Fan Equipment Upgrades | Fan Equipment Upgrades | Equip | 15 | Motors Fans Blowers | 63.42% | custom | 3.425% | 0 | 4.3115 | 21.9442 | 1.9062 | 0 | 0 | 0 | 0 | 0 | 0 | 0 | 4.3115 | 26.2557 | 28.1619 | 28.1619 | 28.1619 | 28.1619 | 28.1619 | 28.1619 | 28.1619 | 0 | 0.00058059 | 0.0035356 | 0.0037923 | 0.0037923 | 0.0037923 | 0.0037923 | 0.0037923 | 0.0037923 | 0.0037923 | 0 | 0.00056526 | 0.0034422 | 0.0036921 | 0.0036921 | 0.0036921 | 0.0036921 | 0.0036921 | 0.0036921 | 0.0036921 | 0 | 0.1524 | 0.79893 | 0.071481 | 0 | 0 | 0 | 0 | 0 | 0 | 0.76993 | 0 | 0.39176 | 2.0537 | 0.18375 | 0 | 0 | 0 | 0 | 0 | 0 | 1.9792 | 0 | 0.83019 | 4.3521 | 0.38939 | 0 | 0 | 0 | 0 | 0 | 0 | 4.1942 | 0 | -2.004 | -10.5058 | -0.93996 | 0 | 0 | 0 | 0 | 0 | 0 | -10.1245 | 0 | 2.8342 | 14.8579 | 1.3294 | 0 | 0 | 0 | 0 | 0 | 0 | 14.3187 | 0 | 0.32816 | 2.0584 | 2.274 | 2.3422 | 2.4125 | 2.4849 | 2.5594 | 2.6362 | 2.7153
Ach | Construction | Motors Fans Blowers | Motors Fans Blowers | TRC | Existing | EE186 | Fan Equipment Upgrades | Fan Equipment Upgrades | Equip | 15 | Motors Fans Blowers | 63.42% | custom | 3.425% | 0 | 0 | 0 | 0 | 0 | 0 | 0 | 0 | 0 | 0 | 0 | 0 | 0 | 0 | 0 | 0 | 0 | 0 | 0 | 0 | 0 | 0 | 0 | 0 | 0 | 0 | 0 | 0 | 0 | 0 | 0 | 0 | 0 | 0 | 0 | 0 | 0 | 0 | 0 | 0 | 0 | 0 | 0 | 0 | 0 | 0 | 0 | 0 | 0 | 0 | 0 | 0 | 0 | 0 | 0 | 0 | 0 | 0 | 0 | 0 | 0 | 0 | 0 | 0 | 0 | 0 | 0 | 0 | 0 | 0 | 0 | 0 | 0 | 0 | 0 | 0 | 0 | 0 | 0 | 0 | 0 | 0 | 0 | 0 | 0 | 0 | 0 | 0 | 0 | 0 | 0 | 0 | 0 | 0 | 0 | 0 | 0 | 0 | 0 | 0 | 0 | 0 | 0 | 0 | 0
Ach | Construction | Industrial Lighting | Industrial Lighting | TRC | New | NN185 | Lighting Controls | Lighting Controls | NonEquip | 10 | Industrial Lighting | 33.43% | prescriptive_lightnonequip | 16.92% | 0 | 2.1836 | 16.9725 | 2.8128 | 0 | 0 | 0 | 0 | 0 | 0 | 0 | 2.1836 | 19.1561 | 21.9689 | 21.9689 | 21.9689 | 21.9689 | 21.9689 | 21.9689 | 21.9689 | 0 | 0.00031169 | 0.0027343 | 0.0031358 | 0.0031358 | 0.0031358 | 0.0031358 | 0.0031358 | 0.0031358 | 0.0031358 | 0 | 0.00030297 | 0.0026578 | 0.0030481 | 0.0030481 | 0.0030481 | 0.0030481 | 0.0030481 | 0.0030481 | 0.0030481 | 0 | 0.050032 | 0.40055 | 0.068372 | 0 | 0 | 0 | 0 | 0 | 0 | 0.38633 | 0 | 0.10287 | 0.82354 | 0.14058 | 0 | 0 | 0 | 0 | 0 | 0 | 0.79432 | 0 | 0.35007 | 2.8026 | 0.47839 | 0 | 0 | 0 | 0 | 0 | 0 | 2.7031 | 0 | -0.73635 | -5.8951 | -1.0063 | 0 | 0 | 0 | 0 | 0 | 0 | -5.6859 | 0 | 1.0864 | 8.6977 | 1.4847 | 0 | 0 | 0 | 0 | 0 | 0 | 8.389 | 0 | 0.16982 | 1.5344 | 1.8125 | 1.8669 | 1.9229 | 1.9806 | 2.04 | 2.1012 | 2.1643
Ach | Construction | Industrial Lighting | Industrial Lighting | TRC | Existing | NE184 | Lighting Controls | Lighting Controls | NonEquip | 10 | Industrial Lighting | 33.43% | prescriptive_lightnonequip_existing | 16.92% | 126.9602 | 124.621 | 124.9442 | 125.7544 | 125.8392 | 125.7236 | 125.2825 | 124.6025 | 123.9216 | 123.6343 | 126.9602 | 251.5812 | 376.5254 | 502.2799 | 628.119 | 753.8427 | 879.1251 | 1003.7276 | 1127.6492 | 1251.2835 | 0.018122 | 0.03591 | 0.053744 | 0.071694 | 0.089656 | 0.1076 | 0.12548 | 0.14327 | 0.16096 | 0.1786 | 0.017615 | 0.034906 | 0.052241 | 0.069689 | 0.087148 | 0.10459 | 0.12197 | 0.13926 | 0.15646 | 0.17361 | 2.8242 | 2.8554 | 2.9486 | 3.0568 | 3.1506 | 3.2422 | 3.3277 | 3.4089 | 3.492 | 3.5884 | 18.9655 | 5.8068 | 5.8708 | 6.0626 | 6.2849 | 6.4778 | 6.6661 | 6.8419 | 7.0089 | 7.1798 | 7.378 | 38.9939 | 19.7608 | 19.9786 | 20.6314 | 21.3881 | 22.0446 | 22.6851 | 23.2837 | 23.852 | 24.4333 | 25.108 | 132.6995 | -41.566 | -42.0241 | -43.3971 | -44.9889 | -46.3698 | -47.717 | -48.9761 | -50.1716 | -51.3943 | -52.8134 | -279.127 | 61.3268 | 62.0028 | 64.0285 | 66.377 | 68.4144 | 70.4021 | 72.2597 | 74.0236 | 75.8276 | 77.9214 | 411.8265 | 9.586 | 19.5652 | 30.1605 | 41.4407 | 53.3778 | 65.9837 | 79.2581 | 93.2065 | 107.8553 | 123.2708
Ach | Construction | Industrial Lighting | Industrial Lighting | TRC | Turnover | ET180 | Efficient Lighting - High Bay | Efficient Lighting - High Bay | Equip | 13.6667 | Industrial Lighting | 30.8% | prescriptive_light | 48.41% | 1433.6586 | 1445.2362 | 1356.6217 | 1032.0903 | 608.0456 | 290.69 | 121.0166 | 46.8886 | 17.5772 | 6.4492 | 1433.6586 | 2878.8947 | 4235.5164 | 5267.6067 | 5875.6524 | 6166.3424 | 6287.359 | 6334.2476 | 6351.8248 | 6358.274 | 0.20464 | 0.41093 | 0.60457 | 0.75188 | 0.83867 | 0.88017 | 0.89744 | 0.90413 | 0.90664 | 0.90756 | 0.19891 | 0.39943 | 0.58765 | 0.73085 | 0.81521 | 0.85555 | 0.87234 | 0.87884 | 0.88128 | 0.88218 | 31.8917 | 33.1137 | 32.0158 | 25.0877 | 15.2236 | 7.4963 | 3.2144 | 1.2828 | 0.49531 | 0.18719 | 113.0482 | 174.4466 | 181.1311 | 175.1258 | 137.2291 | 83.2726 | 41.0046 | 17.5827 | 7.0169 | 2.7093 | 1.0239 | 618.3706 | 212.5128 | 220.6558 | 213.3402 | 167.174 | 101.4436 | 49.9523 | 21.4194 | 8.5481 | 3.3006 | 1.2473 | 753.3058 | -666.2631 | -691.7928 | -668.8569 | -524.1184 | -318.0425 | -156.6088 | -67.1535 | -26.7996 | -10.3478 | -3.9106 | -2361.7391 | 878.7759 | 912.4487 | 882.1971 | 691.2924 | 419.486 | 206.5611 | 88.5729 | 35.3476 | 13.6483 | 5.1579 | 3115.045 | 108.2469 | 223.8889 | 339.2739 | 434.6049 | 499.315 | 539.7384 | 566.8409 | 588.2002 | 607.5274 | 626.3886
Ach | Construction | Industrial Lighting | Industrial Lighting | TRC | New | EN179 | Efficient Lighting - High Bay | Efficient Lighting - High Bay | Equip | 13.6667 | Industrial Lighting | 30.8% | prescriptive_light | 48.41% | 0 | 23.3706 | 117.2046 | 10.6815 | 0 | 0 | 0 | 0 | 0 | 0 | 0 | 23.3706 | 140.5752 | 151.2567 | 151.2567 | 151.2567 | 151.2567 | 151.2567 | 151.2567 | 151.2567 | 0 | 0.0033359 | 0.020065 | 0.02159 | 0.02159 | 0.02159 | 0.02159 | 0.02159 | 0.02159 | 0.02159 | 0 | 0.0032425 | 0.019504 | 0.020986 | 0.020986 | 0.020986 | 0.020986 | 0.020986 | 0.020986 | 0.020986 | 0 | 0.53548 | 2.766 | 0.25964 | 0 | 0 | 0 | 0 | 0 | 0 | 2.6803 | 0 | 2.929 | 15.1299 | 1.4202 | 0 | 0 | 0 | 0 | 0 | 0 | 14.6612 | 0 | 3.5682 | 18.4314 | 1.7301 | 0 | 0 | 0 | 0 | 0 | 0 | 17.8604 | 0 | -11.1869 | -57.7855 | -5.4243 | 0 | 0 | 0 | 0 | 0 | 0 | -55.9953 | 0 | 14.755 | 76.2169 | 7.1545 | 0 | 0 | 0 | 0 | 0 | 0 | 73.8557 | 0 | 1.8175 | 11.2604 | 12.4795 | 12.8538 | 13.2395 | 13.6366 | 14.0457 | 14.4671 | 14.9011
Ach | Construction | Industrial Lighting | Industrial Lighting | TRC | Existing | EE178 | Efficient Lighting - High Bay | Efficient Lighting - High Bay | Equip | 13.6667 | Industrial Lighting | 30.8% | prescriptive_light | 48.41% | 0 | 0 | 0 | 0 | 0 | 0 | 0 | 0 | 0 | 0 | 0 | 0 | 0 | 0 | 0 | 0 | 0 | 0 | 0 | 0 | 0 | 0 | 0 | 0 | 0 | 0 | 0 | 0 | 0 | 0 | 0 | 0 | 0 | 0 | 0 | 0 | 0 | 0 | 0 | 0 | 0 | 0 | 0 | 0 | 0 | 0 | 0 | 0 | 0 | 0 | 0 | 0 | 0 | 0 | 0 | 0 | 0 | 0 | 0 | 0 | 0 | 0 | 0 | 0 | 0 | 0 | 0 | 0 | 0 | 0 | 0 | 0 | 0 | 0 | 0 | 0 | 0 | 0 | 0 | 0 | 0 | 0 | 0 | 0 | 0 | 0 | 0 | 0 | 0 | 0 | 0 | 0 | 0 | 0 | 0 | 0 | 0 | 0 | 0 | 0 | 0 | 0 | 0 | 0 | 0
Ach | Construction | HVAC | HVAC | TRC | New | NN177 | HVAC Recommissioning | HVAC Recommissioning | NonEquip | 10 | HVAC | 35.73% | custom | 18.86% | 0 | 9.9289 | 50.628 | 4.4434 | 0 | 0 | 0 | 0 | 0 | 0 | 0 | 9.9289 | 60.5569 | 65.0003 | 65.0003 | 65.0003 | 65.0003 | 65.0003 | 65.0003 | 65.0003 | 0 | 0.0014144 | 0.0086265 | 0.0092595 | 0.0092595 | 0.0092595 | 0.0092595 | 0.0092595 | 0.0092595 | 0.0092595 | 0 | 0.0013801 | 0.0084173 | 0.0090349 | 0.0090349 | 0.0090349 | 0.0090349 | 0.0090349 | 0.0090349 | 0.0090349 | 0 | 0.45069 | 2.3671 | 0.21398 | 0 | 0 | 0 | 0 | 0 | 0 | 2.2819 | 0 | 1.3995 | 7.3503 | 0.66447 | 0 | 0 | 0 | 0 | 0 | 0 | 7.0861 | 0 | 0.4358 | 2.2888 | 0.20691 | 0 | 0 | 0 | 0 | 0 | 0 | 2.2065 | 0 | -4.4998 | -23.6331 | -2.1364 | 0 | 0 | 0 | 0 | 0 | 0 | -22.7834 | 0 | 4.9356 | 25.9219 | 2.3433 | 0 | 0 | 0 | 0 | 0 | 0 | 24.9899 | 0 | 0.77158 | 4.8471 | 5.3589 | 5.5196 | 5.6852 | 5.8558 | 6.0314 | 6.2124 | 6.3988
Ach | Construction | HVAC | HVAC | TRC | New | NN170 | Building Envelope Improvements | Building Envelope Improvements | NonEquip | 15 | HVAC | 32.06% | custom | 14.68% | 0 | 6.4009 | 32.6062 | 2.8459 | 0 | 0 | 0 | 0 | 0 | 0 | 0 | 6.4009 | 39.0071 | 41.853 | 41.853 | 41.853 | 41.853 | 41.853 | 41.853 | 41.853 | 0 | 0.00091183 | 0.0055567 | 0.0059621 | 0.0059621 | 0.0059621 | 0.0059621 | 0.0059621 | 0.0059621 | 0.0059621 | 0 | 0.00088971 | 0.0054219 | 0.0058175 | 0.0058175 | 0.0058175 | 0.0058175 | 0.0058175 | 0.0058175 | 0.0058175 | 0 | 0.29055 | 1.5245 | 0.13705 | 0 | 0 | 0 | 0 | 0 | 0 | 1.4694 | 0 | 0.33107 | 1.7371 | 0.15616 | 0 | 0 | 0 | 0 | 0 | 0 | 1.6743 | 0 | 1.4389 | 7.5499 | 0.67873 | 0 | 0 | 0 | 0 | 0 | 0 | 7.2771 | 0 | -2.8682 | -15.0489 | -1.3529 | 0 | 0 | 0 | 0 | 0 | 0 | -14.505 | 0 | 4.3071 | 22.5988 | 2.0316 | 0 | 0 | 0 | 0 | 0 | 0 | 21.7821 | 0 | 0.49742 | 3.1222 | 3.4505 | 3.554 | 3.6606 | 3.7705 | 3.8836 | 4.0001 | 4.1201
Ach | Construction | HVAC | HVAC | TRC | Existing | NE176 | HVAC Recommissioning | HVAC Recommissioning | NonEquip | 10 | HVAC | 35.73% | custom_existing | 18.86% | 626.0317 | 588.4963 | 561.2485 | 401.8196 | 205.5398 | 79.1544 | 25.7564 | 7.8078 | 2.3125 | 0.68222 | 626.0317 | 1214.528 | 1775.7765 | 2177.5961 | 2383.1359 | 2462.2903 | 2488.0467 | 2495.8545 | 2498.167 | 2498.8493 | 0.089181 | 0.17301 | 0.25297 | 0.31021 | 0.33949 | 0.35076 | 0.35443 | 0.35554 | 0.35587 | 0.35597 | 0.087017 | 0.16882 | 0.24683 | 0.30268 | 0.33125 | 0.34225 | 0.34583 | 0.34692 | 0.34724 | 0.34733 | 27.5892 | 26.7131 | 26.2405 | 19.3502 | 10.195 | 4.0439 | 1.3553 | 0.42319 | 0.1291 | 0.039228 | 89.1367 | 85.672 | 82.9514 | 81.484 | 60.0877 | 31.6583 | 12.5575 | 4.2087 | 1.3141 | 0.40089 | 0.12182 | 276.7938 | 26.6774 | 25.8302 | 25.3733 | 18.7107 | 9.8581 | 3.9103 | 1.3106 | 0.4092 | 0.12483 | 0.037932 | 86.1907 | -275.4555 | -266.708 | -261.99 | -193.1959 | -101.7888 | -40.3753 | -13.532 | -4.2252 | -1.289 | -0.39166 | -889.9566 | 302.1329 | 292.5382 | 287.3633 | 211.9066 | 111.6469 | 44.2856 | 14.8426 | 4.6344 | 1.4138 | 0.4296 | 976.1473 | 47.2325 | 94.3821 | 142.1371 | 179.5287 | 202.3683 | 215.3625 | 224.1438 | 231.5926 | 238.7614 | 245.9914
Ach | Construction | HVAC | HVAC | TRC | Existing | NE169 | Building Envelope Improvements | Building Envelope Improvements | NonEquip | 15 | HVAC | 32.06% | custom_existing | 14.68% | 396.2354 | 382.4305 | 383.4223 | 385.9086 | 386.1686 | 385.8142 | 384.4603 | 382.3736 | 380.2841 | 379.4025 | 396.2354 | 778.6658 | 1162.0881 | 1547.9967 | 1934.1653 | 2319.9795 | 2704.4397 | 3086.8134 | 3467.0975 | 3846.5 | 0.056445 | 0.11092 | 0.16554 | 0.22052 | 0.27553 | 0.33049 | 0.38526 | 0.43973 | 0.4939 | 0.54795 | 0.055076 | 0.10823 | 0.16153 | 0.21517 | 0.26884 | 0.32247 | 0.37591 | 0.42906 | 0.48192 | 0.53465 | 17.4621 | 17.3593 | 17.9265 | 18.584 | 19.1544 | 19.7109 | 20.231 | 20.7248 | 21.2299 | 21.8162 | 115.5666 | 19.8976 | 19.7805 | 20.4267 | 21.176 | 21.826 | 22.4601 | 23.0527 | 23.6154 | 24.191 | 24.8589 | 131.6851 | 86.4809 | 85.9719 | 88.7807 | 92.0371 | 94.8621 | 97.6183 | 100.194 | 102.6397 | 105.1412 | 108.0444 | 572.3429 | -172.378 | -171.3635 | -176.9622 | -183.453 | -189.0839 | -194.5776 | -199.7117 | -204.5866 | -209.5726 | -215.3594 | -1140.8223 | 258.8589 | 257.3354 | 265.7429 | 275.4901 | 283.946 | 292.1959 | 299.9057 | 307.2263 | 314.7138 | 323.4038 | 1713.1652 | 29.895 | 60.5108 | 93.0161 | 127.6223 | 164.2431 | 202.9154 | 243.6382 | 286.4282 | 331.3665 | 378.6566
Ach | Construction | HVAC | HVAC | TRC | Turnover | ET173 | HVAC Equipment Upgrades | HVAC Equipment Upgrades | Equip | 18 | HVAC | 28.85% | custom | 14.08% | 265.325 | 279.4208 | 264.8682 | 190.9645 | 97.8367 | 37.7873 | 12.325 | 3.74 | 1.1038 | 0.32559 | 265.325 | 544.7457 | 809.614 | 1000.5785 | 1098.4152 | 1136.2025 | 1148.5275 | 1152.2675 | 1153.3714 | 1153.697 | 0.037797 | 0.077601 | 0.11533 | 0.14254 | 0.15647 | 0.16186 | 0.16361 | 0.16414 | 0.1643 | 0.16435 | 0.03688 | 0.075718 | 0.11253 | 0.13908 | 0.15268 | 0.15793 | 0.15964 | 0.16016 | 0.16032 | 0.16036 | 11.6929 | 12.6835 | 12.3836 | 9.1962 | 4.8528 | 1.9305 | 0.64856 | 0.20271 | 0.061624 | 0.018722 | 41.013 | 11.4435 | 12.413 | 12.1195 | 9 | 4.7493 | 1.8893 | 0.63473 | 0.19839 | 0.060309 | 0.018323 | 40.1383 | 70.1337 | 76.0754 | 74.2767 | 55.1586 | 29.1071 | 11.5793 | 3.8901 | 1.2159 | 0.36962 | 0.11229 | 245.9954 | -123.8372 | -134.3287 | -131.1527 | -97.3952 | -51.3953 | -20.4459 | -6.8688 | -2.1469 | -0.65265 | -0.19828 | -434.3616 | 193.9709 | 210.4042 | 205.4295 | 152.5537 | 80.5025 | 32.0251 | 10.7589 | 3.3628 | 1.0223 | 0.31058 | 680.3569 | 20.0181 | 42.3327 | 64.8033 | 82.4912 | 93.2739 | 99.3772 | 103.4688 | 106.9199 | 110.233 | 113.5721
Ach | Construction | HVAC | HVAC | TRC | New | EN172 | HVAC Equipment Upgrades | HVAC Equipment Upgrades | Equip | 18 | HVAC | 28.85% | custom | 14.08% | 0 | 5.5383 | 28.1883 | 2.4486 | 0 | 0 | 0 | 0 | 0 | 0 | 0 | 5.5383 | 33.7267 | 36.1752 | 36.1752 | 36.1752 | 36.1752 | 36.1752 | 36.1752 | 36.1752 | 0 | 0.00078896 | 0.0048045 | 0.0051533 | 0.0051533 | 0.0051533 | 0.0051533 | 0.0051533 | 0.0051533 | 0.0051533 | 0 | 0.00076981 | 0.0046879 | 0.0050283 | 0.0050283 | 0.0050283 | 0.0050283 | 0.0050283 | 0.0050283 | 0.0050283 | 0 | 0.2514 | 1.3179 | 0.11792 | 0 | 0 | 0 | 0 | 0 | 0 | 1.2701 | 0 | 0.24603 | 1.2898 | 0.1154 | 0 | 0 | 0 | 0 | 0 | 0 | 1.243 | 0 | 1.5079 | 7.9048 | 0.70726 | 0 | 0 | 0 | 0 | 0 | 0 | 7.6179 | 0 | -2.6625 | -13.9578 | -1.2488 | 0 | 0 | 0 | 0 | 0 | 0 | -13.4512 | 0 | 4.1704 | 21.8626 | 1.9561 | 0 | 0 | 0 | 0 | 0 | 0 | 21.0691 | 0 | 0.43039 | 2.6996 | 2.9824 | 3.0719 | 3.164 | 3.259 | 3.3567 | 3.4574 | 3.5612
Ach | Construction | HVAC | HVAC | TRC | Existing | EE171 | HVAC Equipment Upgrades | HVAC Equipment Upgrades | Equip | 18 | HVAC | 28.85% | custom | 14.08% | 0 | 0 | 0 | 0 | 0 | 0 | 0 | 0 | 0 | 0 | 0 | 0 | 0 | 0 | 0 | 0 | 0 | 0 | 0 | 0 | 0 | 0 | 0 | 0 | 0 | 0 | 0 | 0 | 0 | 0 | 0 | 0 | 0 | 0 | 0 | 0 | 0 | 0 | 0 | 0 | 0 | 0 | 0 | 0 | 0 | 0 | 0 | 0 | 0 | 0 | 0 | 0 | 0 | 0 | 0 | 0 | 0 | 0 | 0 | 0 | 0 | 0 | 0 | 0 | 0 | 0 | 0 | 0 | 0 | 0 | 0 | 0 | 0 | 0 | 0 | 0 | 0 | 0 | 0 | 0 | 0 | 0 | 0 | 0 | 0 | 0 | 0 | 0 | 0 | 0 | 0 | 0 | 0 | 0 | 0 | 0 | 0 | 0 | 0 | 0 | 0 | 0 | 0 | 0 | 0
Ach | Construction | Exterior Lighting | Exterior Lighting | TRC | New | NN168 | Lighting Controls - Exterior | Lighting Controls - Exterior | NonEquip | 10 | Exterior Lighting | 17% | prescriptive_lightnonequip | 28% | 0 | 0.19116 | 1.4939 | 0.25302 | 0 | 0 | 0 | 0 | 0 | 0 | 0 | 0.19116 | 1.6851 | 1.9381 | 1.9381 | 1.9381 | 1.9381 | 1.9381 | 1.9381 | 1.9381 | 0 | 0 | 0 | 0 | 0 | 0 | 0 | 0 | 0 | 0 | 0 | 0 | 0 | 0 | 0 | 0 | 0 | 0 | 0 | 0 | 0 | 0.0043798 | 0.035256 | 0.0061504 | 0 | 0 | 0 | 0 | 0 | 0 | 0.034074 | 0 | 0.0090051 | 0.072487 | 0.012646 | 0 | 0 | 0 | 0 | 0 | 0 | 0.070059 | 0 | 0.022262 | 0.1792 | 0.031262 | 0 | 0 | 0 | 0 | 0 | 0 | 0.1732 | 0 | -0.03086 | -0.24841 | -0.043336 | 0 | 0 | 0 | 0 | 0 | 0 | -0.24009 | 0 | 0.053123 | 0.42761 | 0.074598 | 0 | 0 | 0 | 0 | 0 | 0 | 0.41329 | 0 | 0.0092716 | 0.084182 | 0.099727 | 0.10272 | 0.1058 | 0.10897 | 0.11224 | 0.11561 | 0.11908
Ach | Construction | Exterior Lighting | Exterior Lighting | TRC | Existing | NE167 | Lighting Controls - Exterior | Lighting Controls - Exterior | NonEquip | 10 | Exterior Lighting | 17% | prescriptive_lightnonequip_existing | 28% | 10.6734 | 11.937 | 11.968 | 12.0456 | 12.0537 | 12.0426 | 12.0003 | 11.9352 | 11.87 | 11.8425 | 10.6734 | 22.6104 | 34.5783 | 46.6239 | 58.6776 | 70.7202 | 82.7205 | 94.6557 | 106.5257 | 118.3682 | 0 | 0 | 0 | 0 | 0 | 0 | 0 | 0 | 0 | 0 | 0 | 0 | 0 | 0 | 0 | 0 | 0 | 0 | 0 | 0 | 0.23743 | 0.2735 | 0.28244 | 0.2928 | 0.30179 | 0.31055 | 0.31875 | 0.32653 | 0.33449 | 0.34372 | 1.7866 | 0.48817 | 0.56234 | 0.58071 | 0.60201 | 0.62049 | 0.63852 | 0.65536 | 0.67136 | 0.68772 | 0.70671 | 3.6734 | 1.2068 | 1.3902 | 1.4356 | 1.4883 | 1.534 | 1.5785 | 1.6202 | 1.6597 | 1.7002 | 1.7471 | 9.0812 | -1.6729 | -1.9271 | -1.9901 | -2.0631 | -2.1264 | -2.1882 | -2.2459 | -2.3007 | -2.3568 | -2.4219 | -12.5885 | 2.8798 | 3.3173 | 3.4257 | 3.5513 | 3.6603 | 3.7667 | 3.8661 | 3.9605 | 4.057 | 4.169 | 21.6697 | 0.50261 | 1.0967 | 1.7275 | 2.3991 | 3.1099 | 3.8606 | 4.6512 | 5.482 | 6.3545 | 7.2728
Ach | Construction | Exterior Lighting | Exterior Lighting | TRC | Turnover | ET166 | Efficient Lighting - Exterior | Efficient Lighting - Exterior | Equip | 13.6 | Exterior Lighting | 15.29% | prescriptive_light | 78.74% | 252.2974 | 254.3348 | 238.7403 | 181.6288 | 107.0048 | 51.1561 | 21.2967 | 8.2515 | 3.0933 | 1.1349 | 252.2974 | 506.6322 | 745.3725 | 927.0013 | 1034.0061 | 1085.1622 | 1106.4589 | 1114.7104 | 1117.8037 | 1118.9386 | 0 | 0 | 0 | 0 | 0 | 0 | 0 | 0 | 0 | 0 | 0 | 0 | 0 | 0 | 0 | 0 | 0 | 0 | 0 | 0 | 5.6123 | 5.8274 | 5.6342 | 4.415 | 2.6791 | 1.3192 | 0.56568 | 0.22575 | 0.087166 | 0.032941 | 19.8944 | 5.1009 | 5.2964 | 5.1208 | 4.0127 | 2.4349 | 1.199 | 0.51413 | 0.20518 | 0.079223 | 0.02994 | 18.0816 | 49.8377 | 51.7474 | 50.0317 | 39.205 | 23.7902 | 11.7146 | 5.0232 | 2.0047 | 0.77403 | 0.29252 | 176.6624 | -38.5768 | -40.055 | -38.727 | -30.3466 | -18.4147 | -9.0677 | -3.8882 | -1.5517 | -0.59914 | -0.22642 | -136.7452 | 88.4145 | 91.8023 | 88.7587 | 69.5516 | 42.2049 | 20.7823 | 8.9114 | 3.5564 | 1.3732 | 0.51894 | 313.4077 | 11.8807 | 24.573 | 37.2372 | 47.7003 | 54.8025 | 59.2392 | 62.2139 | 64.5582 | 66.6795 | 68.7496
Ach | Construction | Exterior Lighting | Exterior Lighting | TRC | New | EN165 | Efficient Lighting - Exterior | Efficient Lighting - Exterior | Equip | 13.6 | Exterior Lighting | 15.29% | prescriptive_light | 78.74% | 0 | 1.8398 | 9.2729 | 0.84996 | 0 | 0 | 0 | 0 | 0 | 0 | 0 | 1.8398 | 11.1127 | 11.9627 | 11.9627 | 11.9627 | 11.9627 | 11.9627 | 11.9627 | 11.9627 | 0 | 0 | 0 | 0 | 0 | 0 | 0 | 0 | 0 | 0 | 0 | 0 | 0 | 0 | 0 | 0 | 0 | 0 | 0 | 0 | 0 | 0.042155 | 0.21884 | 0.020661 | 0 | 0 | 0 | 0 | 0 | 0 | 0.21196 | 0 | 0.038313 | 0.1989 | 0.018778 | 0 | 0 | 0 | 0 | 0 | 0 | 0.19265 | 0 | 0.37433 | 1.9433 | 0.18347 | 0 | 0 | 0 | 0 | 0 | 0 | 1.8822 | 0 | -0.28975 | -1.5042 | -0.14201 | 0 | 0 | 0 | 0 | 0 | 0 | -1.4569 | 0 | 0.66408 | 3.4475 | 0.32548 | 0 | 0 | 0 | 0 | 0 | 0 | 3.3392 | 0 | 0.089236 | 0.55517 | 0.61556 | 0.63402 | 0.65304 | 0.67264 | 0.69281 | 0.7136 | 0.73501
Ach | Construction | Exterior Lighting | Exterior Lighting | TRC | Existing | EE164 | Efficient Lighting - Exterior | Efficient Lighting - Exterior | Equip | 13.6 | Exterior Lighting | 15.29% | prescriptive_light | 78.74% | 0 | 0 | 0 | 0 | 0 | 0 | 0 | 0 | 0 | 0 | 0 | 0 | 0 | 0 | 0 | 0 | 0 | 0 | 0 | 0 | 0 | 0 | 0 | 0 | 0 | 0 | 0 | 0 | 0 | 0 | 0 | 0 | 0 | 0 | 0 | 0 | 0 | 0 | 0 | 0 | 0 | 0 | 0 | 0 | 0 | 0 | 0 | 0 | 0 | 0 | 0 | 0 | 0 | 0 | 0 | 0 | 0 | 0 | 0 | 0 | 0 | 0 | 0 | 0 | 0 | 0 | 0 | 0 | 0 | 0 | 0 | 0 | 0 | 0 | 0 | 0 | 0 | 0 | 0 | 0 | 0 | 0 | 0 | 0 | 0 | 0 | 0 | 0 | 0 | 0 | 0 | 0 | 0 | 0 | 0 | 0 | 0 | 0 | 0 | 0 | 0 | 0 | 0 | 0 | 0
Ach | Construction | Compressed Air | Compressed Air | TRC | Turnover | ET159 | Compressed Air Equipment | Compressed Air Equipment | Equip | 15 | Compressed Air | 71.22% | custom | 4.001% | 311.832 | 328.3985 | 311.2952 | 224.4374 | 114.9858 | 44.4108 | 14.4853 | 4.3956 | 1.2973 | 0.38266 | 311.832 | 640.2305 | 951.5257 | 1175.963 | 1290.9489 | 1335.3597 | 1349.845 | 1354.2406 | 1355.5379 | 1355.9206 | 0.041992 | 0.086214 | 0.12813 | 0.15836 | 0.17384 | 0.17982 | 0.18177 | 0.18236 | 0.18254 | 0.18259 | 0.040883 | 0.083937 | 0.12475 | 0.15417 | 0.16925 | 0.17507 | 0.17697 | 0.17755 | 0.17772 | 0.17777 | 10.7012 | 11.6078 | 11.3334 | 8.4163 | 4.4413 | 1.7668 | 0.59356 | 0.18552 | 0.056398 | 0.017134 | 37.5347 | 2.9198 | 3.1672 | 3.0923 | 2.2964 | 1.2118 | 0.48207 | 0.16195 | 0.050619 | 0.015388 | 0.0046751 | 10.2413 | 82.8837 | 89.9056 | 87.78 | 65.1862 | 34.3987 | 13.6843 | 4.5973 | 1.4369 | 0.43681 | 0.13271 | 290.7164 | -116.1305 | -125.9692 | -122.9908 | -91.334 | -48.1969 | -19.1735 | -6.4414 | -2.0133 | -0.61203 | -0.18594 | -407.3303 | 199.0142 | 215.8748 | 210.7708 | 156.5202 | 82.5956 | 32.8578 | 11.0386 | 3.4502 | 1.0488 | 0.31865 | 698.0466 | 23.0432 | 48.73 | 74.5963 | 94.9572 | 107.3694 | 114.3949 | 119.1049 | 123.0775 | 126.8913 | 130.7349
Ach | Construction | Compressed Air | Compressed Air | TRC | New | EN158 | Compressed Air Equipment | Compressed Air Equipment | Equip | 15 | Compressed Air | 71.22% | custom | 4.001% | 0 | 4.7512 | 24.1819 | 2.1006 | 0 | 0 | 0 | 0 | 0 | 0 | 0 | 4.7512 | 28.9331 | 31.0337 | 31.0337 | 31.0337 | 31.0337 | 31.0337 | 31.0337 | 31.0337 | 0 | 0.0006398 | 0.0038962 | 0.004179 | 0.004179 | 0.004179 | 0.004179 | 0.004179 | 0.004179 | 0.004179 | 0 | 0.0006229 | 0.0037933 | 0.0040687 | 0.0040687 | 0.0040687 | 0.0040687 | 0.0040687 | 0.0040687 | 0.0040687 | 0 | 0.16794 | 0.8804 | 0.07877 | 0 | 0 | 0 | 0 | 0 | 0 | 0.84844 | 0 | 0.045822 | 0.24021 | 0.021492 | 0 | 0 | 0 | 0 | 0 | 0 | 0.2315 | 0 | 1.3007 | 6.8189 | 0.6101 | 0 | 0 | 0 | 0 | 0 | 0 | 6.5714 | 0 | -1.8225 | -9.5541 | -0.85482 | 0 | 0 | 0 | 0 | 0 | 0 | -9.2074 | 0 | 3.1232 | 16.373 | 1.4649 | 0 | 0 | 0 | 0 | 0 | 0 | 15.7788 | 0 | 0.36163 | 2.2683 | 2.5059 | 2.5811 | 2.6585 | 2.7383 | 2.8204 | 2.905 | 2.9922
Ach | Construction | Compressed Air | Compressed Air | TRC | Existing | EE157 | Compressed Air Equipment | Compressed Air Equipment | Equip | 15 | Compressed Air | 71.22% | custom | 4.001% | 0 | 0 | 0 | 0 | 0 | 0 | 0 | 0 | 0 | 0 | 0 | 0 | 0 | 0 | 0 | 0 | 0 | 0 | 0 | 0 | 0 | 0 | 0 | 0 | 0 | 0 | 0 | 0 | 0 | 0 | 0 | 0 | 0 | 0 | 0 | 0 | 0 | 0 | 0 | 0 | 0 | 0 | 0 | 0 | 0 | 0 | 0 | 0 | 0 | 0 | 0 | 0 | 0 | 0 | 0 | 0 | 0 | 0 | 0 | 0 | 0 | 0 | 0 | 0 | 0 | 0 | 0 | 0 | 0 | 0 | 0 | 0 | 0 | 0 | 0 | 0 | 0 | 0 | 0 | 0 | 0 | 0 | 0 | 0 | 0 | 0 | 0 | 0 | 0 | 0 | 0 | 0 | 0 | 0 | 0 | 0 | 0 | 0 | 0 | 0 | 0 | 0 | 0 | 0 | 0
Ach | Electrical and Electronic Equip. | Process Specific | Process Specific | TRC | New | NN298 | Process Other Systems Optimization | Process Other Systems Optimization | NonEquip | 5.3333 | Process Specific | 2.916% | custom | 25.45% | 0 | 1.4289 | 7.2727 | 0.63174 | 0 | 0 | 0 | 0 | 0 | 0 | 0 | 1.4289 | 8.7016 | 9.3333 | 9.3333 | 9.3333 | 7.9044 | 0.63174 | 0 | 0 | 0 | 0.00019672 | 0.001198 | 0.0012849 | 0.0012849 | 0.0012849 | 0.0010882 | 8.6973e-05 | 0 | 0 | 0 | 0.00019187 | 0.0011684 | 0.0012533 | 0.0012533 | 0.0012533 | 0.0010614 | 8.4829e-05 | 0 | 0 | 0 | 0.050507 | 0.26478 | 0.02369 | 0 | 0 | 0 | 0 | 0 | 0 | 0.25517 | 0 | 0.037751 | 0.1979 | 0.017707 | 0 | 0 | 0 | 0 | 0 | 0 | 0.19072 | 0 | 0.060113 | 0.31514 | 0.028196 | 0 | 0 | 0 | 0 | 0 | 0 | 0.3037 | 0 | -0.31681 | -1.6609 | -0.1486 | 0 | 0 | 0 | 0 | 0 | 0 | -1.6006 | 0 | 0.37693 | 1.976 | 0.17679 | 0 | 0 | 0 | 0 | 0 | 0 | 1.9043 | 0 | 0.10964 | 0.68771 | 0.75976 | 0.78256 | 0.80603 | 0.70311 | 0.05788 | 0 | 0
Ach | Electrical and Electronic Equip. | Process Specific | Process Specific | TRC | Existing | NE297 | Process Other Systems Optimization | Process Other Systems Optimization | NonEquip | 5.3333 | Process Specific | 2.916% | custom_existing | 25.45% | 82.2047 | 83.9085 | 84.1261 | 84.6716 | 84.7287 | 84.6509 | 84.3538 | 83.896 | 83.4375 | 83.2441 | 82.2047 | 166.1132 | 250.2393 | 334.9109 | 419.6395 | 422.0857 | 422.5311 | 422.301 | 421.0669 | 419.5824 | 0.011317 | 0.022869 | 0.034451 | 0.046108 | 0.057773 | 0.058109 | 0.058171 | 0.058139 | 0.057969 | 0.057765 | 0.011038 | 0.022305 | 0.033602 | 0.044971 | 0.056348 | 0.056677 | 0.056736 | 0.056706 | 0.05654 | 0.056341 | 2.821 | 2.9659 | 3.0628 | 3.1751 | 3.2726 | 3.3677 | 3.4565 | 3.5409 | 3.6272 | 3.7274 | 19.5976 | 2.1085 | 2.2168 | 2.2892 | 2.3732 | 2.446 | 2.5171 | 2.5835 | 2.6466 | 2.7111 | 2.786 | 14.6479 | 3.3576 | 3.53 | 3.6453 | 3.779 | 3.895 | 4.0082 | 4.1139 | 4.2144 | 4.3171 | 4.4363 | 23.3249 | -17.6954 | -18.604 | -19.2118 | -19.9165 | -20.5278 | -21.1242 | -21.6816 | -22.2108 | -22.7522 | -23.3804 | -122.9288 | 21.053 | 22.134 | 22.8571 | 23.6955 | 24.4228 | 25.1324 | 25.7955 | 26.4252 | 27.0692 | 27.8167 | 146.2537 | 6.1239 | 12.746 | 19.777 | 27.2629 | 35.1849 | 36.4517 | 37.5849 | 38.6913 | 39.7356 | 40.7834
Ach | Electrical and Electronic Equip. | Motors Pumps | Motors Pumps | TRC | Turnover | ET269 | Motor Equipment Upgrades | Motor Equipment Upgrades | Equip | 10 | Motors Pumps | 87.54% | custom | 1.253% | 155.9544 | 164.2397 | 155.6859 | 112.2464 | 57.5071 | 22.2109 | 7.2445 | 2.1983 | 0.64882 | 0.19138 | 155.9544 | 320.1941 | 475.8801 | 588.1265 | 645.6335 | 667.8444 | 675.0889 | 677.2872 | 677.936 | 678.1274 | 0.021001 | 0.043118 | 0.064083 | 0.079198 | 0.086942 | 0.089933 | 0.090908 | 0.091204 | 0.091292 | 0.091317 | 0.020446 | 0.041979 | 0.06239 | 0.077106 | 0.084645 | 0.087557 | 0.088507 | 0.088795 | 0.08888 | 0.088905 | 5.3519 | 5.8053 | 5.6681 | 4.2092 | 2.2212 | 0.88362 | 0.29685 | 0.092783 | 0.028206 | 0.0085693 | 18.772 | 10.952 | 11.8799 | 11.599 | 8.6135 | 4.5454 | 1.8082 | 0.60747 | 0.18987 | 0.057719 | 0.017536 | 38.4145 | 18.1785 | 19.7186 | 19.2524 | 14.297 | 7.5445 | 3.0013 | 1.0083 | 0.31515 | 0.095804 | 0.029107 | 63.7616 | -55.272 | -59.9547 | -58.5372 | -43.4702 | -22.9392 | -9.1256 | -3.0658 | -0.95822 | -0.29129 | -0.088499 | -193.8679 | 73.4506 | 79.6733 | 77.7896 | 57.7672 | 30.4837 | 12.1269 | 4.0741 | 1.2734 | 0.3871 | 0.11761 | 257.6295 | 11.5244 | 24.371 | 37.3074 | 47.4903 | 53.6979 | 57.2116 | 59.5671 | 61.5539 | 63.4613 | 65.3836
Ach | Electrical and Electronic Equip. | Motors Pumps | Motors Pumps | TRC | New | EN268 | Motor Equipment Upgrades | Motor Equipment Upgrades | Equip | 10 | Motors Pumps | 87.54% | custom | 1.253% | 0 | 2.5663 | 13.0615 | 1.1346 | 0 | 0 | 0 | 0 | 0 | 0 | 0 | 2.5663 | 15.6277 | 16.7623 | 16.7623 | 16.7623 | 16.7623 | 16.7623 | 16.7623 | 16.7623 | 0 | 0.00034558 | 0.0021044 | 0.0022572 | 0.0022572 | 0.0022572 | 0.0022572 | 0.0022572 | 0.0022572 | 0.0022572 | 0 | 0.00033645 | 0.0020489 | 0.0021976 | 0.0021976 | 0.0021976 | 0.0021976 | 0.0021976 | 0.0021976 | 0.0021976 | 0 | 0.090709 | 0.47553 | 0.042546 | 0 | 0 | 0 | 0 | 0 | 0 | 0.45827 | 0 | 0.18562 | 0.97311 | 0.087066 | 0 | 0 | 0 | 0 | 0 | 0 | 0.9378 | 0 | 0.30811 | 1.6152 | 0.14451 | 0 | 0 | 0 | 0 | 0 | 0 | 1.5566 | 0 | -0.9368 | -4.911 | -0.4394 | 0 | 0 | 0 | 0 | 0 | 0 | -4.7328 | 0 | 1.2449 | 6.5263 | 0.58391 | 0 | 0 | 0 | 0 | 0 | 0 | 6.2894 | 0 | 0.19533 | 1.2252 | 1.3535 | 1.3941 | 1.436 | 1.479 | 1.5234 | 1.5691 | 1.6162
Ach | Electrical and Electronic Equip. | Motors Pumps | Motors Pumps | TRC | Existing | EE267 | Motor Equipment Upgrades | Motor Equipment Upgrades | Equip | 10 | Motors Pumps | 87.54% | custom | 1.253% | 0 | 0 | 0 | 0 | 0 | 0 | 0 | 0 | 0 | 0 | 0 | 0 | 0 | 0 | 0 | 0 | 0 | 0 | 0 | 0 | 0 | 0 | 0 | 0 | 0 | 0 | 0 | 0 | 0 | 0 | 0 | 0 | 0 | 0 | 0 | 0 | 0 | 0 | 0 | 0 | 0 | 0 | 0 | 0 | 0 | 0 | 0 | 0 | 0 | 0 | 0 | 0 | 0 | 0 | 0 | 0 | 0 | 0 | 0 | 0 | 0 | 0 | 0 | 0 | 0 | 0 | 0 | 0 | 0 | 0 | 0 | 0 | 0 | 0 | 0 | 0 | 0 | 0 | 0 | 0 | 0 | 0 | 0 | 0 | 0 | 0 | 0 | 0 | 0 | 0 | 0 | 0 | 0 | 0 | 0 | 0 | 0 | 0 | 0 | 0 | 0 | 0 | 0 | 0 | 0
Ach | Electrical and Electronic Equip. | Industrial Lighting | Industrial Lighting | TRC | New | NN262 | Lighting Controls | Lighting Controls | NonEquip | 10 | Industrial Lighting | 30% | prescriptive_lightnonequip | 15.17% | 0 | 3.5084 | 27.2695 | 4.5192 | 0 | 0 | 0 | 0 | 0 | 0 | 0 | 3.5084 | 30.7779 | 35.2971 | 35.2971 | 35.2971 | 35.2971 | 35.2971 | 35.2971 | 35.2971 | 0 | 0.00050078 | 0.0043932 | 0.0050382 | 0.0050382 | 0.0050382 | 0.0050382 | 0.0050382 | 0.0050382 | 0.0050382 | 0 | 0.00048677 | 0.0042703 | 0.0048973 | 0.0048973 | 0.0048973 | 0.0048973 | 0.0048973 | 0.0048973 | 0.0048973 | 0 | 0.080386 | 0.64355 | 0.10985 | 0 | 0 | 0 | 0 | 0 | 0 | 0.62071 | 0 | 0.18178 | 1.4553 | 0.24842 | 0 | 0 | 0 | 0 | 0 | 0 | 1.4037 | 0 | 0.54595 | 4.3707 | 0.74607 | 0 | 0 | 0 | 0 | 0 | 0 | 4.2156 | 0 | -1.1996 | -9.6037 | -1.6393 | 0 | 0 | 0 | 0 | 0 | 0 | -9.2629 | 0 | 1.7455 | 13.9744 | 2.3854 | 0 | 0 | 0 | 0 | 0 | 0 | 13.4785 | 0 | 0.27285 | 2.4654 | 2.9122 | 2.9996 | 3.0895 | 3.1822 | 3.2777 | 3.376 | 3.4773
Ach | Electrical and Electronic Equip. | Industrial Lighting | Industrial Lighting | TRC | Existing | NE261 | Lighting Controls | Lighting Controls | NonEquip | 10 | Industrial Lighting | 30% | prescriptive_lightnonequip_existing | 15.17% | 203.9853 | 200.2269 | 200.7462 | 202.0479 | 202.1841 | 201.9985 | 201.2896 | 200.1972 | 199.1032 | 198.6416 | 203.9853 | 404.2122 | 604.9584 | 807.0063 | 1009.1904 | 1211.1889 | 1412.4786 | 1612.6757 | 1811.7789 | 2010.4205 | 0.029116 | 0.057696 | 0.08635 | 0.11519 | 0.14405 | 0.17288 | 0.20161 | 0.23019 | 0.25861 | 0.28696 | 0.028302 | 0.056082 | 0.083935 | 0.11197 | 0.14002 | 0.16805 | 0.19597 | 0.22375 | 0.25137 | 0.27893 | 4.5376 | 4.5877 | 4.7375 | 4.9113 | 5.0621 | 5.2091 | 5.3466 | 5.4771 | 5.6106 | 5.7655 | 30.4716 | 10.2613 | 10.3744 | 10.7133 | 11.1063 | 11.4472 | 11.7798 | 12.0906 | 12.3857 | 12.6876 | 13.0379 | 68.9073 | 30.8178 | 31.1575 | 32.1755 | 33.3556 | 34.3795 | 35.3783 | 36.3118 | 37.1982 | 38.1047 | 39.1569 | 206.9502 | -67.7151 | -68.4615 | -70.6983 | -73.2914 | -75.541 | -77.7358 | -79.7869 | -81.7345 | -83.7265 | -86.0384 | -454.7259 | 98.533 | 99.619 | 102.8737 | 106.647 | 109.9205 | 113.1142 | 116.0987 | 118.9327 | 121.8312 | 125.1953 | 661.6762 | 15.4017 | 31.4352 | 48.4585 | 66.5822 | 85.7613 | 106.0151 | 127.3429 | 149.7536 | 173.2896 | 198.0576
Ach | Electrical and Electronic Equip. | Industrial Lighting | Industrial Lighting | TRC | Turnover | ET257 | Efficient Lighting - High Bay | Efficient Lighting - High Bay | Equip | 13.6667 | Industrial Lighting | 20% | prescriptive_light | 48.41% | 1841.4146 | 1856.285 | 1742.4672 | 1325.6337 | 780.9838 | 373.367 | 155.4358 | 60.2245 | 22.5764 | 8.2835 | 1841.4146 | 3697.6996 | 5440.1668 | 6765.8006 | 7546.7844 | 7920.1514 | 8075.5871 | 8135.8116 | 8158.388 | 8166.6715 | 0.26284 | 0.5278 | 0.77651 | 0.96573 | 1.0772 | 1.1305 | 1.1527 | 1.1613 | 1.1645 | 1.1657 | 0.25549 | 0.51304 | 0.75479 | 0.93872 | 1.0471 | 1.0989 | 1.1204 | 1.1288 | 1.1319 | 1.1331 | 40.9622 | 42.5318 | 41.1217 | 32.2231 | 19.5534 | 9.6284 | 4.1286 | 1.6477 | 0.63619 | 0.24043 | 145.201 | 224.0621 | 232.6477 | 224.9344 | 176.2593 | 106.9567 | 52.667 | 22.5835 | 9.0126 | 3.4799 | 1.3151 | 794.2453 | 272.955 | 283.414 | 274.0176 | 214.7211 | 130.2958 | 64.1596 | 27.5115 | 10.9793 | 4.2393 | 1.6021 | 967.5584 | -855.7592 | -888.5501 | -859.0908 | -673.1862 | -408.4989 | -201.1509 | -86.253 | -34.4218 | -13.2909 | -5.0228 | -3033.4565 | 1128.7142 | 1171.964 | 1133.1084 | 887.9073 | 538.7947 | 265.3105 | 113.7645 | 45.4011 | 17.5302 | 6.6249 | 4001.0149 | 139.034 | 287.5666 | 435.7689 | 558.2137 | 641.3283 | 693.2489 | 728.0598 | 755.494 | 780.3182 | 804.5438
Ach | Electrical and Electronic Equip. | Industrial Lighting | Industrial Lighting | TRC | New | EN256 | Efficient Lighting - High Bay | Efficient Lighting - High Bay | Equip | 13.6667 | Industrial Lighting | 20% | prescriptive_light | 48.41% | 0 | 30.082 | 151.011 | 13.7782 | 0 | 0 | 0 | 0 | 0 | 0 | 0 | 30.082 | 181.0931 | 194.8712 | 194.8712 | 194.8712 | 194.8712 | 194.8712 | 194.8712 | 194.8712 | 0 | 0.0042938 | 0.025849 | 0.027815 | 0.027815 | 0.027815 | 0.027815 | 0.027815 | 0.027815 | 0.027815 | 0 | 0.0041737 | 0.025126 | 0.027037 | 0.027037 | 0.027037 | 0.027037 | 0.027037 | 0.027037 | 0.027037 | 0 | 0.68925 | 3.5638 | 0.33492 | 0 | 0 | 0 | 0 | 0 | 0 | 3.4531 | 0 | 3.7702 | 19.494 | 1.832 | 0 | 0 | 0 | 0 | 0 | 0 | 18.8884 | 0 | 4.5929 | 23.7478 | 2.2317 | 0 | 0 | 0 | 0 | 0 | 0 | 23.01 | 0 | -14.3994 | -74.4532 | -6.9969 | 0 | 0 | 0 | 0 | 0 | 0 | -72.1403 | 0 | 18.9923 | 98.2009 | 9.2286 | 0 | 0 | 0 | 0 | 0 | 0 | 95.1503 | 0 | 2.3395 | 14.5059 | 16.0779 | 16.5602 | 17.057 | 17.5687 | 18.0958 | 18.6387 | 19.1978
Ach | Electrical and Electronic Equip. | Industrial Lighting | Industrial Lighting | TRC | Existing | EE255 | Efficient Lighting - High Bay | Efficient Lighting - High Bay | Equip | 13.6667 | Industrial Lighting | 20% | prescriptive_light | 48.41% | 0 | 0 | 0 | 0 | 0 | 0 | 0 | 0 | 0 | 0 | 0 | 0 | 0 | 0 | 0 | 0 | 0 | 0 | 0 | 0 | 0 | 0 | 0 | 0 | 0 | 0 | 0 | 0 | 0 | 0 | 0 | 0 | 0 | 0 | 0 | 0 | 0 | 0 | 0 | 0 | 0 | 0 | 0 | 0 | 0 | 0 | 0 | 0 | 0 | 0 | 0 | 0 | 0 | 0 | 0 | 0 | 0 | 0 | 0 | 0 | 0 | 0 | 0 | 0 | 0 | 0 | 0 | 0 | 0 | 0 | 0 | 0 | 0 | 0 | 0 | 0 | 0 | 0 | 0 | 0 | 0 | 0 | 0 | 0 | 0 | 0 | 0 | 0 | 0 | 0 | 0 | 0 | 0 | 0 | 0 | 0 | 0 | 0 | 0 | 0 | 0 | 0 | 0 | 0 | 0
Ach | Electrical and Electronic Equip. | HVAC | HVAC | TRC | New | NN252 | HVAC Improved Controls | HVAC Improved Controls | NonEquip | 15 | HVAC | 22.26% | custom | 5.529% | 0 | 5.3372 | 27.1803 | 2.3687 | 0 | 0 | 0 | 0 | 0 | 0 | 0 | 5.3372 | 32.5175 | 34.8862 | 34.8862 | 34.8862 | 34.8862 | 34.8862 | 34.8862 | 34.8862 | 0 | 0.0007603 | 0.0046322 | 0.0049697 | 0.0049697 | 0.0049697 | 0.0049697 | 0.0049697 | 0.0049697 | 0.0049697 | 0 | 0.00074186 | 0.0045199 | 0.0048491 | 0.0048491 | 0.0048491 | 0.0048491 | 0.0048491 | 0.0048491 | 0.0048491 | 0 | 0.24227 | 1.2708 | 0.11407 | 0 | 0 | 0 | 0 | 0 | 0 | 1.2248 | 0 | 0.22988 | 1.2058 | 0.10824 | 0 | 0 | 0 | 0 | 0 | 0 | 1.1622 | 0 | 1.246 | 6.5358 | 0.58667 | 0 | 0 | 0 | 0 | 0 | 0 | 6.2993 | 0 | -2.3454 | -12.3024 | -1.1043 | 0 | 0 | 0 | 0 | 0 | 0 | -11.8572 | 0 | 3.5914 | 18.8382 | 1.691 | 0 | 0 | 0 | 0 | 0 | 0 | 18.1565 | 0 | 0.41476 | 2.6028 | 2.8761 | 2.9624 | 3.0513 | 3.1428 | 3.2371 | 3.3342 | 3.4343
Ach | Electrical and Electronic Equip. | HVAC | HVAC | TRC | New | NN247 | Building Envelope Improvements | Building Envelope Improvements | NonEquip | 15 | HVAC | 22.26% | custom | 13.92% | 0 | 14.2494 | 72.5854 | 6.3347 | 0 | 0 | 0 | 0 | 0 | 0 | 0 | 14.2494 | 86.8348 | 93.1696 | 93.1696 | 93.1696 | 93.1696 | 93.1696 | 93.1696 | 93.1696 | 0 | 0.0020299 | 0.01237 | 0.013272 | 0.013272 | 0.013272 | 0.013272 | 0.013272 | 0.013272 | 0.013272 | 0 | 0.0019806 | 0.01207 | 0.01295 | 0.01295 | 0.01295 | 0.01295 | 0.01295 | 0.01295 | 0.01295 | 0 | 0.64681 | 3.3936 | 0.30506 | 0 | 0 | 0 | 0 | 0 | 0 | 3.271 | 0 | 1.1702 | 6.14 | 0.55193 | 0 | 0 | 0 | 0 | 0 | 0 | 5.9181 | 0 | 2.7701 | 14.534 | 1.3065 | 0 | 0 | 0 | 0 | 0 | 0 | 14.0088 | 0 | -6.8183 | -35.7736 | -3.2157 | 0 | 0 | 0 | 0 | 0 | 0 | -34.4807 | 0 | 9.5884 | 50.3076 | 4.5222 | 0 | 0 | 0 | 0 | 0 | 0 | 48.4895 | 0 | 1.1073 | 6.9505 | 7.6812 | 7.9117 | 8.149 | 8.3935 | 8.6453 | 8.9046 | 9.1718
Ach | Electrical and Electronic Equip. | HVAC | HVAC | TRC | Existing | NE251 | HVAC Improved Controls | HVAC Improved Controls | NonEquip | 15 | HVAC | 22.26% | custom_existing | 5.529% | 328.5705 | 317.123 | 317.9455 | 320.0072 | 320.2228 | 319.9289 | 318.8062 | 317.0759 | 315.3432 | 314.6122 | 328.5705 | 645.6935 | 963.639 | 1283.6462 | 1603.869 | 1923.7979 | 2242.6041 | 2559.68 | 2875.0232 | 3189.6353 | 0.046806 | 0.091981 | 0.13727 | 0.18286 | 0.22848 | 0.27405 | 0.31947 | 0.36464 | 0.40956 | 0.45438 | 0.04567 | 0.08975 | 0.13394 | 0.17842 | 0.22293 | 0.2674 | 0.31172 | 0.35579 | 0.39962 | 0.44335 | 14.4801 | 14.3949 | 14.8652 | 15.4104 | 15.8834 | 16.3449 | 16.7762 | 17.1857 | 17.6045 | 18.0906 | 95.8313 | 13.7396 | 13.6588 | 14.105 | 14.6224 | 15.0712 | 15.5091 | 15.9183 | 16.3068 | 16.7043 | 17.1655 | 90.9307 | 74.4727 | 74.0344 | 76.4532 | 79.2574 | 81.6901 | 84.0636 | 86.2817 | 88.3878 | 90.5419 | 93.042 | 492.8708 | -140.181 | -139.356 | -143.909 | -149.1874 | -153.7666 | -158.2342 | -162.4093 | -166.3736 | -170.4284 | -175.1343 | -927.7381 | 214.6537 | 213.3904 | 220.3621 | 228.4448 | 235.4567 | 242.2978 | 248.6909 | 254.7614 | 260.9703 | 268.1763 | 1420.6089 | 24.7898 | 50.1774 | 77.1318 | 105.8283 | 136.1954 | 168.2637 | 202.0323 | 237.515 | 274.7792 | 313.9936
Ach | Electrical and Electronic Equip. | HVAC | HVAC | TRC | Existing | NE246 | Building Envelope Improvements | Building Envelope Improvements | NonEquip | 15 | HVAC | 22.26% | custom_existing | 13.92% | 881.4194 | 828.5715 | 790.208 | 565.7406 | 289.3892 | 111.4452 | 36.2636 | 10.993 | 3.2559 | 0.96053 | 881.4194 | 1709.9909 | 2500.1989 | 3065.9396 | 3355.3287 | 3466.7739 | 3503.0375 | 3514.0305 | 3517.2864 | 3518.2469 | 0.12556 | 0.24359 | 0.35616 | 0.43675 | 0.47798 | 0.49385 | 0.49902 | 0.50059 | 0.50105 | 0.50119 | 0.12252 | 0.23768 | 0.34752 | 0.42616 | 0.46638 | 0.48187 | 0.48691 | 0.48844 | 0.48889 | 0.48903 | 38.8441 | 37.6106 | 36.9453 | 27.2441 | 14.354 | 5.6936 | 1.9083 | 0.59582 | 0.18177 | 0.055232 | 125.4997 | 70.2788 | 68.047 | 66.8433 | 49.2914 | 25.9701 | 10.3012 | 3.4525 | 1.078 | 0.32886 | 0.099928 | 227.0605 | 166.3585 | 161.0755 | 158.2262 | 116.6787 | 61.4743 | 24.3843 | 8.1725 | 2.5517 | 0.77846 | 0.23654 | 537.4801 | -409.4691 | -396.4658 | -389.4524 | -287.1888 | -151.3107 | -60.0186 | -20.1156 | -6.2808 | -1.9161 | -0.58221 | -1322.935 | 575.8276 | 557.5414 | 547.6786 | 403.8675 | 212.785 | 84.4029 | 28.2881 | 8.8325 | 2.6945 | 0.81876 | 1860.415 | 66.5009 | 132.8849 | 200.1215 | 252.7668 | 284.9238 | 303.219 | 315.5825 | 326.07 | 336.1633 | 346.3428
Ach | Electrical and Electronic Equip. | HVAC | HVAC | TRC | Turnover | ET250 | HVAC Equipment Upgrades | HVAC Equipment Upgrades | Equip | 18 | HVAC | 22.26% | custom | 12.46% | 566.5883 | 596.6891 | 565.6129 | 407.7952 | 208.9254 | 80.6929 | 26.3194 | 7.9867 | 2.3572 | 0.69529 | 566.5883 | 1163.2774 | 1728.8903 | 2136.6855 | 2345.6109 | 2426.3038 | 2452.6232 | 2460.6099 | 2462.9671 | 2463.6624 | 0.080713 | 0.16571 | 0.24629 | 0.30438 | 0.33414 | 0.34564 | 0.34939 | 0.35052 | 0.35086 | 0.35096 | 0.078754 | 0.16169 | 0.24031 | 0.29699 | 0.32603 | 0.33725 | 0.34091 | 0.34202 | 0.34235 | 0.34244 | 24.9695 | 27.085 | 26.4446 | 19.638 | 10.3629 | 4.1225 | 1.385 | 0.43288 | 0.13159 | 0.03998 | 87.5812 | 17.1796 | 18.6351 | 18.1945 | 13.5114 | 7.13 | 2.8364 | 0.9529 | 0.29783 | 0.09054 | 0.027507 | 60.2579 | 157.0243 | 170.3275 | 166.3003 | 123.4961 | 65.1688 | 25.9251 | 8.7096 | 2.7222 | 0.82755 | 0.25142 | 550.7661 | -257.1908 | -278.9801 | -272.384 | -202.2748 | -106.7402 | -42.4629 | -14.2655 | -4.4588 | -1.3554 | -0.4118 | -902.1022 | 414.2151 | 449.3076 | 438.6844 | 325.7708 | 171.909 | 68.388 | 22.9751 | 7.181 | 2.183 | 0.66322 | 1452.8683 | 42.7477 | 90.3993 | 138.3842 | 176.1558 | 199.1818 | 212.215 | 220.9525 | 228.3222 | 235.3971 | 242.5275
Ach | Electrical and Electronic Equip. | HVAC | HVAC | TRC | New | EN249 | HVAC Equipment Upgrades | HVAC Equipment Upgrades | Equip | 18 | HVAC | 22.26% | custom | 12.46% | 0 | 11.8268 | 60.1948 | 5.2288 | 0 | 0 | 0 | 0 | 0 | 0 | 0 | 11.8268 | 72.0216 | 77.2504 | 77.2504 | 77.2504 | 77.2504 | 77.2504 | 77.2504 | 77.2504 | 0 | 0.0016848 | 0.01026 | 0.011005 | 0.011005 | 0.011005 | 0.011005 | 0.011005 | 0.011005 | 0.011005 | 0 | 0.0016439 | 0.010011 | 0.010738 | 0.010738 | 0.010738 | 0.010738 | 0.010738 | 0.010738 | 0.010738 | 0 | 0.53684 | 2.8143 | 0.2518 | 0 | 0 | 0 | 0 | 0 | 0 | 2.7122 | 0 | 0.36936 | 1.9363 | 0.17325 | 0 | 0 | 0 | 0 | 0 | 0 | 1.8661 | 0 | 3.376 | 17.6983 | 1.5835 | 0 | 0 | 0 | 0 | 0 | 0 | 17.056 | 0 | -5.5296 | -28.9882 | -2.5936 | 0 | 0 | 0 | 0 | 0 | 0 | -27.9361 | 0 | 8.9056 | 46.6865 | 4.1771 | 0 | 0 | 0 | 0 | 0 | 0 | 44.9921 | 0 | 0.91907 | 5.7648 | 6.3688 | 6.5599 | 6.7567 | 6.9594 | 7.1681 | 7.3832 | 7.6047
Ach | Electrical and Electronic Equip. | HVAC | HVAC | TRC | Existing | EE248 | HVAC Equipment Upgrades | HVAC Equipment Upgrades | Equip | 18 | HVAC | 22.26% | custom | 12.46% | 0 | 0 | 0 | 0 | 0 | 0 | 0 | 0 | 0 | 0 | 0 | 0 | 0 | 0 | 0 | 0 | 0 | 0 | 0 | 0 | 0 | 0 | 0 | 0 | 0 | 0 | 0 | 0 | 0 | 0 | 0 | 0 | 0 | 0 | 0 | 0 | 0 | 0 | 0 | 0 | 0 | 0 | 0 | 0 | 0 | 0 | 0 | 0 | 0 | 0 | 0 | 0 | 0 | 0 | 0 | 0 | 0 | 0 | 0 | 0 | 0 | 0 | 0 | 0 | 0 | 0 | 0 | 0 | 0 | 0 | 0 | 0 | 0 | 0 | 0 | 0 | 0 | 0 | 0 | 0 | 0 | 0 | 0 | 0 | 0 | 0 | 0 | 0 | 0 | 0 | 0 | 0 | 0 | 0 | 0 | 0 | 0 | 0 | 0 | 0 | 0 | 0 | 0 | 0 | 0
Ach | Electrical and Electronic Equip. | Exterior Lighting | Exterior Lighting | TRC | New | NN245 | Lighting Controls - Exterior | Lighting Controls - Exterior | NonEquip | 10 | Exterior Lighting | 17% | prescriptive_lightnonequip | 28% | 0 | 0.38165 | 2.9827 | 0.50518 | 0 | 0 | 0 | 0 | 0 | 0 | 0 | 0.38165 | 3.3643 | 3.8695 | 3.8695 | 3.8695 | 3.8695 | 3.8695 | 3.8695 | 3.8695 | 0 | 0 | 0 | 0 | 0 | 0 | 0 | 0 | 0 | 0 | 0 | 0 | 0 | 0 | 0 | 0 | 0 | 0 | 0 | 0 | 0 | 0.0087446 | 0.07039 | 0.01228 | 0 | 0 | 0 | 0 | 0 | 0 | 0.068031 | 0 | 0.019775 | 0.15918 | 0.027769 | 0 | 0 | 0 | 0 | 0 | 0 | 0.15384 | 0 | 0.042653 | 0.34333 | 0.059896 | 0 | 0 | 0 | 0 | 0 | 0 | 0.33183 | 0 | -0.06341 | -0.51042 | -0.089044 | 0 | 0 | 0 | 0 | 0 | 0 | -0.49332 | 0 | 0.10606 | 0.85375 | 0.14894 | 0 | 0 | 0 | 0 | 0 | 0 | 0.82515 | 0 | 0.018511 | 0.16807 | 0.19911 | 0.20508 | 0.21124 | 0.21757 | 0.2241 | 0.23082 | 0.23775
Ach | Electrical and Electronic Equip. | Exterior Lighting | Exterior Lighting | TRC | Existing | NE244 | Lighting Controls - Exterior | Lighting Controls - Exterior | NonEquip | 10 | Exterior Lighting | 17% | prescriptive_lightnonequip_existing | 28% | 21.31 | 23.8329 | 23.8947 | 24.0496 | 24.0658 | 24.0437 | 23.9594 | 23.8293 | 23.6991 | 23.6442 | 21.31 | 45.1429 | 69.0375 | 93.0871 | 117.153 | 141.1967 | 165.156 | 188.9853 | 212.6844 | 236.3286 | 0 | 0 | 0 | 0 | 0 | 0 | 0 | 0 | 0 | 0 | 0 | 0 | 0 | 0 | 0 | 0 | 0 | 0 | 0 | 0 | 0.47404 | 0.54607 | 0.56391 | 0.58459 | 0.60253 | 0.62004 | 0.6364 | 0.65193 | 0.66782 | 0.68626 | 3.5671 | 1.072 | 1.2349 | 1.2752 | 1.322 | 1.3625 | 1.4021 | 1.4391 | 1.4743 | 1.5102 | 1.5519 | 8.0665 | 2.3122 | 2.6635 | 2.7505 | 2.8514 | 2.9389 | 3.0243 | 3.1041 | 3.1799 | 3.2574 | 3.3473 | 17.3988 | -3.4374 | -3.9597 | -4.0891 | -4.2391 | -4.3692 | -4.4961 | -4.6147 | -4.7274 | -4.8426 | -4.9763 | -25.866 | 5.7496 | 6.6232 | 6.8396 | 7.0905 | 7.3081 | 7.5204 | 7.7189 | 7.9073 | 8.1 | 8.3236 | 43.2648 | 1.0035 | 2.1896 | 3.449 | 4.7899 | 6.2091 | 7.708 | 9.2864 | 10.945 | 12.6871 | 14.5204
Ach | Electrical and Electronic Equip. | Exterior Lighting | Exterior Lighting | TRC | Turnover | ET243 | Efficient Lighting - Exterior | Efficient Lighting - Exterior | Equip | 13.6 | Exterior Lighting | 15.29% | prescriptive_light | 78.74% | 499.113 | 503.1436 | 472.2934 | 359.3113 | 211.6846 | 101.2006 | 42.1307 | 16.3238 | 6.1193 | 2.2452 | 499.113 | 1002.2565 | 1474.55 | 1833.8612 | 2045.5458 | 2146.7465 | 2188.8771 | 2205.2009 | 2211.3202 | 2213.5654 | 0 | 0 | 0 | 0 | 0 | 0 | 0 | 0 | 0 | 0 | 0 | 0 | 0 | 0 | 0 | 0 | 0 | 0 | 0 | 0 | 11.1028 | 11.5282 | 11.146 | 8.734 | 5.2999 | 2.6098 | 1.1191 | 0.44659 | 0.17244 | 0.065167 | 39.3565 | 10.091 | 10.4777 | 10.1303 | 7.9382 | 4.817 | 2.372 | 1.0171 | 0.4059 | 0.15672 | 0.059229 | 35.7703 | 98.5925 | 102.3704 | 98.9764 | 77.5582 | 47.0634 | 23.1747 | 9.9373 | 3.9658 | 1.5312 | 0.57868 | 349.4864 | -76.3154 | -79.2396 | -76.6125 | -60.0338 | -36.4294 | -17.9384 | -7.6919 | -3.0697 | -1.1853 | -0.44793 | -270.5194 | 174.9079 | 181.61 | 175.5889 | 137.592 | 83.4928 | 41.1131 | 17.6292 | 7.0354 | 2.7165 | 1.0266 | 620.0058 | 23.5032 | 48.6121 | 73.6652 | 94.3641 | 108.4144 | 117.1914 | 123.076 | 127.7137 | 131.9101 | 136.0054
Ach | Electrical and Electronic Equip. | Exterior Lighting | Exterior Lighting | TRC | New | EN242 | Efficient Lighting - Exterior | Efficient Lighting - Exterior | Equip | 13.6 | Exterior Lighting | 15.29% | prescriptive_light | 78.74% | 0 | 3.6397 | 18.3443 | 1.6814 | 0 | 0 | 0 | 0 | 0 | 0 | 0 | 3.6397 | 21.9839 | 23.6654 | 23.6654 | 23.6654 | 23.6654 | 23.6654 | 23.6654 | 23.6654 | 0 | 0 | 0 | 0 | 0 | 0 | 0 | 0 | 0 | 0 | 0 | 0 | 0 | 0 | 0 | 0 | 0 | 0 | 0 | 0 | 0 | 0.083393 | 0.43292 | 0.040872 | 0 | 0 | 0 | 0 | 0 | 0 | 0.41932 | 0 | 0.075794 | 0.39347 | 0.037148 | 0 | 0 | 0 | 0 | 0 | 0 | 0.38111 | 0 | 0.74053 | 3.8443 | 0.36294 | 0 | 0 | 0 | 0 | 0 | 0 | 3.7236 | 0 | -0.57321 | -2.9757 | -0.28094 | 0 | 0 | 0 | 0 | 0 | 0 | -2.8822 | 0 | 1.3137 | 6.82 | 0.64388 | 0 | 0 | 0 | 0 | 0 | 0 | 6.6058 | 0 | 0.17653 | 1.0983 | 1.2177 | 1.2543 | 1.2919 | 1.3307 | 1.3706 | 1.4117 | 1.454
Ach | Electrical and Electronic Equip. | Exterior Lighting | Exterior Lighting | TRC | Existing | EE241 | Efficient Lighting - Exterior | Efficient Lighting - Exterior | Equip | 13.6 | Exterior Lighting | 15.29% | prescriptive_light | 78.74% | 0 | 0 | 0 | 0 | 0 | 0 | 0 | 0 | 0 | 0 | 0 | 0 | 0 | 0 | 0 | 0 | 0 | 0 | 0 | 0 | 0 | 0 | 0 | 0 | 0 | 0 | 0 | 0 | 0 | 0 | 0 | 0 | 0 | 0 | 0 | 0 | 0 | 0 | 0 | 0 | 0 | 0 | 0 | 0 | 0 | 0 | 0 | 0 | 0 | 0 | 0 | 0 | 0 | 0 | 0 | 0 | 0 | 0 | 0 | 0 | 0 | 0 | 0 | 0 | 0 | 0 | 0 | 0 | 0 | 0 | 0 | 0 | 0 | 0 | 0 | 0 | 0 | 0 | 0 | 0 | 0 | 0 | 0 | 0 | 0 | 0 | 0 | 0 | 0 | 0 | 0 | 0 | 0 | 0 | 0 | 0 | 0 | 0 | 0 | 0 | 0 | 0 | 0 | 0 | 0
Ach | Lumber/Furniture/Pulp/Paper | Process Specific | Process Specific | TRC | New | NN372 | Process Other Systems Optimization | Process Other Systems Optimization | NonEquip | 5.3333 | Process Specific | 26.34% | custom | 1.054% | 0 | 0.45885 | 2.3392 | 0.20505 | 0 | 0 | 0 | 0 | 0 | 0 | 0 | 0.45885 | 2.798 | 3.0031 | 3.0031 | 3.0031 | 2.5442 | 0.20505 | 0 | 0 | 0 | 6.3171e-05 | 0.00038521 | 0.00041344 | 0.00041344 | 0.00041344 | 0.00035027 | 2.823e-05 | 0 | 0 | 0 | 6.1613e-05 | 0.00037571 | 0.00040325 | 0.00040325 | 0.00040325 | 0.00034163 | 2.7534e-05 | 0 | 0 | 0 | 0.016219 | 0.085163 | 0.0076894 | 0 | 0 | 0 | 0 | 0 | 0 | 0.082098 | 0 | 0.011207 | 0.058845 | 0.0053131 | 0 | 0 | 0 | 0 | 0 | 0 | 0.056727 | 0 | 0.020219 | 0.10617 | 0.009586 | 0 | 0 | 0 | 0 | 0 | 0 | 0.10235 | 0 | -0.10082 | -0.52939 | -0.047799 | 0 | 0 | 0 | 0 | 0 | 0 | -0.51033 | 0 | 0.12104 | 0.63556 | 0.057385 | 0 | 0 | 0 | 0 | 0 | 0 | 0.61268 | 0 | 0.035208 | 0.22114 | 0.24446 | 0.2518 | 0.25935 | 0.22631 | 0.018787 | 0 | 0
Ach | Lumber/Furniture/Pulp/Paper | Process Specific | Process Specific | TRC | New | NN367 | Plant Energy Management | Plant Energy Management | NonEquip | 10.5 | Process Specific | 24.68% | custom | 31% | 0 | 13.1776 | 67.0698 | 5.826 | 0 | 0 | 0 | 0 | 0 | 0 | 0 | 13.1776 | 80.2474 | 86.0735 | 86.0735 | 86.0735 | 86.0735 | 86.0735 | 86.0735 | 86.0735 | 0 | 0.0018142 | 0.011048 | 0.01185 | 0.01185 | 0.01185 | 0.01185 | 0.01185 | 0.01185 | 0.01185 | 0 | 0.0017695 | 0.010775 | 0.011558 | 0.011558 | 0.011558 | 0.011558 | 0.011558 | 0.011558 | 0.011558 | 0 | 0.46579 | 2.4418 | 0.21847 | 0 | 0 | 0 | 0 | 0 | 0 | 2.3532 | 0 | 0.36054 | 1.8901 | 0.16911 | 0 | 0 | 0 | 0 | 0 | 0 | 1.8215 | 0 | 2.3264 | 12.1959 | 1.0912 | 0 | 0 | 0 | 0 | 0 | 0 | 11.7533 | 0 | -4.3805 | -22.9641 | -2.0546 | 0 | 0 | 0 | 0 | 0 | 0 | -22.1306 | 0 | 6.7069 | 35.16 | 3.1458 | 0 | 0 | 0 | 0 | 0 | 0 | 33.8839 | 0 | 1.0111 | 6.3421 | 7.0067 | 7.2169 | 7.4334 | 7.6564 | 7.8861 | 8.1227 | 8.3663
Ach | Lumber/Furniture/Pulp/Paper | Process Specific | Process Specific | TRC | Existing | NE371 | Process Other Systems Optimization | Process Other Systems Optimization | NonEquip | 5.3333 | Process Specific | 26.34% | custom_existing | 1.054% | 27.2036 | 27.0448 | 25.7926 | 18.4659 | 9.4457 | 3.6376 | 1.1837 | 0.35881 | 0.10627 | 0.031352 | 27.2036 | 54.2483 | 80.0409 | 98.5068 | 107.9525 | 84.3866 | 58.5254 | 33.0917 | 14.7321 | 5.3177 | 0.0037452 | 0.0074685 | 0.011019 | 0.013562 | 0.014862 | 0.011618 | 0.0080573 | 0.0045558 | 0.0020282 | 0.0007321 | 0.0036528 | 0.0072843 | 0.010748 | 0.013227 | 0.014496 | 0.011331 | 0.0078587 | 0.0044435 | 0.0019782 | 0.00071405 | 0.93355 | 0.95594 | 0.93903 | 0.69246 | 0.36484 | 0.14471 | 0.048502 | 0.015144 | 0.00462 | 0.0014038 | 3.1411 | 0.64505 | 0.66053 | 0.64884 | 0.47847 | 0.25209 | 0.099993 | 0.033513 | 0.010464 | 0.0031922 | 0.00096999 | 2.1704 | 1.1638 | 1.1917 | 1.1707 | 0.86326 | 0.45483 | 0.18041 | 0.060466 | 0.018879 | 0.0057595 | 0.0017501 | 3.9158 | -5.8031 | -5.9423 | -5.8372 | -4.3045 | -2.2679 | -0.89957 | -0.3015 | -0.094138 | -0.028719 | -0.0087264 | -19.5254 | 6.9669 | 7.1341 | 7.0079 | 5.1677 | 2.7227 | 1.08 | 0.36196 | 0.11302 | 0.034478 | 0.010476 | 23.4413 | 2.0265 | 4.1625 | 6.3258 | 8.0188 | 9.0513 | 7.2877 | 5.2059 | 3.0319 | 1.3902 | 0.51688
Ach | Lumber/Furniture/Pulp/Paper | Process Specific | Process Specific | TRC | Existing | NE366 | Plant Energy Management | Plant Energy Management | NonEquip | 10.5 | Process Specific | 24.68% | custom_existing | 31% | 758.1058 | 773.8182 | 775.8251 | 780.8559 | 781.382 | 780.6648 | 777.9253 | 773.7032 | 769.4752 | 767.6914 | 758.1058 | 1531.924 | 2307.7491 | 3088.605 | 3869.987 | 4650.6518 | 5428.5771 | 6202.2803 | 6971.7554 | 7739.4469 | 0.10437 | 0.2109 | 0.31771 | 0.42522 | 0.53279 | 0.64027 | 0.74736 | 0.85388 | 0.95982 | 1.0655 | 0.1018 | 0.2057 | 0.30988 | 0.41473 | 0.51965 | 0.62448 | 0.72894 | 0.83283 | 0.93615 | 1.0392 | 26.0161 | 27.352 | 28.2456 | 29.2816 | 30.1804 | 31.0573 | 31.8767 | 32.6548 | 33.4507 | 34.3743 | 180.7324 | 20.1376 | 21.1716 | 21.8633 | 22.6653 | 23.361 | 24.0397 | 24.674 | 25.2763 | 25.8923 | 26.6073 | 139.8949 | 129.94 | 136.6121 | 141.0754 | 146.2499 | 150.7389 | 155.1186 | 159.2115 | 163.0978 | 167.0727 | 171.686 | 902.6857 | -244.6682 | -257.2313 | -265.6354 | -275.3787 | -283.8312 | -292.0778 | -299.7844 | -307.102 | -314.5866 | -323.273 | -1699.696 | 374.6082 | 393.8435 | 406.7108 | 421.6286 | 434.5701 | 447.1963 | 458.9958 | 470.1998 | 481.6592 | 494.959 | 2602.3816 | 56.4756 | 117.5453 | 182.3871 | 251.423 | 324.4811 | 401.6344 | 482.8812 | 568.2546 | 657.9167 | 752.2738
Ach | Lumber/Furniture/Pulp/Paper | Process Heating | Process Heating | TRC | New | NN361 | Plant Energy Management | Plant Energy Management | NonEquip | 10.5 | Process Heating | 24.68% | custom | 31% | 0 | 12.9671 | 65.9983 | 5.733 | 0 | 0 | 0 | 0 | 0 | 0 | 0 | 12.9671 | 78.9654 | 84.6984 | 84.6984 | 84.6984 | 84.6984 | 84.6984 | 84.6984 | 84.6984 | 0 | 0.0017852 | 0.010871 | 0.011661 | 0.011661 | 0.011661 | 0.011661 | 0.011661 | 0.011661 | 0.011661 | 0 | 0.0017412 | 0.010603 | 0.011373 | 0.011373 | 0.011373 | 0.011373 | 0.011373 | 0.011373 | 0.011373 | 0 | 0.45834 | 2.4028 | 0.21498 | 0 | 0 | 0 | 0 | 0 | 0 | 2.3156 | 0 | 0.35478 | 1.8599 | 0.16641 | 0 | 0 | 0 | 0 | 0 | 0 | 1.7924 | 0 | 2.2892 | 12.0011 | 1.0738 | 0 | 0 | 0 | 0 | 0 | 0 | 11.5655 | 0 | -4.3105 | -22.5972 | -2.0218 | 0 | 0 | 0 | 0 | 0 | 0 | -21.7771 | 0 | 6.5997 | 34.5983 | 3.0956 | 0 | 0 | 0 | 0 | 0 | 0 | 33.3426 | 0 | 0.99497 | 6.2408 | 6.8947 | 7.1016 | 7.3146 | 7.5341 | 7.7601 | 7.9929 | 8.2327
Ach | Lumber/Furniture/Pulp/Paper | Process Heating | Process Heating | TRC | Existing | NE360 | Plant Energy Management | Plant Energy Management | NonEquip | 10.5 | Process Heating | 24.68% | custom_existing | 31% | 763.3255 | 761.4557 | 763.4306 | 768.381 | 768.8988 | 768.193 | 765.4973 | 761.3426 | 757.1821 | 755.4269 | 763.3255 | 1524.7812 | 2288.2118 | 3056.5929 | 3825.4916 | 4593.6846 | 5359.1819 | 6120.5245 | 6877.7066 | 7633.1335 | 0.10509 | 0.20992 | 0.31502 | 0.42081 | 0.52666 | 0.63242 | 0.73781 | 0.84263 | 0.94687 | 1.0509 | 0.1025 | 0.20474 | 0.30726 | 0.41043 | 0.51368 | 0.61683 | 0.71962 | 0.82185 | 0.92352 | 1.025 | 26.1952 | 26.915 | 27.7943 | 28.8138 | 29.6982 | 30.5611 | 31.3675 | 32.1331 | 32.9163 | 33.8252 | 178.3845 | 20.2763 | 20.8334 | 21.5141 | 22.3032 | 22.9877 | 23.6556 | 24.2798 | 24.8725 | 25.4787 | 26.1822 | 138.0775 | 130.8347 | 134.4296 | 138.8216 | 143.9134 | 148.3307 | 152.6404 | 156.6679 | 160.4921 | 164.4036 | 168.9431 | 890.9589 | -246.3528 | -253.1219 | -261.3917 | -270.9793 | -279.2967 | -287.4116 | -294.9951 | -302.1958 | -309.5608 | -318.1085 | -1677.6152 | 377.1875 | 387.5515 | 400.2133 | 414.8927 | 427.6274 | 440.052 | 451.663 | 462.688 | 473.9643 | 487.0516 | 2568.5741 | 56.8644 | 116.9973 | 180.843 | 248.8171 | 320.7503 | 396.7147 | 476.7084 | 560.7641 | 649.0414 | 741.9401
Ach | Lumber/Furniture/Pulp/Paper | Process Cooling | Process Cooling | TRC | New | NN354 | Plant Energy Management | Plant Energy Management | NonEquip | 10.5 | Process Cooling | 24.68% | custom | 31% | 0 | 7.3287 | 37.3007 | 3.2401 | 0 | 0 | 0 | 0 | 0 | 0 | 0 | 7.3287 | 44.6294 | 47.8695 | 47.8695 | 47.8695 | 47.8695 | 47.8695 | 47.8695 | 47.8695 | 0 | 0.001009 | 0.0061442 | 0.0065903 | 0.0065903 | 0.0065903 | 0.0065903 | 0.0065903 | 0.0065903 | 0.0065903 | 0 | 0.00098408 | 0.0059927 | 0.0064278 | 0.0064278 | 0.0064278 | 0.0064278 | 0.0064278 | 0.0064278 | 0.0064278 | 0 | 0.25905 | 1.358 | 0.1215 | 0 | 0 | 0 | 0 | 0 | 0 | 1.3087 | 0 | 0.20051 | 1.0512 | 0.094049 | 0 | 0 | 0 | 0 | 0 | 0 | 1.013 | 0 | 1.2938 | 6.7827 | 0.60686 | 0 | 0 | 0 | 0 | 0 | 0 | 6.5366 | 0 | -2.4362 | -12.7714 | -1.1427 | 0 | 0 | 0 | 0 | 0 | 0 | -12.3079 | 0 | 3.73 | 19.5541 | 1.7495 | 0 | 0 | 0 | 0 | 0 | 0 | 18.8445 | 0 | 0.56233 | 3.5272 | 3.8967 | 4.0136 | 4.1341 | 4.2581 | 4.3858 | 4.5174 | 4.6529
Ach | Lumber/Furniture/Pulp/Paper | Process Cooling | Process Cooling | TRC | Existing | NE353 | Plant Energy Management | Plant Energy Management | NonEquip | 10.5 | Process Cooling | 24.68% | custom_existing | 31% | 444.0013 | 430.3569 | 431.473 | 434.2709 | 434.5635 | 434.1646 | 432.641 | 430.2929 | 427.9415 | 426.9495 | 444.0013 | 874.3581 | 1305.8311 | 1740.102 | 2174.6654 | 2608.83 | 3041.4711 | 3471.764 | 3899.7055 | 4326.655 | 0.061127 | 0.12037 | 0.17978 | 0.23956 | 0.29939 | 0.35916 | 0.41873 | 0.47797 | 0.53688 | 0.59566 | 0.059619 | 0.11741 | 0.17534 | 0.23366 | 0.29201 | 0.35031 | 0.4084 | 0.46618 | 0.52364 | 0.58097 | 15.2369 | 15.2117 | 15.7087 | 16.2849 | 16.7847 | 17.2724 | 17.7282 | 18.1609 | 18.6035 | 19.1172 | 101.2105 | 11.794 | 11.7746 | 12.1592 | 12.6052 | 12.9921 | 13.3696 | 13.7224 | 14.0573 | 14.3999 | 14.7976 | 78.3414 | 76.1022 | 75.9765 | 78.4587 | 81.3365 | 83.833 | 86.2688 | 88.545 | 90.7064 | 92.917 | 95.4827 | 505.5059 | -143.2953 | -143.0585 | -147.7324 | -153.1511 | -157.8519 | -162.4382 | -166.7243 | -170.794 | -174.9565 | -179.7874 | -951.8334 | 219.3975 | 219.035 | 226.1911 | 234.4876 | 241.685 | 248.707 | 255.2693 | 261.5003 | 267.8735 | 275.2701 | 1457.3393 | 33.0762 | 67.09 | 103.203 | 141.6503 | 182.336 | 225.3009 | 270.5441 | 318.0839 | 368.0108 | 420.5506
Ach | Lumber/Furniture/Pulp/Paper | Process Cooling | Process Cooling | TRC | Turnover | ET359 | Process Refrig Equipment Upgrade | Process Refrig Equipment Upgrade | Equip | 10 | Process Cooling | 21% | custom | 2.956% | 35.2997 | 37.1751 | 35.2389 | 25.4065 | 13.0165 | 5.0273 | 1.6398 | 0.49759 | 0.14686 | 0.043318 | 35.2997 | 72.4748 | 107.7137 | 133.1202 | 146.1367 | 151.1641 | 152.8039 | 153.3014 | 153.4483 | 153.4916 | 0.0048598 | 0.0099778 | 0.014829 | 0.018327 | 0.020119 | 0.020811 | 0.021037 | 0.021105 | 0.021126 | 0.021132 | 0.00474 | 0.0097317 | 0.014464 | 0.017875 | 0.019623 | 0.020298 | 0.020518 | 0.020585 | 0.020605 | 0.02061 | 1.2114 | 1.314 | 1.2829 | 0.95273 | 0.50275 | 0.2 | 0.067192 | 0.021001 | 0.0063843 | 0.0019396 | 4.249 | 5.1253 | 5.5595 | 5.428 | 4.0309 | 2.1271 | 0.84619 | 0.28428 | 0.088853 | 0.027011 | 0.0082063 | 17.977 | 1.4978 | 1.6247 | 1.5863 | 1.178 | 0.62164 | 0.2473 | 0.08308 | 0.025967 | 0.0078939 | 0.0023983 | 5.2537 | -15.2862 | -16.5813 | -16.1892 | -12.0223 | -6.3441 | -2.5238 | -0.84787 | -0.26501 | -0.080561 | -0.024476 | -53.6167 | 16.7841 | 18.206 | 17.7756 | 13.2003 | 6.9658 | 2.7711 | 0.93095 | 0.29097 | 0.088455 | 0.026874 | 58.8704 | 2.6297 | 5.561 | 8.5129 | 10.8364 | 12.2529 | 13.0547 | 13.5922 | 14.0455 | 14.4807 | 14.9194
Ach | Lumber/Furniture/Pulp/Paper | Process Cooling | Process Cooling | TRC | New | EN358 | Process Refrig Equipment Upgrade | Process Refrig Equipment Upgrade | Equip | 10 | Process Cooling | 21% | custom | 2.956% | 0 | 0.67661 | 3.4493 | 0.30237 | 0 | 0 | 0 | 0 | 0 | 0 | 0 | 0.67661 | 4.1259 | 4.4283 | 4.4283 | 4.4283 | 4.4283 | 4.4283 | 4.4283 | 4.4283 | 0 | 9.315e-05 | 0.00056803 | 0.00060966 | 0.00060966 | 0.00060966 | 0.00060966 | 0.00060966 | 0.00060966 | 0.00060966 | 0 | 9.0854e-05 | 0.00055402 | 0.00059462 | 0.00059462 | 0.00059462 | 0.00059462 | 0.00059462 | 0.00059462 | 0.00059462 | 0 | 0.023916 | 0.12558 | 0.011339 | 0 | 0 | 0 | 0 | 0 | 0 | 0.12106 | 0 | 0.10119 | 0.53132 | 0.047973 | 0 | 0 | 0 | 0 | 0 | 0 | 0.51219 | 0 | 0.029571 | 0.15528 | 0.01402 | 0 | 0 | 0 | 0 | 0 | 0 | 0.14969 | 0 | -0.30179 | -1.5847 | -0.14308 | 0 | 0 | 0 | 0 | 0 | 0 | -1.5276 | 0 | 0.33136 | 1.7399 | 0.1571 | 0 | 0 | 0 | 0 | 0 | 0 | 1.6773 | 0 | 0.051917 | 0.32608 | 0.36048 | 0.37129 | 0.38243 | 0.39391 | 0.40572 | 0.4179 | 0.43043
Ach | Lumber/Furniture/Pulp/Paper | Process Cooling | Process Cooling | TRC | Existing | EE357 | Process Refrig Equipment Upgrade | Process Refrig Equipment Upgrade | Equip | 10 | Process Cooling | 21% | custom | 2.956% | 0 | 0 | 0 | 0 | 0 | 0 | 0 | 0 | 0 | 0 | 0 | 0 | 0 | 0 | 0 | 0 | 0 | 0 | 0 | 0 | 0 | 0 | 0 | 0 | 0 | 0 | 0 | 0 | 0 | 0 | 0 | 0 | 0 | 0 | 0 | 0 | 0 | 0 | 0 | 0 | 0 | 0 | 0 | 0 | 0 | 0 | 0 | 0 | 0 | 0 | 0 | 0 | 0 | 0 | 0 | 0 | 0 | 0 | 0 | 0 | 0 | 0 | 0 | 0 | 0 | 0 | 0 | 0 | 0 | 0 | 0 | 0 | 0 | 0 | 0 | 0 | 0 | 0 | 0 | 0 | 0 | 0 | 0 | 0 | 0 | 0 | 0 | 0 | 0 | 0 | 0 | 0 | 0 | 0 | 0 | 0 | 0 | 0 | 0 | 0 | 0 | 0 | 0 | 0 | 0
Ach | Lumber/Furniture/Pulp/Paper | Other | Other | TRC | New | NN352 | Plant Energy Management | Plant Energy Management | NonEquip | 10.5 | Other | 24.68% | custom | 31% | 0 | 13.9495 | 70.9987 | 6.1673 | 0 | 0 | 0 | 0 | 0 | 0 | 0 | 13.9495 | 84.9482 | 91.1155 | 91.1155 | 91.1155 | 91.1155 | 91.1155 | 91.1155 | 91.1155 | 0 | 0.0020124 | 0.012255 | 0.013145 | 0.013145 | 0.013145 | 0.013145 | 0.013145 | 0.013145 | 0.013145 | 0 | 0.0020467 | 0.012464 | 0.013369 | 0.013369 | 0.013369 | 0.013369 | 0.013369 | 0.013369 | 0.013369 | 0 | 0.49307 | 2.5849 | 0.23127 | 0 | 0 | 0 | 0 | 0 | 0 | 2.491 | 0 | 0.38166 | 2.0008 | 0.17901 | 0 | 0 | 0 | 0 | 0 | 0 | 1.9282 | 0 | 2.4627 | 12.9103 | 1.1551 | 0 | 0 | 0 | 0 | 0 | 0 | 12.4418 | 0 | -4.6371 | -24.3093 | -2.175 | 0 | 0 | 0 | 0 | 0 | 0 | -23.427 | 0 | 7.0998 | 37.2196 | 3.3301 | 0 | 0 | 0 | 0 | 0 | 0 | 35.8688 | 0 | 1.0704 | 6.7137 | 7.4171 | 7.6396 | 7.8688 | 8.1049 | 8.348 | 8.5985 | 8.8564
Ach | Lumber/Furniture/Pulp/Paper | Other | Other | TRC | Existing | NE351 | Plant Energy Management | Plant Energy Management | NonEquip | 10.5 | Other | 24.68% | custom_existing | 31% | 817.099 | 819.1472 | 821.2717 | 826.5972 | 827.1541 | 826.3949 | 823.4949 | 819.0255 | 814.5498 | 812.6616 | 817.099 | 1636.2462 | 2457.5179 | 3284.115 | 4111.2692 | 4937.6641 | 5761.159 | 6580.1845 | 7394.7343 | 8207.3958 | 0.11788 | 0.23605 | 0.35453 | 0.47378 | 0.5931 | 0.71232 | 0.83112 | 0.94928 | 1.0668 | 1.184 | 0.11989 | 0.24008 | 0.36058 | 0.48186 | 0.60322 | 0.72447 | 0.8453 | 0.96547 | 1.085 | 1.2042 | 28.0406 | 28.9542 | 29.9002 | 30.9969 | 31.9483 | 32.8765 | 33.744 | 34.5677 | 35.4102 | 36.3879 | 191.7734 | 21.7047 | 22.4118 | 23.1441 | 23.993 | 24.7294 | 25.4479 | 26.1194 | 26.7569 | 27.409 | 28.1659 | 148.4411 | 140.0515 | 144.6146 | 149.3394 | 154.817 | 159.569 | 164.2052 | 168.5378 | 172.6518 | 176.8595 | 181.743 | 957.831 | -263.7075 | -272.2995 | -281.1959 | -291.5099 | -300.4575 | -309.1872 | -317.3453 | -325.0916 | -333.0145 | -342.2098 | -1803.5308 | 403.759 | 416.9142 | 430.5353 | 446.3269 | 460.0265 | 473.3924 | 485.8831 | 497.7434 | 509.8741 | 523.9529 | 2761.3617 | 60.8703 | 125.55 | 194.2236 | 267.3382 | 344.7115 | 426.4211 | 512.465 | 602.8783 | 697.8327 | 797.7584
Ach | Lumber/Furniture/Pulp/Paper | Motors Pumps | Motors Pumps | TRC | New | NN350 | Pump System Optimization | Pump System Optimization | NonEquip | 10 | Motors Pumps | 15.43% | custom | 43.19% | 0 | 93.7048 | 478.2362 | 42.185 | 0 | 0 | 0 | 0 | 0 | 0 | 0 | 93.7048 | 571.941 | 614.126 | 614.126 | 614.126 | 614.126 | 614.126 | 614.126 | 614.126 | 0 | 0.012618 | 0.077018 | 0.082699 | 0.082699 | 0.082699 | 0.082699 | 0.082699 | 0.082699 | 0.082699 | 0 | 0.012285 | 0.074984 | 0.080515 | 0.080515 | 0.080515 | 0.080515 | 0.080515 | 0.080515 | 0.080515 | 0 | 3.3122 | 17.4112 | 1.5819 | 0 | 0 | 0 | 0 | 0 | 0 | 16.7881 | 0 | 15.3327 | 80.6002 | 7.323 | 0 | 0 | 0 | 0 | 0 | 0 | 77.7159 | 0 | 2.6954 | 14.1692 | 1.2874 | 0 | 0 | 0 | 0 | 0 | 0 | 13.6622 | 0 | -42.7611 | -224.7849 | -20.423 | 0 | 0 | 0 | 0 | 0 | 0 | -216.7407 | 0 | 45.4566 | 238.9541 | 21.7104 | 0 | 0 | 0 | 0 | 0 | 0 | 230.4029 | 0 | 7.1322 | 44.8382 | 49.5897 | 51.0774 | 52.6097 | 54.188 | 55.8137 | 57.4881 | 59.2127
Ach | Lumber/Furniture/Pulp/Paper | Motors Pumps | Motors Pumps | TRC | New | NN343 | Plant Energy Management | Plant Energy Management | NonEquip | 10.5 | Motors Pumps | 24.68% | custom | 31% | 0 | 95.8854 | 488.0262 | 42.3926 | 0 | 0 | 0 | 0 | 0 | 0 | 0 | 95.8854 | 583.9116 | 626.3042 | 626.3042 | 626.3042 | 626.3042 | 626.3042 | 626.3042 | 626.3042 | 0 | 0.012912 | 0.07863 | 0.084339 | 0.084339 | 0.084339 | 0.084339 | 0.084339 | 0.084339 | 0.084339 | 0 | 0.012571 | 0.076553 | 0.082111 | 0.082111 | 0.082111 | 0.082111 | 0.082111 | 0.082111 | 0.082111 | 0 | 3.3892 | 17.7677 | 1.5897 | 0 | 0 | 0 | 0 | 0 | 0 | 17.1228 | 0 | 2.6234 | 13.753 | 1.2305 | 0 | 0 | 0 | 0 | 0 | 0 | 13.2538 | 0 | 16.9279 | 88.7423 | 7.9399 | 0 | 0 | 0 | 0 | 0 | 0 | 85.5215 | 0 | -31.8741 | -167.0957 | -14.9503 | 0 | 0 | 0 | 0 | 0 | 0 | -161.0312 | 0 | 48.802 | 255.838 | 22.8902 | 0 | 0 | 0 | 0 | 0 | 0 | 246.5527 | 0 | 7.3573 | 46.148 | 50.9833 | 52.5128 | 54.0882 | 55.7108 | 57.3822 | 59.1036 | 60.8767
Ach | Lumber/Furniture/Pulp/Paper | Motors Pumps | Motors Pumps | TRC | Existing | NE349 | Pump System Optimization | Pump System Optimization | NonEquip | 10 | Motors Pumps | 15.43% | custom_existing | 43.19% | 5882.4983 | 5649.24 | 5387.6759 | 3857.2466 | 1973.0692 | 759.8385 | 247.2469 | 74.9506 | 22.1991 | 6.5489 | 5882.4983 | 11531.7383 | 16919.4142 | 20776.6608 | 22749.73 | 23509.5685 | 23756.8154 | 23831.766 | 23853.9651 | 23860.5141 | 0.79214 | 1.5529 | 2.2784 | 2.7978 | 3.0635 | 3.1658 | 3.1991 | 3.2092 | 3.2122 | 3.2131 | 0.77122 | 1.5119 | 2.2182 | 2.7239 | 2.9826 | 3.0822 | 3.1146 | 3.1244 | 3.1274 | 3.1282 | 201.8712 | 199.6824 | 196.15 | 144.6444 | 76.2086 | 30.2287 | 10.1313 | 3.1634 | 0.96504 | 0.29324 | 662.3491 | 934.5041 | 924.3717 | 908.0198 | 669.5893 | 352.7854 | 139.9351 | 46.9001 | 14.6438 | 4.4674 | 1.3575 | 3066.1533 | 164.2826 | 162.5013 | 159.6267 | 117.7115 | 62.0184 | 24.6001 | 8.2449 | 2.5743 | 0.78535 | 0.23864 | 539.019 | -2606.2255 | -2577.9674 | -2532.3637 | -1867.4082 | -983.8783 | -390.2632 | -130.799 | -40.84 | -12.459 | -3.7858 | -8551.1522 | 2770.508 | 2740.4687 | 2691.9905 | 1985.1196 | 1045.8968 | 414.8633 | 139.0439 | 43.4144 | 13.2444 | 4.0244 | 9090.1713 | 434.6946 | 877.7168 | 1326.4234 | 1677.6828 | 1892.1152 | 2013.9709 | 2096.2062 | 2165.9041 | 2232.9592 | 2300.5795
Ach | Lumber/Furniture/Pulp/Paper | Motors Pumps | Motors Pumps | TRC | Existing | NE342 | Plant Energy Management | Plant Energy Management | NonEquip | 10.5 | Motors Pumps | 24.68% | custom_existing | 31% | 5710.5097 | 5630.6037 | 5645.2068 | 5681.813 | 5685.6414 | 5680.4226 | 5660.4889 | 5629.7671 | 5599.0024 | 5586.0232 | 5710.5097 | 11341.1135 | 16986.3203 | 22668.1333 | 28353.7747 | 34034.1973 | 39694.6862 | 45324.4533 | 50923.4557 | 56509.4789 | 0.76898 | 1.5272 | 2.2874 | 3.0525 | 3.8181 | 4.5831 | 5.3453 | 6.1034 | 6.8574 | 7.6096 | 0.74867 | 1.4869 | 2.227 | 2.9719 | 3.7173 | 4.462 | 5.2041 | 5.9422 | 6.6763 | 7.4086 | 195.969 | 199.0236 | 205.526 | 213.0645 | 219.6043 | 225.9848 | 231.9475 | 237.6093 | 243.4002 | 250.121 | 1321.1254 | 151.6887 | 154.0531 | 159.0863 | 164.9214 | 169.9835 | 174.9223 | 179.5377 | 183.9202 | 188.4026 | 193.6048 | 1022.6098 | 978.7864 | 994.0432 | 1026.5199 | 1064.1716 | 1096.8353 | 1128.7034 | 1158.4848 | 1186.7632 | 1215.6863 | 1249.2542 | 6598.4911 | -1842.9885 | -1871.716 | -1932.8674 | -2003.763 | -2065.2666 | -2125.272 | -2181.3484 | -2234.5947 | -2289.0549 | -2352.261 | -12424.5116 | 2821.7749 | 2865.7591 | 2959.3873 | 3067.9346 | 3162.1019 | 3253.9754 | 3339.8333 | 3421.3578 | 3504.7411 | 3601.5152 | 19023.0027 | 425.4082 | 870.2097 | 1342.4704 | 1845.2636 | 2377.337 | 2939.2235 | 3530.9104 | 4152.6385 | 4805.5892 | 5492.718
Ach | Lumber/Furniture/Pulp/Paper | Motors Pumps | Motors Pumps | TRC | Turnover | ET346 | Pump Equipment Upgrade | Pump Equipment Upgrade | Equip | 15 | Motors Pumps | 54.35% | custom | 9.741% | 4917.0052 | 5178.2286 | 4908.5409 | 3538.9566 | 1813.1108 | 700.2749 | 228.4066 | 69.3104 | 20.4564 | 6.0339 | 4917.0052 | 10095.2338 | 15003.7747 | 18542.7313 | 20355.8421 | 21056.1171 | 21284.5236 | 21353.834 | 21374.2904 | 21380.3243 | 0.66213 | 1.3594 | 2.0204 | 2.497 | 2.7411 | 2.8354 | 2.8662 | 2.8755 | 2.8783 | 2.8791 | 0.64464 | 1.3235 | 1.9671 | 2.431 | 2.6687 | 2.7605 | 2.7905 | 2.7996 | 2.8023 | 2.8031 | 168.7381 | 183.0336 | 178.7061 | 132.7087 | 70.0303 | 27.8591 | 9.3593 | 2.9253 | 0.88928 | 0.27018 | 591.8524 | 1091.0517 | 1183.486 | 1155.5042 | 858.0875 | 452.812 | 180.1355 | 60.5169 | 18.9149 | 5.7501 | 1.7469 | 3826.8869 | 261.9087 | 284.0977 | 277.3807 | 205.9853 | 108.6983 | 43.2418 | 14.5272 | 4.5405 | 1.3803 | 0.41936 | 918.6504 | -2876.1726 | -3119.8428 | -3046.0788 | -2262.0447 | -1193.6789 | -474.8637 | -159.5314 | -49.8624 | -15.158 | -4.6052 | -10088.2356 | 3138.0813 | 3403.9406 | 3323.4595 | 2468.03 | 1302.3772 | 518.1055 | 174.0586 | 54.4029 | 16.5383 | 5.0245 | 11006.8859 | 363.3483 | 768.38 | 1176.2439 | 1497.2965 | 1693.0134 | 1803.7935 | 1878.061 | 1940.702 | 2000.838 | 2061.4449
Ach | Lumber/Furniture/Pulp/Paper | Motors Pumps | Motors Pumps | TRC | New | EN345 | Pump Equipment Upgrade | Pump Equipment Upgrade | Equip | 15 | Motors Pumps | 54.35% | custom | 9.741% | 0 | 78.2977 | 399.1586 | 34.9903 | 0 | 0 | 0 | 0 | 0 | 0 | 0 | 78.2977 | 477.4563 | 512.4466 | 512.4466 | 512.4466 | 512.4466 | 512.4466 | 512.4466 | 512.4466 | 0 | 0.010544 | 0.064295 | 0.069007 | 0.069007 | 0.069007 | 0.069007 | 0.069007 | 0.069007 | 0.069007 | 0 | 0.010265 | 0.062597 | 0.067184 | 0.067184 | 0.067184 | 0.067184 | 0.067184 | 0.067184 | 0.067184 | 0 | 2.7676 | 14.5322 | 1.3121 | 0 | 0 | 0 | 0 | 0 | 0 | 14.0092 | 0 | 17.895 | 93.9647 | 8.4841 | 0 | 0 | 0 | 0 | 0 | 0 | 90.5825 | 0 | 4.2957 | 22.5564 | 2.0366 | 0 | 0 | 0 | 0 | 0 | 0 | 21.7445 | 0 | -47.1737 | -247.7047 | -22.3652 | 0 | 0 | 0 | 0 | 0 | 0 | -238.7887 | 0 | 51.4694 | 270.2611 | 24.4018 | 0 | 0 | 0 | 0 | 0 | 0 | 260.5331 | 0 | 5.9595 | 37.4309 | 41.3793 | 42.6206 | 43.8993 | 45.2162 | 46.5727 | 47.9699 | 49.409
Ach | Lumber/Furniture/Pulp/Paper | Motors Pumps | Motors Pumps | TRC | Existing | EE344 | Pump Equipment Upgrade | Pump Equipment Upgrade | Equip | 15 | Motors Pumps | 54.35% | custom | 9.741% | 0 | 0 | 0 | 0 | 0 | 0 | 0 | 0 | 0 | 0 | 0 | 0 | 0 | 0 | 0 | 0 | 0 | 0 | 0 | 0 | 0 | 0 | 0 | 0 | 0 | 0 | 0 | 0 | 0 | 0 | 0 | 0 | 0 | 0 | 0 | 0 | 0 | 0 | 0 | 0 | 0 | 0 | 0 | 0 | 0 | 0 | 0 | 0 | 0 | 0 | 0 | 0 | 0 | 0 | 0 | 0 | 0 | 0 | 0 | 0 | 0 | 0 | 0 | 0 | 0 | 0 | 0 | 0 | 0 | 0 | 0 | 0 | 0 | 0 | 0 | 0 | 0 | 0 | 0 | 0 | 0 | 0 | 0 | 0 | 0 | 0 | 0 | 0 | 0 | 0 | 0 | 0 | 0 | 0 | 0 | 0 | 0 | 0 | 0 | 0 | 0 | 0 | 0 | 0 | 0
Ach | Lumber/Furniture/Pulp/Paper | Motors Fans Blowers | Motors Fans Blowers | TRC | New | NN334 | Plant Energy Management | Plant Energy Management | NonEquip | 10.5 | Motors Fans Blowers | 24.68% | custom | 31% | 0 | 75.0753 | 382.1094 | 33.1921 | 0 | 0 | 0 | 0 | 0 | 0 | 0 | 75.0753 | 457.1847 | 490.3768 | 490.3768 | 490.3768 | 490.3768 | 490.3768 | 490.3768 | 490.3768 | 0 | 0.01011 | 0.061565 | 0.066035 | 0.066035 | 0.066035 | 0.066035 | 0.066035 | 0.066035 | 0.066035 | 0 | 0.0098427 | 0.059939 | 0.064291 | 0.064291 | 0.064291 | 0.064291 | 0.064291 | 0.064291 | 0.064291 | 0 | 2.6537 | 13.9115 | 1.2447 | 0 | 0 | 0 | 0 | 0 | 0 | 13.4066 | 0 | 2.0541 | 10.7681 | 0.96344 | 0 | 0 | 0 | 0 | 0 | 0 | 10.3773 | 0 | 13.254 | 69.4825 | 6.2167 | 0 | 0 | 0 | 0 | 0 | 0 | 66.9607 | 0 | -24.9564 | -130.8308 | -11.7056 | 0 | 0 | 0 | 0 | 0 | 0 | -126.0825 | 0 | 38.2104 | 200.3133 | 17.9223 | 0 | 0 | 0 | 0 | 0 | 0 | 193.0432 | 0 | 5.7606 | 36.1324 | 39.9183 | 41.1159 | 42.3494 | 43.6199 | 44.9285 | 46.2763 | 47.6646
Ach | Lumber/Furniture/Pulp/Paper | Motors Fans Blowers | Motors Fans Blowers | TRC | Existing | NE333 | Plant Energy Management | Plant Energy Management | NonEquip | 10.5 | Motors Fans Blowers | 24.68% | custom_existing | 31% | 4475.3384 | 4408.5888 | 4420.0225 | 4448.684 | 4451.6816 | 4447.5954 | 4431.9879 | 4407.9337 | 4383.8459 | 4373.6835 | 4475.3384 | 8883.9271 | 13303.9497 | 17752.6336 | 22204.3152 | 26651.9106 | 31083.8985 | 35491.8322 | 39875.6781 | 44249.3617 | 0.60265 | 1.1963 | 1.7915 | 2.3906 | 2.9901 | 3.589 | 4.1858 | 4.7794 | 5.3697 | 5.9587 | 0.58674 | 1.1647 | 1.7442 | 2.3274 | 2.9111 | 3.4942 | 4.0752 | 4.6531 | 5.2279 | 5.8013 | 153.5813 | 155.8294 | 160.9205 | 166.8229 | 171.9434 | 176.9391 | 181.6078 | 186.0408 | 190.5748 | 195.8371 | 1034.5307 | 118.8788 | 120.6189 | 124.5596 | 129.1284 | 133.0918 | 136.9587 | 140.5725 | 144.0038 | 147.5134 | 151.5866 | 800.7727 | 767.077 | 778.3051 | 803.7334 | 833.2135 | 858.7882 | 883.7399 | 907.0578 | 929.1989 | 951.8448 | 978.1274 | 5167.0654 | -1444.3539 | -1465.4958 | -1513.3755 | -1568.8845 | -1617.0399 | -1664.0223 | -1707.9284 | -1749.6186 | -1792.2592 | -1841.7477 | -9729.234 | 2211.4309 | 2243.8009 | 2317.1088 | 2402.098 | 2475.8281 | 2547.7622 | 2614.9862 | 2678.8175 | 2744.104 | 2819.8751 | 14896.2994 | 333.3933 | 681.6684 | 1051.4437 | 1445.1251 | 1861.7324 | 2301.6827 | 2764.9661 | 3251.7711 | 3763.0228 | 4301.0353
Ach | Lumber/Furniture/Pulp/Paper | Motors Fans Blowers | Motors Fans Blowers | TRC | Turnover | ET328 | Fan Equipment Upgrades | Fan Equipment Upgrades | Equip | 15 | Motors Fans Blowers | 29.97% | custom | 19.42% | 4023.7292 | 4237.4959 | 4016.8026 | 2896.0317 | 1483.7216 | 573.0555 | 186.9118 | 56.7187 | 16.7401 | 4.9377 | 4023.7292 | 8261.2251 | 12278.0277 | 15174.0594 | 16657.7811 | 17230.8365 | 17417.7483 | 17474.467 | 17491.2071 | 17496.1448 | 0.54184 | 1.1125 | 1.6534 | 2.0434 | 2.2432 | 2.3203 | 2.3455 | 2.3531 | 2.3554 | 2.356 | 0.52753 | 1.0831 | 1.6097 | 1.9894 | 2.1839 | 2.259 | 2.2835 | 2.291 | 2.2932 | 2.2938 | 138.0833 | 149.7818 | 146.2404 | 108.5994 | 57.3078 | 22.7979 | 7.659 | 2.3939 | 0.72773 | 0.22109 | 484.3301 | 552.6029 | 599.4195 | 585.2472 | 434.6097 | 229.3431 | 91.2362 | 30.651 | 9.5801 | 2.9123 | 0.8848 | 1938.2661 | 554.5643 | 601.5471 | 587.3245 | 436.1523 | 230.1572 | 91.56 | 30.7598 | 9.6141 | 2.9227 | 0.88794 | 1945.1458 | -2013.4194 | -2183.997 | -2132.3596 | -1583.5089 | -835.6162 | -332.4209 | -111.6775 | -34.9054 | -10.6111 | -3.2238 | -7062.1109 | 2567.9837 | 2785.5441 | 2719.6841 | 2019.6611 | 1065.7733 | 423.9809 | 142.4372 | 44.5195 | 13.5338 | 4.1117 | 9007.2567 | 297.3385 | 628.7878 | 962.5548 | 1225.2815 | 1385.4424 | 1476.097 | 1536.8723 | 1588.1332 | 1637.3443 | 1686.9407
Ach | Lumber/Furniture/Pulp/Paper | Motors Fans Blowers | Motors Fans Blowers | TRC | New | EN327 | Fan Equipment Upgrades | Fan Equipment Upgrades | Equip | 15 | Motors Fans Blowers | 29.97% | custom | 19.42% | 0 | 64.6665 | 329.6677 | 28.8987 | 0 | 0 | 0 | 0 | 0 | 0 | 0 | 64.6665 | 394.3342 | 423.2329 | 423.2329 | 423.2329 | 423.2329 | 423.2329 | 423.2329 | 423.2329 | 0 | 0.0087081 | 0.053101 | 0.056993 | 0.056993 | 0.056993 | 0.056993 | 0.056993 | 0.056993 | 0.056993 | 0 | 0.0084781 | 0.051699 | 0.055488 | 0.055488 | 0.055488 | 0.055488 | 0.055488 | 0.055488 | 0.055488 | 0 | 2.2858 | 12.0023 | 1.0837 | 0 | 0 | 0 | 0 | 0 | 0 | 11.5703 | 0 | 9.1475 | 48.0325 | 4.3368 | 0 | 0 | 0 | 0 | 0 | 0 | 46.3036 | 0 | 9.1799 | 48.203 | 4.3522 | 0 | 0 | 0 | 0 | 0 | 0 | 46.4679 | 0 | -33.329 | -175.0074 | -15.8014 | 0 | 0 | 0 | 0 | 0 | 0 | -168.708 | 0 | 42.5089 | 223.2103 | 20.1536 | 0 | 0 | 0 | 0 | 0 | 0 | 215.176 | 0 | 4.922 | 30.9144 | 34.1754 | 35.2007 | 36.2567 | 37.3444 | 38.4647 | 39.6186 | 40.8072
Ach | Lumber/Furniture/Pulp/Paper | Motors Fans Blowers | Motors Fans Blowers | TRC | Existing | EE326 | Fan Equipment Upgrades | Fan Equipment Upgrades | Equip | 15 | Motors Fans Blowers | 29.97% | custom | 19.42% | 0 | 0 | 0 | 0 | 0 | 0 | 0 | 0 | 0 | 0 | 0 | 0 | 0 | 0 | 0 | 0 | 0 | 0 | 0 | 0 | 0 | 0 | 0 | 0 | 0 | 0 | 0 | 0 | 0 | 0 | 0 | 0 | 0 | 0 | 0 | 0 | 0 | 0 | 0 | 0 | 0 | 0 | 0 | 0 | 0 | 0 | 0 | 0 | 0 | 0 | 0 | 0 | 0 | 0 | 0 | 0 | 0 | 0 | 0 | 0 | 0 | 0 | 0 | 0 | 0 | 0 | 0 | 0 | 0 | 0 | 0 | 0 | 0 | 0 | 0 | 0 | 0 | 0 | 0 | 0 | 0 | 0 | 0 | 0 | 0 | 0 | 0 | 0 | 0 | 0 | 0 | 0 | 0 | 0 | 0 | 0 | 0 | 0 | 0 | 0 | 0 | 0 | 0 | 0 | 0
Ach | Lumber/Furniture/Pulp/Paper | Industrial Lighting | Industrial Lighting | TRC | New | NN325 | Lighting Controls | Lighting Controls | NonEquip | 10 | Industrial Lighting | 30% | prescriptive_lightnonequip | 19.92% | 0 | 5.5863 | 43.6071 | 7.3525 | 0 | 0 | 0 | 0 | 0 | 0 | 0 | 5.5863 | 49.1934 | 56.5459 | 56.5459 | 56.5459 | 56.5459 | 56.5459 | 56.5459 | 56.5459 | 0 | 0.00079737 | 0.0070217 | 0.0080712 | 0.0080712 | 0.0080712 | 0.0080712 | 0.0080712 | 0.0080712 | 0.0080712 | 0 | 0.00077506 | 0.0068253 | 0.0078454 | 0.0078454 | 0.0078454 | 0.0078454 | 0.0078454 | 0.0078454 | 0.0078454 | 0 | 0.12799 | 1.0291 | 0.17872 | 0 | 0 | 0 | 0 | 0 | 0 | 0.99421 | 0 | 0.46223 | 3.7165 | 0.64543 | 0 | 0 | 0 | 0 | 0 | 0 | 3.5904 | 0 | 0.6965 | 5.6001 | 0.97254 | 0 | 0 | 0 | 0 | 0 | 0 | 5.4101 | 0 | -2.0828 | -16.7467 | -2.9083 | 0 | 0 | 0 | 0 | 0 | 0 | -16.1787 | 0 | 2.7793 | 22.3468 | 3.8809 | 0 | 0 | 0 | 0 | 0 | 0 | 21.5888 | 0 | 0.43444 | 3.9405 | 4.6653 | 4.8053 | 4.9494 | 5.0979 | 5.2509 | 5.4084 | 5.5706
Ach | Lumber/Furniture/Pulp/Paper | Industrial Lighting | Industrial Lighting | TRC | Existing | NE324 | Lighting Controls | Lighting Controls | NonEquip | 10 | Industrial Lighting | 30% | prescriptive_lightnonequip_existing | 19.92% | 348.9536 | 342.5242 | 343.4126 | 345.6394 | 345.8723 | 345.5548 | 344.3422 | 342.4733 | 340.6018 | 339.8123 | 348.9536 | 691.4778 | 1034.8903 | 1380.5297 | 1726.402 | 2071.9569 | 2416.2991 | 2758.7724 | 3099.3742 | 3439.1865 | 0.049809 | 0.0987 | 0.14772 | 0.19705 | 0.24642 | 0.29575 | 0.3449 | 0.39378 | 0.4424 | 0.4909 | 0.048415 | 0.095939 | 0.14359 | 0.19154 | 0.23953 | 0.28747 | 0.33525 | 0.38276 | 0.43002 | 0.47717 | 7.7625 | 7.848 | 8.1044 | 8.4017 | 8.6596 | 8.9112 | 9.1463 | 9.3696 | 9.5979 | 9.8629 | 52.1271 | 28.0328 | 28.3418 | 29.2677 | 30.3412 | 31.2725 | 32.1811 | 33.0302 | 33.8365 | 34.6612 | 35.6182 | 188.2478 | 42.2404 | 42.706 | 44.1013 | 45.7189 | 47.1222 | 48.4913 | 49.7708 | 50.9857 | 52.2283 | 53.6704 | 283.6563 | -126.3179 | -127.7103 | -131.8828 | -136.7201 | -140.9166 | -145.0108 | -148.837 | -152.4701 | -156.186 | -160.4987 | -848.2601 | 168.5584 | 170.4163 | 175.9841 | 182.439 | 188.0388 | 193.5021 | 198.6078 | 203.4558 | 208.4143 | 214.1691 | 1131.9163 | 26.3474 | 53.7756 | 82.8969 | 113.9009 | 146.7102 | 181.3579 | 217.843 | 256.1805 | 296.4431 | 338.8132
Ach | Lumber/Furniture/Pulp/Paper | Industrial Lighting | Industrial Lighting | TRC | Turnover | ET320 | Efficient Lighting - High Bay | Efficient Lighting - High Bay | Equip | 13.6667 | Industrial Lighting | 20% | prescriptive_light | 48.41% | 2287.8616 | 2306.3373 | 2164.9246 | 1647.0308 | 970.3316 | 463.889 | 193.1208 | 74.8258 | 28.0501 | 10.2918 | 2287.8616 | 4594.1989 | 6759.1235 | 8406.1543 | 9376.4859 | 9840.3749 | 10033.4957 | 10108.3215 | 10136.3716 | 10146.6634 | 0.32656 | 0.65576 | 0.96478 | 1.1999 | 1.3384 | 1.4046 | 1.4322 | 1.4428 | 1.4468 | 1.4483 | 0.31743 | 0.63742 | 0.93779 | 1.1663 | 1.3009 | 1.3653 | 1.3921 | 1.4025 | 1.4064 | 1.4078 | 50.8934 | 52.8435 | 51.0915 | 40.0355 | 24.2941 | 11.9628 | 5.1296 | 2.0471 | 0.79043 | 0.29872 | 180.4046 | 278.3855 | 289.0526 | 279.4693 | 218.993 | 132.8881 | 65.4361 | 28.0588 | 11.1977 | 4.3236 | 1.634 | 986.8084 | 339.1323 | 352.1271 | 340.4526 | 266.7797 | 161.8857 | 79.7149 | 34.1816 | 13.6412 | 5.2671 | 1.9905 | 1202.1408 | -1063.2362 | -1103.9771 | -1067.3755 | -836.3988 | -507.5386 | -249.9195 | -107.1649 | -42.7673 | -16.5132 | -6.2406 | -3768.9115 | 1402.3685 | 1456.1042 | 1407.8281 | 1103.1785 | 669.4243 | 329.6344 | 141.3464 | 56.4085 | 21.7803 | 8.2311 | 4971.0523 | 172.7426 | 357.2865 | 541.4202 | 693.5513 | 796.817 | 861.3256 | 904.5763 | 938.6619 | 969.5047 | 999.6037
Ach | Lumber/Furniture/Pulp/Paper | Industrial Lighting | Industrial Lighting | TRC | New | EN319 | Efficient Lighting - High Bay | Efficient Lighting - High Bay | Equip | 13.6667 | Industrial Lighting | 20% | prescriptive_light | 48.41% | 0 | 37.7052 | 190.0378 | 17.419 | 0 | 0 | 0 | 0 | 0 | 0 | 0 | 37.7052 | 227.743 | 245.162 | 245.162 | 245.162 | 245.162 | 245.162 | 245.162 | 245.162 | 0 | 0.0053819 | 0.032507 | 0.034994 | 0.034994 | 0.034994 | 0.034994 | 0.034994 | 0.034994 | 0.034994 | 0 | 0.0052314 | 0.031598 | 0.034015 | 0.034015 | 0.034015 | 0.034015 | 0.034015 | 0.034015 | 0.034015 | 0 | 0.86391 | 4.4848 | 0.42342 | 0 | 0 | 0 | 0 | 0 | 0 | 4.344 | 0 | 4.7256 | 24.5319 | 2.3161 | 0 | 0 | 0 | 0 | 0 | 0 | 23.7614 | 0 | 5.7567 | 29.885 | 2.8215 | 0 | 0 | 0 | 0 | 0 | 0 | 28.9464 | 0 | -18.0484 | -93.6946 | -8.8457 | 0 | 0 | 0 | 0 | 0 | 0 | -90.7519 | 0 | 23.8051 | 123.5796 | 11.6672 | 0 | 0 | 0 | 0 | 0 | 0 | 119.6984 | 0 | 2.9323 | 18.2427 | 20.2271 | 20.8339 | 21.459 | 22.1027 | 22.7658 | 23.4488 | 24.1523
Ach | Lumber/Furniture/Pulp/Paper | Industrial Lighting | Industrial Lighting | TRC | Existing | EE318 | Efficient Lighting - High Bay | Efficient Lighting - High Bay | Equip | 13.6667 | Industrial Lighting | 20% | prescriptive_light | 48.41% | 0 | 0 | 0 | 0 | 0 | 0 | 0 | 0 | 0 | 0 | 0 | 0 | 0 | 0 | 0 | 0 | 0 | 0 | 0 | 0 | 0 | 0 | 0 | 0 | 0 | 0 | 0 | 0 | 0 | 0 | 0 | 0 | 0 | 0 | 0 | 0 | 0 | 0 | 0 | 0 | 0 | 0 | 0 | 0 | 0 | 0 | 0 | 0 | 0 | 0 | 0 | 0 | 0 | 0 | 0 | 0 | 0 | 0 | 0 | 0 | 0 | 0 | 0 | 0 | 0 | 0 | 0 | 0 | 0 | 0 | 0 | 0 | 0 | 0 | 0 | 0 | 0 | 0 | 0 | 0 | 0 | 0 | 0 | 0 | 0 | 0 | 0 | 0 | 0 | 0 | 0 | 0 | 0 | 0 | 0 | 0 | 0 | 0 | 0 | 0 | 0 | 0 | 0 | 0 | 0
Ach | Lumber/Furniture/Pulp/Paper | HVAC | HVAC | TRC | Turnover | ET315 | HVAC Equipment Upgrades | HVAC Equipment Upgrades | Equip | 18 | HVAC | 5.166% | custom | 12.46% | 92.5399 | 97.4562 | 92.3806 | 66.6045 | 34.1234 | 13.1794 | 4.2987 | 1.3044 | 0.385 | 0.11356 | 92.5399 | 189.9962 | 282.3768 | 348.9813 | 383.1047 | 396.2842 | 400.5829 | 401.8873 | 402.2723 | 402.3859 | 0.013183 | 0.027066 | 0.040226 | 0.049714 | 0.054575 | 0.056452 | 0.057065 | 0.05725 | 0.057305 | 0.057321 | 0.012863 | 0.026409 | 0.03925 | 0.048508 | 0.053251 | 0.055083 | 0.05568 | 0.055861 | 0.055915 | 0.055931 | 4.0782 | 4.4237 | 4.3191 | 3.2074 | 1.6926 | 0.67333 | 0.22621 | 0.070702 | 0.021493 | 0.0065299 | 14.3045 | 2.8059 | 3.0436 | 2.9717 | 2.2068 | 1.1645 | 0.46327 | 0.15563 | 0.048645 | 0.014788 | 0.0044927 | 9.8418 | 25.6465 | 27.8193 | 27.1616 | 20.1704 | 10.6439 | 4.2343 | 1.4225 | 0.44462 | 0.13516 | 0.041064 | 89.9557 | -42.0065 | -45.5654 | -44.488 | -33.0372 | -17.4337 | -6.9354 | -2.33 | -0.72824 | -0.22138 | -0.067259 | -147.3388 | 67.6531 | 73.3847 | 71.6496 | 53.2076 | 28.0776 | 11.1697 | 3.7525 | 1.1729 | 0.35654 | 0.10832 | 237.2946 | 6.9819 | 14.7648 | 22.6021 | 28.7712 | 32.532 | 34.6607 | 36.0878 | 37.2915 | 38.447 | 39.6116
Ach | Lumber/Furniture/Pulp/Paper | HVAC | HVAC | TRC | New | EN314 | HVAC Equipment Upgrades | HVAC Equipment Upgrades | Equip | 18 | HVAC | 5.166% | custom | 12.46% | 0 | 1.9317 | 9.8315 | 0.85402 | 0 | 0 | 0 | 0 | 0 | 0 | 0 | 1.9317 | 11.7632 | 12.6172 | 12.6172 | 12.6172 | 12.6172 | 12.6172 | 12.6172 | 12.6172 | 0 | 0.00027517 | 0.0016757 | 0.0017974 | 0.0017974 | 0.0017974 | 0.0017974 | 0.0017974 | 0.0017974 | 0.0017974 | 0 | 0.0002685 | 0.0016351 | 0.0017538 | 0.0017538 | 0.0017538 | 0.0017538 | 0.0017538 | 0.0017538 | 0.0017538 | 0 | 0.087682 | 0.45966 | 0.041126 | 0 | 0 | 0 | 0 | 0 | 0 | 0.44298 | 0 | 0.060327 | 0.31626 | 0.028296 | 0 | 0 | 0 | 0 | 0 | 0 | 0.30478 | 0 | 0.5514 | 2.8906 | 0.25863 | 0 | 0 | 0 | 0 | 0 | 0 | 2.7857 | 0 | -0.90314 | -4.7346 | -0.42361 | 0 | 0 | 0 | 0 | 0 | 0 | -4.5628 | 0 | 1.4545 | 7.6252 | 0.68224 | 0 | 0 | 0 | 0 | 0 | 0 | 7.3485 | 0 | 0.15011 | 0.94155 | 1.0402 | 1.0714 | 1.1036 | 1.1367 | 1.1708 | 1.2059 | 1.2421
Ach | Lumber/Furniture/Pulp/Paper | HVAC | HVAC | TRC | Existing | EE313 | HVAC Equipment Upgrades | HVAC Equipment Upgrades | Equip | 18 | HVAC | 5.166% | custom | 12.46% | 0 | 0 | 0 | 0 | 0 | 0 | 0 | 0 | 0 | 0 | 0 | 0 | 0 | 0 | 0 | 0 | 0 | 0 | 0 | 0 | 0 | 0 | 0 | 0 | 0 | 0 | 0 | 0 | 0 | 0 | 0 | 0 | 0 | 0 | 0 | 0 | 0 | 0 | 0 | 0 | 0 | 0 | 0 | 0 | 0 | 0 | 0 | 0 | 0 | 0 | 0 | 0 | 0 | 0 | 0 | 0 | 0 | 0 | 0 | 0 | 0 | 0 | 0 | 0 | 0 | 0 | 0 | 0 | 0 | 0 | 0 | 0 | 0 | 0 | 0 | 0 | 0 | 0 | 0 | 0 | 0 | 0 | 0 | 0 | 0 | 0 | 0 | 0 | 0 | 0 | 0 | 0 | 0 | 0 | 0 | 0 | 0 | 0 | 0 | 0 | 0 | 0 | 0 | 0 | 0
Ach | Lumber/Furniture/Pulp/Paper | Exterior Lighting | Exterior Lighting | TRC | New | NN312 | Lighting Controls - Exterior | Lighting Controls - Exterior | NonEquip | 10 | Exterior Lighting | 17% | prescriptive_lightnonequip | 28% | 0 | 0.49707 | 3.8847 | 0.65795 | 0 | 0 | 0 | 0 | 0 | 0 | 0 | 0.49707 | 4.3817 | 5.0397 | 5.0397 | 5.0397 | 5.0397 | 5.0397 | 5.0397 | 5.0397 | 0 | 0 | 0 | 0 | 0 | 0 | 0 | 0 | 0 | 0 | 0 | 0 | 0 | 0 | 0 | 0 | 0 | 0 | 0 | 0 | 0 | 0.011389 | 0.091677 | 0.015993 | 0 | 0 | 0 | 0 | 0 | 0 | 0.088606 | 0 | 0.04113 | 0.33108 | 0.057757 | 0 | 0 | 0 | 0 | 0 | 0 | 0.31998 | 0 | 0.040177 | 0.3234 | 0.056419 | 0 | 0 | 0 | 0 | 0 | 0 | 0.31257 | 0 | -0.097961 | -0.78854 | -0.13756 | 0 | 0 | 0 | 0 | 0 | 0 | -0.76212 | 0 | 0.13814 | 1.1119 | 0.19398 | 0 | 0 | 0 | 0 | 0 | 0 | 1.0747 | 0 | 0.024109 | 0.2189 | 0.25933 | 0.26711 | 0.27512 | 0.28337 | 0.29187 | 0.30063 | 0.30965
Ach | Lumber/Furniture/Pulp/Paper | Exterior Lighting | Exterior Lighting | TRC | Existing | NE311 | Lighting Controls - Exterior | Lighting Controls - Exterior | NonEquip | 10 | Exterior Lighting | 17% | prescriptive_lightnonequip_existing | 28% | 27.7546 | 31.0404 | 31.1209 | 31.3227 | 31.3438 | 31.3151 | 31.2052 | 31.0358 | 30.8662 | 30.7947 | 27.7546 | 58.795 | 89.916 | 121.2387 | 152.5825 | 183.8976 | 215.1027 | 246.1386 | 277.0048 | 307.7994 | 0 | 0 | 0 | 0 | 0 | 0 | 0 | 0 | 0 | 0 | 0 | 0 | 0 | 0 | 0 | 0 | 0 | 0 | 0 | 0 | 0.6174 | 0.71121 | 0.73444 | 0.76138 | 0.78475 | 0.80755 | 0.82886 | 0.84909 | 0.86979 | 0.8938 | 4.6458 | 2.2296 | 2.5684 | 2.6523 | 2.7496 | 2.834 | 2.9163 | 2.9933 | 3.0664 | 3.1411 | 3.2278 | 16.7776 | 2.178 | 2.5089 | 2.5909 | 2.6859 | 2.7683 | 2.8488 | 2.9239 | 2.9953 | 3.0683 | 3.153 | 16.3889 | -5.3104 | -6.1173 | -6.3172 | -6.5489 | -6.7499 | -6.946 | -7.1293 | -7.3033 | -7.4813 | -7.6879 | -39.9601 | 7.4884 | 8.6262 | 8.908 | 9.2348 | 9.5182 | 9.7948 | 10.0532 | 10.2986 | 10.5496 | 10.8409 | 56.349 | 1.307 | 2.8517 | 4.492 | 6.2385 | 8.0869 | 10.039 | 12.0948 | 14.2551 | 16.5239 | 18.9117
Ach | Lumber/Furniture/Pulp/Paper | Exterior Lighting | Exterior Lighting | TRC | Turnover | ET310 | Efficient Lighting - Exterior | Efficient Lighting - Exterior | Equip | 13.6 | Exterior Lighting | 15.29% | prescriptive_light | 78.74% | 620.1218 | 625.1296 | 586.7999 | 446.4255 | 263.0071 | 125.7365 | 52.3451 | 20.2814 | 7.6029 | 2.7896 | 620.1218 | 1245.2514 | 1832.0513 | 2278.4768 | 2541.4839 | 2667.2204 | 2719.5655 | 2739.847 | 2747.4499 | 2750.2395 | 0 | 0 | 0 | 0 | 0 | 0 | 0 | 0 | 0 | 0 | 0 | 0 | 0 | 0 | 0 | 0 | 0 | 0 | 0 | 0 | 13.7946 | 14.3232 | 13.8483 | 10.8516 | 6.5849 | 3.2425 | 1.3904 | 0.55487 | 0.21424 | 0.080967 | 48.8984 | 12.5376 | 13.018 | 12.5864 | 9.8628 | 5.9849 | 2.947 | 1.2637 | 0.50431 | 0.19472 | 0.073589 | 44.4427 | 122.4961 | 127.1899 | 122.973 | 96.362 | 58.4738 | 28.7934 | 12.3465 | 4.9272 | 1.9025 | 0.71898 | 434.2186 | -94.8179 | -98.4511 | -95.187 | -74.5889 | -45.2616 | -22.2875 | -9.5568 | -3.8139 | -1.4726 | -0.55653 | -336.1062 | 217.314 | 225.641 | 218.16 | 170.9509 | 103.7354 | 51.0809 | 21.9033 | 8.7412 | 3.3751 | 1.2755 | 770.3248 | 29.2015 | 60.3981 | 91.5252 | 117.2425 | 134.6992 | 145.6041 | 152.9155 | 158.6776 | 163.8914 | 168.9796
Ach | Lumber/Furniture/Pulp/Paper | Exterior Lighting | Exterior Lighting | TRC | New | EN309 | Efficient Lighting - Exterior | Efficient Lighting - Exterior | Equip | 13.6 | Exterior Lighting | 15.29% | prescriptive_light | 78.74% | 0 | 4.5221 | 22.7918 | 2.0891 | 0 | 0 | 0 | 0 | 0 | 0 | 0 | 4.5221 | 27.3139 | 29.403 | 29.403 | 29.403 | 29.403 | 29.403 | 29.403 | 29.403 | 0 | 0 | 0 | 0 | 0 | 0 | 0 | 0 | 0 | 0 | 0 | 0 | 0 | 0 | 0 | 0 | 0 | 0 | 0 | 0 | 0 | 0.10361 | 0.53788 | 0.050781 | 0 | 0 | 0 | 0 | 0 | 0 | 0.52099 | 0 | 0.09417 | 0.48887 | 0.046154 | 0 | 0 | 0 | 0 | 0 | 0 | 0.47351 | 0 | 0.92007 | 4.7764 | 0.45094 | 0 | 0 | 0 | 0 | 0 | 0 | 4.6264 | 0 | -0.71218 | -3.6971 | -0.34905 | 0 | 0 | 0 | 0 | 0 | 0 | -3.581 | 0 | 1.6323 | 8.4735 | 0.79999 | 0 | 0 | 0 | 0 | 0 | 0 | 8.2074 | 0 | 0.21933 | 1.3645 | 1.513 | 1.5584 | 1.6051 | 1.6533 | 1.7029 | 1.754 | 1.8066
Ach | Lumber/Furniture/Pulp/Paper | Exterior Lighting | Exterior Lighting | TRC | Existing | EE308 | Efficient Lighting - Exterior | Efficient Lighting - Exterior | Equip | 13.6 | Exterior Lighting | 15.29% | prescriptive_light | 78.74% | 0 | 0 | 0 | 0 | 0 | 0 | 0 | 0 | 0 | 0 | 0 | 0 | 0 | 0 | 0 | 0 | 0 | 0 | 0 | 0 | 0 | 0 | 0 | 0 | 0 | 0 | 0 | 0 | 0 | 0 | 0 | 0 | 0 | 0 | 0 | 0 | 0 | 0 | 0 | 0 | 0 | 0 | 0 | 0 | 0 | 0 | 0 | 0 | 0 | 0 | 0 | 0 | 0 | 0 | 0 | 0 | 0 | 0 | 0 | 0 | 0 | 0 | 0 | 0 | 0 | 0 | 0 | 0 | 0 | 0 | 0 | 0 | 0 | 0 | 0 | 0 | 0 | 0 | 0 | 0 | 0 | 0 | 0 | 0 | 0 | 0 | 0 | 0 | 0 | 0 | 0 | 0 | 0 | 0 | 0 | 0 | 0 | 0 | 0 | 0 | 0 | 0 | 0 | 0 | 0
Ach | Lumber/Furniture/Pulp/Paper | Compressed Air | Compressed Air | TRC | New | NN307 | Plant Energy Management | Plant Energy Management | NonEquip | 10.5 | Compressed Air | 24.68% | custom | 31% | 0 | 51.6298 | 263.5642 | 23.2785 | 0 | 0 | 0 | 0 | 0 | 0 | 0 | 51.6298 | 315.194 | 338.4724 | 338.4724 | 338.4724 | 338.4724 | 338.4724 | 338.4724 | 338.4724 | 0 | 0.0069525 | 0.042444 | 0.045579 | 0.045579 | 0.045579 | 0.045579 | 0.045579 | 0.045579 | 0.045579 | 0 | 0.0067689 | 0.041323 | 0.044375 | 0.044375 | 0.044375 | 0.044375 | 0.044375 | 0.044375 | 0.044375 | 0 | 1.8249 | 9.5956 | 0.87293 | 0 | 0 | 0 | 0 | 0 | 0 | 9.2526 | 0 | 1.4126 | 7.4274 | 0.67569 | 0 | 0 | 0 | 0 | 0 | 0 | 7.1619 | 0 | 9.1149 | 47.9263 | 4.3599 | 0 | 0 | 0 | 0 | 0 | 0 | 46.2131 | 0 | -17.1627 | -90.242 | -8.2094 | 0 | 0 | 0 | 0 | 0 | 0 | -87.0162 | 0 | 26.2776 | 138.1683 | 12.5694 | 0 | 0 | 0 | 0 | 0 | 0 | 133.2294 | 0 | 3.9616 | 24.9106 | 27.5528 | 28.3794 | 29.2308 | 30.1077 | 31.0109 | 31.9413 | 32.8995
Ach | Lumber/Furniture/Pulp/Paper | Compressed Air | Compressed Air | TRC | Existing | NE306 | Plant Energy Management | Plant Energy Management | NonEquip | 10.5 | Compressed Air | 24.68% | custom_existing | 31% | 3236.5105 | 3217.4879 | 3225.8325 | 3246.7503 | 3248.938 | 3245.9558 | 3234.5651 | 3217.0098 | 3199.4299 | 3192.0132 | 3236.5105 | 6453.9983 | 9679.8308 | 12926.5811 | 16175.519 | 19421.4748 | 22656.0399 | 25873.0497 | 29072.4796 | 32264.4928 | 0.43583 | 0.8691 | 1.3035 | 1.7407 | 2.1782 | 2.6153 | 3.0509 | 3.4841 | 3.9149 | 4.3448 | 0.42432 | 0.84615 | 1.2691 | 1.6947 | 2.1207 | 2.5462 | 2.9703 | 3.3921 | 3.8115 | 4.23 | 111.0681 | 113.7278 | 117.4434 | 121.7511 | 125.4882 | 129.1342 | 132.5415 | 135.7768 | 139.0858 | 142.9263 | 754.0997 | 85.9717 | 88.0304 | 90.9064 | 94.2408 | 97.1334 | 99.9556 | 102.593 | 105.0972 | 107.6586 | 110.6313 | 583.7067 | 554.7408 | 568.0247 | 586.5828 | 608.0981 | 626.763 | 644.9734 | 661.9913 | 678.1504 | 694.6779 | 713.8595 | 3766.425 | -1044.5393 | -1069.552 | -1104.4957 | -1145.0074 | -1180.1523 | -1214.4412 | -1246.4848 | -1276.9112 | -1308.0314 | -1344.1491 | -7091.9232 | 1599.28 | 1637.5766 | 1691.0784 | 1753.1055 | 1806.9154 | 1859.4145 | 1908.4761 | 1955.0616 | 2002.7092 | 2058.0087 | 10858.3482 | 241.106 | 495.2187 | 765.0207 | 1052.2679 | 1356.2448 | 1677.2558 | 2015.2936 | 2370.4957 | 2743.5372 | 3136.1068
Ach | Lumber/Furniture/Pulp/Paper | Compressed Air | Compressed Air | TRC | Turnover | ET303 | Compressed Air Equipment | Compressed Air Equipment | Equip | 15 | Compressed Air | 53.07% | custom | 25.77% | 6815.5462 | 7177.6325 | 6803.8136 | 4905.4091 | 2513.1844 | 970.6632 | 316.5983 | 96.0723 | 28.355 | 8.3637 | 6815.5462 | 13993.1787 | 20796.9923 | 25702.4014 | 28215.5858 | 29186.249 | 29502.8474 | 29598.9197 | 29627.2747 | 29635.6384 | 0.91779 | 1.8843 | 2.8005 | 3.4611 | 3.7995 | 3.9303 | 3.9729 | 3.9858 | 3.9896 | 3.9908 | 0.89355 | 1.8346 | 2.7266 | 3.3697 | 3.6992 | 3.8264 | 3.868 | 3.8805 | 3.8843 | 3.8854 | 233.8908 | 253.7061 | 247.7076 | 183.9498 | 97.0702 | 38.616 | 12.9731 | 4.0548 | 1.2327 | 0.3745 | 820.3769 | 350.1427 | 379.8069 | 370.827 | 275.3793 | 145.3174 | 57.8095 | 19.4212 | 6.0702 | 1.8453 | 0.56063 | 1228.1329 | 1525.2193 | 1654.4363 | 1615.3197 | 1199.5505 | 633.0017 | 251.8177 | 84.5987 | 26.4418 | 8.0382 | 2.4421 | 5349.7386 | -2824.5296 | -3063.8247 | -2991.3851 | -2221.4287 | -1172.2459 | -466.3373 | -156.667 | -48.9671 | -14.8858 | -4.5225 | -9907.0969 | 4349.7489 | 4718.2611 | 4606.7048 | 3420.9792 | 1805.2476 | 718.1551 | 241.2656 | 75.4088 | 22.924 | 6.9646 | 15256.8355 | 503.6433 | 1065.0648 | 1630.4121 | 2075.4286 | 2346.7152 | 2500.2695 | 2603.213 | 2690.0407 | 2773.3962 | 2857.4045
Ach | Lumber/Furniture/Pulp/Paper | Compressed Air | Compressed Air | TRC | New | EN302 | Compressed Air Equipment | Compressed Air Equipment | Equip | 15 | Compressed Air | 53.07% | custom | 25.77% | 0 | 103.8438 | 528.5319 | 45.9111 | 0 | 0 | 0 | 0 | 0 | 0 | 0 | 103.8438 | 632.3757 | 678.2869 | 678.2869 | 678.2869 | 678.2869 | 678.2869 | 678.2869 | 678.2869 | 0 | 0.013984 | 0.085156 | 0.091339 | 0.091339 | 0.091339 | 0.091339 | 0.091339 | 0.091339 | 0.091339 | 0 | 0.013614 | 0.082907 | 0.088926 | 0.088926 | 0.088926 | 0.088926 | 0.088926 | 0.088926 | 0.088926 | 0 | 3.6705 | 19.2424 | 1.7216 | 0 | 0 | 0 | 0 | 0 | 0 | 18.544 | 0 | 5.4949 | 28.8065 | 2.5774 | 0 | 0 | 0 | 0 | 0 | 0 | 27.761 | 0 | 23.9359 | 125.4808 | 11.2269 | 0 | 0 | 0 | 0 | 0 | 0 | 120.9267 | 0 | -44.3265 | -232.3759 | -20.791 | 0 | 0 | 0 | 0 | 0 | 0 | -223.9422 | 0 | 68.2624 | 357.8567 | 32.0179 | 0 | 0 | 0 | 0 | 0 | 0 | 344.8688 | 0 | 7.9039 | 49.5761 | 54.7706 | 56.4137 | 58.1061 | 59.8493 | 61.6448 | 63.4941 | 65.399
Ach | Lumber/Furniture/Pulp/Paper | Compressed Air | Compressed Air | TRC | Existing | EE301 | Compressed Air Equipment | Compressed Air Equipment | Equip | 15 | Compressed Air | 53.07% | custom | 25.77% | 0 | 0 | 0 | 0 | 0 | 0 | 0 | 0 | 0 | 0 | 0 | 0 | 0 | 0 | 0 | 0 | 0 | 0 | 0 | 0 | 0 | 0 | 0 | 0 | 0 | 0 | 0 | 0 | 0 | 0 | 0 | 0 | 0 | 0 | 0 | 0 | 0 | 0 | 0 | 0 | 0 | 0 | 0 | 0 | 0 | 0 | 0 | 0 | 0 | 0 | 0 | 0 | 0 | 0 | 0 | 0 | 0 | 0 | 0 | 0 | 0 | 0 | 0 | 0 | 0 | 0 | 0 | 0 | 0 | 0 | 0 | 0 | 0 | 0 | 0 | 0 | 0 | 0 | 0 | 0 | 0 | 0 | 0 | 0 | 0 | 0 | 0 | 0 | 0 | 0 | 0 | 0 | 0 | 0 | 0 | 0 | 0 | 0 | 0 | 0 | 0 | 0 | 0 | 0 | 0
Ach | Metal Products and Machinery | Process Specific | Process Specific | TRC | New | NN450 | Plant Energy Management | Plant Energy Management | NonEquip | 10.5 | Process Specific | 23.15% | custom | 16.13% | 0 | 54.6419 | 278.11 | 24.1581 | 0 | 0 | 0 | 0 | 0 | 0 | 0 | 54.6419 | 332.7519 | 356.91 | 356.91 | 356.91 | 356.91 | 356.91 | 356.91 | 356.91 | 0 | 0.0075227 | 0.045811 | 0.049137 | 0.049137 | 0.049137 | 0.049137 | 0.049137 | 0.049137 | 0.049137 | 0 | 0.0073372 | 0.044681 | 0.047925 | 0.047925 | 0.047925 | 0.047925 | 0.047925 | 0.047925 | 0.047925 | 0 | 1.9314 | 10.1252 | 0.90592 | 0 | 0 | 0 | 0 | 0 | 0 | 9.7577 | 0 | 0.93806 | 4.9177 | 0.43999 | 0 | 0 | 0 | 0 | 0 | 0 | 4.7392 | 0 | 10.2036 | 53.491 | 4.7859 | 0 | 0 | 0 | 0 | 0 | 0 | 51.5496 | 0 | -17.607 | -92.3026 | -8.2584 | 0 | 0 | 0 | 0 | 0 | 0 | -88.9526 | 0 | 27.8106 | 145.7936 | 13.0444 | 0 | 0 | 0 | 0 | 0 | 0 | 140.5022 | 0 | 4.1927 | 26.2982 | 29.0537 | 29.9253 | 30.8231 | 31.7478 | 32.7002 | 33.6812 | 34.6916
Ach | Metal Products and Machinery | Process Specific | Process Specific | TRC | Existing | NE449 | Plant Energy Management | Plant Energy Management | NonEquip | 10.5 | Process Specific | 23.15% | custom_existing | 16.13% | 3143.5426 | 3208.6949 | 3217.0167 | 3237.8773 | 3240.059 | 3237.085 | 3225.7254 | 3208.2181 | 3190.6863 | 3183.2899 | 3143.5426 | 6352.2374 | 9569.2541 | 12807.1315 | 16047.1905 | 19284.2755 | 22510.001 | 25718.2191 | 28908.9054 | 32092.1953 | 0.43278 | 0.87453 | 1.3174 | 1.7632 | 2.2093 | 2.6549 | 3.099 | 3.5407 | 3.98 | 4.4182 | 0.42211 | 0.85296 | 1.2849 | 1.7197 | 2.1548 | 2.5894 | 3.0226 | 3.4534 | 3.8818 | 4.3093 | 107.8777 | 113.417 | 117.1225 | 121.4184 | 125.1452 | 128.7813 | 132.1792 | 135.4057 | 138.7057 | 142.5357 | 749.4203 | 52.3946 | 55.0849 | 56.8846 | 58.9711 | 60.7811 | 62.5471 | 64.1974 | 65.7645 | 67.3672 | 69.2274 | 363.982 | 569.9136 | 599.1772 | 618.7531 | 641.4484 | 661.137 | 680.3461 | 698.2974 | 715.3426 | 732.7766 | 753.0102 | 3959.1563 | -983.4275 | -1033.9241 | -1067.7038 | -1106.8661 | -1140.8403 | -1173.9869 | -1204.9632 | -1234.376 | -1264.4595 | -1299.3742 | -6831.8138 | 1553.3411 | 1633.1014 | 1686.457 | 1748.3145 | 1801.9773 | 1854.333 | 1903.2605 | 1949.7187 | 1997.2361 | 2052.3844 | 10790.9701 | 234.1803 | 487.4105 | 756.2816 | 1042.5443 | 1345.4851 | 1665.4072 | 2002.3032 | 2356.3101 | 2728.1009 | 3119.3595
Ach | Metal Products and Machinery | Process Heating | Process Heating | TRC | New | NN441 | Plant Energy Management | Plant Energy Management | NonEquip | 10.5 | Process Heating | 23.15% | custom | 17.94% | 0 | 95.6926 | 487.2708 | 42.4374 | 0 | 0 | 0 | 0 | 0 | 0 | 0 | 95.6926 | 582.9634 | 625.4008 | 625.4008 | 625.4008 | 625.4008 | 625.4008 | 625.4008 | 625.4008 | 0 | 0.013174 | 0.080258 | 0.0861 | 0.0861 | 0.0861 | 0.0861 | 0.0861 | 0.0861 | 0.0861 | 0 | 0.012849 | 0.078279 | 0.083977 | 0.083977 | 0.083977 | 0.083977 | 0.083977 | 0.083977 | 0.083977 | 0 | 3.3824 | 17.7401 | 1.5914 | 0 | 0 | 0 | 0 | 0 | 0 | 17.0978 | 0 | 1.6428 | 8.6161 | 0.77291 | 0 | 0 | 0 | 0 | 0 | 0 | 8.3041 | 0 | 17.8692 | 93.7205 | 8.4072 | 0 | 0 | 0 | 0 | 0 | 0 | 90.327 | 0 | -30.8346 | -161.7215 | -14.5072 | 0 | 0 | 0 | 0 | 0 | 0 | -155.8659 | 0 | 48.7038 | 255.442 | 22.9144 | 0 | 0 | 0 | 0 | 0 | 0 | 246.1929 | 0 | 7.3425 | 46.073 | 50.9098 | 52.4371 | 54.0102 | 55.6305 | 57.2994 | 59.0184 | 60.7889
Ach | Metal Products and Machinery | Process Heating | Process Heating | TRC | Existing | NE440 | Plant Energy Management | Plant Energy Management | NonEquip | 10.5 | Process Heating | 23.15% | custom_existing | 17.94% | 5686.6543 | 5672.7248 | 5687.4371 | 5724.3171 | 5728.1742 | 5722.9164 | 5702.8335 | 5671.8819 | 5640.887 | 5627.8107 | 5686.6543 | 11359.379 | 17046.8162 | 22771.1332 | 28499.3074 | 34222.2238 | 39925.0573 | 45596.9392 | 51237.8262 | 56865.6369 | 0.78289 | 1.5639 | 2.3469 | 3.135 | 3.9236 | 4.7114 | 5.4966 | 6.2774 | 7.054 | 7.8288 | 0.76359 | 1.5253 | 2.289 | 3.0577 | 3.8268 | 4.5953 | 5.361 | 6.1227 | 6.8801 | 7.6358 | 195.1503 | 200.5125 | 207.0635 | 214.6584 | 221.2471 | 227.6753 | 233.6827 | 239.3868 | 245.221 | 251.9921 | 1328.9362 | 94.7815 | 97.3858 | 100.5676 | 104.2563 | 107.4563 | 110.5784 | 113.4961 | 116.2665 | 119.1001 | 122.3887 | 645.444 | 1030.9711 | 1059.2991 | 1093.9078 | 1134.0312 | 1168.8392 | 1202.7993 | 1234.5358 | 1264.6706 | 1295.4924 | 1331.2639 | 7020.7143 | -1779.016 | -1827.898 | -1887.6179 | -1956.8538 | -2016.9175 | -2075.5182 | -2130.2818 | -2182.2815 | -2235.4668 | -2297.1932 | -12114.756 | 2809.9871 | 2887.1971 | 2981.5257 | 3090.885 | 3185.7567 | 3278.3175 | 3364.8177 | 3446.9521 | 3530.9592 | 3628.4572 | 19135.4703 | 423.6311 | 871.6112 | 1347.2516 | 1853.6481 | 2389.5393 | 2955.4616 | 3551.4023 | 4177.6037 | 4835.256 | 5527.3365
Ach | Metal Products and Machinery | Process Heating | Process Heating | TRC | Turnover | ET444 | Process Heat Equipment Upgrade | Process Heat Equipment Upgrade | Equip | 10 | Process Heating | 7.861% | custom | 28.4% | 3353.9134 | 3532.0952 | 3348.1399 | 2413.9397 | 1236.7318 | 477.661 | 155.7973 | 47.2769 | 13.9534 | 4.1158 | 3353.9134 | 6886.0086 | 10234.1485 | 12648.0882 | 13884.82 | 14362.481 | 14518.2782 | 14565.5552 | 14579.5086 | 14583.6243 | 0.46174 | 0.94801 | 1.409 | 1.7413 | 1.9116 | 1.9773 | 1.9988 | 2.0053 | 2.0072 | 2.0078 | 0.45036 | 0.92464 | 1.3742 | 1.6984 | 1.8644 | 1.9286 | 1.9495 | 1.9558 | 1.9577 | 1.9583 | 115.0971 | 124.8481 | 121.8963 | 90.5213 | 47.768 | 19.0028 | 6.384 | 1.9954 | 0.60658 | 0.18429 | 403.7054 | 27.0505 | 29.3422 | 28.6485 | 21.2746 | 11.2266 | 4.4661 | 1.5004 | 0.46896 | 0.14256 | 0.043312 | 94.8802 | 602.2265 | 653.2473 | 637.8022 | 473.6375 | 249.9381 | 99.4292 | 33.4034 | 10.4404 | 3.1739 | 0.96426 | 2112.322 | -992.4687 | -1076.5509 | -1051.0975 | -780.5542 | -411.8977 | -163.8592 | -55.0488 | -17.2058 | -5.2305 | -1.5891 | -3481.1047 | 1594.6952 | 1729.7983 | 1688.8998 | 1254.1917 | 661.8358 | 263.2884 | 88.4523 | 27.6462 | 8.4044 | 2.5534 | 5593.4267 | 249.852 | 528.3671 | 808.8298 | 1029.5976 | 1164.18 | 1240.3566 | 1291.4257 | 1334.5 | 1375.8518 | 1417.5274
Ach | Metal Products and Machinery | Process Heating | Process Heating | TRC | New | EN443 | Process Heat Equipment Upgrade | Process Heat Equipment Upgrade | Equip | 10 | Process Heating | 7.861% | custom | 28.4% | 0 | 49.5682 | 252.2866 | 21.915 | 0 | 0 | 0 | 0 | 0 | 0 | 0 | 49.5682 | 301.8548 | 323.7698 | 323.7698 | 323.7698 | 323.7698 | 323.7698 | 323.7698 | 323.7698 | 0 | 0.0068242 | 0.041557 | 0.044574 | 0.044574 | 0.044574 | 0.044574 | 0.044574 | 0.044574 | 0.044574 | 0 | 0.0066559 | 0.040532 | 0.043475 | 0.043475 | 0.043475 | 0.043475 | 0.043475 | 0.043475 | 0.043475 | 0 | 1.7521 | 9.185 | 0.8218 | 0 | 0 | 0 | 0 | 0 | 0 | 8.8517 | 0 | 0.41178 | 2.1587 | 0.19314 | 0 | 0 | 0 | 0 | 0 | 0 | 2.0804 | 0 | 9.1675 | 48.0592 | 4.2999 | 0 | 0 | 0 | 0 | 0 | 0 | 46.315 | 0 | -15.108 | -79.2015 | -7.0863 | 0 | 0 | 0 | 0 | 0 | 0 | -76.327 | 0 | 24.2754 | 127.2607 | 11.3862 | 0 | 0 | 0 | 0 | 0 | 0 | 122.642 | 0 | 3.8034 | 23.8563 | 26.356 | 27.1466 | 27.961 | 28.7999 | 29.6639 | 30.5538 | 31.4704
Ach | Metal Products and Machinery | Process Heating | Process Heating | TRC | Existing | EE442 | Process Heat Equipment Upgrade | Process Heat Equipment Upgrade | Equip | 10 | Process Heating | 7.861% | custom | 28.4% | 0 | 0 | 0 | 0 | 0 | 0 | 0 | 0 | 0 | 0 | 0 | 0 | 0 | 0 | 0 | 0 | 0 | 0 | 0 | 0 | 0 | 0 | 0 | 0 | 0 | 0 | 0 | 0 | 0 | 0 | 0 | 0 | 0 | 0 | 0 | 0 | 0 | 0 | 0 | 0 | 0 | 0 | 0 | 0 | 0 | 0 | 0 | 0 | 0 | 0 | 0 | 0 | 0 | 0 | 0 | 0 | 0 | 0 | 0 | 0 | 0 | 0 | 0 | 0 | 0 | 0 | 0 | 0 | 0 | 0 | 0 | 0 | 0 | 0 | 0 | 0 | 0 | 0 | 0 | 0 | 0 | 0 | 0 | 0 | 0 | 0 | 0 | 0 | 0 | 0 | 0 | 0 | 0 | 0 | 0 | 0 | 0 | 0 | 0 | 0 | 0 | 0 | 0 | 0 | 0
Ach | Metal Products and Machinery | Process Cooling | Process Cooling | TRC | New | NN432 | Plant Energy Management | Plant Energy Management | NonEquip | 10.5 | Process Cooling | 23.15% | custom | 32.81% | 0 | 13.3274 | 67.8324 | 5.8923 | 0 | 0 | 0 | 0 | 0 | 0 | 0 | 13.3274 | 81.1599 | 87.0522 | 87.0522 | 87.0522 | 87.0522 | 87.0522 | 87.0522 | 87.0522 | 0 | 0.0018348 | 0.011173 | 0.011985 | 0.011985 | 0.011985 | 0.011985 | 0.011985 | 0.011985 | 0.011985 | 0 | 0.0017896 | 0.010898 | 0.011689 | 0.011689 | 0.011689 | 0.011689 | 0.011689 | 0.011689 | 0.011689 | 0 | 0.47108 | 2.4696 | 0.22096 | 0 | 0 | 0 | 0 | 0 | 0 | 2.38 | 0 | 0.2288 | 1.1994 | 0.10732 | 0 | 0 | 0 | 0 | 0 | 0 | 1.1559 | 0 | 2.4887 | 13.0467 | 1.1673 | 0 | 0 | 0 | 0 | 0 | 0 | 12.5732 | 0 | -4.2944 | -22.5131 | -2.0143 | 0 | 0 | 0 | 0 | 0 | 0 | -21.696 | 0 | 6.7832 | 35.5598 | 3.1816 | 0 | 0 | 0 | 0 | 0 | 0 | 34.2692 | 0 | 1.0226 | 6.4143 | 7.0863 | 7.2989 | 7.5179 | 7.7434 | 7.9757 | 8.215 | 8.4615
Ach | Metal Products and Machinery | Process Cooling | Process Cooling | TRC | Existing | NE431 | Plant Energy Management | Plant Energy Management | NonEquip | 10.5 | Process Cooling | 23.15% | custom_existing | 32.81% | 807.4299 | 782.6171 | 784.6469 | 789.7349 | 790.267 | 789.5416 | 786.771 | 782.5008 | 778.2247 | 776.4207 | 807.4299 | 1590.047 | 2374.6939 | 3164.4287 | 3954.6958 | 4744.2374 | 5531.0083 | 6313.5092 | 7091.7339 | 7868.1546 | 0.11116 | 0.21891 | 0.32693 | 0.43565 | 0.54445 | 0.65315 | 0.76147 | 0.86919 | 0.97633 | 1.0832 | 0.10842 | 0.21351 | 0.31887 | 0.42491 | 0.53103 | 0.63705 | 0.74269 | 0.84776 | 0.95226 | 1.0565 | 27.7088 | 27.663 | 28.5668 | 29.6146 | 30.5236 | 31.4104 | 32.2392 | 33.0261 | 33.831 | 34.7652 | 184.0544 | 13.4577 | 13.4355 | 13.8744 | 14.3833 | 14.8248 | 15.2556 | 15.6581 | 16.0403 | 16.4312 | 16.8849 | 89.3924 | 146.3843 | 146.1424 | 150.9171 | 156.4525 | 161.2547 | 165.9399 | 170.3183 | 174.4757 | 178.728 | 183.663 | 972.3519 | -252.5968 | -252.1794 | -260.4184 | -269.9703 | -278.2568 | -286.3414 | -293.8967 | -301.0706 | -308.4082 | -316.924 | -1677.8643 | 398.9811 | 398.3218 | 411.3355 | 426.4229 | 439.5115 | 452.2813 | 464.215 | 475.5464 | 487.1361 | 500.5871 | 2650.2162 | 60.15 | 122.0052 | 187.6779 | 257.5953 | 331.5835 | 409.7166 | 491.9927 | 578.4454 | 669.2389 | 764.7842
Ach | Metal Products and Machinery | Process Cooling | Process Cooling | TRC | Turnover | ET437 | Process Refrig Equipment Upgrade | Process Refrig Equipment Upgrade | Equip | 10 | Process Cooling | 21% | custom | 16.76% | 361.3322 | 380.5285 | 360.7102 | 260.0646 | 133.2387 | 51.4606 | 16.7847 | 5.0934 | 1.5033 | 0.44341 | 361.3322 | 741.8607 | 1102.5709 | 1362.6355 | 1495.8742 | 1547.3348 | 1564.1195 | 1569.2129 | 1570.7162 | 1571.1596 | 0.049745 | 0.10213 | 0.15179 | 0.1876 | 0.20594 | 0.21302 | 0.21534 | 0.21604 | 0.21624 | 0.2163 | 0.048519 | 0.099615 | 0.14805 | 0.18297 | 0.20086 | 0.20777 | 0.21003 | 0.21071 | 0.21091 | 0.21097 | 12.3999 | 13.4505 | 13.1324 | 9.7523 | 5.1463 | 2.0473 | 0.68778 | 0.21497 | 0.06535 | 0.019854 | 43.493 | 36.633 | 39.7366 | 38.7971 | 28.811 | 15.2036 | 6.0482 | 2.0319 | 0.63508 | 0.19306 | 0.058655 | 128.4911 | 31.1618 | 33.8019 | 33.0027 | 24.5081 | 12.9329 | 5.1449 | 1.7284 | 0.54023 | 0.16423 | 0.049895 | 109.3008 | -140.6419 | -152.5571 | -148.9501 | -110.6117 | -58.3697 | -23.2203 | -7.8009 | -2.4382 | -0.74121 | -0.22519 | -493.3043 | 171.8037 | 186.359 | 181.9528 | 135.1197 | 71.3026 | 28.3652 | 9.5294 | 2.9785 | 0.90544 | 0.27508 | 602.6051 | 26.9177 | 56.9234 | 87.1389 | 110.9232 | 125.4224 | 133.6292 | 139.1311 | 143.7717 | 148.2267 | 152.7166
Ach | Metal Products and Machinery | Process Cooling | Process Cooling | TRC | New | EN436 | Process Refrig Equipment Upgrade | Process Refrig Equipment Upgrade | Equip | 10 | Process Cooling | 21% | custom | 16.76% | 0 | 6.9276 | 35.3162 | 3.0956 | 0 | 0 | 0 | 0 | 0 | 0 | 0 | 6.9276 | 42.2438 | 45.3394 | 45.3394 | 45.3394 | 45.3394 | 45.3394 | 45.3394 | 45.3394 | 0 | 0.00095374 | 0.0058158 | 0.006242 | 0.006242 | 0.006242 | 0.006242 | 0.006242 | 0.006242 | 0.006242 | 0 | 0.00093022 | 0.0056724 | 0.0060881 | 0.0060881 | 0.0060881 | 0.0060881 | 0.0060881 | 0.0060881 | 0.0060881 | 0 | 0.24487 | 1.2858 | 0.11608 | 0 | 0 | 0 | 0 | 0 | 0 | 1.2395 | 0 | 0.72341 | 3.7985 | 0.34294 | 0 | 0 | 0 | 0 | 0 | 0 | 3.6618 | 0 | 0.61537 | 3.2312 | 0.29172 | 0 | 0 | 0 | 0 | 0 | 0 | 3.1149 | 0 | -2.7773 | -14.5833 | -1.3166 | 0 | 0 | 0 | 0 | 0 | 0 | -14.0583 | 0 | 3.3927 | 17.8145 | 1.6084 | 0 | 0 | 0 | 0 | 0 | 0 | 17.1732 | 0 | 0.53156 | 3.3386 | 3.6908 | 3.8015 | 3.9155 | 4.033 | 4.154 | 4.2786 | 4.407
Ach | Metal Products and Machinery | Process Cooling | Process Cooling | TRC | Existing | EE435 | Process Refrig Equipment Upgrade | Process Refrig Equipment Upgrade | Equip | 10 | Process Cooling | 21% | custom | 16.76% | 0 | 0 | 0 | 0 | 0 | 0 | 0 | 0 | 0 | 0 | 0 | 0 | 0 | 0 | 0 | 0 | 0 | 0 | 0 | 0 | 0 | 0 | 0 | 0 | 0 | 0 | 0 | 0 | 0 | 0 | 0 | 0 | 0 | 0 | 0 | 0 | 0 | 0 | 0 | 0 | 0 | 0 | 0 | 0 | 0 | 0 | 0 | 0 | 0 | 0 | 0 | 0 | 0 | 0 | 0 | 0 | 0 | 0 | 0 | 0 | 0 | 0 | 0 | 0 | 0 | 0 | 0 | 0 | 0 | 0 | 0 | 0 | 0 | 0 | 0 | 0 | 0 | 0 | 0 | 0 | 0 | 0 | 0 | 0 | 0 | 0 | 0 | 0 | 0 | 0 | 0 | 0 | 0 | 0 | 0 | 0 | 0 | 0 | 0 | 0 | 0 | 0 | 0 | 0 | 0
Ach | Metal Products and Machinery | Other | Other | TRC | New | NN430 | Plant Energy Management | Plant Energy Management | NonEquip | 10.5 | Other | 23.15% | custom | 27.13% | 0 | 20.8185 | 105.9596 | 9.2042 | 0 | 0 | 0 | 0 | 0 | 0 | 0 | 20.8185 | 126.7782 | 135.9824 | 135.9824 | 135.9824 | 135.9824 | 135.9824 | 135.9824 | 135.9824 | 0 | 0.0030033 | 0.018289 | 0.019617 | 0.019617 | 0.019617 | 0.019617 | 0.019617 | 0.019617 | 0.019617 | 0 | 0.0030546 | 0.018601 | 0.019952 | 0.019952 | 0.019952 | 0.019952 | 0.019952 | 0.019952 | 0.019952 | 0 | 0.73587 | 3.8577 | 0.34515 | 0 | 0 | 0 | 0 | 0 | 0 | 3.7177 | 0 | 0.3574 | 1.8736 | 0.16764 | 0 | 0 | 0 | 0 | 0 | 0 | 1.8056 | 0 | 3.8876 | 20.38 | 1.8234 | 0 | 0 | 0 | 0 | 0 | 0 | 19.6404 | 0 | -6.7083 | -35.1672 | -3.1465 | 0 | 0 | 0 | 0 | 0 | 0 | -33.8909 | 0 | 10.5958 | 55.5472 | 4.9699 | 0 | 0 | 0 | 0 | 0 | 0 | 53.5312 | 0 | 1.5974 | 10.0196 | 11.0694 | 11.4015 | 11.7436 | 12.0959 | 12.4587 | 12.8325 | 13.2175
Ach | Metal Products and Machinery | Other | Other | TRC | Existing | NE429 | Plant Energy Management | Plant Energy Management | NonEquip | 10.5 | Other | 23.15% | custom_existing | 27.13% | 1219.453 | 1222.5097 | 1225.6803 | 1233.6282 | 1234.4594 | 1233.3263 | 1228.9984 | 1222.3281 | 1215.6485 | 1212.8305 | 1219.453 | 2441.9627 | 3667.6431 | 4901.2713 | 6135.7307 | 7369.0571 | 8598.0554 | 9820.3835 | 11036.032 | 12248.8624 | 0.17592 | 0.35229 | 0.52911 | 0.70707 | 0.88516 | 1.0631 | 1.2404 | 1.4167 | 1.5921 | 1.7671 | 0.17892 | 0.35829 | 0.53813 | 0.71913 | 0.90026 | 1.0812 | 1.2615 | 1.4409 | 1.6192 | 1.7972 | 41.8483 | 43.2118 | 44.6236 | 46.2603 | 47.6802 | 49.0655 | 50.3602 | 51.5894 | 52.8468 | 54.306 | 286.206 | 20.3251 | 20.9873 | 21.673 | 22.4679 | 23.1576 | 23.8304 | 24.4592 | 25.0562 | 25.6669 | 26.3756 | 139.0059 | 221.0827 | 228.286 | 235.7444 | 244.3912 | 251.8926 | 259.2112 | 266.0506 | 272.5449 | 279.1872 | 286.8962 | 1512.0141 | -381.4943 | -393.9241 | -406.7941 | -421.7149 | -434.6591 | -447.2879 | -459.0898 | -470.2961 | -481.7579 | -495.0603 | -2609.0909 | 602.577 | 622.2101 | 642.5385 | 666.1062 | 686.5517 | 706.4991 | 725.1405 | 742.841 | 760.9451 | 781.9565 | 4121.105 | 90.844 | 187.3731 | 289.8628 | 398.9802 | 514.4535 | 636.3983 | 764.8118 | 899.7461 | 1041.4579 | 1190.5887
Ach | Metal Products and Machinery | Motors Pumps | Motors Pumps | TRC | New | NN421 | Plant Energy Management | Plant Energy Management | NonEquip | 10.5 | Motors Pumps | 23.15% | custom | 29.07% | 0 | 80.6305 | 410.3837 | 35.6481 | 0 | 0 | 0 | 0 | 0 | 0 | 0 | 80.6305 | 491.0142 | 526.6624 | 526.6624 | 526.6624 | 526.6624 | 526.6624 | 526.6624 | 526.6624 | 0 | 0.010858 | 0.066121 | 0.070921 | 0.070921 | 0.070921 | 0.070921 | 0.070921 | 0.070921 | 0.070921 | 0 | 0.010571 | 0.064374 | 0.069048 | 0.069048 | 0.069048 | 0.069048 | 0.069048 | 0.069048 | 0.069048 | 0 | 2.85 | 14.9409 | 1.3368 | 0 | 0 | 0 | 0 | 0 | 0 | 14.3987 | 0 | 1.3842 | 7.2566 | 0.64926 | 0 | 0 | 0 | 0 | 0 | 0 | 6.9932 | 0 | 15.0566 | 78.9322 | 7.0622 | 0 | 0 | 0 | 0 | 0 | 0 | 76.0675 | 0 | -25.9812 | -136.2033 | -12.1863 | 0 | 0 | 0 | 0 | 0 | 0 | -131.26 | 0 | 41.0378 | 215.1355 | 19.2485 | 0 | 0 | 0 | 0 | 0 | 0 | 207.3274 | 0 | 6.1868 | 38.8061 | 42.8721 | 44.1583 | 45.483 | 46.8475 | 48.2529 | 49.7005 | 51.1916
Ach | Metal Products and Machinery | Motors Pumps | Motors Pumps | TRC | Existing | NE420 | Plant Energy Management | Plant Energy Management | NonEquip | 10.5 | Motors Pumps | 23.15% | custom_existing | 29.07% | 4801.997 | 4734.8036 | 4747.0834 | 4777.8657 | 4781.0851 | 4776.6966 | 4759.9342 | 4734.1001 | 4708.2299 | 4697.3156 | 4801.997 | 9536.8005 | 14283.884 | 19061.7496 | 23842.8347 | 28619.5313 | 33379.4654 | 38113.5655 | 42821.7954 | 47519.1109 | 0.64664 | 1.2842 | 1.9235 | 2.5669 | 3.2107 | 3.8539 | 4.4949 | 5.1324 | 5.7664 | 6.399 | 0.62956 | 1.2503 | 1.8727 | 2.4991 | 3.1259 | 3.7521 | 4.3762 | 4.9969 | 5.6141 | 6.23 | 164.7913 | 167.36 | 172.8279 | 179.167 | 184.6664 | 190.0318 | 195.0459 | 199.8069 | 204.6765 | 210.3281 | 1110.9412 | 80.0366 | 81.2842 | 83.9399 | 87.0187 | 89.6896 | 92.2955 | 94.7308 | 97.0432 | 99.4082 | 102.1531 | 539.5671 | 870.5857 | 884.1559 | 913.0424 | 946.5319 | 975.5848 | 1003.93 | 1030.4192 | 1055.5715 | 1081.2973 | 1111.1544 | 5869.0557 | -1502.2593 | -1525.6757 | -1575.5215 | -1633.3101 | -1683.4429 | -1732.3546 | -1778.0637 | -1821.4658 | -1865.8575 | -1917.3782 | -10127.4849 | 2372.845 | 2409.8316 | 2488.564 | 2579.842 | 2659.0277 | 2736.2846 | 2808.4829 | 2877.0374 | 2947.1548 | 3028.5326 | 15996.5406 | 357.7279 | 731.7638 | 1128.8903 | 1551.6916 | 1999.1149 | 2471.6081 | 2969.1607 | 3491.975 | 4041.0446 | 4618.8547
Ach | Metal Products and Machinery | Motors Pumps | Motors Pumps | TRC | Turnover | ET424 | Pump Equipment Upgrade | Pump Equipment Upgrade | Equip | 15 | Motors Pumps | 74.82% | custom | 3.821% | 2258.4043 | 2378.3854 | 2254.5165 | 1625.4599 | 832.7706 | 321.6397 | 104.9082 | 31.8346 | 9.3957 | 2.7714 | 2258.4043 | 4636.7897 | 6891.3062 | 8516.7661 | 9349.5367 | 9671.1763 | 9776.0846 | 9807.9192 | 9817.3149 | 9820.0863 | 0.30412 | 0.6244 | 0.92799 | 1.1469 | 1.259 | 1.3023 | 1.3165 | 1.3207 | 1.322 | 1.3224 | 0.29609 | 0.6079 | 0.90348 | 1.1166 | 1.2258 | 1.2679 | 1.2817 | 1.2859 | 1.2871 | 1.2875 | 77.5022 | 84.0682 | 82.0806 | 60.9537 | 32.1652 | 12.7958 | 4.2988 | 1.3436 | 0.40845 | 0.12409 | 271.8407 | 119.0968 | 129.1868 | 126.1323 | 93.667 | 49.428 | 19.6632 | 6.6059 | 2.0647 | 0.62766 | 0.19069 | 417.7346 | 502.3245 | 544.8815 | 531.9986 | 395.0668 | 208.4764 | 82.9351 | 27.8622 | 8.7085 | 2.6473 | 0.8043 | 1761.9136 | -939.0115 | -1018.5648 | -994.4824 | -738.5113 | -389.7117 | -155.0333 | -52.0837 | -16.279 | -4.9488 | -1.5035 | -3293.6024 | 1441.3359 | 1563.4464 | 1526.481 | 1133.5781 | 598.1881 | 237.9684 | 79.946 | 24.9875 | 7.5961 | 2.3078 | 5055.5159 | 166.8876 | 352.9206 | 540.2545 | 687.7155 | 777.6092 | 828.4911 | 862.6025 | 891.3738 | 918.9946 | 946.8316
Ach | Metal Products and Machinery | Motors Pumps | Motors Pumps | TRC | Turnover | ET415 | Motor Equipment Upgrades | Motor Equipment Upgrades | Equip | 10 | Motors Pumps | 29.32% | custom | 1.441% | 348.167 | 365.9868 | 347.1325 | 251.1142 | 129.1709 | 50.018 | 16.3319 | 4.9578 | 1.4634 | 0.43167 | 348.167 | 714.1538 | 1061.2863 | 1312.4006 | 1441.5714 | 1491.5894 | 1507.9213 | 1512.879 | 1514.3424 | 1514.7741 | 0.046885 | 0.096169 | 0.14291 | 0.17673 | 0.19412 | 0.20086 | 0.20306 | 0.20373 | 0.20392 | 0.20398 | 0.045646 | 0.093629 | 0.13914 | 0.17206 | 0.189 | 0.19555 | 0.1977 | 0.19835 | 0.19854 | 0.19859 | 11.9481 | 12.9365 | 12.6381 | 9.4166 | 4.9891 | 1.9899 | 0.66923 | 0.20925 | 0.063617 | 0.019328 | 41.923 | 30.9807 | 33.5433 | 32.7697 | 24.4166 | 12.9365 | 5.1596 | 1.7353 | 0.54256 | 0.16496 | 0.050117 | 108.7033 | 34.0532 | 36.8699 | 36.0196 | 26.8382 | 14.2195 | 5.6713 | 1.9073 | 0.59637 | 0.18131 | 0.055088 | 119.4839 | -129.9247 | -140.6717 | -137.4276 | -102.397 | -54.2522 | -21.638 | -7.2772 | -2.2754 | -0.69178 | -0.21018 | -455.8729 | 163.9779 | 177.5417 | 173.4472 | 129.2351 | 68.4717 | 27.3092 | 9.1846 | 2.8717 | 0.87309 | 0.26527 | 575.3568 | 25.7282 | 54.3565 | 83.2012 | 105.9743 | 119.8968 | 127.7785 | 133.0529 | 137.4951 | 141.7569 | 146.0513
Ach | Metal Products and Machinery | Motors Pumps | Motors Pumps | TRC | New | EN423 | Pump Equipment Upgrade | Pump Equipment Upgrade | Equip | 15 | Motors Pumps | 74.82% | custom | 3.821% | 0 | 36.1071 | 184.0354 | 16.1144 | 0 | 0 | 0 | 0 | 0 | 0 | 0 | 36.1071 | 220.1424 | 236.2569 | 236.2569 | 236.2569 | 236.2569 | 236.2569 | 236.2569 | 236.2569 | 0 | 0.0048622 | 0.029645 | 0.031815 | 0.031815 | 0.031815 | 0.031815 | 0.031815 | 0.031815 | 0.031815 | 0 | 0.0047338 | 0.028862 | 0.030974 | 0.030974 | 0.030974 | 0.030974 | 0.030974 | 0.030974 | 0.030974 | 0 | 1.2763 | 6.7002 | 0.60428 | 0 | 0 | 0 | 0 | 0 | 0 | 6.4588 | 0 | 1.9612 | 10.2961 | 0.92859 | 0 | 0 | 0 | 0 | 0 | 0 | 9.9252 | 0 | 8.272 | 43.4269 | 3.9166 | 0 | 0 | 0 | 0 | 0 | 0 | 41.8621 | 0 | -15.4632 | -81.1792 | -7.3214 | 0 | 0 | 0 | 0 | 0 | 0 | -78.2542 | 0 | 23.7352 | 124.6061 | 11.238 | 0 | 0 | 0 | 0 | 0 | 0 | 120.1163 | 0 | 2.7482 | 17.2584 | 19.0774 | 19.6497 | 20.2392 | 20.8464 | 21.4718 | 22.1159 | 22.7794
Ach | Metal Products and Machinery | Motors Pumps | Motors Pumps | TRC | New | EN414 | Motor Equipment Upgrades | Motor Equipment Upgrades | Equip | 10 | Motors Pumps | 29.32% | custom | 1.441% | 0 | 5.5562 | 28.3363 | 2.4895 | 0 | 0 | 0 | 0 | 0 | 0 | 0 | 5.5562 | 33.8925 | 36.382 | 36.382 | 36.382 | 36.382 | 36.382 | 36.382 | 36.382 | 0 | 0.0007482 | 0.004564 | 0.0048992 | 0.0048992 | 0.0048992 | 0.0048992 | 0.0048992 | 0.0048992 | 0.0048992 | 0 | 0.00072844 | 0.0044435 | 0.0047698 | 0.0047698 | 0.0047698 | 0.0047698 | 0.0047698 | 0.0047698 | 0.0047698 | 0 | 0.19639 | 1.0316 | 0.093354 | 0 | 0 | 0 | 0 | 0 | 0 | 0.99459 | 0 | 0.50923 | 2.675 | 0.24206 | 0 | 0 | 0 | 0 | 0 | 0 | 2.5789 | 0 | 0.55973 | 2.9403 | 0.26607 | 0 | 0 | 0 | 0 | 0 | 0 | 2.8347 | 0 | -2.1356 | -11.2182 | -1.0151 | 0 | 0 | 0 | 0 | 0 | 0 | -10.8152 | 0 | 2.6953 | 14.1584 | 1.2812 | 0 | 0 | 0 | 0 | 0 | 0 | 13.6499 | 0 | 0.4229 | 2.6571 | 2.9378 | 3.0259 | 3.1167 | 3.2102 | 3.3065 | 3.4057 | 3.5079
Ach | Metal Products and Machinery | Motors Pumps | Motors Pumps | TRC | Existing | EE422 | Pump Equipment Upgrade | Pump Equipment Upgrade | Equip | 15 | Motors Pumps | 74.82% | custom | 3.821% | 0 | 0 | 0 | 0 | 0 | 0 | 0 | 0 | 0 | 0 | 0 | 0 | 0 | 0 | 0 | 0 | 0 | 0 | 0 | 0 | 0 | 0 | 0 | 0 | 0 | 0 | 0 | 0 | 0 | 0 | 0 | 0 | 0 | 0 | 0 | 0 | 0 | 0 | 0 | 0 | 0 | 0 | 0 | 0 | 0 | 0 | 0 | 0 | 0 | 0 | 0 | 0 | 0 | 0 | 0 | 0 | 0 | 0 | 0 | 0 | 0 | 0 | 0 | 0 | 0 | 0 | 0 | 0 | 0 | 0 | 0 | 0 | 0 | 0 | 0 | 0 | 0 | 0 | 0 | 0 | 0 | 0 | 0 | 0 | 0 | 0 | 0 | 0 | 0 | 0 | 0 | 0 | 0 | 0 | 0 | 0 | 0 | 0 | 0 | 0 | 0 | 0 | 0 | 0 | 0
Ach | Metal Products and Machinery | Motors Pumps | Motors Pumps | TRC | Existing | EE413 | Motor Equipment Upgrades | Motor Equipment Upgrades | Equip | 10 | Motors Pumps | 29.32% | custom | 1.441% | 0 | 0 | 0 | 0 | 0 | 0 | 0 | 0 | 0 | 0 | 0 | 0 | 0 | 0 | 0 | 0 | 0 | 0 | 0 | 0 | 0 | 0 | 0 | 0 | 0 | 0 | 0 | 0 | 0 | 0 | 0 | 0 | 0 | 0 | 0 | 0 | 0 | 0 | 0 | 0 | 0 | 0 | 0 | 0 | 0 | 0 | 0 | 0 | 0 | 0 | 0 | 0 | 0 | 0 | 0 | 0 | 0 | 0 | 0 | 0 | 0 | 0 | 0 | 0 | 0 | 0 | 0 | 0 | 0 | 0 | 0 | 0 | 0 | 0 | 0 | 0 | 0 | 0 | 0 | 0 | 0 | 0 | 0 | 0 | 0 | 0 | 0 | 0 | 0 | 0 | 0 | 0 | 0 | 0 | 0 | 0 | 0 | 0 | 0 | 0 | 0 | 0 | 0 | 0 | 0
Ach | Metal Products and Machinery | Motors Fans Blowers | Motors Fans Blowers | TRC | New | NN412 | Plant Energy Management | Plant Energy Management | NonEquip | 10.5 | Motors Fans Blowers | 23.15% | custom | 29.07% | 0 | 46.0746 | 234.505 | 20.3704 | 0 | 0 | 0 | 0 | 0 | 0 | 0 | 46.0746 | 280.5796 | 300.9499 | 300.9499 | 300.9499 | 300.9499 | 300.9499 | 300.9499 | 300.9499 | 0 | 0.0062045 | 0.037783 | 0.040526 | 0.040526 | 0.040526 | 0.040526 | 0.040526 | 0.040526 | 0.040526 | 0 | 0.0060406 | 0.036785 | 0.039456 | 0.039456 | 0.039456 | 0.039456 | 0.039456 | 0.039456 | 0.039456 | 0 | 1.6286 | 8.5377 | 0.76388 | 0 | 0 | 0 | 0 | 0 | 0 | 8.2278 | 0 | 0.79098 | 4.1466 | 0.371 | 0 | 0 | 0 | 0 | 0 | 0 | 3.9961 | 0 | 8.6038 | 45.1041 | 4.0355 | 0 | 0 | 0 | 0 | 0 | 0 | 43.4671 | 0 | -14.8464 | -77.8305 | -6.9636 | 0 | 0 | 0 | 0 | 0 | 0 | -75.0057 | 0 | 23.4502 | 122.9346 | 10.9991 | 0 | 0 | 0 | 0 | 0 | 0 | 118.4728 | 0 | 3.5353 | 22.1749 | 24.4984 | 25.2333 | 25.9903 | 26.77 | 27.5731 | 28.4003 | 29.2523
Ach | Metal Products and Machinery | Motors Fans Blowers | Motors Fans Blowers | TRC | Existing | NE411 | Plant Energy Management | Plant Energy Management | NonEquip | 10.5 | Motors Fans Blowers | 23.15% | custom_existing | 29.07% | 2746.5671 | 2705.6021 | 2712.6191 | 2730.209 | 2732.0486 | 2729.5409 | 2719.9624 | 2705.2 | 2690.4171 | 2684.1803 | 2746.5671 | 5452.1691 | 8164.7882 | 10894.9972 | 13627.0458 | 16356.5867 | 19076.5491 | 21781.7491 | 24472.1662 | 27156.3465 | 0.36986 | 0.73419 | 1.0995 | 1.4671 | 1.835 | 2.2026 | 2.5689 | 2.9332 | 3.2954 | 3.6569 | 0.36009 | 0.7148 | 1.0704 | 1.4284 | 1.7866 | 2.1444 | 2.501 | 2.8557 | 3.2084 | 3.5603 | 94.2546 | 95.6343 | 98.7588 | 102.3812 | 105.5237 | 108.5896 | 111.4548 | 114.1754 | 116.958 | 120.1875 | 634.9035 | 45.778 | 46.4481 | 47.9656 | 49.725 | 51.2512 | 52.7403 | 54.1319 | 55.4532 | 56.8047 | 58.3732 | 308.3629 | 497.9433 | 505.2319 | 521.7385 | 540.8754 | 557.477 | 573.6743 | 588.811 | 603.1837 | 617.8842 | 634.9454 | 3354.1686 | -859.2375 | -871.8147 | -900.298 | -933.32 | -961.9674 | -989.9169 | -1016.0364 | -1040.8376 | -1066.2043 | -1095.6447 | -5787.8631 | 1357.1808 | 1377.0466 | 1422.0365 | 1474.1954 | 1519.4444 | 1563.5912 | 1604.8474 | 1644.0213 | 1684.0885 | 1730.5901 | 9142.0317 | 204.6073 | 418.3478 | 645.2832 | 886.89 | 1142.5668 | 1412.5693 | 1696.8917 | 1995.6496 | 2309.4108 | 2639.5953
Ach | Metal Products and Machinery | Motors Fans Blowers | Motors Fans Blowers | TRC | Turnover | ET406 | Fan Equipment Upgrades | Fan Equipment Upgrades | Equip | 15 | Motors Fans Blowers | 75.75% | custom | 3.821% | 1294.5924 | 1363.3696 | 1292.3638 | 931.7676 | 477.3718 | 184.3745 | 60.1369 | 18.2486 | 5.3859 | 1.5887 | 1294.5924 | 2657.962 | 3950.3258 | 4882.0935 | 5359.4652 | 5543.8398 | 5603.9767 | 5622.2253 | 5627.6113 | 5629.1999 | 0.17433 | 0.35792 | 0.53196 | 0.65743 | 0.72171 | 0.74654 | 0.75464 | 0.75709 | 0.75782 | 0.75803 | 0.16973 | 0.34847 | 0.51791 | 0.64006 | 0.70265 | 0.72682 | 0.73471 | 0.7371 | 0.7378 | 0.73801 | 44.4269 | 48.1907 | 47.0513 | 34.9407 | 18.4382 | 7.335 | 2.4642 | 0.7702 | 0.23414 | 0.071134 | 155.8281 | 68.2703 | 74.0541 | 72.3032 | 53.693 | 28.3338 | 11.2716 | 3.7867 | 1.1836 | 0.3598 | 0.10931 | 239.4594 | 287.9491 | 312.3442 | 304.9593 | 226.4654 | 119.5056 | 47.5412 | 15.9715 | 4.992 | 1.5175 | 0.46105 | 1009.9874 | -538.2726 | -583.8752 | -570.0703 | -423.3392 | -223.3957 | -88.8702 | -29.8561 | -9.3317 | -2.8368 | -0.86186 | -1888.0024 | 826.2217 | 896.2194 | 875.0296 | 649.8047 | 342.9013 | 136.4114 | 45.8277 | 14.3237 | 4.3544 | 1.3229 | 2897.9898 | 95.6655 | 202.3058 | 309.6919 | 394.2214 | 445.7515 | 474.9186 | 494.4724 | 510.9651 | 526.7982 | 542.7554
Ach | Metal Products and Machinery | Motors Fans Blowers | Motors Fans Blowers | TRC | New | EN405 | Fan Equipment Upgrades | Fan Equipment Upgrades | Equip | 15 | Motors Fans Blowers | 75.75% | custom | 3.821% | 0 | 20.8894 | 106.472 | 9.3229 | 0 | 0 | 0 | 0 | 0 | 0 | 0 | 20.8894 | 127.3614 | 136.6843 | 136.6843 | 136.6843 | 136.6843 | 136.6843 | 136.6843 | 136.6843 | 0 | 0.002813 | 0.017151 | 0.018406 | 0.018406 | 0.018406 | 0.018406 | 0.018406 | 0.018406 | 0.018406 | 0 | 0.0027387 | 0.016698 | 0.01792 | 0.01792 | 0.01792 | 0.01792 | 0.01792 | 0.01792 | 0.01792 | 0 | 0.73837 | 3.8763 | 0.3496 | 0 | 0 | 0 | 0 | 0 | 0 | 3.7367 | 0 | 1.1346 | 5.9567 | 0.53723 | 0 | 0 | 0 | 0 | 0 | 0 | 5.7421 | 0 | 4.7857 | 25.1242 | 2.2659 | 0 | 0 | 0 | 0 | 0 | 0 | 24.2189 | 0 | -8.9461 | -46.9655 | -4.2357 | 0 | 0 | 0 | 0 | 0 | 0 | -45.2733 | 0 | 13.7318 | 72.0897 | 6.5017 | 0 | 0 | 0 | 0 | 0 | 0 | 69.4922 | 0 | 1.59 | 9.9847 | 11.037 | 11.3682 | 11.7092 | 12.0605 | 12.4223 | 12.795 | 13.1788
Ach | Metal Products and Machinery | Motors Fans Blowers | Motors Fans Blowers | TRC | Existing | EE404 | Fan Equipment Upgrades | Fan Equipment Upgrades | Equip | 15 | Motors Fans Blowers | 75.75% | custom | 3.821% | 0 | 0 | 0 | 0 | 0 | 0 | 0 | 0 | 0 | 0 | 0 | 0 | 0 | 0 | 0 | 0 | 0 | 0 | 0 | 0 | 0 | 0 | 0 | 0 | 0 | 0 | 0 | 0 | 0 | 0 | 0 | 0 | 0 | 0 | 0 | 0 | 0 | 0 | 0 | 0 | 0 | 0 | 0 | 0 | 0 | 0 | 0 | 0 | 0 | 0 | 0 | 0 | 0 | 0 | 0 | 0 | 0 | 0 | 0 | 0 | 0 | 0 | 0 | 0 | 0 | 0 | 0 | 0 | 0 | 0 | 0 | 0 | 0 | 0 | 0 | 0 | 0 | 0 | 0 | 0 | 0 | 0 | 0 | 0 | 0 | 0 | 0 | 0 | 0 | 0 | 0 | 0 | 0 | 0 | 0 | 0 | 0 | 0 | 0 | 0 | 0 | 0 | 0 | 0 | 0
Ach | Metal Products and Machinery | Industrial Lighting | Industrial Lighting | TRC | New | NN403 | Lighting Controls | Lighting Controls | NonEquip | 10 | Industrial Lighting | 30% | prescriptive_lightnonequip | 19.49% | 0 | 12.4193 | 96.5304 | 15.9975 | 0 | 0 | 0 | 0 | 0 | 0 | 0 | 12.4193 | 108.9497 | 124.9471 | 124.9471 | 124.9471 | 124.9471 | 124.9471 | 124.9471 | 124.9471 | 0 | 0.0017727 | 0.015551 | 0.017835 | 0.017835 | 0.017835 | 0.017835 | 0.017835 | 0.017835 | 0.017835 | 0 | 0.0017231 | 0.015116 | 0.017336 | 0.017336 | 0.017336 | 0.017336 | 0.017336 | 0.017336 | 0.017336 | 0 | 0.28456 | 2.2781 | 0.38886 | 0 | 0 | 0 | 0 | 0 | 0 | 2.1972 | 0 | 0.83127 | 6.655 | 1.136 | 0 | 0 | 0 | 0 | 0 | 0 | 6.4188 | 0 | 1.7448 | 13.9684 | 2.3844 | 0 | 0 | 0 | 0 | 0 | 0 | 13.4727 | 0 | -4.4342 | -35.4992 | -6.0596 | 0 | 0 | 0 | 0 | 0 | 0 | -34.2395 | 0 | 6.179 | 49.4676 | 8.4439 | 0 | 0 | 0 | 0 | 0 | 0 | 47.7122 | 0 | 0.96584 | 8.7271 | 10.3088 | 10.6181 | 10.9366 | 11.2647 | 11.6026 | 11.9507 | 12.3092
Ach | Metal Products and Machinery | Industrial Lighting | Industrial Lighting | TRC | Existing | NE402 | Lighting Controls | Lighting Controls | NonEquip | 10 | Industrial Lighting | 30% | prescriptive_lightnonequip_existing | 19.49% | 722.0812 | 708.777 | 710.6153 | 715.2232 | 715.7052 | 715.0482 | 712.539 | 708.6717 | 704.7991 | 703.1653 | 722.0812 | 1430.8582 | 2141.4735 | 2856.6967 | 3572.4019 | 4287.4501 | 4999.9891 | 5708.6608 | 6413.4599 | 7116.6252 | 0.10307 | 0.20424 | 0.30567 | 0.40776 | 0.50991 | 0.61198 | 0.71368 | 0.81484 | 0.91544 | 1.0158 | 0.10018 | 0.19852 | 0.29712 | 0.39635 | 0.49565 | 0.59486 | 0.69372 | 0.79205 | 0.88983 | 0.98739 | 16.0627 | 16.2397 | 16.7703 | 17.3854 | 17.919 | 18.4397 | 18.9262 | 19.3882 | 19.8607 | 20.4091 | 107.8653 | 46.924 | 47.4413 | 48.9912 | 50.7882 | 52.3471 | 53.868 | 55.2893 | 56.6389 | 58.0193 | 59.6213 | 315.1079 | 98.4906 | 99.5762 | 102.8295 | 106.6012 | 109.8732 | 113.0655 | 116.0488 | 118.8815 | 121.7788 | 125.1414 | 661.3917 | -250.3032 | -253.0622 | -261.33 | -270.9154 | -279.2308 | -287.3438 | -294.9255 | -302.1245 | -309.4877 | -318.0334 | -1680.8553 | 348.7938 | 352.6384 | 364.1595 | 377.5165 | 389.104 | 400.4093 | 410.9743 | 421.0061 | 431.2666 | 443.1749 | 2342.247 | 54.52 | 111.2765 | 171.5366 | 235.6923 | 303.5839 | 375.2795 | 450.7773 | 530.1081 | 613.4226 | 701.098
Ach | Metal Products and Machinery | Industrial Lighting | Industrial Lighting | TRC | Turnover | ET398 | Efficient Lighting - High Bay | Efficient Lighting - High Bay | Equip | 13.6667 | Industrial Lighting | 42.84% | prescriptive_light | 48.41% | 10590.442 | 10675.9657 | 10021.3704 | 7624.0556 | 4491.6358 | 2147.3281 | 893.9504 | 346.3662 | 129.8428 | 47.6405 | 10590.442 | 21266.4076 | 31287.778 | 38911.8336 | 43403.4694 | 45550.7975 | 46444.7479 | 46791.1141 | 46920.957 | 46968.5974 | 1.5117 | 3.0355 | 4.4659 | 5.5542 | 6.1953 | 6.5018 | 6.6294 | 6.6788 | 6.6974 | 6.7042 | 1.4694 | 2.9506 | 4.341 | 5.3988 | 6.022 | 6.3199 | 6.444 | 6.492 | 6.51 | 6.5166 | 235.584 | 244.6111 | 236.5012 | 185.3231 | 112.4567 | 55.3753 | 23.7448 | 9.4761 | 3.6589 | 1.3827 | 835.0876 | 1288.6381 | 1338.0159 | 1293.6549 | 1013.712 | 615.1348 | 302.9015 | 129.8834 | 51.8338 | 20.0139 | 7.5636 | 4567.9059 | 1569.8331 | 1629.9857 | 1575.9447 | 1234.9152 | 749.364 | 368.9979 | 158.2254 | 63.1445 | 24.3812 | 9.214 | 5564.6734 | -4921.6881 | -5110.2765 | -4940.8489 | -3871.6647 | -2349.3809 | -1156.8699 | -496.0629 | -197.9685 | -76.4391 | -28.8876 | -17446.177 | 6491.5213 | 6740.2622 | 6516.7936 | 5106.5799 | 3098.745 | 1525.8679 | 654.2883 | 261.113 | 100.8204 | 38.1016 | 23010.8504 | 799.62 | 1653.8684 | 2506.2175 | 3210.4282 | 3688.4418 | 3987.0501 | 4187.2563 | 4345.0377 | 4487.8078 | 4627.1353
Ach | Metal Products and Machinery | Industrial Lighting | Industrial Lighting | TRC | New | EN397 | Efficient Lighting - High Bay | Efficient Lighting - High Bay | Equip | 13.6667 | Industrial Lighting | 42.84% | prescriptive_light | 48.41% | 0 | 172.5744 | 865.3171 | 78.8454 | 0 | 0 | 0 | 0 | 0 | 0 | 0 | 172.5744 | 1037.8915 | 1116.7369 | 1116.7369 | 1116.7369 | 1116.7369 | 1116.7369 | 1116.7369 | 1116.7369 | 0 | 0.024633 | 0.14815 | 0.1594 | 0.1594 | 0.1594 | 0.1594 | 0.1594 | 0.1594 | 0.1594 | 0 | 0.023944 | 0.144 | 0.15494 | 0.15494 | 0.15494 | 0.15494 | 0.15494 | 0.15494 | 0.15494 | 0 | 3.9541 | 20.4212 | 1.9165 | 0 | 0 | 0 | 0 | 0 | 0 | 19.7888 | 0 | 21.6287 | 111.7035 | 10.4835 | 0 | 0 | 0 | 0 | 0 | 0 | 108.2445 | 0 | 26.3483 | 136.0784 | 12.7711 | 0 | 0 | 0 | 0 | 0 | 0 | 131.8646 | 0 | -82.6064 | -426.6284 | -40.0395 | 0 | 0 | 0 | 0 | 0 | 0 | -413.4174 | 0 | 108.9547 | 562.7068 | 52.8105 | 0 | 0 | 0 | 0 | 0 | 0 | 545.282 | 0 | 13.4209 | 83.1373 | 92.1366 | 94.9007 | 97.7477 | 100.6801 | 103.7005 | 106.8116 | 110.0159
Ach | Metal Products and Machinery | Industrial Lighting | Industrial Lighting | TRC | Existing | EE396 | Efficient Lighting - High Bay | Efficient Lighting - High Bay | Equip | 13.6667 | Industrial Lighting | 42.84% | prescriptive_light | 48.41% | 0 | 0 | 0 | 0 | 0 | 0 | 0 | 0 | 0 | 0 | 0 | 0 | 0 | 0 | 0 | 0 | 0 | 0 | 0 | 0 | 0 | 0 | 0 | 0 | 0 | 0 | 0 | 0 | 0 | 0 | 0 | 0 | 0 | 0 | 0 | 0 | 0 | 0 | 0 | 0 | 0 | 0 | 0 | 0 | 0 | 0 | 0 | 0 | 0 | 0 | 0 | 0 | 0 | 0 | 0 | 0 | 0 | 0 | 0 | 0 | 0 | 0 | 0 | 0 | 0 | 0 | 0 | 0 | 0 | 0 | 0 | 0 | 0 | 0 | 0 | 0 | 0 | 0 | 0 | 0 | 0 | 0 | 0 | 0 | 0 | 0 | 0 | 0 | 0 | 0 | 0 | 0 | 0 | 0 | 0 | 0 | 0 | 0 | 0 | 0 | 0 | 0 | 0 | 0 | 0
Ach | Metal Products and Machinery | HVAC | HVAC | TRC | New | NN388 | Building Envelope Improvements | Building Envelope Improvements | NonEquip | 15 | HVAC | 25.69% | custom | 21.32% | 0 | 36.8606 | 187.6086 | 16.2967 | 0 | 0 | 0 | 0 | 0 | 0 | 0 | 36.8606 | 224.4692 | 240.7659 | 240.7659 | 240.7659 | 240.7659 | 240.7659 | 240.7659 | 240.7659 | 0 | 0.0052509 | 0.031976 | 0.034298 | 0.034298 | 0.034298 | 0.034298 | 0.034298 | 0.034298 | 0.034298 | 0 | 0.0051235 | 0.031201 | 0.033466 | 0.033466 | 0.033466 | 0.033466 | 0.033466 | 0.033466 | 0.033466 | 0 | 1.6732 | 8.7714 | 0.78479 | 0 | 0 | 0 | 0 | 0 | 0 | 8.4531 | 0 | 1.3194 | 6.917 | 0.61888 | 0 | 0 | 0 | 0 | 0 | 0 | 6.666 | 0 | 8.8735 | 46.5182 | 4.162 | 0 | 0 | 0 | 0 | 0 | 0 | 44.8299 | 0 | -15.9298 | -83.5099 | -7.4717 | 0 | 0 | 0 | 0 | 0 | 0 | -80.479 | 0 | 24.8033 | 130.0281 | 11.6338 | 0 | 0 | 0 | 0 | 0 | 0 | 125.3089 | 0 | 2.8645 | 17.967 | 19.8496 | 20.4451 | 21.0584 | 21.6902 | 22.3409 | 23.0111 | 23.7014
Ach | Metal Products and Machinery | HVAC | HVAC | TRC | Existing | NE387 | Building Envelope Improvements | Building Envelope Improvements | NonEquip | 15 | HVAC | 25.69% | custom_existing | 21.32% | 2242.6701 | 2164.5352 | 2170.149 | 2184.2212 | 2185.693 | 2183.6868 | 2176.0238 | 2164.2136 | 2152.3869 | 2147.3974 | 2242.6701 | 4407.2054 | 6577.3544 | 8761.5756 | 10947.2686 | 13130.9553 | 15306.9791 | 17471.1927 | 19623.5796 | 21770.977 | 0.31948 | 0.62782 | 0.93697 | 1.2481 | 1.5595 | 1.8706 | 2.1805 | 2.4888 | 2.7955 | 3.1014 | 0.31173 | 0.61259 | 0.91424 | 1.2178 | 1.5216 | 1.8252 | 2.1276 | 2.4285 | 2.7276 | 3.0261 | 98.8344 | 98.2528 | 101.4628 | 105.1844 | 108.4129 | 111.5628 | 114.5064 | 117.3015 | 120.1603 | 123.4782 | 654.1004 | 77.9396 | 77.4809 | 80.0123 | 82.947 | 85.493 | 87.977 | 90.2983 | 92.5025 | 94.7569 | 97.3733 | 515.8153 | 524.1568 | 521.0719 | 538.096 | 557.8329 | 574.955 | 591.6601 | 607.2713 | 622.0947 | 637.256 | 654.8521 | 3468.9446 | -940.9702 | -935.4323 | -965.9941 | -1001.4258 | -1032.1636 | -1062.1527 | -1090.1781 | -1116.7891 | -1144.0069 | -1175.5955 | -6227.4757 | 1465.127 | 1456.5043 | 1504.0902 | 1559.2587 | 1607.1186 | 1653.8128 | 1697.4495 | 1738.8838 | 1781.2629 | 1830.4477 | 9696.4203 | 169.2038 | 342.4879 | 526.4661 | 722.335 | 929.6071 | 1148.49 | 1378.9788 | 1621.1675 | 1875.5161 | 2143.1753
Ach | Metal Products and Machinery | HVAC | HVAC | TRC | Turnover | ET391 | HVAC Equipment Upgrades | HVAC Equipment Upgrades | Equip | 18 | HVAC | 25.69% | custom | 22.63% | 1954.7373 | 2058.5857 | 1951.3724 | 1406.8992 | 720.7956 | 278.3917 | 90.8022 | 27.5541 | 8.1324 | 2.3988 | 1954.7373 | 4013.3231 | 5964.6955 | 7371.5946 | 8092.3902 | 8370.7819 | 8461.5841 | 8489.1382 | 8497.2706 | 8499.6693 | 0.27846 | 0.57171 | 0.84969 | 1.0501 | 1.1528 | 1.1924 | 1.2054 | 1.2093 | 1.2105 | 1.2108 | 0.2717 | 0.55784 | 0.82908 | 1.0246 | 1.1248 | 1.1635 | 1.1761 | 1.18 | 1.1811 | 1.1814 | 86.1452 | 93.4435 | 91.2342 | 67.7513 | 35.7523 | 14.2228 | 4.7782 | 1.4934 | 0.454 | 0.13793 | 302.1562 | 106.3959 | 115.4098 | 112.6811 | 83.678 | 44.1568 | 17.5662 | 5.9014 | 1.8445 | 0.56073 | 0.17036 | 373.1859 | 494.6102 | 536.5137 | 523.8287 | 388.9997 | 205.2748 | 81.6615 | 27.4343 | 8.5747 | 2.6067 | 0.79195 | 1734.8556 | -934.4378 | -1013.6037 | -989.6385 | -734.9142 | -387.8136 | -154.2782 | -51.8301 | -16.1998 | -4.9247 | -1.4962 | -3277.5602 | 1429.048 | 1550.1174 | 1513.4672 | 1123.9139 | 593.0884 | 235.9396 | 79.2644 | 24.7745 | 7.5314 | 2.2881 | 5012.4158 | 147.48 | 311.879 | 477.4276 | 607.7401 | 687.1799 | 732.1447 | 762.2892 | 787.7147 | 812.1234 | 836.7232
Ach | Metal Products and Machinery | HVAC | HVAC | TRC | New | EN390 | HVAC Equipment Upgrades | HVAC Equipment Upgrades | Equip | 18 | HVAC | 25.69% | custom | 22.63% | 0 | 39.8592 | 203.1048 | 17.7573 | 0 | 0 | 0 | 0 | 0 | 0 | 0 | 39.8592 | 242.964 | 260.7213 | 260.7213 | 260.7213 | 260.7213 | 260.7213 | 260.7213 | 260.7213 | 0 | 0.0056781 | 0.034611 | 0.037141 | 0.037141 | 0.037141 | 0.037141 | 0.037141 | 0.037141 | 0.037141 | 0 | 0.0055403 | 0.033771 | 0.03624 | 0.03624 | 0.03624 | 0.03624 | 0.03624 | 0.03624 | 0.03624 | 0 | 1.8093 | 9.4959 | 0.85513 | 0 | 0 | 0 | 0 | 0 | 0 | 9.1533 | 0 | 2.2346 | 11.7282 | 1.0562 | 0 | 0 | 0 | 0 | 0 | 0 | 11.305 | 0 | 10.3882 | 54.5217 | 4.9098 | 0 | 0 | 0 | 0 | 0 | 0 | 52.5545 | 0 | -19.6258 | -103.0046 | -9.2758 | 0 | 0 | 0 | 0 | 0 | 0 | -99.2881 | 0 | 30.014 | 157.5263 | 14.1856 | 0 | 0 | 0 | 0 | 0 | 0 | 151.8425 | 0 | 3.0975 | 19.4474 | 21.4948 | 22.1396 | 22.8038 | 23.4879 | 24.1926 | 24.9183 | 25.6659
Ach | Metal Products and Machinery | HVAC | HVAC | TRC | Existing | EE389 | HVAC Equipment Upgrades | HVAC Equipment Upgrades | Equip | 18 | HVAC | 25.69% | custom | 22.63% | 0 | 0 | 0 | 0 | 0 | 0 | 0 | 0 | 0 | 0 | 0 | 0 | 0 | 0 | 0 | 0 | 0 | 0 | 0 | 0 | 0 | 0 | 0 | 0 | 0 | 0 | 0 | 0 | 0 | 0 | 0 | 0 | 0 | 0 | 0 | 0 | 0 | 0 | 0 | 0 | 0 | 0 | 0 | 0 | 0 | 0 | 0 | 0 | 0 | 0 | 0 | 0 | 0 | 0 | 0 | 0 | 0 | 0 | 0 | 0 | 0 | 0 | 0 | 0 | 0 | 0 | 0 | 0 | 0 | 0 | 0 | 0 | 0 | 0 | 0 | 0 | 0 | 0 | 0 | 0 | 0 | 0 | 0 | 0 | 0 | 0 | 0 | 0 | 0 | 0 | 0 | 0 | 0 | 0 | 0 | 0 | 0 | 0 | 0 | 0 | 0 | 0 | 0 | 0 | 0
Ach | Metal Products and Machinery | Exterior Lighting | Exterior Lighting | TRC | New | NN386 | Lighting Controls - Exterior | Lighting Controls - Exterior | NonEquip | 10 | Exterior Lighting | 17% | prescriptive_lightnonequip | 28% | 0 | 1.0513 | 8.2163 | 1.3916 | 0 | 0 | 0 | 0 | 0 | 0 | 0 | 1.0513 | 9.2677 | 10.6593 | 10.6593 | 10.6593 | 10.6593 | 10.6593 | 10.6593 | 10.6593 | 0 | 0 | 0 | 0 | 0 | 0 | 0 | 0 | 0 | 0 | 0 | 0 | 0 | 0 | 0 | 0 | 0 | 0 | 0 | 0 | 0 | 0.024089 | 0.1939 | 0.033827 | 0 | 0 | 0 | 0 | 0 | 0 | 0.18741 | 0 | 0.070371 | 0.56645 | 0.098819 | 0 | 0 | 0 | 0 | 0 | 0 | 0.54747 | 0 | 0.1016 | 0.81782 | 0.14267 | 0 | 0 | 0 | 0 | 0 | 0 | 0.79042 | 0 | -0.19057 | -1.534 | -0.26761 | 0 | 0 | 0 | 0 | 0 | 0 | -1.4826 | 0 | 0.29217 | 2.3518 | 0.41029 | 0 | 0 | 0 | 0 | 0 | 0 | 2.273 | 0 | 0.050993 | 0.46299 | 0.54849 | 0.56495 | 0.58189 | 0.59935 | 0.61733 | 0.63585 | 0.65493
Ach | Metal Products and Machinery | Exterior Lighting | Exterior Lighting | TRC | Existing | NE385 | Lighting Controls - Exterior | Lighting Controls - Exterior | NonEquip | 10 | Exterior Lighting | 17% | prescriptive_lightnonequip_existing | 28% | 58.7029 | 65.6527 | 65.8229 | 66.2498 | 66.2944 | 66.2335 | 66.0011 | 65.6429 | 65.2842 | 65.1329 | 58.7029 | 124.3556 | 190.1785 | 256.4283 | 322.7227 | 388.9562 | 454.9573 | 520.6003 | 585.8844 | 651.0173 | 0 | 0 | 0 | 0 | 0 | 0 | 0 | 0 | 0 | 0 | 0 | 0 | 0 | 0 | 0 | 0 | 0 | 0 | 0 | 0 | 1.3058 | 1.5043 | 1.5534 | 1.6104 | 1.6598 | 1.708 | 1.7531 | 1.7959 | 1.8397 | 1.8905 | 9.8263 | 3.8148 | 4.3944 | 4.538 | 4.7044 | 4.8488 | 4.9897 | 5.1213 | 5.2464 | 5.3742 | 5.5226 | 28.7056 | 5.5076 | 6.3444 | 6.5517 | 6.792 | 7.0005 | 7.2039 | 7.394 | 7.5745 | 7.7591 | 7.9733 | 41.4439 | -10.3309 | -11.9006 | -12.2894 | -12.7401 | -13.1312 | -13.5127 | -13.8692 | -14.2078 | -14.554 | -14.9559 | -77.7382 | 15.8385 | 18.245 | 18.8411 | 19.5322 | 20.1317 | 20.7166 | 21.2632 | 21.7822 | 22.3131 | 22.9292 | 119.1821 | 2.7643 | 6.0316 | 9.5009 | 13.1949 | 17.1044 | 21.2332 | 25.5813 | 30.1504 | 34.9493 | 39.9997
Ach | Metal Products and Machinery | Exterior Lighting | Exterior Lighting | TRC | Turnover | ET384 | Efficient Lighting - Exterior | Efficient Lighting - Exterior | Equip | 13.6 | Exterior Lighting | 15.29% | prescriptive_light | 78.74% | 1340.2363 | 1351.0594 | 1268.2194 | 964.8356 | 568.4232 | 271.7476 | 113.1308 | 43.8332 | 16.4318 | 6.029 | 1340.2363 | 2691.2957 | 3959.5152 | 4924.3508 | 5492.774 | 5764.5216 | 5877.6524 | 5921.4856 | 5937.9174 | 5943.9463 | 0 | 0 | 0 | 0 | 0 | 0 | 0 | 0 | 0 | 0 | 0 | 0 | 0 | 0 | 0 | 0 | 0 | 0 | 0 | 0 | 29.8135 | 30.9559 | 29.9296 | 23.4529 | 14.2316 | 7.0078 | 3.0049 | 1.1992 | 0.46304 | 0.17499 | 105.6816 | 27.0969 | 28.1351 | 27.2023 | 21.3158 | 12.9348 | 6.3693 | 2.7311 | 1.0899 | 0.42084 | 0.15904 | 96.0517 | 264.7443 | 274.8887 | 265.775 | 208.2621 | 126.3764 | 62.2296 | 26.6839 | 10.649 | 4.1118 | 1.5539 | 938.4536 | -204.9249 | -212.7772 | -205.7227 | -161.2049 | -97.8214 | -48.1687 | -20.6546 | -8.2428 | -3.1827 | -1.2028 | -726.4084 | 469.6692 | 487.6659 | 471.4977 | 369.467 | 224.1978 | 110.3983 | 47.3385 | 18.8918 | 7.2945 | 2.7567 | 1664.862 | 63.1117 | 130.5351 | 197.8086 | 253.3899 | 291.1182 | 314.6865 | 330.4882 | 342.9414 | 354.2099 | 365.2066
Ach | Metal Products and Machinery | Exterior Lighting | Exterior Lighting | TRC | New | EN383 | Efficient Lighting - Exterior | Efficient Lighting - Exterior | Equip | 13.6 | Exterior Lighting | 15.29% | prescriptive_light | 78.74% | 0 | 9.7734 | 49.2587 | 4.5151 | 0 | 0 | 0 | 0 | 0 | 0 | 0 | 9.7734 | 59.0321 | 63.5472 | 63.5472 | 63.5472 | 63.5472 | 63.5472 | 63.5472 | 63.5472 | 0 | 0 | 0 | 0 | 0 | 0 | 0 | 0 | 0 | 0 | 0 | 0 | 0 | 0 | 0 | 0 | 0 | 0 | 0 | 0 | 0 | 0.22393 | 1.1625 | 0.10975 | 0 | 0 | 0 | 0 | 0 | 0 | 1.126 | 0 | 0.20353 | 1.0566 | 0.099751 | 0 | 0 | 0 | 0 | 0 | 0 | 1.0234 | 0 | 1.9885 | 10.3229 | 0.97459 | 0 | 0 | 0 | 0 | 0 | 0 | 9.9987 | 0 | -1.5392 | -7.9904 | -0.75438 | 0 | 0 | 0 | 0 | 0 | 0 | -7.7395 | 0 | 3.5277 | 18.3134 | 1.729 | 0 | 0 | 0 | 0 | 0 | 0 | 17.7382 | 0 | 0.47403 | 2.9491 | 3.2699 | 3.368 | 3.4691 | 3.5731 | 3.6803 | 3.7907 | 3.9045
Ach | Metal Products and Machinery | Exterior Lighting | Exterior Lighting | TRC | Existing | EE382 | Efficient Lighting - Exterior | Efficient Lighting - Exterior | Equip | 13.6 | Exterior Lighting | 15.29% | prescriptive_light | 78.74% | 0 | 0 | 0 | 0 | 0 | 0 | 0 | 0 | 0 | 0 | 0 | 0 | 0 | 0 | 0 | 0 | 0 | 0 | 0 | 0 | 0 | 0 | 0 | 0 | 0 | 0 | 0 | 0 | 0 | 0 | 0 | 0 | 0 | 0 | 0 | 0 | 0 | 0 | 0 | 0 | 0 | 0 | 0 | 0 | 0 | 0 | 0 | 0 | 0 | 0 | 0 | 0 | 0 | 0 | 0 | 0 | 0 | 0 | 0 | 0 | 0 | 0 | 0 | 0 | 0 | 0 | 0 | 0 | 0 | 0 | 0 | 0 | 0 | 0 | 0 | 0 | 0 | 0 | 0 | 0 | 0 | 0 | 0 | 0 | 0 | 0 | 0 | 0 | 0 | 0 | 0 | 0 | 0 | 0 | 0 | 0 | 0 | 0 | 0 | 0 | 0 | 0 | 0 | 0 | 0
Ach | Metal Products and Machinery | Compressed Air | Compressed Air | TRC | New | NN381 | Plant Energy Management | Plant Energy Management | NonEquip | 10.5 | Compressed Air | 23.15% | custom | 29.07% | 0 | 45.3162 | 230.8331 | 20.1435 | 0 | 0 | 0 | 0 | 0 | 0 | 0 | 45.3162 | 276.1493 | 296.2928 | 296.2928 | 296.2928 | 296.2928 | 296.2928 | 296.2928 | 296.2928 | 0 | 0.0061023 | 0.037187 | 0.039899 | 0.039899 | 0.039899 | 0.039899 | 0.039899 | 0.039899 | 0.039899 | 0 | 0.0059411 | 0.036204 | 0.038845 | 0.038845 | 0.038845 | 0.038845 | 0.038845 | 0.038845 | 0.038845 | 0 | 1.6018 | 8.404 | 0.75537 | 0 | 0 | 0 | 0 | 0 | 0 | 8.1002 | 0 | 0.77796 | 4.0817 | 0.36687 | 0 | 0 | 0 | 0 | 0 | 0 | 3.9342 | 0 | 8.4621 | 44.3979 | 3.9906 | 0 | 0 | 0 | 0 | 0 | 0 | 42.7932 | 0 | -14.602 | -76.6118 | -6.886 | 0 | 0 | 0 | 0 | 0 | 0 | -73.8428 | 0 | 23.0642 | 121.0097 | 10.8766 | 0 | 0 | 0 | 0 | 0 | 0 | 116.636 | 0 | 3.4771 | 21.8248 | 24.1192 | 24.8428 | 25.5881 | 26.3558 | 27.1464 | 27.9608 | 28.7996
Ach | Metal Products and Machinery | Compressed Air | Compressed Air | TRC | Existing | NE380 | Plant Energy Management | Plant Energy Management | NonEquip | 10.5 | Compressed Air | 23.15% | custom_existing | 29.07% | 2721.5983 | 2705.6021 | 2712.6191 | 2730.209 | 2732.0486 | 2729.5409 | 2719.9624 | 2705.2 | 2690.4171 | 2684.1803 | 2721.5983 | 5427.2003 | 8139.8194 | 10870.0284 | 13602.077 | 16331.6179 | 19051.5803 | 21756.7803 | 24447.1974 | 27131.3777 | 0.36649 | 0.73083 | 1.0961 | 1.4638 | 1.8317 | 2.1992 | 2.5655 | 2.9298 | 3.2921 | 3.6535 | 0.35681 | 0.71153 | 1.0672 | 1.4251 | 1.7833 | 2.1411 | 2.4977 | 2.8524 | 3.2051 | 3.557 | 93.3978 | 95.6343 | 98.7588 | 102.3812 | 105.5237 | 108.5896 | 111.4548 | 114.1754 | 116.958 | 120.1875 | 634.1263 | 45.3619 | 46.4481 | 47.9656 | 49.725 | 51.2512 | 52.7403 | 54.1319 | 55.4532 | 56.8047 | 58.3732 | 307.9854 | 493.4165 | 505.2319 | 521.7385 | 540.8754 | 557.477 | 573.6743 | 588.811 | 603.1837 | 617.8842 | 634.9454 | 3350.0627 | -851.4263 | -871.8147 | -900.298 | -933.32 | -961.9674 | -989.9169 | -1016.0364 | -1040.8376 | -1066.2043 | -1095.6447 | -5780.7781 | 1344.8428 | 1377.0466 | 1422.0365 | 1474.1954 | 1519.4444 | 1563.5912 | 1604.8474 | 1644.0213 | 1684.0885 | 1730.5901 | 9130.8408 | 202.7473 | 416.432 | 643.3098 | 884.8575 | 1140.4733 | 1410.413 | 1694.6707 | 1993.362 | 2307.0545 | 2637.1683
Ach | Metal Products and Machinery | Compressed Air | Compressed Air | TRC | Turnover | ET377 | Compressed Air Equipment | Compressed Air Equipment | Equip | 15 | Compressed Air | 65.54% | custom | 5.951% | 1646.0924 | 1733.5436 | 1643.2588 | 1184.7556 | 606.9849 | 234.4348 | 76.4649 | 23.2034 | 6.8483 | 2.02 | 1646.0924 | 3379.636 | 5022.8948 | 6207.6504 | 6814.6353 | 7049.0702 | 7125.5351 | 7148.7385 | 7155.5868 | 7157.6068 | 0.22166 | 0.45511 | 0.67639 | 0.83593 | 0.91767 | 0.94924 | 0.95953 | 0.96266 | 0.96358 | 0.96385 | 0.21581 | 0.44309 | 0.65852 | 0.81385 | 0.89343 | 0.92416 | 0.93419 | 0.93723 | 0.93813 | 0.93839 | 56.4894 | 61.2752 | 59.8264 | 44.4276 | 23.4444 | 9.3265 | 3.1333 | 0.97932 | 0.29771 | 0.090448 | 198.1376 | 7.4085 | 8.0362 | 7.8462 | 5.8266 | 3.0747 | 1.2232 | 0.41092 | 0.12844 | 0.039044 | 0.011862 | 25.9855 | 445.5294 | 483.2748 | 471.8485 | 350.3988 | 184.9051 | 73.5581 | 24.712 | 7.7239 | 2.348 | 0.71336 | 1562.7037 | -605.0231 | -656.2808 | -640.764 | -475.837 | -251.0987 | -99.8909 | -33.5586 | -10.4889 | -3.1886 | -0.96873 | -2122.1311 | 1050.5524 | 1139.5556 | 1112.6125 | 826.2357 | 436.0039 | 173.449 | 58.2705 | 18.2128 | 5.5366 | 1.6821 | 3684.8347 | 121.6401 | 257.2347 | 393.7775 | 501.258 | 566.7792 | 603.8657 | 628.7286 | 649.6993 | 669.8314 | 690.1211
Ach | Metal Products and Machinery | Compressed Air | Compressed Air | TRC | New | EN376 | Compressed Air Equipment | Compressed Air Equipment | Equip | 15 | Compressed Air | 65.54% | custom | 5.951% | 0 | 25.0804 | 127.6512 | 11.0885 | 0 | 0 | 0 | 0 | 0 | 0 | 0 | 25.0804 | 152.7315 | 163.82 | 163.82 | 163.82 | 163.82 | 163.82 | 163.82 | 163.82 | 0 | 0.0033774 | 0.020567 | 0.02206 | 0.02206 | 0.02206 | 0.02206 | 0.02206 | 0.02206 | 0.02206 | 0 | 0.0032881 | 0.020024 | 0.021478 | 0.021478 | 0.021478 | 0.021478 | 0.021478 | 0.021478 | 0.021478 | 0 | 0.88651 | 4.6474 | 0.41581 | 0 | 0 | 0 | 0 | 0 | 0 | 4.4787 | 0 | 0.11626 | 0.6095 | 0.054533 | 0 | 0 | 0 | 0 | 0 | 0 | 0.58738 | 0 | 6.9919 | 36.654 | 3.2795 | 0 | 0 | 0 | 0 | 0 | 0 | 35.3237 | 0 | -9.4949 | -49.7756 | -4.4535 | 0 | 0 | 0 | 0 | 0 | 0 | -47.9691 | 0 | 16.4867 | 86.4296 | 7.733 | 0 | 0 | 0 | 0 | 0 | 0 | 83.2928 | 0 | 1.9089 | 11.9736 | 13.2282 | 13.6251 | 14.0338 | 14.4548 | 14.8885 | 15.3351 | 15.7952
Ach | Metal Products and Machinery | Compressed Air | Compressed Air | TRC | Existing | EE375 | Compressed Air Equipment | Compressed Air Equipment | Equip | 15 | Compressed Air | 65.54% | custom | 5.951% | 0 | 0 | 0 | 0 | 0 | 0 | 0 | 0 | 0 | 0 | 0 | 0 | 0 | 0 | 0 | 0 | 0 | 0 | 0 | 0 | 0 | 0 | 0 | 0 | 0 | 0 | 0 | 0 | 0 | 0 | 0 | 0 | 0 | 0 | 0 | 0 | 0 | 0 | 0 | 0 | 0 | 0 | 0 | 0 | 0 | 0 | 0 | 0 | 0 | 0 | 0 | 0 | 0 | 0 | 0 | 0 | 0 | 0 | 0 | 0 | 0 | 0 | 0 | 0 | 0 | 0 | 0 | 0 | 0 | 0 | 0 | 0 | 0 | 0 | 0 | 0 | 0 | 0 | 0 | 0 | 0 | 0 | 0 | 0 | 0 | 0 | 0 | 0 | 0 | 0 | 0 | 0 | 0 | 0 | 0 | 0 | 0 | 0 | 0 | 0 | 0 | 0 | 0 | 0 | 0
Ach | Miscellaneous Manufacturing | Process Cooling | Process Cooling | TRC | Turnover | ET513 | Process Refrig Equipment Upgrade | Process Refrig Equipment Upgrade | Equip | 10 | Process Cooling | 21% | custom | 2% | 6.5615 | 6.9101 | 6.5502 | 4.7226 | 2.4195 | 0.93448 | 0.3048 | 0.092491 | 0.027298 | 0.0080519 | 6.5615 | 13.4716 | 20.0218 | 24.7443 | 27.1638 | 28.0983 | 28.4031 | 28.4956 | 28.5229 | 28.5309 | 0.00090333 | 0.0018547 | 0.0027564 | 0.0034066 | 0.0037397 | 0.0038684 | 0.0039103 | 0.0039231 | 0.0039268 | 0.0039279 | 0.00088106 | 0.0018089 | 0.0026885 | 0.0033226 | 0.0036475 | 0.003773 | 0.0038139 | 0.0038263 | 0.00383 | 0.0038311 | 0.22517 | 0.24425 | 0.23847 | 0.17709 | 0.093452 | 0.037177 | 0.01249 | 0.0039037 | 0.0011867 | 0.00036054 | 0.7898 | 0.93653 | 1.0159 | 0.99185 | 0.73656 | 0.38868 | 0.15462 | 0.051946 | 0.016236 | 0.0049357 | 0.0014995 | 3.2849 | 0.29457 | 0.31953 | 0.31197 | 0.23167 | 0.12225 | 0.048635 | 0.016339 | 0.0051068 | 0.0015525 | 0.00047165 | 1.0332 | -2.8252 | -3.0646 | -2.9921 | -2.222 | -1.1725 | -0.46645 | -0.15671 | -0.048979 | -0.01489 | -0.0045236 | -9.9096 | 3.1198 | 3.3841 | 3.3041 | 2.4537 | 1.2948 | 0.51509 | 0.17305 | 0.054086 | 0.016442 | 0.0049953 | 10.9428 | 0.4888 | 1.0337 | 1.5824 | 2.0143 | 2.2776 | 2.4266 | 2.5265 | 2.6108 | 2.6917 | 2.7732
Ach | Miscellaneous Manufacturing | Process Cooling | Process Cooling | TRC | New | EN512 | Process Refrig Equipment Upgrade | Process Refrig Equipment Upgrade | Equip | 10 | Process Cooling | 21% | custom | 2% | 0 | 0.12996 | 0.66148 | 0.05746 | 0 | 0 | 0 | 0 | 0 | 0 | 0 | 0.12996 | 0.79144 | 0.8489 | 0.8489 | 0.8489 | 0.8489 | 0.8489 | 0.8489 | 0.8489 | 0 | 1.7893e-05 | 0.00010896 | 0.00011687 | 0.00011687 | 0.00011687 | 0.00011687 | 0.00011687 | 0.00011687 | 0.00011687 | 0 | 1.7451e-05 | 0.00010627 | 0.00011399 | 0.00011399 | 0.00011399 | 0.00011399 | 0.00011399 | 0.00011399 | 0.00011399 | 0 | 0.0045938 | 0.024083 | 0.0021547 | 0 | 0 | 0 | 0 | 0 | 0 | 0.023209 | 0 | 0.019106 | 0.10016 | 0.0089617 | 0 | 0 | 0 | 0 | 0 | 0 | 0.096528 | 0 | 0.0060097 | 0.031505 | 0.0028188 | 0 | 0 | 0 | 0 | 0 | 0 | 0.030362 | 0 | -0.057639 | -0.30216 | -0.027035 | 0 | 0 | 0 | 0 | 0 | 0 | -0.2912 | 0 | 0.063649 | 0.33367 | 0.029854 | 0 | 0 | 0 | 0 | 0 | 0 | 0.32156 | 0 | 0.0099723 | 0.06255 | 0.069104 | 0.071177 | 0.073312 | 0.075511 | 0.077777 | 0.08011 | 0.082513
Ach | Miscellaneous Manufacturing | Process Cooling | Process Cooling | TRC | Existing | EE511 | Process Refrig Equipment Upgrade | Process Refrig Equipment Upgrade | Equip | 10 | Process Cooling | 21% | custom | 2% | 0 | 0 | 0 | 0 | 0 | 0 | 0 | 0 | 0 | 0 | 0 | 0 | 0 | 0 | 0 | 0 | 0 | 0 | 0 | 0 | 0 | 0 | 0 | 0 | 0 | 0 | 0 | 0 | 0 | 0 | 0 | 0 | 0 | 0 | 0 | 0 | 0 | 0 | 0 | 0 | 0 | 0 | 0 | 0 | 0 | 0 | 0 | 0 | 0 | 0 | 0 | 0 | 0 | 0 | 0 | 0 | 0 | 0 | 0 | 0 | 0 | 0 | 0 | 0 | 0 | 0 | 0 | 0 | 0 | 0 | 0 | 0 | 0 | 0 | 0 | 0 | 0 | 0 | 0 | 0 | 0 | 0 | 0 | 0 | 0 | 0 | 0 | 0 | 0 | 0 | 0 | 0 | 0 | 0 | 0 | 0 | 0 | 0 | 0 | 0 | 0 | 0 | 0 | 0 | 0
Ach | Miscellaneous Manufacturing | Motors Pumps | Motors Pumps | TRC | New | NN504 | Pump System Optimization | Pump System Optimization | NonEquip | 10 | Motors Pumps | 23.22% | custom | 28.75% | 0 | 3.6125 | 18.4126 | 1.6123 | 0 | 0 | 0 | 0 | 0 | 0 | 0 | 3.6125 | 22.0251 | 23.6374 | 23.6374 | 23.6374 | 23.6374 | 23.6374 | 23.6374 | 23.6374 | 0 | 0.00048646 | 0.0029659 | 0.003183 | 0.003183 | 0.003183 | 0.003183 | 0.003183 | 0.003183 | 0.003183 | 0 | 0.00047361 | 0.0028876 | 0.003099 | 0.003099 | 0.003099 | 0.003099 | 0.003099 | 0.003099 | 0.003099 | 0 | 0.12769 | 0.67035 | 0.060462 | 0 | 0 | 0 | 0 | 0 | 0 | 0.6462 | 0 | 0.17288 | 0.90759 | 0.081859 | 0 | 0 | 0 | 0 | 0 | 0 | 0.87489 | 0 | 0.52213 | 2.7411 | 0.24723 | 0 | 0 | 0 | 0 | 0 | 0 | 2.6424 | 0 | -1.2303 | -6.4589 | -0.58255 | 0 | 0 | 0 | 0 | 0 | 0 | -6.2262 | 0 | 1.7524 | 9.2 | 0.82978 | 0 | 0 | 0 | 0 | 0 | 0 | 8.8685 | 0 | 0.27496 | 1.7267 | 1.9087 | 1.9659 | 2.0249 | 2.0857 | 2.1482 | 2.2127 | 2.2791
Ach | Miscellaneous Manufacturing | Motors Pumps | Motors Pumps | TRC | Existing | NE503 | Pump System Optimization | Pump System Optimization | NonEquip | 10 | Motors Pumps | 23.22% | custom_existing | 28.75% | 221.4769 | 218.3778 | 218.9442 | 220.3639 | 220.5124 | 220.31 | 219.5369 | 218.3454 | 217.1522 | 216.6488 | 221.4769 | 439.8547 | 658.7989 | 879.1628 | 1099.6752 | 1319.9852 | 1539.522 | 1757.8674 | 1975.0196 | 2191.6683 | 0.029824 | 0.059231 | 0.088715 | 0.11839 | 0.14808 | 0.17775 | 0.20731 | 0.23672 | 0.26596 | 0.29513 | 0.029037 | 0.057667 | 0.086371 | 0.11526 | 0.14417 | 0.17306 | 0.20184 | 0.23046 | 0.25893 | 0.28734 | 7.6005 | 7.7189 | 7.9711 | 8.2635 | 8.5172 | 8.7646 | 8.9959 | 9.2155 | 9.4401 | 9.7007 | 51.2386 | 10.2903 | 10.4507 | 10.7922 | 11.188 | 11.5314 | 11.8665 | 12.1796 | 12.4769 | 12.7809 | 13.1338 | 69.3723 | 31.0791 | 31.5636 | 32.5948 | 33.7904 | 34.8275 | 35.8394 | 36.7851 | 37.683 | 38.6014 | 39.6672 | 209.5201 | -73.2309 | -74.3723 | -76.8022 | -79.6192 | -82.0631 | -84.4474 | -86.6755 | -88.7913 | -90.9552 | -93.4667 | -493.6861 | 104.31 | 105.9359 | 109.397 | 113.4096 | 116.8906 | 120.2868 | 123.4606 | 126.4743 | 129.5566 | 133.134 | 703.2062 | 16.3663 | 33.4787 | 51.6475 | 70.991 | 91.461 | 113.0779 | 135.8413 | 159.7604 | 184.8807 | 211.3159
Ach | Miscellaneous Manufacturing | Motors Pumps | Motors Pumps | TRC | Turnover | ET500 | Pump Equipment Upgrade | Pump Equipment Upgrade | Equip | 15 | Motors Pumps | 54.55% | custom | 12.43% | 225.6918 | 237.682 | 225.3033 | 162.439 | 83.2223 | 32.1428 | 10.4839 | 3.1814 | 0.93896 | 0.27696 | 225.6918 | 463.3738 | 688.6771 | 851.1161 | 934.3383 | 966.4811 | 976.9651 | 980.1464 | 981.0854 | 981.3623 | 0.030392 | 0.062398 | 0.092738 | 0.11461 | 0.12582 | 0.13015 | 0.13156 | 0.13199 | 0.13211 | 0.13215 | 0.029589 | 0.06075 | 0.090289 | 0.11159 | 0.1225 | 0.12671 | 0.12808 | 0.1285 | 0.12862 | 0.12866 | 7.7451 | 8.4013 | 8.2027 | 6.0914 | 3.2144 | 1.2787 | 0.4296 | 0.13427 | 0.040818 | 0.012401 | 27.1662 | 8.7963 | 9.5415 | 9.3159 | 6.9181 | 3.6507 | 1.4523 | 0.4879 | 0.1525 | 0.046358 | 0.014084 | 30.8531 | 53.305 | 57.821 | 56.4539 | 41.9231 | 22.1228 | 8.8008 | 2.9566 | 0.92411 | 0.28093 | 0.085349 | 186.9683 | -90.7338 | -98.4208 | -96.0938 | -71.3601 | -37.6566 | -14.9804 | -5.0327 | -1.573 | -0.47818 | -0.14528 | -318.2506 | 144.0387 | 156.2417 | 152.5476 | 113.2832 | 59.7794 | 23.7812 | 7.9893 | 2.4971 | 0.75911 | 0.23063 | 505.2189 | 16.6778 | 35.2688 | 53.9899 | 68.7263 | 77.7097 | 82.7946 | 86.2035 | 89.0787 | 91.839 | 94.6208
Ach | Miscellaneous Manufacturing | Motors Pumps | Motors Pumps | TRC | Turnover | ET491 | Motor Equipment Upgrades | Motor Equipment Upgrades | Equip | 10 | Motors Pumps | 21% | custom | 2.863% | 21.8983 | 22.9593 | 21.7948 | 15.8405 | 8.1938 | 3.1841 | 1.0412 | 0.31624 | 0.09336 | 0.02754 | 21.8983 | 44.8576 | 66.6524 | 82.4929 | 90.6867 | 93.8708 | 94.9121 | 95.2283 | 95.3217 | 95.3492 | 0.0029489 | 0.0060406 | 0.0089755 | 0.011109 | 0.012212 | 0.012641 | 0.012781 | 0.012824 | 0.012836 | 0.01284 | 0.002871 | 0.005881 | 0.0087384 | 0.010815 | 0.011889 | 0.012307 | 0.012443 | 0.012485 | 0.012497 | 0.012501 | 0.75149 | 0.81154 | 0.79349 | 0.59401 | 0.31648 | 0.12667 | 0.042666 | 0.013347 | 0.0040586 | 0.0012331 | 2.6381 | 2.7029 | 2.9189 | 2.8539 | 2.1365 | 1.1383 | 0.45561 | 0.15346 | 0.048006 | 0.014597 | 0.0044353 | 9.4884 | 1.3875 | 1.4983 | 1.465 | 1.0967 | 0.58432 | 0.23388 | 0.078774 | 0.024643 | 0.0074933 | 0.0022767 | 4.8707 | -8.9261 | -9.6393 | -9.4249 | -7.0555 | -3.7591 | -1.5046 | -0.50678 | -0.15853 | -0.048207 | -0.014647 | -31.3347 | 10.3136 | 11.1376 | 10.8899 | 8.1522 | 4.3434 | 1.7385 | 0.58556 | 0.18318 | 0.0557 | 0.016924 | 36.2054 | 1.6182 | 3.4143 | 5.2253 | 6.6612 | 7.5425 | 8.0415 | 8.3747 | 8.6546 | 8.923 | 9.1934
Ach | Miscellaneous Manufacturing | Motors Pumps | Motors Pumps | TRC | New | EN499 | Pump Equipment Upgrade | Pump Equipment Upgrade | Equip | 15 | Motors Pumps | 54.55% | custom | 12.43% | 0 | 3.7138 | 18.9021 | 1.6419 | 0 | 0 | 0 | 0 | 0 | 0 | 0 | 3.7138 | 22.6159 | 24.2578 | 24.2578 | 24.2578 | 24.2578 | 24.2578 | 24.2578 | 24.2578 | 0 | 0.00050011 | 0.0030455 | 0.0032666 | 0.0032666 | 0.0032666 | 0.0032666 | 0.0032666 | 0.0032666 | 0.0032666 | 0 | 0.0004869 | 0.002965 | 0.0031803 | 0.0031803 | 0.0031803 | 0.0031803 | 0.0031803 | 0.0031803 | 0.0031803 | 0 | 0.13127 | 0.68817 | 0.061572 | 0 | 0 | 0 | 0 | 0 | 0 | 0.6632 | 0 | 0.14909 | 0.78157 | 0.069928 | 0 | 0 | 0 | 0 | 0 | 0 | 0.7532 | 0 | 0.90346 | 4.7363 | 0.42376 | 0 | 0 | 0 | 0 | 0 | 0 | 4.5644 | 0 | -1.5378 | -8.0619 | -0.72131 | 0 | 0 | 0 | 0 | 0 | 0 | -7.7693 | 0 | 2.4413 | 12.7982 | 1.1451 | 0 | 0 | 0 | 0 | 0 | 0 | 12.3337 | 0 | 0.28267 | 1.773 | 1.9588 | 2.0175 | 2.0781 | 2.1404 | 2.2046 | 2.2708 | 2.3389
Ach | Miscellaneous Manufacturing | Motors Pumps | Motors Pumps | TRC | New | EN490 | Motor Equipment Upgrades | Motor Equipment Upgrades | Equip | 10 | Motors Pumps | 21% | custom | 2.863% | 0 | 0.34863 | 1.7795 | 0.15706 | 0 | 0 | 0 | 0 | 0 | 0 | 0 | 0.34863 | 2.1281 | 2.2852 | 2.2852 | 2.2852 | 2.2852 | 2.2852 | 2.2852 | 2.2852 | 0 | 4.6947e-05 | 0.00028658 | 0.00030773 | 0.00030773 | 0.00030773 | 0.00030773 | 0.00030773 | 0.00030773 | 0.00030773 | 0 | 4.5707e-05 | 0.00027901 | 0.0002996 | 0.0002996 | 0.0002996 | 0.0002996 | 0.0002996 | 0.0002996 | 0.0002996 | 0 | 0.012323 | 0.064786 | 0.0058898 | 0 | 0 | 0 | 0 | 0 | 0 | 0.062469 | 0 | 0.044323 | 0.23302 | 0.021184 | 0 | 0 | 0 | 0 | 0 | 0 | 0.22468 | 0 | 0.022752 | 0.11961 | 0.010874 | 0 | 0 | 0 | 0 | 0 | 0 | 0.11534 | 0 | -0.14637 | -0.76952 | -0.069958 | 0 | 0 | 0 | 0 | 0 | 0 | -0.742 | 0 | 0.16912 | 0.88914 | 0.080832 | 0 | 0 | 0 | 0 | 0 | 0 | 0.85734 | 0 | 0.026536 | 0.16684 | 0.18453 | 0.19006 | 0.19576 | 0.20164 | 0.20769 | 0.21392 | 0.22033
Ach | Miscellaneous Manufacturing | Motors Pumps | Motors Pumps | TRC | Existing | EE498 | Pump Equipment Upgrade | Pump Equipment Upgrade | Equip | 15 | Motors Pumps | 54.55% | custom | 12.43% | 0 | 0 | 0 | 0 | 0 | 0 | 0 | 0 | 0 | 0 | 0 | 0 | 0 | 0 | 0 | 0 | 0 | 0 | 0 | 0 | 0 | 0 | 0 | 0 | 0 | 0 | 0 | 0 | 0 | 0 | 0 | 0 | 0 | 0 | 0 | 0 | 0 | 0 | 0 | 0 | 0 | 0 | 0 | 0 | 0 | 0 | 0 | 0 | 0 | 0 | 0 | 0 | 0 | 0 | 0 | 0 | 0 | 0 | 0 | 0 | 0 | 0 | 0 | 0 | 0 | 0 | 0 | 0 | 0 | 0 | 0 | 0 | 0 | 0 | 0 | 0 | 0 | 0 | 0 | 0 | 0 | 0 | 0 | 0 | 0 | 0 | 0 | 0 | 0 | 0 | 0 | 0 | 0 | 0 | 0 | 0 | 0 | 0 | 0 | 0 | 0 | 0 | 0 | 0 | 0
Ach | Miscellaneous Manufacturing | Motors Pumps | Motors Pumps | TRC | Existing | EE489 | Motor Equipment Upgrades | Motor Equipment Upgrades | Equip | 10 | Motors Pumps | 21% | custom | 2.863% | 0 | 0 | 0 | 0 | 0 | 0 | 0 | 0 | 0 | 0 | 0 | 0 | 0 | 0 | 0 | 0 | 0 | 0 | 0 | 0 | 0 | 0 | 0 | 0 | 0 | 0 | 0 | 0 | 0 | 0 | 0 | 0 | 0 | 0 | 0 | 0 | 0 | 0 | 0 | 0 | 0 | 0 | 0 | 0 | 0 | 0 | 0 | 0 | 0 | 0 | 0 | 0 | 0 | 0 | 0 | 0 | 0 | 0 | 0 | 0 | 0 | 0 | 0 | 0 | 0 | 0 | 0 | 0 | 0 | 0 | 0 | 0 | 0 | 0 | 0 | 0 | 0 | 0 | 0 | 0 | 0 | 0 | 0 | 0 | 0 | 0 | 0 | 0 | 0 | 0 | 0 | 0 | 0 | 0 | 0 | 0 | 0 | 0 | 0 | 0 | 0 | 0 | 0 | 0 | 0
Ach | Miscellaneous Manufacturing | Motors Fans Blowers | Motors Fans Blowers | TRC | Turnover | ET484 | Fan Equipment Upgrades | Fan Equipment Upgrades | Equip | 15 | Motors Fans Blowers | 76.37% | custom | 3.425% | 53.4723 | 56.3131 | 53.3803 | 38.4861 | 19.7175 | 7.6155 | 2.4839 | 0.75375 | 0.22246 | 0.065619 | 53.4723 | 109.7854 | 163.1657 | 201.6517 | 221.3693 | 228.9847 | 231.4687 | 232.2224 | 232.4449 | 232.5105 | 0.0072006 | 0.014784 | 0.021972 | 0.027155 | 0.02981 | 0.030835 | 0.03117 | 0.031271 | 0.031301 | 0.03131 | 0.0070105 | 0.014393 | 0.021392 | 0.026437 | 0.029022 | 0.030021 | 0.030347 | 0.030445 | 0.030475 | 0.030483 | 1.835 | 1.9905 | 1.9434 | 1.4432 | 0.76158 | 0.30297 | 0.10178 | 0.031813 | 0.0096709 | 0.0029382 | 6.4364 | 4.7171 | 5.1168 | 4.9958 | 3.7099 | 1.9577 | 0.77881 | 0.26164 | 0.081778 | 0.02486 | 0.0075528 | 16.5454 | 9.9963 | 10.8432 | 10.5868 | 7.8618 | 4.1487 | 1.6504 | 0.55446 | 0.1733 | 0.052682 | 0.016006 | 35.0622 | -24.1303 | -26.1746 | -25.5557 | -18.9779 | -10.0146 | -3.984 | -1.3384 | -0.41833 | -0.12717 | -0.038636 | -84.6374 | 34.1266 | 37.0178 | 36.1425 | 26.8398 | 14.1633 | 5.6344 | 1.8929 | 0.59163 | 0.17985 | 0.054642 | 119.6996 | 3.9514 | 8.3561 | 12.7916 | 16.2831 | 18.4115 | 19.6162 | 20.4239 | 21.1051 | 21.7591 | 22.4182
Ach | Miscellaneous Manufacturing | Motors Fans Blowers | Motors Fans Blowers | TRC | New | EN483 | Fan Equipment Upgrades | Fan Equipment Upgrades | Equip | 15 | Motors Fans Blowers | 76.37% | custom | 3.425% | 0 | 0.88805 | 4.5199 | 0.39262 | 0 | 0 | 0 | 0 | 0 | 0 | 0 | 0.88805 | 5.4079 | 5.8005 | 5.8005 | 5.8005 | 5.8005 | 5.8005 | 5.8005 | 5.8005 | 0 | 0.00011959 | 0.00072824 | 0.00078111 | 0.00078111 | 0.00078111 | 0.00078111 | 0.00078111 | 0.00078111 | 0.00078111 | 0 | 0.00011643 | 0.000709 | 0.00076048 | 0.00076048 | 0.00076048 | 0.00076048 | 0.00076048 | 0.00076048 | 0.00076048 | 0 | 0.03139 | 0.16456 | 0.014723 | 0 | 0 | 0 | 0 | 0 | 0 | 0.15858 | 0 | 0.08069 | 0.42301 | 0.037847 | 0 | 0 | 0 | 0 | 0 | 0 | 0.40766 | 0 | 0.17099 | 0.89642 | 0.080204 | 0 | 0 | 0 | 0 | 0 | 0 | 0.86388 | 0 | -0.41277 | -2.1639 | -0.19361 | 0 | 0 | 0 | 0 | 0 | 0 | -2.0853 | 0 | 0.58376 | 3.0603 | 0.27381 | 0 | 0 | 0 | 0 | 0 | 0 | 2.9492 | 0 | 0.067592 | 0.42396 | 0.46838 | 0.48244 | 0.49691 | 0.51182 | 0.52717 | 0.54299 | 0.55928
Ach | Miscellaneous Manufacturing | Motors Fans Blowers | Motors Fans Blowers | TRC | Existing | EE482 | Fan Equipment Upgrades | Fan Equipment Upgrades | Equip | 15 | Motors Fans Blowers | 76.37% | custom | 3.425% | 0 | 0 | 0 | 0 | 0 | 0 | 0 | 0 | 0 | 0 | 0 | 0 | 0 | 0 | 0 | 0 | 0 | 0 | 0 | 0 | 0 | 0 | 0 | 0 | 0 | 0 | 0 | 0 | 0 | 0 | 0 | 0 | 0 | 0 | 0 | 0 | 0 | 0 | 0 | 0 | 0 | 0 | 0 | 0 | 0 | 0 | 0 | 0 | 0 | 0 | 0 | 0 | 0 | 0 | 0 | 0 | 0 | 0 | 0 | 0 | 0 | 0 | 0 | 0 | 0 | 0 | 0 | 0 | 0 | 0 | 0 | 0 | 0 | 0 | 0 | 0 | 0 | 0 | 0 | 0 | 0 | 0 | 0 | 0 | 0 | 0 | 0 | 0 | 0 | 0 | 0 | 0 | 0 | 0 | 0 | 0 | 0 | 0 | 0 | 0 | 0 | 0 | 0 | 0 | 0
Ach | Miscellaneous Manufacturing | Industrial Lighting | Industrial Lighting | TRC | New | NN481 | Lighting Controls | Lighting Controls | NonEquip | 10 | Industrial Lighting | 30% | prescriptive_lightnonequip | 23.03% | 0 | 1.4052 | 10.9222 | 1.8101 | 0 | 0 | 0 | 0 | 0 | 0 | 0 | 1.4052 | 12.3274 | 14.1375 | 14.1375 | 14.1375 | 14.1375 | 14.1375 | 14.1375 | 14.1375 | 0 | 0.00020058 | 0.0017596 | 0.002018 | 0.002018 | 0.002018 | 0.002018 | 0.002018 | 0.002018 | 0.002018 | 0 | 0.00019497 | 0.0017104 | 0.0019615 | 0.0019615 | 0.0019615 | 0.0019615 | 0.0019615 | 0.0019615 | 0.0019615 | 0 | 0.032197 | 0.25776 | 0.043999 | 0 | 0 | 0 | 0 | 0 | 0 | 0.24861 | 0 | 0.027074 | 0.21675 | 0.036998 | 0 | 0 | 0 | 0 | 0 | 0 | 0.20905 | 0 | 0.2644 | 2.1168 | 0.36132 | 0 | 0 | 0 | 0 | 0 | 0 | 2.0416 | 0 | -0.43474 | -3.4804 | -0.59409 | 0 | 0 | 0 | 0 | 0 | 0 | -3.3569 | 0 | 0.69914 | 5.5972 | 0.95542 | 0 | 0 | 0 | 0 | 0 | 0 | 5.3985 | 0 | 0.10928 | 0.98745 | 1.1664 | 1.2014 | 1.2375 | 1.2746 | 1.3128 | 1.3522 | 1.3928
Ach | Miscellaneous Manufacturing | Industrial Lighting | Industrial Lighting | TRC | Existing | NE480 | Lighting Controls | Lighting Controls | NonEquip | 10 | Industrial Lighting | 30% | prescriptive_lightnonequip_existing | 23.03% | 81.702 | 80.1967 | 80.4047 | 80.9261 | 80.9806 | 80.9063 | 80.6223 | 80.1848 | 79.7466 | 79.5617 | 81.702 | 161.8987 | 242.3034 | 323.2295 | 404.21 | 485.1163 | 565.7386 | 645.9234 | 725.67 | 805.2317 | 0.011662 | 0.023109 | 0.034586 | 0.046137 | 0.057696 | 0.069244 | 0.080752 | 0.092197 | 0.10358 | 0.11494 | 0.011336 | 0.022463 | 0.033618 | 0.044846 | 0.056082 | 0.067307 | 0.078493 | 0.089618 | 0.10068 | 0.11172 | 1.8175 | 1.8375 | 1.8975 | 1.9671 | 2.0275 | 2.0864 | 2.1415 | 2.1937 | 2.2472 | 2.3093 | 12.2047 | 1.5283 | 1.5451 | 1.5956 | 1.6541 | 1.7049 | 1.7544 | 1.8007 | 1.8447 | 1.8896 | 1.9418 | 10.2628 | 14.9251 | 15.0896 | 15.5826 | 16.1542 | 16.65 | 17.1338 | 17.5858 | 18.0151 | 18.4542 | 18.9637 | 100.2262 | -24.5402 | -24.8107 | -25.6213 | -26.5611 | -27.3763 | -28.1717 | -28.9151 | -29.6209 | -30.3428 | -31.1806 | -164.7943 | 39.4653 | 39.9003 | 41.2039 | 42.7152 | 44.0263 | 45.3055 | 46.5009 | 47.636 | 48.7969 | 50.1443 | 265.0205 | 6.1688 | 12.5907 | 19.409 | 26.6681 | 34.3499 | 42.4621 | 51.0045 | 59.9807 | 69.4075 | 79.3278
Ach | Miscellaneous Manufacturing | Industrial Lighting | Industrial Lighting | TRC | Turnover | ET476 | Efficient Lighting - High Bay | Efficient Lighting - High Bay | Equip | 13.6667 | Industrial Lighting | 20% | prescriptive_light | 48.41% | 527.1002 | 531.3568 | 498.7767 | 379.4592 | 223.5546 | 106.8753 | 44.4931 | 17.2391 | 6.4624 | 2.3711 | 527.1002 | 1058.457 | 1557.2337 | 1936.693 | 2160.2476 | 2267.1229 | 2311.616 | 2328.8551 | 2335.3176 | 2337.6887 | 0.075237 | 0.15108 | 0.22228 | 0.27644 | 0.30835 | 0.3236 | 0.32995 | 0.33241 | 0.33334 | 0.33368 | 0.073132 | 0.14686 | 0.21606 | 0.26871 | 0.29972 | 0.31455 | 0.32072 | 0.32312 | 0.32401 | 0.32434 | 11.7253 | 12.1746 | 11.771 | 9.2238 | 5.5971 | 2.7561 | 1.1818 | 0.47164 | 0.18211 | 0.068821 | 41.5634 | 64.1372 | 66.5948 | 64.3869 | 50.4538 | 30.6161 | 15.0758 | 6.4645 | 2.5798 | 0.99612 | 0.37645 | 227.3507 | 78.1327 | 81.1265 | 78.4368 | 61.4633 | 37.2968 | 18.3655 | 7.8751 | 3.1428 | 1.2135 | 0.4586 | 276.9611 | -244.9589 | -254.3452 | -245.9125 | -192.6978 | -116.9318 | -57.5789 | -24.6897 | -9.8532 | -3.8045 | -1.4378 | -868.3191 | 323.0915 | 335.4717 | 324.3494 | 254.1612 | 154.2286 | 75.9444 | 32.5648 | 12.9959 | 5.018 | 1.8964 | 1145.2802 | 39.7981 | 82.3152 | 124.7377 | 159.7872 | 183.5786 | 198.4407 | 208.4052 | 216.2582 | 223.3641 | 230.2986
Ach | Miscellaneous Manufacturing | Industrial Lighting | Industrial Lighting | TRC | New | EN475 | Efficient Lighting - High Bay | Efficient Lighting - High Bay | Equip | 13.6667 | Industrial Lighting | 20% | prescriptive_light | 48.41% | 0 | 8.5715 | 42.9381 | 3.9081 | 0 | 0 | 0 | 0 | 0 | 0 | 0 | 8.5715 | 51.5096 | 55.4177 | 55.4177 | 55.4177 | 55.4177 | 55.4177 | 55.4177 | 55.4177 | 0 | 0.0012235 | 0.0073523 | 0.0079102 | 0.0079102 | 0.0079102 | 0.0079102 | 0.0079102 | 0.0079102 | 0.0079102 | 0 | 0.0011893 | 0.0071467 | 0.0076889 | 0.0076889 | 0.0076889 | 0.0076889 | 0.0076889 | 0.0076889 | 0.0076889 | 0 | 0.19639 | 1.0133 | 0.094996 | 0 | 0 | 0 | 0 | 0 | 0 | 0.98203 | 0 | 1.0743 | 5.5429 | 0.51963 | 0 | 0 | 0 | 0 | 0 | 0 | 5.3717 | 0 | 1.3087 | 6.7524 | 0.63302 | 0 | 0 | 0 | 0 | 0 | 0 | 6.5438 | 0 | -4.1029 | -21.1698 | -1.9846 | 0 | 0 | 0 | 0 | 0 | 0 | -20.516 | 0 | 5.4116 | 27.9222 | 2.6176 | 0 | 0 | 0 | 0 | 0 | 0 | 27.0598 | 0 | 0.6666 | 4.126 | 4.5722 | 4.7094 | 4.8507 | 4.9962 | 5.1461 | 5.3005 | 5.4595
Ach | Miscellaneous Manufacturing | Industrial Lighting | Industrial Lighting | TRC | Existing | EE474 | Efficient Lighting - High Bay | Efficient Lighting - High Bay | Equip | 13.6667 | Industrial Lighting | 20% | prescriptive_light | 48.41% | 0 | 0 | 0 | 0 | 0 | 0 | 0 | 0 | 0 | 0 | 0 | 0 | 0 | 0 | 0 | 0 | 0 | 0 | 0 | 0 | 0 | 0 | 0 | 0 | 0 | 0 | 0 | 0 | 0 | 0 | 0 | 0 | 0 | 0 | 0 | 0 | 0 | 0 | 0 | 0 | 0 | 0 | 0 | 0 | 0 | 0 | 0 | 0 | 0 | 0 | 0 | 0 | 0 | 0 | 0 | 0 | 0 | 0 | 0 | 0 | 0 | 0 | 0 | 0 | 0 | 0 | 0 | 0 | 0 | 0 | 0 | 0 | 0 | 0 | 0 | 0 | 0 | 0 | 0 | 0 | 0 | 0 | 0 | 0 | 0 | 0 | 0 | 0 | 0 | 0 | 0 | 0 | 0 | 0 | 0 | 0 | 0 | 0 | 0 | 0 | 0 | 0 | 0 | 0 | 0
Ach | Miscellaneous Manufacturing | HVAC | HVAC | TRC | New | NN468 | Building Envelope Improvements | Building Envelope Improvements | NonEquip | 15 | HVAC | 91.99% | custom | 15.8% | 0 | 11.9811 | 60.98 | 5.2971 | 0 | 0 | 0 | 0 | 0 | 0 | 0 | 11.9811 | 72.9611 | 78.2582 | 78.2582 | 78.2582 | 78.2582 | 78.2582 | 78.2582 | 78.2582 | 0 | 0.0017068 | 0.010394 | 0.011148 | 0.011148 | 0.011148 | 0.011148 | 0.011148 | 0.011148 | 0.011148 | 0 | 0.0016653 | 0.010141 | 0.010878 | 0.010878 | 0.010878 | 0.010878 | 0.010878 | 0.010878 | 0.010878 | 0 | 0.54385 | 2.8511 | 0.25509 | 0 | 0 | 0 | 0 | 0 | 0 | 2.7476 | 0 | 0.069746 | 0.36564 | 0.032714 | 0 | 0 | 0 | 0 | 0 | 0 | 0.35237 | 0 | 3.2434 | 17.0029 | 1.5213 | 0 | 0 | 0 | 0 | 0 | 0 | 16.3858 | 0 | -4.8187 | -25.2613 | -2.2602 | 0 | 0 | 0 | 0 | 0 | 0 | -24.3444 | 0 | 8.062 | 42.2641 | 3.7814 | 0 | 0 | 0 | 0 | 0 | 0 | 40.7302 | 0 | 0.93106 | 5.84 | 6.4519 | 6.6454 | 6.8448 | 7.0501 | 7.2616 | 7.4795 | 7.7039
Ach | Miscellaneous Manufacturing | HVAC | HVAC | TRC | Existing | NE467 | Building Envelope Improvements | Building Envelope Improvements | NonEquip | 15 | HVAC | 91.99% | custom_existing | 15.8% | 728.9541 | 703.5573 | 705.382 | 709.956 | 710.4344 | 709.7823 | 707.2915 | 703.4527 | 699.6086 | 697.9868 | 728.9541 | 1432.5114 | 2137.8934 | 2847.8493 | 3558.2837 | 4268.066 | 4975.3575 | 5678.8102 | 6378.4188 | 7076.4056 | 0.10384 | 0.20407 | 0.30455 | 0.40569 | 0.50689 | 0.608 | 0.70876 | 0.80897 | 0.90863 | 1.0081 | 0.10132 | 0.19912 | 0.29716 | 0.39584 | 0.49459 | 0.59325 | 0.69156 | 0.78934 | 0.88658 | 0.9836 | 32.125 | 31.9359 | 32.9793 | 34.189 | 35.2384 | 36.2622 | 37.219 | 38.1275 | 39.0567 | 40.1352 | 212.6078 | 4.1199 | 4.0957 | 4.2295 | 4.3846 | 4.5192 | 4.6505 | 4.7732 | 4.8897 | 5.0089 | 5.1472 | 27.2661 | 191.5846 | 190.4571 | 196.6795 | 203.8935 | 210.1519 | 216.2577 | 221.9638 | 227.3819 | 232.9235 | 239.3551 | 1267.9342 | -284.6381 | -282.9629 | -292.2077 | -302.9256 | -312.2236 | -321.2951 | -329.7726 | -337.8223 | -346.0555 | -355.6109 | -1883.7756 | 476.2227 | 473.42 | 488.8872 | 506.8191 | 522.3754 | 537.5528 | 551.7364 | 565.2042 | 578.979 | 594.966 | 3151.7099 | 54.9978 | 111.3218 | 171.1218 | 234.7867 | 302.1581 | 373.3035 | 448.2212 | 526.9418 | 609.6149 | 696.6145
Ach | Miscellaneous Manufacturing | HVAC | HVAC | TRC | Turnover | ET471 | HVAC Equipment Upgrades | HVAC Equipment Upgrades | Equip | 18 | HVAC | 91.99% | custom | 21.52% | 1033.3368 | 1088.2344 | 1031.558 | 743.732 | 381.0356 | 147.1668 | 48.001 | 14.566 | 4.299 | 1.2681 | 1033.3368 | 2121.5712 | 3153.1292 | 3896.8612 | 4277.8968 | 4425.0636 | 4473.0645 | 4487.6305 | 4491.9295 | 4493.1976 | 0.1472 | 0.30223 | 0.44917 | 0.55512 | 0.6094 | 0.63037 | 0.6372 | 0.63928 | 0.63989 | 0.64007 | 0.14363 | 0.29489 | 0.43828 | 0.54165 | 0.59462 | 0.61507 | 0.62174 | 0.62377 | 0.62437 | 0.62454 | 45.5391 | 49.3972 | 48.2293 | 35.8155 | 18.8998 | 7.5186 | 2.5259 | 0.78948 | 0.24 | 0.072915 | 159.7295 | 238.452 | 258.6538 | 252.5383 | 187.5371 | 98.9632 | 39.3691 | 13.2261 | 4.1339 | 1.2567 | 0.3818 | 836.3755 | 79.2591 | 85.9739 | 83.9412 | 62.3355 | 32.8944 | 13.0859 | 4.3962 | 1.3741 | 0.41771 | 0.12691 | 278.0028 | -676.1815 | -733.4678 | -716.1261 | -531.8015 | -280.6312 | -111.6394 | -37.5055 | -11.7225 | -3.5636 | -1.0827 | -2371.7208 | 755.4406 | 819.4417 | 800.0673 | 594.1369 | 313.5255 | 124.7252 | 41.9017 | 13.0966 | 3.9813 | 1.2096 | 2649.7236 | 77.9627 | 164.8692 | 252.3835 | 321.2709 | 363.2653 | 387.0351 | 402.9705 | 416.4112 | 429.3144 | 442.3187
Ach | Miscellaneous Manufacturing | HVAC | HVAC | TRC | New | EN470 | HVAC Equipment Upgrades | HVAC Equipment Upgrades | Equip | 18 | HVAC | 91.99% | custom | 21.52% | 0 | 13.4636 | 70.8717 | 7.3257 | 0 | 0 | 0 | 0 | 0 | 0 | 0 | 13.4636 | 84.3354 | 91.6611 | 91.6611 | 91.6611 | 91.6611 | 91.6611 | 91.6611 | 91.6611 | 0 | 0.0019179 | 0.012014 | 0.013057 | 0.013057 | 0.013057 | 0.013057 | 0.013057 | 0.013057 | 0.013057 | 0 | 0.0018714 | 0.011722 | 0.012741 | 0.012741 | 0.012741 | 0.012741 | 0.012741 | 0.012741 | 0.012741 | 0 | 0.61114 | 3.3135 | 0.35278 | 0 | 0 | 0 | 0 | 0 | 0 | 3.2142 | 0 | 3.2001 | 17.3503 | 1.8472 | 0 | 0 | 0 | 0 | 0 | 0 | 16.83 | 0 | 1.0637 | 5.7671 | 0.614 | 0 | 0 | 0 | 0 | 0 | 0 | 5.5941 | 0 | -9.0745 | -49.2004 | -5.2382 | 0 | 0 | 0 | 0 | 0 | 0 | -47.7251 | 0 | 10.1381 | 54.9675 | 5.8522 | 0 | 0 | 0 | 0 | 0 | 0 | 53.3193 | 0 | 1.0463 | 6.7504 | 7.5569 | 7.7836 | 8.0171 | 8.2576 | 8.5053 | 8.7605 | 9.0233
Ach | Miscellaneous Manufacturing | HVAC | HVAC | TRC | Existing | EE469 | HVAC Equipment Upgrades | HVAC Equipment Upgrades | Equip | 18 | HVAC | 91.99% | custom | 21.52% | 0 | 0 | 0 | 0 | 0 | 0 | 0 | 0 | 0 | 0 | 0 | 0 | 0 | 0 | 0 | 0 | 0 | 0 | 0 | 0 | 0 | 0 | 0 | 0 | 0 | 0 | 0 | 0 | 0 | 0 | 0 | 0 | 0 | 0 | 0 | 0 | 0 | 0 | 0 | 0 | 0 | 0 | 0 | 0 | 0 | 0 | 0 | 0 | 0 | 0 | 0 | 0 | 0 | 0 | 0 | 0 | 0 | 0 | 0 | 0 | 0 | 0 | 0 | 0 | 0 | 0 | 0 | 0 | 0 | 0 | 0 | 0 | 0 | 0 | 0 | 0 | 0 | 0 | 0 | 0 | 0 | 0 | 0 | 0 | 0 | 0 | 0 | 0 | 0 | 0 | 0 | 0 | 0 | 0 | 0 | 0 | 0 | 0 | 0 | 0 | 0 | 0 | 0 | 0 | 0
Ach | Miscellaneous Manufacturing | Exterior Lighting | Exterior Lighting | TRC | New | NN466 | Lighting Controls - Exterior | Lighting Controls - Exterior | NonEquip | 10 | Exterior Lighting | 17% | prescriptive_lightnonequip | 28% | 0 | 0.10067 | 0.78674 | 0.13325 | 0 | 0 | 0 | 0 | 0 | 0 | 0 | 0.10067 | 0.88741 | 1.0207 | 1.0207 | 1.0207 | 1.0207 | 1.0207 | 1.0207 | 1.0207 | 0 | 0 | 0 | 0 | 0 | 0 | 0 | 0 | 0 | 0 | 0 | 0 | 0 | 0 | 0 | 0 | 0 | 0 | 0 | 0 | 0 | 0.0023066 | 0.018567 | 0.003239 | 0 | 0 | 0 | 0 | 0 | 0 | 0.017945 | 0 | 0.0019395 | 0.015612 | 0.0027236 | 0 | 0 | 0 | 0 | 0 | 0 | 0.015089 | 0 | 0.014527 | 0.11693 | 0.0204 | 0 | 0 | 0 | 0 | 0 | 0 | 0.11302 | 0 | -0.013449 | -0.10826 | -0.018886 | 0 | 0 | 0 | 0 | 0 | 0 | -0.10463 | 0 | 0.027976 | 0.22519 | 0.039286 | 0 | 0 | 0 | 0 | 0 | 0 | 0.21765 | 0 | 0.0048827 | 0.044333 | 0.052519 | 0.054095 | 0.055718 | 0.057389 | 0.059111 | 0.060884 | 0.062711
Ach | Miscellaneous Manufacturing | Exterior Lighting | Exterior Lighting | TRC | Existing | NE465 | Lighting Controls - Exterior | Lighting Controls - Exterior | NonEquip | 10 | Exterior Lighting | 17% | prescriptive_lightnonequip_existing | 28% | 5.621 | 6.2864 | 6.3027 | 6.3436 | 6.3479 | 6.342 | 6.3198 | 6.2855 | 6.2511 | 6.2366 | 5.621 | 11.9074 | 18.2101 | 24.5537 | 30.9015 | 37.2436 | 43.5633 | 49.8488 | 56.0999 | 62.3366 | 0 | 0 | 0 | 0 | 0 | 0 | 0 | 0 | 0 | 0 | 0 | 0 | 0 | 0 | 0 | 0 | 0 | 0 | 0 | 0 | 0.12504 | 0.14404 | 0.14874 | 0.1542 | 0.15893 | 0.16355 | 0.16786 | 0.17196 | 0.17615 | 0.18102 | 0.94089 | 0.10514 | 0.12112 | 0.12507 | 0.12966 | 0.13364 | 0.13752 | 0.14115 | 0.1446 | 0.14812 | 0.15221 | 0.79118 | 0.7875 | 0.90715 | 0.93679 | 0.97115 | 1.001 | 1.03 | 1.0572 | 1.083 | 1.1094 | 1.1401 | 5.9258 | -0.72908 | -0.83985 | -0.86729 | -0.8991 | -0.9267 | -0.95362 | -0.97879 | -1.0027 | -1.0271 | -1.0555 | -5.4862 | 1.5166 | 1.747 | 1.8041 | 1.8703 | 1.9277 | 1.9837 | 2.036 | 2.0857 | 2.1365 | 2.1955 | 11.412 | 0.26469 | 0.57754 | 0.90974 | 1.2634 | 1.6378 | 2.0331 | 2.4495 | 2.887 | 3.3465 | 3.8301
Ach | Miscellaneous Manufacturing | Exterior Lighting | Exterior Lighting | TRC | Turnover | ET464 | Efficient Lighting - Exterior | Efficient Lighting - Exterior | Equip | 13.6 | Exterior Lighting | 15.29% | prescriptive_light | 78.74% | 142.8698 | 144.0236 | 135.1928 | 102.8519 | 60.5942 | 28.9684 | 12.0598 | 4.6726 | 1.7516 | 0.64269 | 142.8698 | 286.8934 | 422.0861 | 524.938 | 585.5322 | 614.5006 | 626.5604 | 631.2331 | 632.9847 | 633.6274 | 0 | 0 | 0 | 0 | 0 | 0 | 0 | 0 | 0 | 0 | 0 | 0 | 0 | 0 | 0 | 0 | 0 | 0 | 0 | 0 | 3.1781 | 3.2999 | 3.1905 | 2.5001 | 1.5171 | 0.74704 | 0.32033 | 0.12784 | 0.04936 | 0.018654 | 11.2657 | 2.8885 | 2.9992 | 2.8998 | 2.2723 | 1.3789 | 0.67897 | 0.29114 | 0.11619 | 0.044862 | 0.016954 | 10.2392 | 28.2219 | 29.3033 | 28.3317 | 22.2008 | 13.4718 | 6.6337 | 2.8445 | 1.1352 | 0.43832 | 0.16565 | 100.0396 | -21.8451 | -22.6821 | -21.9301 | -17.1845 | -10.4278 | -5.1348 | -2.2018 | -0.87869 | -0.33928 | -0.12822 | -77.4355 | 50.0669 | 51.9854 | 50.2619 | 39.3854 | 23.8996 | 11.7685 | 5.0463 | 2.0139 | 0.77759 | 0.29387 | 177.475 | 6.7277 | 13.9151 | 21.0865 | 27.0115 | 31.0333 | 33.5457 | 35.2302 | 36.5577 | 37.7589 | 38.9312
Ach | Miscellaneous Manufacturing | Exterior Lighting | Exterior Lighting | TRC | New | EN463 | Efficient Lighting - Exterior | Efficient Lighting - Exterior | Equip | 13.6 | Exterior Lighting | 15.29% | prescriptive_light | 78.74% | 0 | 1.0418 | 5.251 | 0.48131 | 0 | 0 | 0 | 0 | 0 | 0 | 0 | 1.0418 | 6.2928 | 6.7742 | 6.7742 | 6.7742 | 6.7742 | 6.7742 | 6.7742 | 6.7742 | 0 | 0 | 0 | 0 | 0 | 0 | 0 | 0 | 0 | 0 | 0 | 0 | 0 | 0 | 0 | 0 | 0 | 0 | 0 | 0 | 0 | 0.023871 | 0.12392 | 0.0117 | 0 | 0 | 0 | 0 | 0 | 0 | 0.12003 | 0 | 0.021696 | 0.11263 | 0.010633 | 0 | 0 | 0 | 0 | 0 | 0 | 0.10909 | 0 | 0.21198 | 1.1004 | 0.10389 | 0 | 0 | 0 | 0 | 0 | 0 | 1.0659 | 0 | -0.16408 | -0.85179 | -0.080417 | 0 | 0 | 0 | 0 | 0 | 0 | -0.82503 | 0 | 0.37605 | 1.9522 | 0.18431 | 0 | 0 | 0 | 0 | 0 | 0 | 1.8909 | 0 | 0.050532 | 0.31438 | 0.34857 | 0.35903 | 0.3698 | 0.3809 | 0.39232 | 0.40409 | 0.41622
Ach | Miscellaneous Manufacturing | Exterior Lighting | Exterior Lighting | TRC | Existing | EE462 | Efficient Lighting - Exterior | Efficient Lighting - Exterior | Equip | 13.6 | Exterior Lighting | 15.29% | prescriptive_light | 78.74% | 0 | 0 | 0 | 0 | 0 | 0 | 0 | 0 | 0 | 0 | 0 | 0 | 0 | 0 | 0 | 0 | 0 | 0 | 0 | 0 | 0 | 0 | 0 | 0 | 0 | 0 | 0 | 0 | 0 | 0 | 0 | 0 | 0 | 0 | 0 | 0 | 0 | 0 | 0 | 0 | 0 | 0 | 0 | 0 | 0 | 0 | 0 | 0 | 0 | 0 | 0 | 0 | 0 | 0 | 0 | 0 | 0 | 0 | 0 | 0 | 0 | 0 | 0 | 0 | 0 | 0 | 0 | 0 | 0 | 0 | 0 | 0 | 0 | 0 | 0 | 0 | 0 | 0 | 0 | 0 | 0 | 0 | 0 | 0 | 0 | 0 | 0 | 0 | 0 | 0 | 0 | 0 | 0 | 0 | 0 | 0 | 0 | 0 | 0 | 0 | 0 | 0 | 0 | 0 | 0
Ach | Primary Resources Industries | Process Cooling | Process Cooling | TRC | Turnover | ET588 | Process Refrig Equipment Upgrade | Process Refrig Equipment Upgrade | Equip | 10 | Process Cooling | 21% | custom | 29.41% | 499.0245 | 525.5359 | 498.1654 | 359.167 | 184.0117 | 71.0706 | 23.1809 | 7.0343 | 2.0761 | 0.61238 | 499.0245 | 1024.5604 | 1522.7258 | 1881.8928 | 2065.9045 | 2136.9751 | 2160.1559 | 2167.1902 | 2169.2663 | 2169.8787 | 0.068702 | 0.14105 | 0.20964 | 0.25908 | 0.28442 | 0.2942 | 0.29739 | 0.29836 | 0.29865 | 0.29873 | 0.067008 | 0.13758 | 0.20447 | 0.2527 | 0.2774 | 0.28695 | 0.29006 | 0.29101 | 0.29128 | 0.29137 | 17.1251 | 18.576 | 18.1368 | 13.4685 | 7.1073 | 2.8274 | 0.94987 | 0.29689 | 0.090253 | 0.02742 | 60.0668 | 26.3658 | 28.5995 | 27.9233 | 20.7361 | 10.9424 | 4.3531 | 1.4624 | 0.45709 | 0.13895 | 0.042216 | 92.4787 | 67.2635 | 72.9621 | 71.237 | 52.9012 | 27.9159 | 11.1054 | 3.7309 | 1.1661 | 0.35449 | 0.1077 | 235.9281 | -170.0091 | -184.4124 | -180.0522 | -133.7083 | -70.5578 | -28.069 | -9.4298 | -2.9473 | -0.89598 | -0.27221 | -596.3106 | 237.2726 | 257.3745 | 251.2892 | 186.6096 | 98.4737 | 39.1743 | 13.1607 | 4.1134 | 1.2505 | 0.37991 | 832.2388 | 37.1752 | 78.6151 | 120.3447 | 153.1925 | 173.2168 | 184.5511 | 192.1496 | 198.5585 | 204.7112 | 210.9121
Ach | Primary Resources Industries | Process Cooling | Process Cooling | TRC | New | EN587 | Process Refrig Equipment Upgrade | Process Refrig Equipment Upgrade | Equip | 10 | Process Cooling | 21% | custom | 29.41% | 0 | 9.8843 | 50.3078 | 4.37 | 0 | 0 | 0 | 0 | 0 | 0 | 0 | 9.8843 | 60.1921 | 64.5621 | 64.5621 | 64.5621 | 64.5621 | 64.5621 | 64.5621 | 64.5621 | 0 | 0.0013608 | 0.0082868 | 0.0088884 | 0.0088884 | 0.0088884 | 0.0088884 | 0.0088884 | 0.0088884 | 0.0088884 | 0 | 0.0013272 | 0.0080825 | 0.0086693 | 0.0086693 | 0.0086693 | 0.0086693 | 0.0086693 | 0.0086693 | 0.0086693 | 0 | 0.34938 | 1.8316 | 0.16387 | 0 | 0 | 0 | 0 | 0 | 0 | 1.7651 | 0 | 0.5379 | 2.8199 | 0.2523 | 0 | 0 | 0 | 0 | 0 | 0 | 2.7175 | 0 | 1.3723 | 7.194 | 0.64365 | 0 | 0 | 0 | 0 | 0 | 0 | 6.9329 | 0 | -3.4684 | -18.1828 | -1.6268 | 0 | 0 | 0 | 0 | 0 | 0 | -17.5229 | 0 | 4.8407 | 25.3768 | 2.2705 | 0 | 0 | 0 | 0 | 0 | 0 | 24.4557 | 0 | 0.75843 | 4.7571 | 5.2556 | 5.4132 | 5.5756 | 5.7429 | 5.9152 | 6.0927 | 6.2754
Ach | Primary Resources Industries | Process Cooling | Process Cooling | TRC | Existing | EE586 | Process Refrig Equipment Upgrade | Process Refrig Equipment Upgrade | Equip | 10 | Process Cooling | 21% | custom | 29.41% | 0 | 0 | 0 | 0 | 0 | 0 | 0 | 0 | 0 | 0 | 0 | 0 | 0 | 0 | 0 | 0 | 0 | 0 | 0 | 0 | 0 | 0 | 0 | 0 | 0 | 0 | 0 | 0 | 0 | 0 | 0 | 0 | 0 | 0 | 0 | 0 | 0 | 0 | 0 | 0 | 0 | 0 | 0 | 0 | 0 | 0 | 0 | 0 | 0 | 0 | 0 | 0 | 0 | 0 | 0 | 0 | 0 | 0 | 0 | 0 | 0 | 0 | 0 | 0 | 0 | 0 | 0 | 0 | 0 | 0 | 0 | 0 | 0 | 0 | 0 | 0 | 0 | 0 | 0 | 0 | 0 | 0 | 0 | 0 | 0 | 0 | 0 | 0 | 0 | 0 | 0 | 0 | 0 | 0 | 0 | 0 | 0 | 0 | 0 | 0 | 0 | 0 | 0 | 0 | 0
Ach | Primary Resources Industries | Motors Pumps | Motors Pumps | TRC | Turnover | ET575 | Pump Equipment Upgrade | Pump Equipment Upgrade | Equip | 15 | Motors Pumps | 72.19% | custom | 6.784% | 3609.0664 | 3800.8036 | 3602.8536 | 2597.5831 | 1330.8177 | 513.9996 | 167.6497 | 50.8736 | 15.015 | 4.4289 | 3609.0664 | 7409.87 | 11012.7237 | 13610.3067 | 14941.1244 | 15455.124 | 15622.7737 | 15673.6473 | 15688.6623 | 15693.0912 | 0.486 | 0.99782 | 1.483 | 1.8328 | 2.012 | 2.0812 | 2.1038 | 2.1106 | 2.1127 | 2.1132 | 0.47316 | 0.97147 | 1.4438 | 1.7844 | 1.9588 | 2.0262 | 2.0482 | 2.0549 | 2.0569 | 2.0574 | 123.8532 | 134.3461 | 131.1697 | 97.4078 | 51.402 | 20.4485 | 6.8697 | 2.1472 | 0.65273 | 0.19831 | 434.4178 | 61.5743 | 66.7909 | 65.2118 | 48.4268 | 25.5548 | 10.1661 | 3.4153 | 1.0675 | 0.32451 | 0.09859 | 215.9732 | 931.4944 | 1010.4109 | 986.5213 | 732.5993 | 386.592 | 153.7922 | 51.6668 | 16.1487 | 4.9092 | 1.4915 | 3267.2362 | -1371.8474 | -1488.0708 | -1452.8876 | -1078.927 | -569.3488 | -226.4956 | -76.0917 | -23.7829 | -7.2299 | -2.1965 | -4811.7836 | 2303.3419 | 2498.4817 | 2439.4088 | 1811.5263 | 955.9408 | 380.2878 | 127.7585 | 39.9316 | 12.1391 | 3.688 | 8079.0198 | 266.6965 | 563.9885 | 863.3594 | 1099.0109 | 1242.6665 | 1323.9788 | 1378.4909 | 1424.4692 | 1468.6088 | 1513.0941
Ach | Primary Resources Industries | Motors Pumps | Motors Pumps | TRC | Turnover | ET566 | Motor Equipment Upgrades | Motor Equipment Upgrades | Equip | 10 | Motors Pumps | 7.993% | custom | 1.263% | 83.4656 | 87.6197 | 83.1419 | 60.2907 | 31.1028 | 12.066 | 3.9428 | 1.1972 | 0.35342 | 0.10425 | 83.4656 | 171.0854 | 254.2273 | 314.5179 | 345.6208 | 357.6867 | 361.6296 | 362.8268 | 363.1802 | 363.2845 | 0.01124 | 0.023039 | 0.034235 | 0.042353 | 0.046542 | 0.048166 | 0.048697 | 0.048859 | 0.048906 | 0.04892 | 0.010943 | 0.02243 | 0.03333 | 0.041235 | 0.045312 | 0.046894 | 0.047411 | 0.047568 | 0.047615 | 0.047628 | 2.8643 | 3.0971 | 3.027 | 2.2609 | 1.2013 | 0.48002 | 0.16156 | 0.050529 | 0.015364 | 0.004668 | 10.0527 | 6.5587 | 7.0917 | 6.9311 | 5.1769 | 2.7508 | 1.0992 | 0.36995 | 0.1157 | 0.03518 | 0.010689 | 23.0186 | 9.0318 | 9.7657 | 9.5446 | 7.129 | 3.788 | 1.5136 | 0.50945 | 0.15933 | 0.048445 | 0.014719 | 31.6983 | -30.2784 | -32.739 | -31.9978 | -23.8994 | -12.6991 | -5.0743 | -1.7079 | -0.53414 | -0.16241 | -0.049345 | -106.2662 | 39.3102 | 42.5047 | 41.5424 | 31.0284 | 16.4872 | 6.5879 | 2.2173 | 0.69347 | 0.21085 | 0.064064 | 137.9645 | 6.1678 | 13.0218 | 19.9305 | 25.3968 | 28.7456 | 30.6416 | 31.9087 | 32.9748 | 33.9971 | 35.0271
Ach | Primary Resources Industries | Motors Pumps | Motors Pumps | TRC | New | EN574 | Pump Equipment Upgrade | Pump Equipment Upgrade | Equip | 15 | Motors Pumps | 72.19% | custom | 6.784% | 0 | 59.388 | 302.2659 | 26.2564 | 0 | 0 | 0 | 0 | 0 | 0 | 0 | 59.388 | 361.6539 | 387.9104 | 387.9104 | 387.9104 | 387.9104 | 387.9104 | 387.9104 | 387.9104 | 0 | 0.0079972 | 0.048701 | 0.052236 | 0.052236 | 0.052236 | 0.052236 | 0.052236 | 0.052236 | 0.052236 | 0 | 0.007786 | 0.047414 | 0.050857 | 0.050857 | 0.050857 | 0.050857 | 0.050857 | 0.050857 | 0.050857 | 0 | 2.0992 | 11.0046 | 0.9846 | 0 | 0 | 0 | 0 | 0 | 0 | 10.6052 | 0 | 1.0436 | 5.471 | 0.4895 | 0 | 0 | 0 | 0 | 0 | 0 | 5.2725 | 0 | 15.7878 | 82.7654 | 7.4051 | 0 | 0 | 0 | 0 | 0 | 0 | 79.7616 | 0 | -23.2513 | -121.8918 | -10.9058 | 0 | 0 | 0 | 0 | 0 | 0 | -117.4679 | 0 | 39.0391 | 204.6573 | 18.311 | 0 | 0 | 0 | 0 | 0 | 0 | 197.2295 | 0 | 4.5202 | 28.3524 | 31.3232 | 32.2628 | 33.2307 | 34.2277 | 35.2545 | 36.3121 | 37.4015
Ach | Primary Resources Industries | Motors Pumps | Motors Pumps | TRC | New | EN565 | Motor Equipment Upgrades | Motor Equipment Upgrades | Equip | 10 | Motors Pumps | 7.993% | custom | 1.263% | 0 | 1.3691 | 6.9753 | 0.60942 | 0 | 0 | 0 | 0 | 0 | 0 | 0 | 1.3691 | 8.3444 | 8.9538 | 8.9538 | 8.9538 | 8.9538 | 8.9538 | 8.9538 | 8.9538 | 0 | 0.00018436 | 0.0011237 | 0.0012057 | 0.0012057 | 0.0012057 | 0.0012057 | 0.0012057 | 0.0012057 | 0.0012057 | 0 | 0.00017949 | 0.001094 | 0.0011739 | 0.0011739 | 0.0011739 | 0.0011739 | 0.0011739 | 0.0011739 | 0.0011739 | 0 | 0.048392 | 0.25395 | 0.022853 | 0 | 0 | 0 | 0 | 0 | 0 | 0.24478 | 0 | 0.11081 | 0.5815 | 0.052328 | 0 | 0 | 0 | 0 | 0 | 0 | 0.5605 | 0 | 0.15259 | 0.80076 | 0.07206 | 0 | 0 | 0 | 0 | 0 | 0 | 0.77185 | 0 | -0.51155 | -2.6845 | -0.24158 | 0 | 0 | 0 | 0 | 0 | 0 | -2.5876 | 0 | 0.66414 | 3.4853 | 0.31364 | 0 | 0 | 0 | 0 | 0 | 0 | 3.3594 | 0 | 0.1042 | 0.65417 | 0.723 | 0.74469 | 0.76703 | 0.79005 | 0.81375 | 0.83816 | 0.8633
Ach | Primary Resources Industries | Motors Pumps | Motors Pumps | TRC | Existing | EE573 | Pump Equipment Upgrade | Pump Equipment Upgrade | Equip | 15 | Motors Pumps | 72.19% | custom | 6.784% | 0 | 0 | 0 | 0 | 0 | 0 | 0 | 0 | 0 | 0 | 0 | 0 | 0 | 0 | 0 | 0 | 0 | 0 | 0 | 0 | 0 | 0 | 0 | 0 | 0 | 0 | 0 | 0 | 0 | 0 | 0 | 0 | 0 | 0 | 0 | 0 | 0 | 0 | 0 | 0 | 0 | 0 | 0 | 0 | 0 | 0 | 0 | 0 | 0 | 0 | 0 | 0 | 0 | 0 | 0 | 0 | 0 | 0 | 0 | 0 | 0 | 0 | 0 | 0 | 0 | 0 | 0 | 0 | 0 | 0 | 0 | 0 | 0 | 0 | 0 | 0 | 0 | 0 | 0 | 0 | 0 | 0 | 0 | 0 | 0 | 0 | 0 | 0 | 0 | 0 | 0 | 0 | 0 | 0 | 0 | 0 | 0 | 0 | 0 | 0 | 0 | 0 | 0 | 0 | 0
Ach | Primary Resources Industries | Motors Pumps | Motors Pumps | TRC | Existing | EE564 | Motor Equipment Upgrades | Motor Equipment Upgrades | Equip | 10 | Motors Pumps | 7.993% | custom | 1.263% | 0 | 0 | 0 | 0 | 0 | 0 | 0 | 0 | 0 | 0 | 0 | 0 | 0 | 0 | 0 | 0 | 0 | 0 | 0 | 0 | 0 | 0 | 0 | 0 | 0 | 0 | 0 | 0 | 0 | 0 | 0 | 0 | 0 | 0 | 0 | 0 | 0 | 0 | 0 | 0 | 0 | 0 | 0 | 0 | 0 | 0 | 0 | 0 | 0 | 0 | 0 | 0 | 0 | 0 | 0 | 0 | 0 | 0 | 0 | 0 | 0 | 0 | 0 | 0 | 0 | 0 | 0 | 0 | 0 | 0 | 0 | 0 | 0 | 0 | 0 | 0 | 0 | 0 | 0 | 0 | 0 | 0 | 0 | 0 | 0 | 0 | 0 | 0 | 0 | 0 | 0 | 0 | 0 | 0 | 0 | 0 | 0 | 0 | 0 | 0 | 0 | 0 | 0 | 0 | 0
Ach | Primary Resources Industries | Motors Fans Blowers | Motors Fans Blowers | TRC | Turnover | ET557 | Fan Equipment Upgrades | Fan Equipment Upgrades | Equip | 15 | Motors Fans Blowers | 73.47% | custom | 6.784% | 2079.6997 | 2190.1869 | 2076.1196 | 1496.8394 | 766.8745 | 296.1887 | 96.607 | 29.3156 | 8.6523 | 2.5521 | 2079.6997 | 4269.8867 | 6346.0063 | 7842.8457 | 8609.7202 | 8905.909 | 9002.516 | 9031.8315 | 9040.4838 | 9043.0359 | 0.28005 | 0.57499 | 0.85456 | 1.0561 | 1.1594 | 1.1993 | 1.2123 | 1.2162 | 1.2174 | 1.2177 | 0.27266 | 0.5598 | 0.83199 | 1.0282 | 1.1288 | 1.1676 | 1.1803 | 1.1841 | 1.1852 | 1.1856 | 71.3696 | 77.416 | 75.5856 | 56.1306 | 29.62 | 11.7833 | 3.9586 | 1.2373 | 0.37613 | 0.11427 | 250.3303 | 35.4818 | 38.4878 | 37.5778 | 27.9056 | 14.7258 | 5.8581 | 1.9681 | 0.61513 | 0.187 | 0.056812 | 124.4531 | 536.7673 | 582.2424 | 568.4761 | 422.1553 | 222.771 | 88.6217 | 29.7726 | 9.3056 | 2.8289 | 0.85945 | 1882.7224 | -790.5176 | -857.4906 | -837.2165 | -621.7243 | -328.0833 | -130.5166 | -43.8473 | -13.7047 | -4.1662 | -1.2657 | -2772.7572 | 1327.2849 | 1439.7329 | 1405.6926 | 1043.8796 | 550.8543 | 219.1383 | 73.6199 | 23.0103 | 6.9951 | 2.1252 | 4655.4796 | 153.682 | 324.9945 | 497.5049 | 633.2975 | 716.078 | 762.9337 | 794.3459 | 820.8406 | 846.2757 | 871.9101
Ach | Primary Resources Industries | Motors Fans Blowers | Motors Fans Blowers | TRC | New | EN556 | Fan Equipment Upgrades | Fan Equipment Upgrades | Equip | 15 | Motors Fans Blowers | 73.47% | custom | 6.784% | 0 | 34.5388 | 175.7914 | 15.2702 | 0 | 0 | 0 | 0 | 0 | 0 | 0 | 34.5388 | 210.3302 | 225.6004 | 225.6004 | 225.6004 | 225.6004 | 225.6004 | 225.6004 | 225.6004 | 0 | 0.004651 | 0.028323 | 0.03038 | 0.03038 | 0.03038 | 0.03038 | 0.03038 | 0.03038 | 0.03038 | 0 | 0.0045282 | 0.027575 | 0.029577 | 0.029577 | 0.029577 | 0.029577 | 0.029577 | 0.029577 | 0.029577 | 0 | 1.2208 | 6.4001 | 0.57262 | 0 | 0 | 0 | 0 | 0 | 0 | 6.1678 | 0 | 0.60694 | 3.1818 | 0.28468 | 0 | 0 | 0 | 0 | 0 | 0 | 3.0663 | 0 | 9.1818 | 48.1346 | 4.3067 | 0 | 0 | 0 | 0 | 0 | 0 | 46.3876 | 0 | -13.5224 | -70.8897 | -6.3426 | 0 | 0 | 0 | 0 | 0 | 0 | -68.3168 | 0 | 22.7043 | 119.0243 | 10.6493 | 0 | 0 | 0 | 0 | 0 | 0 | 114.7045 | 0 | 2.6289 | 16.4892 | 18.2169 | 18.7634 | 19.3263 | 19.9061 | 20.5033 | 21.1184 | 21.7519
Ach | Primary Resources Industries | Motors Fans Blowers | Motors Fans Blowers | TRC | Existing | EE555 | Fan Equipment Upgrades | Fan Equipment Upgrades | Equip | 15 | Motors Fans Blowers | 73.47% | custom | 6.784% | 0 | 0 | 0 | 0 | 0 | 0 | 0 | 0 | 0 | 0 | 0 | 0 | 0 | 0 | 0 | 0 | 0 | 0 | 0 | 0 | 0 | 0 | 0 | 0 | 0 | 0 | 0 | 0 | 0 | 0 | 0 | 0 | 0 | 0 | 0 | 0 | 0 | 0 | 0 | 0 | 0 | 0 | 0 | 0 | 0 | 0 | 0 | 0 | 0 | 0 | 0 | 0 | 0 | 0 | 0 | 0 | 0 | 0 | 0 | 0 | 0 | 0 | 0 | 0 | 0 | 0 | 0 | 0 | 0 | 0 | 0 | 0 | 0 | 0 | 0 | 0 | 0 | 0 | 0 | 0 | 0 | 0 | 0 | 0 | 0 | 0 | 0 | 0 | 0 | 0 | 0 | 0 | 0 | 0 | 0 | 0 | 0 | 0 | 0 | 0 | 0 | 0 | 0 | 0 | 0
Ach | Primary Resources Industries | Industrial Lighting | Industrial Lighting | TRC | New | NN554 | Lighting Controls | Lighting Controls | NonEquip | 10 | Industrial Lighting | 30% | prescriptive_lightnonequip | 25.51% | 0 | 10.9998 | 85.4971 | 14.169 | 0 | 0 | 0 | 0 | 0 | 0 | 0 | 10.9998 | 96.4969 | 110.6659 | 110.6659 | 110.6659 | 110.6659 | 110.6659 | 110.6659 | 110.6659 | 0 | 0.0015701 | 0.013774 | 0.015796 | 0.015796 | 0.015796 | 0.015796 | 0.015796 | 0.015796 | 0.015796 | 0 | 0.0015262 | 0.013388 | 0.015354 | 0.015354 | 0.015354 | 0.015354 | 0.015354 | 0.015354 | 0.015354 | 0 | 0.25203 | 2.0177 | 0.34441 | 0 | 0 | 0 | 0 | 0 | 0 | 1.9461 | 0 | 0.59831 | 4.79 | 0.81763 | 0 | 0 | 0 | 0 | 0 | 0 | 4.62 | 0 | 1.6833 | 13.4762 | 2.3003 | 0 | 0 | 0 | 0 | 0 | 0 | 12.998 | 0 | -3.7894 | -30.3373 | -5.1785 | 0 | 0 | 0 | 0 | 0 | 0 | -29.2608 | 0 | 5.4727 | 43.8136 | 7.4788 | 0 | 0 | 0 | 0 | 0 | 0 | 42.2588 | 0 | 0.85545 | 7.7296 | 9.1305 | 9.4044 | 9.6866 | 9.9772 | 10.2765 | 10.5848 | 10.9023
Ach | Primary Resources Industries | Industrial Lighting | Industrial Lighting | TRC | Existing | NE553 | Lighting Controls | Lighting Controls | NonEquip | 10 | Industrial Lighting | 30% | prescriptive_lightnonequip_existing | 25.51% | 639.5486 | 627.7652 | 629.3933 | 633.4746 | 633.9014 | 633.3196 | 631.0971 | 627.6719 | 624.2419 | 622.7948 | 639.5486 | 1267.3138 | 1896.7071 | 2530.1817 | 3164.0831 | 3797.4026 | 4428.4997 | 5056.1716 | 5680.4135 | 6303.2083 | 0.091287 | 0.18089 | 0.27073 | 0.36115 | 0.45163 | 0.54203 | 0.63211 | 0.7217 | 0.81081 | 0.8997 | 0.088734 | 0.17583 | 0.26316 | 0.35105 | 0.439 | 0.52687 | 0.61443 | 0.70152 | 0.78813 | 0.87454 | 14.2267 | 14.3836 | 14.8535 | 15.3983 | 15.8709 | 16.3321 | 16.763 | 17.1722 | 17.5907 | 18.0764 | 95.5365 | 33.7739 | 34.1461 | 35.2617 | 36.5551 | 37.6771 | 38.7718 | 39.7948 | 40.7662 | 41.7597 | 42.9128 | 226.8008 | 95.0201 | 96.0675 | 99.2062 | 102.8449 | 106.0017 | 109.0815 | 111.9597 | 114.6926 | 117.4878 | 120.7319 | 638.0867 | -213.9071 | -216.265 | -223.3306 | -231.5222 | -238.6285 | -245.5618 | -252.041 | -258.1933 | -264.4858 | -271.7889 | -1436.4459 | 308.9273 | 312.3325 | 322.5368 | 334.3671 | 344.6302 | 354.6433 | 364.0007 | 372.8859 | 381.9736 | 392.5208 | 2074.5326 | 48.2884 | 98.5578 | 151.9303 | 208.7531 | 268.8849 | 332.3857 | 399.2543 | 469.5177 | 543.3095 | 620.9638
Ach | Primary Resources Industries | Industrial Lighting | Industrial Lighting | TRC | Turnover | ET549 | Efficient Lighting - High Bay | Efficient Lighting - High Bay | Equip | 13.6667 | Industrial Lighting | 41.12% | prescriptive_light | 48.41% | 7024.4559 | 7081.1823 | 6647.0006 | 5056.9034 | 2979.2239 | 1424.2854 | 592.9417 | 229.7387 | 86.1225 | 31.5991 | 7024.4559 | 14105.6382 | 20752.6388 | 25809.5422 | 28788.7661 | 30213.0515 | 30805.9932 | 31035.7319 | 31121.8544 | 31153.4535 | 1.0027 | 2.0134 | 2.9622 | 3.684 | 4.1092 | 4.3125 | 4.3972 | 4.43 | 4.4422 | 4.4468 | 0.9746 | 1.9571 | 2.8793 | 3.5809 | 3.9943 | 4.1919 | 4.2742 | 4.306 | 4.318 | 4.3224 | 156.2588 | 162.2463 | 156.8671 | 122.9216 | 74.5905 | 36.7295 | 15.7495 | 6.2853 | 2.4269 | 0.91715 | 553.8991 | 854.7313 | 887.4827 | 858.0588 | 672.3776 | 408.0082 | 200.9093 | 86.1494 | 34.3805 | 13.2749 | 5.0168 | 3029.8126 | 1041.243 | 1081.1412 | 1045.2967 | 819.0978 | 497.0401 | 244.7499 | 104.9481 | 41.8826 | 16.1716 | 6.1115 | 3690.951 | -3264.4701 | -3389.5575 | -3277.1791 | -2568.0078 | -1558.3035 | -767.3317 | -329.0299 | -131.3091 | -50.7008 | -19.1606 | -11571.7458 | 4305.7131 | 4470.6987 | 4322.4758 | 3387.1056 | 2055.3436 | 1012.0816 | 433.9781 | 173.1917 | 66.8724 | 25.2721 | 15262.6967 | 530.3741 | 1096.9821 | 1662.3305 | 2129.4212 | 2446.4793 | 2644.541 | 2777.3343 | 2881.9879 | 2976.6848 | 3069.0984
Ach | Primary Resources Industries | Industrial Lighting | Industrial Lighting | TRC | New | EN548 | Efficient Lighting - High Bay | Efficient Lighting - High Bay | Equip | 13.6667 | Industrial Lighting | 41.12% | prescriptive_light | 48.41% | 0 | 114.0637 | 571.0076 | 51.9308 | 0 | 0 | 0 | 0 | 0 | 0 | 0 | 114.0637 | 685.0713 | 737.0021 | 737.0021 | 737.0021 | 737.0021 | 737.0021 | 737.0021 | 737.0021 | 0 | 0.016281 | 0.097785 | 0.1052 | 0.1052 | 0.1052 | 0.1052 | 0.1052 | 0.1052 | 0.1052 | 0 | 0.015826 | 0.09505 | 0.10225 | 0.10225 | 0.10225 | 0.10225 | 0.10225 | 0.10225 | 0.10225 | 0 | 2.6135 | 13.4756 | 1.2623 | 0 | 0 | 0 | 0 | 0 | 0 | 13.0602 | 0 | 14.2956 | 73.7112 | 6.9048 | 0 | 0 | 0 | 0 | 0 | 0 | 71.4389 | 0 | 17.415 | 89.7957 | 8.4116 | 0 | 0 | 0 | 0 | 0 | 0 | 87.0276 | 0 | -54.599 | -281.5246 | -26.3716 | 0 | 0 | 0 | 0 | 0 | 0 | -272.8461 | 0 | 72.014 | 371.3203 | 34.7832 | 0 | 0 | 0 | 0 | 0 | 0 | 359.8737 | 0 | 8.8706 | 54.8757 | 60.8065 | 62.6307 | 64.5096 | 66.4449 | 68.4382 | 70.4914 | 72.6061
Ach | Primary Resources Industries | Industrial Lighting | Industrial Lighting | TRC | Existing | EE547 | Efficient Lighting - High Bay | Efficient Lighting - High Bay | Equip | 13.6667 | Industrial Lighting | 41.12% | prescriptive_light | 48.41% | 0 | 0 | 0 | 0 | 0 | 0 | 0 | 0 | 0 | 0 | 0 | 0 | 0 | 0 | 0 | 0 | 0 | 0 | 0 | 0 | 0 | 0 | 0 | 0 | 0 | 0 | 0 | 0 | 0 | 0 | 0 | 0 | 0 | 0 | 0 | 0 | 0 | 0 | 0 | 0 | 0 | 0 | 0 | 0 | 0 | 0 | 0 | 0 | 0 | 0 | 0 | 0 | 0 | 0 | 0 | 0 | 0 | 0 | 0 | 0 | 0 | 0 | 0 | 0 | 0 | 0 | 0 | 0 | 0 | 0 | 0 | 0 | 0 | 0 | 0 | 0 | 0 | 0 | 0 | 0 | 0 | 0 | 0 | 0 | 0 | 0 | 0 | 0 | 0 | 0 | 0 | 0 | 0 | 0 | 0 | 0 | 0 | 0 | 0 | 0 | 0 | 0 | 0 | 0 | 0
Ach | Primary Resources Industries | HVAC | HVAC | TRC | New | NN541 | Building Envelope Improvements | Building Envelope Improvements | NonEquip | 15 | HVAC | 9.958% | custom | 10.67% | 0 | 3.7989 | 19.3352 | 1.6796 | 0 | 0 | 0 | 0 | 0 | 0 | 0 | 3.7989 | 23.1341 | 24.8137 | 24.8137 | 24.8137 | 24.8137 | 24.8137 | 24.8137 | 24.8137 | 0 | 0.00054117 | 0.0032955 | 0.0035348 | 0.0035348 | 0.0035348 | 0.0035348 | 0.0035348 | 0.0035348 | 0.0035348 | 0 | 0.00052804 | 0.0032156 | 0.003449 | 0.003449 | 0.003449 | 0.003449 | 0.003449 | 0.003449 | 0.003449 | 0 | 0.17244 | 0.904 | 0.080882 | 0 | 0 | 0 | 0 | 0 | 0 | 0.87119 | 0 | 0.13992 | 0.73354 | 0.065631 | 0 | 0 | 0 | 0 | 0 | 0 | 0.70692 | 0 | 0.91057 | 4.7736 | 0.4271 | 0 | 0 | 0 | 0 | 0 | 0 | 4.6003 | 0 | -1.6457 | -8.6273 | -0.7719 | 0 | 0 | 0 | 0 | 0 | 0 | -8.3142 | 0 | 2.5563 | 13.4009 | 1.199 | 0 | 0 | 0 | 0 | 0 | 0 | 12.9145 | 0 | 0.29522 | 1.8517 | 2.0457 | 2.1071 | 2.1703 | 2.2354 | 2.3025 | 2.3716 | 2.4427
Ach | Primary Resources Industries | HVAC | HVAC | TRC | Existing | NE540 | Building Envelope Improvements | Building Envelope Improvements | NonEquip | 15 | HVAC | 9.958% | custom_existing | 10.67% | 231.1327 | 223.08 | 223.6585 | 225.1089 | 225.2605 | 225.0538 | 224.264 | 223.0468 | 221.828 | 221.3137 | 231.1327 | 454.2127 | 677.8712 | 902.9801 | 1128.2406 | 1353.2944 | 1577.5584 | 1800.6052 | 2022.4332 | 2243.7469 | 0.032926 | 0.064704 | 0.096565 | 0.12863 | 0.16072 | 0.19278 | 0.22473 | 0.2565 | 0.2881 | 0.31963 | 0.032127 | 0.063134 | 0.094222 | 0.12551 | 0.15682 | 0.1881 | 0.21928 | 0.25028 | 0.28111 | 0.31188 | 10.186 | 10.1261 | 10.4569 | 10.8404 | 11.1732 | 11.4978 | 11.8012 | 12.0893 | 12.3839 | 12.7258 | 67.4125 | 8.2654 | 8.2167 | 8.4852 | 8.7964 | 9.0664 | 9.3298 | 9.576 | 9.8097 | 10.0488 | 10.3263 | 54.7013 | 53.7875 | 53.471 | 55.2179 | 57.2433 | 59.0003 | 60.7145 | 62.3165 | 63.8377 | 65.3935 | 67.1991 | 355.9736 | -97.2105 | -96.6384 | -99.7957 | -103.4561 | -106.6316 | -109.7297 | -112.625 | -115.3741 | -118.1859 | -121.4493 | -643.3529 | 150.998 | 150.1093 | 155.0136 | 160.6994 | 165.6319 | 170.4442 | 174.9415 | 179.2118 | 183.5794 | 188.6485 | 999.3265 | 17.4384 | 35.2973 | 54.2583 | 74.4448 | 95.8066 | 118.365 | 142.1195 | 167.0798 | 193.2933 | 220.8786
Ach | Primary Resources Industries | HVAC | HVAC | TRC | Turnover | ET544 | HVAC Equipment Upgrades | HVAC Equipment Upgrades | Equip | 18 | HVAC | 9.958% | custom | 24.15% | 472.7162 | 497.8299 | 471.9024 | 340.2319 | 174.3107 | 67.3238 | 21.9588 | 6.6634 | 1.9667 | 0.58009 | 472.7162 | 970.5461 | 1442.4485 | 1782.6804 | 1956.9911 | 2024.3149 | 2046.2736 | 2052.9371 | 2054.9037 | 2055.4838 | 0.06734 | 0.13826 | 0.20548 | 0.25395 | 0.27878 | 0.28837 | 0.2915 | 0.29245 | 0.29273 | 0.29281 | 0.065706 | 0.1349 | 0.2005 | 0.24779 | 0.27202 | 0.28137 | 0.28443 | 0.28535 | 0.28563 | 0.28571 | 20.8326 | 22.5975 | 22.0633 | 16.3844 | 8.646 | 3.4395 | 1.1555 | 0.36116 | 0.10979 | 0.033356 | 73.0708 | 68.7271 | 74.5497 | 72.7871 | 54.0523 | 28.5234 | 11.347 | 3.8121 | 1.1915 | 0.36221 | 0.11004 | 241.0618 | 76.6148 | 83.1056 | 81.1407 | 60.2558 | 31.7969 | 12.6493 | 4.2496 | 1.3282 | 0.40378 | 0.12267 | 268.7281 | -268.9733 | -291.7608 | -284.8626 | -211.5415 | -111.6302 | -44.4082 | -14.919 | -4.663 | -1.4175 | -0.43067 | -943.4296 | 345.5882 | 374.8665 | 366.0033 | 271.7973 | 143.4272 | 57.0575 | 19.1686 | 5.9912 | 1.8213 | 0.55334 | 1212.1577 | 35.6652 | 75.422 | 115.4568 | 146.9704 | 166.1814 | 177.0553 | 184.3452 | 190.4939 | 196.3966 | 202.3456
Ach | Primary Resources Industries | HVAC | HVAC | TRC | New | EN543 | HVAC Equipment Upgrades | HVAC Equipment Upgrades | Equip | 18 | HVAC | 9.958% | custom | 24.15% | 0 | 9.8231 | 50.0076 | 4.3493 | 0 | 0 | 0 | 0 | 0 | 0 | 0 | 9.8231 | 59.8307 | 64.18 | 64.18 | 64.18 | 64.18 | 64.18 | 64.18 | 64.18 | 0 | 0.0013993 | 0.0085231 | 0.0091427 | 0.0091427 | 0.0091427 | 0.0091427 | 0.0091427 | 0.0091427 | 0.0091427 | 0 | 0.0013654 | 0.0083163 | 0.0089209 | 0.0089209 | 0.0089209 | 0.0089209 | 0.0089209 | 0.0089209 | 0.0089209 | 0 | 0.44589 | 2.338 | 0.20945 | 0 | 0 | 0 | 0 | 0 | 0 | 2.2533 | 0 | 1.471 | 7.7133 | 0.69097 | 0 | 0 | 0 | 0 | 0 | 0 | 7.4336 | 0 | 1.6398 | 8.5985 | 0.77027 | 0 | 0 | 0 | 0 | 0 | 0 | 8.2868 | 0 | -5.757 | -30.1869 | -2.7042 | 0 | 0 | 0 | 0 | 0 | 0 | -29.0925 | 0 | 7.3968 | 38.7854 | 3.4745 | 0 | 0 | 0 | 0 | 0 | 0 | 37.3793 | 0 | 0.76336 | 4.789 | 5.2912 | 5.45 | 5.6135 | 5.7819 | 5.9553 | 6.134 | 6.318
Ach | Primary Resources Industries | HVAC | HVAC | TRC | Existing | EE542 | HVAC Equipment Upgrades | HVAC Equipment Upgrades | Equip | 18 | HVAC | 9.958% | custom | 24.15% | 0 | 0 | 0 | 0 | 0 | 0 | 0 | 0 | 0 | 0 | 0 | 0 | 0 | 0 | 0 | 0 | 0 | 0 | 0 | 0 | 0 | 0 | 0 | 0 | 0 | 0 | 0 | 0 | 0 | 0 | 0 | 0 | 0 | 0 | 0 | 0 | 0 | 0 | 0 | 0 | 0 | 0 | 0 | 0 | 0 | 0 | 0 | 0 | 0 | 0 | 0 | 0 | 0 | 0 | 0 | 0 | 0 | 0 | 0 | 0 | 0 | 0 | 0 | 0 | 0 | 0 | 0 | 0 | 0 | 0 | 0 | 0 | 0 | 0 | 0 | 0 | 0 | 0 | 0 | 0 | 0 | 0 | 0 | 0 | 0 | 0 | 0 | 0 | 0 | 0 | 0 | 0 | 0 | 0 | 0 | 0 | 0 | 0 | 0 | 0 | 0 | 0 | 0 | 0 | 0
Ach | Primary Resources Industries | Exterior Lighting | Exterior Lighting | TRC | New | NN539 | Lighting Controls - Exterior | Lighting Controls - Exterior | NonEquip | 10 | Exterior Lighting | 17% | prescriptive_lightnonequip | 28% | 0 | 0.71144 | 5.56 | 0.94171 | 0 | 0 | 0 | 0 | 0 | 0 | 0 | 0.71144 | 6.2714 | 7.2131 | 7.2131 | 7.2131 | 7.2131 | 7.2131 | 7.2131 | 7.2131 | 0 | 0 | 0 | 0 | 0 | 0 | 0 | 0 | 0 | 0 | 0 | 0 | 0 | 0 | 0 | 0 | 0 | 0 | 0 | 0 | 0 | 0.016301 | 0.13121 | 0.022891 | 0 | 0 | 0 | 0 | 0 | 0 | 0.12682 | 0 | 0.038698 | 0.3115 | 0.054342 | 0 | 0 | 0 | 0 | 0 | 0 | 0.30106 | 0 | 0.077673 | 0.62524 | 0.10907 | 0 | 0 | 0 | 0 | 0 | 0 | 0.60429 | 0 | -0.12004 | -0.96625 | -0.16857 | 0 | 0 | 0 | 0 | 0 | 0 | -0.93388 | 0 | 0.19771 | 1.5915 | 0.27764 | 0 | 0 | 0 | 0 | 0 | 0 | 1.5382 | 0 | 0.034507 | 0.31331 | 0.37116 | 0.3823 | 0.39377 | 0.40558 | 0.41775 | 0.43028 | 0.44319
Ach | Primary Resources Industries | Exterior Lighting | Exterior Lighting | TRC | Existing | NE538 | Lighting Controls - Exterior | Lighting Controls - Exterior | NonEquip | 10 | Exterior Lighting | 17% | prescriptive_lightnonequip_existing | 28% | 39.7242 | 44.4271 | 44.5423 | 44.8311 | 44.8613 | 44.8202 | 44.6629 | 44.4205 | 44.1777 | 44.0753 | 39.7242 | 84.1513 | 128.6936 | 173.5247 | 218.386 | 263.2062 | 307.8691 | 352.2895 | 396.4672 | 440.5426 | 0 | 0 | 0 | 0 | 0 | 0 | 0 | 0 | 0 | 0 | 0 | 0 | 0 | 0 | 0 | 0 | 0 | 0 | 0 | 0 | 0.88366 | 1.0179 | 1.0512 | 1.0897 | 1.1232 | 1.1558 | 1.1863 | 1.2153 | 1.2449 | 1.2793 | 6.6494 | 2.0978 | 2.4165 | 2.4955 | 2.587 | 2.6664 | 2.7439 | 2.8163 | 2.885 | 2.9553 | 3.0369 | 15.7855 | 4.2107 | 4.8504 | 5.0089 | 5.1926 | 5.352 | 5.5075 | 5.6528 | 5.7908 | 5.9319 | 6.0957 | 31.6845 | -6.5072 | -7.4959 | -7.7408 | -8.0248 | -8.2711 | -8.5114 | -8.736 | -8.9492 | -9.1673 | -9.4205 | -48.9659 | 10.7179 | 12.3464 | 12.7497 | 13.2174 | 13.6231 | 14.0189 | 14.3888 | 14.74 | 15.0993 | 15.5162 | 80.6504 | 1.8706 | 4.0816 | 6.4292 | 8.929 | 11.5745 | 14.3685 | 17.3108 | 20.4028 | 23.6501 | 27.0677
Ach | Primary Resources Industries | Exterior Lighting | Exterior Lighting | TRC | Turnover | ET537 | Efficient Lighting - Exterior | Efficient Lighting - Exterior | Equip | 13.6 | Exterior Lighting | 15.29% | prescriptive_light | 78.74% | 925.9751 | 933.4528 | 876.2183 | 666.6091 | 392.7261 | 187.7516 | 78.1625 | 30.2845 | 11.3528 | 4.1654 | 925.9751 | 1859.4279 | 2735.6462 | 3402.2553 | 3794.9814 | 3982.733 | 4060.8955 | 4091.1801 | 4102.5329 | 4106.6983 | 0 | 0 | 0 | 0 | 0 | 0 | 0 | 0 | 0 | 0 | 0 | 0 | 0 | 0 | 0 | 0 | 0 | 0 | 0 | 0 | 20.5983 | 21.3876 | 20.6785 | 16.2037 | 9.8326 | 4.8417 | 2.0761 | 0.82854 | 0.31991 | 0.1209 | 73.0159 | 18.7213 | 19.4387 | 18.7942 | 14.7272 | 8.9367 | 4.4006 | 1.8869 | 0.75304 | 0.29076 | 0.10988 | 66.3625 | 182.913 | 189.9218 | 183.6251 | 143.8892 | 87.314 | 42.9947 | 18.436 | 7.3574 | 2.8408 | 1.0736 | 648.3816 | -141.5835 | -147.0087 | -142.1347 | -111.3772 | -67.5853 | -33.28 | -14.2704 | -5.695 | -2.1989 | -0.83102 | -501.8787 | 324.4965 | 336.9305 | 325.7598 | 255.2664 | 154.8993 | 76.2747 | 32.7064 | 13.0524 | 5.0398 | 1.9046 | 1150.2604 | 43.6042 | 90.1873 | 136.6668 | 175.0682 | 201.1348 | 217.4183 | 228.3357 | 236.9397 | 244.7251 | 252.3228
Ach | Primary Resources Industries | Exterior Lighting | Exterior Lighting | TRC | New | EN536 | Efficient Lighting - Exterior | Efficient Lighting - Exterior | Equip | 13.6 | Exterior Lighting | 15.29% | prescriptive_light | 78.74% | 0 | 6.7525 | 34.0331 | 3.1195 | 0 | 0 | 0 | 0 | 0 | 0 | 0 | 6.7525 | 40.7855 | 43.905 | 43.905 | 43.905 | 43.905 | 43.905 | 43.905 | 43.905 | 0 | 0 | 0 | 0 | 0 | 0 | 0 | 0 | 0 | 0 | 0 | 0 | 0 | 0 | 0 | 0 | 0 | 0 | 0 | 0 | 0 | 0.15471 | 0.80317 | 0.075828 | 0 | 0 | 0 | 0 | 0 | 0 | 0.77794 | 0 | 0.14062 | 0.72998 | 0.068918 | 0 | 0 | 0 | 0 | 0 | 0 | 0.70706 | 0 | 1.3739 | 7.1322 | 0.67335 | 0 | 0 | 0 | 0 | 0 | 0 | 6.9082 | 0 | -1.0634 | -5.5206 | -0.52121 | 0 | 0 | 0 | 0 | 0 | 0 | -5.3472 | 0 | 2.4373 | 12.6528 | 1.1946 | 0 | 0 | 0 | 0 | 0 | 0 | 12.2554 | 0 | 0.32751 | 2.0376 | 2.2592 | 2.327 | 2.3968 | 2.4687 | 2.5427 | 2.619 | 2.6976
Ach | Primary Resources Industries | Exterior Lighting | Exterior Lighting | TRC | Existing | EE535 | Efficient Lighting - Exterior | Efficient Lighting - Exterior | Equip | 13.6 | Exterior Lighting | 15.29% | prescriptive_light | 78.74% | 0 | 0 | 0 | 0 | 0 | 0 | 0 | 0 | 0 | 0 | 0 | 0 | 0 | 0 | 0 | 0 | 0 | 0 | 0 | 0 | 0 | 0 | 0 | 0 | 0 | 0 | 0 | 0 | 0 | 0 | 0 | 0 | 0 | 0 | 0 | 0 | 0 | 0 | 0 | 0 | 0 | 0 | 0 | 0 | 0 | 0 | 0 | 0 | 0 | 0 | 0 | 0 | 0 | 0 | 0 | 0 | 0 | 0 | 0 | 0 | 0 | 0 | 0 | 0 | 0 | 0 | 0 | 0 | 0 | 0 | 0 | 0 | 0 | 0 | 0 | 0 | 0 | 0 | 0 | 0 | 0 | 0 | 0 | 0 | 0 | 0 | 0 | 0 | 0 | 0 | 0 | 0 | 0 | 0 | 0 | 0 | 0 | 0 | 0 | 0 | 0 | 0 | 0 | 0 | 0
Ach | Primary Resources Industries | Compressed Air | Compressed Air | TRC | Turnover | ET530 | Compressed Air Equipment | Compressed Air Equipment | Equip | 15 | Compressed Air | 91.5% | custom | 6.3% | 2704.5381 | 2848.2209 | 2699.8824 | 1946.5595 | 997.2793 | 385.1776 | 125.6322 | 38.1233 | 11.2518 | 3.3189 | 2704.5381 | 5552.759 | 8252.6414 | 10199.2009 | 11196.4802 | 11581.6578 | 11707.29 | 11745.4133 | 11756.6651 | 11759.984 | 0.3642 | 0.74774 | 1.1113 | 1.3734 | 1.5077 | 1.5596 | 1.5765 | 1.5816 | 1.5832 | 1.5836 | 0.35458 | 0.72799 | 1.082 | 1.3372 | 1.4679 | 1.5184 | 1.5349 | 1.5399 | 1.5414 | 1.5418 | 92.8123 | 100.6754 | 98.2951 | 72.9948 | 38.5193 | 15.3236 | 5.148 | 1.609 | 0.48914 | 0.14861 | 325.5411 | 72.1846 | 78.3001 | 76.4488 | 56.7715 | 29.9583 | 11.9179 | 4.0038 | 1.2514 | 0.38043 | 0.11558 | 253.1889 | 671.9947 | 728.9263 | 711.6919 | 528.5086 | 278.8935 | 110.9481 | 37.2732 | 11.6499 | 3.5415 | 1.076 | 2357.0354 | -1054.0683 | -1143.3693 | -1116.336 | -829.0009 | -437.463 | -174.0295 | -58.4656 | -18.2737 | -5.5551 | -1.6877 | -3697.1666 | 1726.063 | 1872.2956 | 1828.0279 | 1357.5095 | 716.3565 | 284.9776 | 95.7388 | 29.9237 | 9.0967 | 2.7637 | 6054.202 | 199.8552 | 422.6379 | 646.9785 | 823.5695 | 931.2212 | 992.1544 | 1033.0043 | 1067.4592 | 1100.5363 | 1133.8724
Ach | Primary Resources Industries | Compressed Air | Compressed Air | TRC | New | EN529 | Compressed Air Equipment | Compressed Air Equipment | Equip | 15 | Compressed Air | 91.5% | custom | 6.3% | 0 | 41.2072 | 209.7315 | 18.2184 | 0 | 0 | 0 | 0 | 0 | 0 | 0 | 41.2072 | 250.9387 | 269.1571 | 269.1571 | 269.1571 | 269.1571 | 269.1571 | 269.1571 | 269.1571 | 0 | 0.005549 | 0.033792 | 0.036245 | 0.036245 | 0.036245 | 0.036245 | 0.036245 | 0.036245 | 0.036245 | 0 | 0.0054024 | 0.032899 | 0.035288 | 0.035288 | 0.035288 | 0.035288 | 0.035288 | 0.035288 | 0.035288 | 0 | 1.4565 | 7.6357 | 0.68318 | 0 | 0 | 0 | 0 | 0 | 0 | 7.3586 | 0 | 1.1328 | 5.9387 | 0.53134 | 0 | 0 | 0 | 0 | 0 | 0 | 5.7231 | 0 | 10.5459 | 55.2854 | 4.9465 | 0 | 0 | 0 | 0 | 0 | 0 | 53.2789 | 0 | -16.5419 | -86.7189 | -7.7589 | 0 | 0 | 0 | 0 | 0 | 0 | -83.5716 | 0 | 27.0878 | 142.0043 | 12.7053 | 0 | 0 | 0 | 0 | 0 | 0 | 136.8505 | 0 | 3.1364 | 19.6727 | 21.734 | 22.386 | 23.0576 | 23.7493 | 24.4618 | 25.1957 | 25.9515
Ach | Primary Resources Industries | Compressed Air | Compressed Air | TRC | Existing | EE528 | Compressed Air Equipment | Compressed Air Equipment | Equip | 15 | Compressed Air | 91.5% | custom | 6.3% | 0 | 0 | 0 | 0 | 0 | 0 | 0 | 0 | 0 | 0 | 0 | 0 | 0 | 0 | 0 | 0 | 0 | 0 | 0 | 0 | 0 | 0 | 0 | 0 | 0 | 0 | 0 | 0 | 0 | 0 | 0 | 0 | 0 | 0 | 0 | 0 | 0 | 0 | 0 | 0 | 0 | 0 | 0 | 0 | 0 | 0 | 0 | 0 | 0 | 0 | 0 | 0 | 0 | 0 | 0 | 0 | 0 | 0 | 0 | 0 | 0 | 0 | 0 | 0 | 0 | 0 | 0 | 0 | 0 | 0 | 0 | 0 | 0 | 0 | 0 | 0 | 0 | 0 | 0 | 0 | 0 | 0 | 0 | 0 | 0 | 0 | 0 | 0 | 0 | 0 | 0 | 0 | 0 | 0 | 0 | 0 | 0 | 0 | 0 | 0 | 0 | 0 | 0 | 0 | 0
Ach | Stone/Clay/Glass/Concrete | Process Heating | Process Heating | TRC | Turnover | ET666 | Process Heat Equipment Upgrade | Process Heat Equipment Upgrade | Equip | 10 | Process Heating | 25% | custom | 75% | 5961.4479 | 6278.159 | 5951.1857 | 4290.6819 | 2198.2417 | 849.0234 | 276.9234 | 84.0329 | 24.8017 | 7.3156 | 5961.4479 | 12239.6069 | 18190.7926 | 22481.4745 | 24679.7162 | 25528.7396 | 25805.6631 | 25889.696 | 25914.4976 | 25921.8132 | 0.82073 | 1.6851 | 2.5044 | 3.0951 | 3.3977 | 3.5146 | 3.5527 | 3.5643 | 3.5677 | 3.5687 | 0.80049 | 1.6435 | 2.4426 | 3.0188 | 3.3139 | 3.4279 | 3.4651 | 3.4764 | 3.4797 | 3.4807 | 204.5805 | 221.9126 | 216.6658 | 160.8979 | 84.9057 | 33.7768 | 11.3474 | 3.5467 | 1.0782 | 0.32756 | 717.5704 | 821.6067 | 891.2135 | 870.1421 | 646.1751 | 340.986 | 135.6494 | 45.5717 | 14.2437 | 4.33 | 1.3155 | 2881.8028 | 296.9082 | 322.0623 | 314.4476 | 233.5116 | 123.2238 | 49.0203 | 16.4685 | 5.1473 | 1.5648 | 0.4754 | 1041.4116 | -2537.5992 | -2752.5854 | -2687.5046 | -1995.7644 | -1053.163 | -418.9643 | -140.7519 | -43.9928 | -13.3736 | -4.0631 | -8900.6823 | 2834.5073 | 3074.6477 | 3001.9523 | 2229.2759 | 1176.3869 | 467.9847 | 157.2204 | 49.1401 | 14.9384 | 4.5385 | 9942.0939 | 444.102 | 939.1515 | 1437.6628 | 1830.0689 | 2069.2837 | 2204.6846 | 2295.458 | 2372.0208 | 2445.522 | 2519.5987
Ach | Stone/Clay/Glass/Concrete | Process Heating | Process Heating | TRC | New | EN665 | Process Heat Equipment Upgrade | Process Heat Equipment Upgrade | Equip | 10 | Process Heating | 25% | custom | 75% | 0 | 88.1056 | 448.4294 | 38.953 | 0 | 0 | 0 | 0 | 0 | 0 | 0 | 88.1056 | 536.535 | 575.4879 | 575.4879 | 575.4879 | 575.4879 | 575.4879 | 575.4879 | 575.4879 | 0 | 0.01213 | 0.073866 | 0.079229 | 0.079229 | 0.079229 | 0.079229 | 0.079229 | 0.079229 | 0.079229 | 0 | 0.011831 | 0.072045 | 0.077275 | 0.077275 | 0.077275 | 0.077275 | 0.077275 | 0.077275 | 0.077275 | 0 | 3.1142 | 16.326 | 1.4607 | 0 | 0 | 0 | 0 | 0 | 0 | 15.7335 | 0 | 12.507 | 65.5663 | 5.8663 | 0 | 0 | 0 | 0 | 0 | 0 | 63.1867 | 0 | 4.5197 | 23.694 | 2.1199 | 0 | 0 | 0 | 0 | 0 | 0 | 22.8341 | 0 | -38.6289 | -202.5069 | -18.1186 | 0 | 0 | 0 | 0 | 0 | 0 | -195.1572 | 0 | 43.1486 | 226.2009 | 20.2385 | 0 | 0 | 0 | 0 | 0 | 0 | 217.9913 | 0 | 6.7604 | 42.4037 | 46.8467 | 48.2521 | 49.6997 | 51.1906 | 52.7264 | 54.3081 | 55.9374
Ach | Stone/Clay/Glass/Concrete | Process Heating | Process Heating | TRC | Existing | EE664 | Process Heat Equipment Upgrade | Process Heat Equipment Upgrade | Equip | 10 | Process Heating | 25% | custom | 75% | 0 | 0 | 0 | 0 | 0 | 0 | 0 | 0 | 0 | 0 | 0 | 0 | 0 | 0 | 0 | 0 | 0 | 0 | 0 | 0 | 0 | 0 | 0 | 0 | 0 | 0 | 0 | 0 | 0 | 0 | 0 | 0 | 0 | 0 | 0 | 0 | 0 | 0 | 0 | 0 | 0 | 0 | 0 | 0 | 0 | 0 | 0 | 0 | 0 | 0 | 0 | 0 | 0 | 0 | 0 | 0 | 0 | 0 | 0 | 0 | 0 | 0 | 0 | 0 | 0 | 0 | 0 | 0 | 0 | 0 | 0 | 0 | 0 | 0 | 0 | 0 | 0 | 0 | 0 | 0 | 0 | 0 | 0 | 0 | 0 | 0 | 0 | 0 | 0 | 0 | 0 | 0 | 0 | 0 | 0 | 0 | 0 | 0 | 0 | 0 | 0 | 0 | 0 | 0 | 0
Ach | Stone/Clay/Glass/Concrete | Process Cooling | Process Cooling | TRC | Turnover | ET661 | Process Refrig Equipment Upgrade | Process Refrig Equipment Upgrade | Equip | 10 | Process Cooling | 21% | custom | 10.03% | 78.225 | 82.3808 | 78.0903 | 56.3015 | 28.8449 | 11.1407 | 3.6337 | 1.1027 | 0.32544 | 0.095994 | 78.225 | 160.6057 | 238.696 | 294.9975 | 323.8424 | 334.9831 | 338.6169 | 339.7195 | 340.045 | 340.141 | 0.010769 | 0.022111 | 0.032862 | 0.040613 | 0.044584 | 0.046118 | 0.046618 | 0.04677 | 0.046815 | 0.046828 | 0.010504 | 0.021566 | 0.032052 | 0.039612 | 0.043485 | 0.044981 | 0.045469 | 0.045617 | 0.04566 | 0.045673 | 2.6845 | 2.9119 | 2.843 | 2.1113 | 1.1141 | 0.44321 | 0.1489 | 0.046539 | 0.014148 | 0.0042982 | 9.4158 | 12.7844 | 13.8675 | 13.5396 | 10.0546 | 5.3058 | 2.1107 | 0.70911 | 0.22164 | 0.067376 | 0.02047 | 44.8416 | 1.8925 | 2.0529 | 2.0043 | 1.4884 | 0.78544 | 0.31246 | 0.10497 | 0.03281 | 0.009974 | 0.0030302 | 6.6381 | -35.3013 | -38.2921 | -37.3867 | -27.7637 | -14.6509 | -5.8283 | -1.958 | -0.612 | -0.18604 | -0.056523 | -123.8201 | 37.1939 | 40.3449 | 39.391 | 29.2521 | 15.4363 | 6.1408 | 2.063 | 0.64481 | 0.19602 | 0.059553 | 130.4582 | 5.8274 | 12.3234 | 18.8647 | 24.0138 | 27.1527 | 28.9294 | 30.1206 | 31.1252 | 32.0897 | 33.0617
Ach | Stone/Clay/Glass/Concrete | Process Cooling | Process Cooling | TRC | New | EN660 | Process Refrig Equipment Upgrade | Process Refrig Equipment Upgrade | Equip | 10 | Process Cooling | 21% | custom | 10.03% | 0 | 1.5494 | 7.886 | 0.68502 | 0 | 0 | 0 | 0 | 0 | 0 | 0 | 1.5494 | 9.4355 | 10.1205 | 10.1205 | 10.1205 | 10.1205 | 10.1205 | 10.1205 | 10.1205 | 0 | 0.00021331 | 0.001299 | 0.0013933 | 0.0013933 | 0.0013933 | 0.0013933 | 0.0013933 | 0.0013933 | 0.0013933 | 0 | 0.00020805 | 0.001267 | 0.001359 | 0.001359 | 0.001359 | 0.001359 | 0.001359 | 0.001359 | 0.001359 | 0 | 0.054767 | 0.28711 | 0.025688 | 0 | 0 | 0 | 0 | 0 | 0 | 0.27669 | 0 | 0.26082 | 1.3673 | 0.12234 | 0 | 0 | 0 | 0 | 0 | 0 | 1.3177 | 0 | 0.03861 | 0.20241 | 0.01811 | 0 | 0 | 0 | 0 | 0 | 0 | 0.19506 | 0 | -0.7202 | -3.7755 | -0.3378 | 0 | 0 | 0 | 0 | 0 | 0 | -3.6385 | 0 | 0.75881 | 3.978 | 0.35591 | 0 | 0 | 0 | 0 | 0 | 0 | 3.8336 | 0 | 0.11889 | 0.74571 | 0.82384 | 0.84856 | 0.87401 | 0.90023 | 0.92724 | 0.95506 | 0.98371
Ach | Stone/Clay/Glass/Concrete | Process Cooling | Process Cooling | TRC | Existing | EE659 | Process Refrig Equipment Upgrade | Process Refrig Equipment Upgrade | Equip | 10 | Process Cooling | 21% | custom | 10.03% | 0 | 0 | 0 | 0 | 0 | 0 | 0 | 0 | 0 | 0 | 0 | 0 | 0 | 0 | 0 | 0 | 0 | 0 | 0 | 0 | 0 | 0 | 0 | 0 | 0 | 0 | 0 | 0 | 0 | 0 | 0 | 0 | 0 | 0 | 0 | 0 | 0 | 0 | 0 | 0 | 0 | 0 | 0 | 0 | 0 | 0 | 0 | 0 | 0 | 0 | 0 | 0 | 0 | 0 | 0 | 0 | 0 | 0 | 0 | 0 | 0 | 0 | 0 | 0 | 0 | 0 | 0 | 0 | 0 | 0 | 0 | 0 | 0 | 0 | 0 | 0 | 0 | 0 | 0 | 0 | 0 | 0 | 0 | 0 | 0 | 0 | 0 | 0 | 0 | 0 | 0 | 0 | 0 | 0 | 0 | 0 | 0 | 0 | 0 | 0 | 0 | 0 | 0 | 0 | 0
Ach | Stone/Clay/Glass/Concrete | Motors Pumps | Motors Pumps | TRC | Turnover | ET648 | Pump Equipment Upgrade | Pump Equipment Upgrade | Equip | 15 | Motors Pumps | 75.53% | custom | 3.425% | 684.7764 | 721.1562 | 683.5976 | 492.8597 | 252.5064 | 97.5252 | 31.8095 | 9.6526 | 2.8489 | 0.84032 | 684.7764 | 1405.9325 | 2089.5301 | 2582.3898 | 2834.8962 | 2932.4214 | 2964.2309 | 2973.8835 | 2976.7324 | 2977.5727 | 0.092213 | 0.18932 | 0.28138 | 0.34775 | 0.38175 | 0.39488 | 0.39917 | 0.40047 | 0.40085 | 0.40096 | 0.089777 | 0.18432 | 0.27395 | 0.33856 | 0.37167 | 0.38445 | 0.38862 | 0.38989 | 0.39026 | 0.39037 | 23.4996 | 25.4905 | 24.8879 | 18.4819 | 9.7529 | 3.8799 | 1.3034 | 0.4074 | 0.12385 | 0.037627 | 82.4255 | 60.4085 | 65.5263 | 63.977 | 47.5099 | 25.0709 | 9.9736 | 3.3506 | 1.0473 | 0.31836 | 0.096723 | 211.8839 | 128.0142 | 138.8596 | 135.5765 | 100.6803 | 53.1289 | 21.1355 | 7.1005 | 2.2193 | 0.67466 | 0.20497 | 449.0126 | -309.0168 | -335.1968 | -327.2716 | -243.0347 | -128.2492 | -51.0195 | -17.1401 | -5.3572 | -1.6286 | -0.49478 | -1083.8829 | 437.031 | 474.0565 | 462.8481 | 343.715 | 181.3781 | 72.155 | 24.2406 | 7.5765 | 2.3032 | 0.69975 | 1532.8955 | 50.6024 | 107.0099 | 163.8119 | 208.5239 | 235.7808 | 251.2088 | 261.5518 | 270.2757 | 278.6506 | 287.0912
Ach | Stone/Clay/Glass/Concrete | Motors Pumps | Motors Pumps | TRC | New | EN647 | Pump Equipment Upgrade | Pump Equipment Upgrade | Equip | 15 | Motors Pumps | 75.53% | custom | 3.425% | 0 | 11.2681 | 57.3513 | 4.9818 | 0 | 0 | 0 | 0 | 0 | 0 | 0 | 11.2681 | 68.6194 | 73.6013 | 73.6013 | 73.6013 | 73.6013 | 73.6013 | 73.6013 | 73.6013 | 0 | 0.0015174 | 0.0092404 | 0.0099112 | 0.0099112 | 0.0099112 | 0.0099112 | 0.0099112 | 0.0099112 | 0.0099112 | 0 | 0.0014773 | 0.0089963 | 0.0096494 | 0.0096494 | 0.0096494 | 0.0096494 | 0.0096494 | 0.0096494 | 0.0096494 | 0 | 0.39829 | 2.088 | 0.18682 | 0 | 0 | 0 | 0 | 0 | 0 | 2.0122 | 0 | 1.0239 | 5.3674 | 0.48023 | 0 | 0 | 0 | 0 | 0 | 0 | 5.1726 | 0 | 2.1697 | 11.3744 | 1.0177 | 0 | 0 | 0 | 0 | 0 | 0 | 10.9615 | 0 | -5.2375 | -27.4569 | -2.4566 | 0 | 0 | 0 | 0 | 0 | 0 | -26.4604 | 0 | 7.4072 | 38.8312 | 3.4743 | 0 | 0 | 0 | 0 | 0 | 0 | 37.4219 | 0 | 0.85765 | 5.3795 | 5.9432 | 6.1215 | 6.3051 | 6.4943 | 6.6891 | 6.8898 | 7.0965
Ach | Stone/Clay/Glass/Concrete | Motors Pumps | Motors Pumps | TRC | Existing | EE646 | Pump Equipment Upgrade | Pump Equipment Upgrade | Equip | 15 | Motors Pumps | 75.53% | custom | 3.425% | 0 | 0 | 0 | 0 | 0 | 0 | 0 | 0 | 0 | 0 | 0 | 0 | 0 | 0 | 0 | 0 | 0 | 0 | 0 | 0 | 0 | 0 | 0 | 0 | 0 | 0 | 0 | 0 | 0 | 0 | 0 | 0 | 0 | 0 | 0 | 0 | 0 | 0 | 0 | 0 | 0 | 0 | 0 | 0 | 0 | 0 | 0 | 0 | 0 | 0 | 0 | 0 | 0 | 0 | 0 | 0 | 0 | 0 | 0 | 0 | 0 | 0 | 0 | 0 | 0 | 0 | 0 | 0 | 0 | 0 | 0 | 0 | 0 | 0 | 0 | 0 | 0 | 0 | 0 | 0 | 0 | 0 | 0 | 0 | 0 | 0 | 0 | 0 | 0 | 0 | 0 | 0 | 0 | 0 | 0 | 0 | 0 | 0 | 0 | 0 | 0 | 0 | 0 | 0 | 0
Ach | Stone/Clay/Glass/Concrete | Motors Fans Blowers | Motors Fans Blowers | TRC | Turnover | ET632 | Fan Equipment Upgrades | Fan Equipment Upgrades | Equip | 15 | Motors Fans Blowers | 76.37% | custom | 3.425% | 392.0004 | 412.8261 | 391.3256 | 282.1377 | 144.5474 | 55.8283 | 18.2094 | 5.5257 | 1.6309 | 0.48104 | 392.0004 | 804.8265 | 1196.1521 | 1478.2898 | 1622.8372 | 1678.6655 | 1696.8748 | 1702.4005 | 1704.0314 | 1704.5124 | 0.052787 | 0.10838 | 0.16108 | 0.19907 | 0.21853 | 0.22605 | 0.2285 | 0.22925 | 0.22947 | 0.22953 | 0.051393 | 0.10552 | 0.15682 | 0.19381 | 0.21276 | 0.22008 | 0.22247 | 0.22319 | 0.22341 | 0.22347 | 13.4524 | 14.5921 | 14.2471 | 10.58 | 5.5831 | 2.221 | 0.74616 | 0.23322 | 0.070897 | 0.021539 | 47.1845 | 34.5808 | 37.5105 | 36.6237 | 27.197 | 14.3519 | 5.7094 | 1.9181 | 0.59951 | 0.18225 | 0.055369 | 121.293 | 73.2818 | 79.4902 | 77.6108 | 57.6345 | 30.4137 | 12.099 | 4.0647 | 1.2704 | 0.38621 | 0.11734 | 257.0374 | -176.8968 | -191.8835 | -187.3467 | -139.1253 | -73.4163 | -29.2061 | -9.8119 | -3.0667 | -0.93228 | -0.28324 | -620.4691 | 250.1785 | 271.3738 | 264.9575 | 196.7598 | 103.83 | 41.3051 | 13.8765 | 4.3372 | 1.3185 | 0.40057 | 877.5065 | 28.9674 | 61.2579 | 93.7742 | 119.3696 | 134.9728 | 143.8046 | 149.7254 | 154.7194 | 159.5136 | 164.3454
Ach | Stone/Clay/Glass/Concrete | Motors Fans Blowers | Motors Fans Blowers | TRC | New | EN631 | Fan Equipment Upgrades | Fan Equipment Upgrades | Equip | 15 | Motors Fans Blowers | 76.37% | custom | 3.425% | 0 | 6.5102 | 33.1347 | 2.8783 | 0 | 0 | 0 | 0 | 0 | 0 | 0 | 6.5102 | 39.6449 | 42.5232 | 42.5232 | 42.5232 | 42.5232 | 42.5232 | 42.5232 | 42.5232 | 0 | 0.00087667 | 0.0053386 | 0.0057262 | 0.0057262 | 0.0057262 | 0.0057262 | 0.0057262 | 0.0057262 | 0.0057262 | 0 | 0.00085351 | 0.0051976 | 0.005575 | 0.005575 | 0.005575 | 0.005575 | 0.005575 | 0.005575 | 0.005575 | 0 | 0.23011 | 1.2063 | 0.10793 | 0 | 0 | 0 | 0 | 0 | 0 | 1.1626 | 0 | 0.59153 | 3.101 | 0.27745 | 0 | 0 | 0 | 0 | 0 | 0 | 2.9885 | 0 | 1.2535 | 6.5715 | 0.58797 | 0 | 0 | 0 | 0 | 0 | 0 | 6.333 | 0 | -3.026 | -15.8632 | -1.4193 | 0 | 0 | 0 | 0 | 0 | 0 | -15.2875 | 0 | 4.2795 | 22.4348 | 2.0073 | 0 | 0 | 0 | 0 | 0 | 0 | 21.6205 | 0 | 0.49551 | 3.108 | 3.4337 | 3.5367 | 3.6428 | 3.7521 | 3.8646 | 3.9806 | 4.1
Ach | Stone/Clay/Glass/Concrete | Motors Fans Blowers | Motors Fans Blowers | TRC | Existing | EE630 | Fan Equipment Upgrades | Fan Equipment Upgrades | Equip | 15 | Motors Fans Blowers | 76.37% | custom | 3.425% | 0 | 0 | 0 | 0 | 0 | 0 | 0 | 0 | 0 | 0 | 0 | 0 | 0 | 0 | 0 | 0 | 0 | 0 | 0 | 0 | 0 | 0 | 0 | 0 | 0 | 0 | 0 | 0 | 0 | 0 | 0 | 0 | 0 | 0 | 0 | 0 | 0 | 0 | 0 | 0 | 0 | 0 | 0 | 0 | 0 | 0 | 0 | 0 | 0 | 0 | 0 | 0 | 0 | 0 | 0 | 0 | 0 | 0 | 0 | 0 | 0 | 0 | 0 | 0 | 0 | 0 | 0 | 0 | 0 | 0 | 0 | 0 | 0 | 0 | 0 | 0 | 0 | 0 | 0 | 0 | 0 | 0 | 0 | 0 | 0 | 0 | 0 | 0 | 0 | 0 | 0 | 0 | 0 | 0 | 0 | 0 | 0 | 0 | 0 | 0 | 0 | 0 | 0 | 0 | 0
Ach | Stone/Clay/Glass/Concrete | Industrial Lighting | Industrial Lighting | TRC | New | NN629 | Lighting Controls | Lighting Controls | NonEquip | 10 | Industrial Lighting | 30% | prescriptive_lightnonequip | 17.43% | 0 | 1.7906 | 13.9173 | 2.3064 | 0 | 0 | 0 | 0 | 0 | 0 | 0 | 1.7906 | 15.7079 | 18.0143 | 18.0143 | 18.0143 | 18.0143 | 18.0143 | 18.0143 | 18.0143 | 0 | 0.00025558 | 0.0022421 | 0.0025713 | 0.0025713 | 0.0025713 | 0.0025713 | 0.0025713 | 0.0025713 | 0.0025713 | 0 | 0.00024843 | 0.0021794 | 0.0024994 | 0.0024994 | 0.0024994 | 0.0024994 | 0.0024994 | 0.0024994 | 0.0024994 | 0 | 0.041026 | 0.32844 | 0.056064 | 0 | 0 | 0 | 0 | 0 | 0 | 0.31679 | 0 | 0.10274 | 0.82251 | 0.1404 | 0 | 0 | 0 | 0 | 0 | 0 | 0.79332 | 0 | 0.26867 | 2.1509 | 0.36715 | 0 | 0 | 0 | 0 | 0 | 0 | 2.0746 | 0 | -0.62219 | -4.9811 | -0.85026 | 0 | 0 | 0 | 0 | 0 | 0 | -4.8044 | 0 | 0.89086 | 7.132 | 1.2174 | 0 | 0 | 0 | 0 | 0 | 0 | 6.8789 | 0 | 0.13925 | 1.2582 | 1.4863 | 1.5309 | 1.5768 | 1.6241 | 1.6728 | 1.723 | 1.7747
Ach | Stone/Clay/Glass/Concrete | Industrial Lighting | Industrial Lighting | TRC | Existing | NE628 | Lighting Controls | Lighting Controls | NonEquip | 10 | Industrial Lighting | 30% | prescriptive_lightnonequip_existing | 17.43% | 104.1065 | 102.1883 | 102.4534 | 103.1177 | 103.1872 | 103.0925 | 102.7307 | 102.1731 | 101.6148 | 101.3792 | 104.1065 | 206.2948 | 308.7481 | 411.8658 | 515.053 | 618.1455 | 720.8762 | 823.0493 | 924.6641 | 1026.0434 | 0.01486 | 0.029446 | 0.04407 | 0.058789 | 0.073517 | 0.088232 | 0.1029 | 0.11748 | 0.13198 | 0.14645 | 0.014444 | 0.028622 | 0.042837 | 0.057144 | 0.071461 | 0.085764 | 0.10002 | 0.11419 | 0.12829 | 0.14236 | 2.3158 | 2.3414 | 2.4179 | 2.5066 | 2.5835 | 2.6586 | 2.7287 | 2.7953 | 2.8634 | 2.9425 | 15.5515 | 5.7994 | 5.8634 | 6.0549 | 6.277 | 6.4697 | 6.6577 | 6.8333 | 7.0001 | 7.1707 | 7.3687 | 38.9449 | 15.1658 | 15.333 | 15.8339 | 16.4147 | 16.9185 | 17.4101 | 17.8694 | 18.3056 | 18.7518 | 19.2695 | 101.8425 | -35.1217 | -35.5089 | -36.669 | -38.014 | -39.1808 | -40.3192 | -41.383 | -42.3932 | -43.4263 | -44.6254 | -235.8523 | 50.2875 | 50.8418 | 52.5029 | 54.4287 | 56.0993 | 57.7292 | 59.2524 | 60.6988 | 62.1781 | 63.895 | 337.6948 | 7.8604 | 16.0433 | 24.7314 | 33.9811 | 43.7694 | 54.1061 | 64.9911 | 76.4286 | 88.4405 | 101.0812
Ach | Stone/Clay/Glass/Concrete | Industrial Lighting | Industrial Lighting | TRC | Turnover | ET624 | Efficient Lighting - High Bay | Efficient Lighting - High Bay | Equip | 13.6667 | Industrial Lighting | 20% | prescriptive_light | 48.41% | 809.8593 | 816.3994 | 766.342 | 583.0174 | 343.4789 | 164.2078 | 68.3611 | 26.4869 | 9.9292 | 3.6431 | 809.8593 | 1626.2587 | 2392.6006 | 2975.618 | 3319.0969 | 3483.3048 | 3551.6658 | 3578.1527 | 3588.0819 | 3591.725 | 0.1156 | 0.23213 | 0.34151 | 0.42473 | 0.47376 | 0.4972 | 0.50696 | 0.51074 | 0.51215 | 0.51267 | 0.11236 | 0.22563 | 0.33196 | 0.41285 | 0.46051 | 0.48329 | 0.49277 | 0.49645 | 0.49783 | 0.49833 | 18.0153 | 18.7056 | 18.0854 | 14.1718 | 8.5996 | 4.2346 | 1.8158 | 0.72464 | 0.2798 | 0.10574 | 63.8598 | 98.5432 | 102.3191 | 98.9268 | 77.5193 | 47.0398 | 23.1631 | 9.9323 | 3.9638 | 1.5305 | 0.57839 | 349.3113 | 120.0464 | 124.6463 | 120.5137 | 94.4349 | 57.3044 | 28.2176 | 12.0996 | 4.8287 | 1.8644 | 0.70461 | 425.5349 | -376.3653 | -390.7868 | -377.8305 | -296.0692 | -179.659 | -88.4667 | -37.9343 | -15.1388 | -5.8454 | -2.2091 | -1334.1227 | 496.4117 | 515.4331 | 498.3442 | 390.5041 | 236.9634 | 116.6843 | 50.0339 | 19.9675 | 7.7098 | 2.9137 | 1759.6576 | 61.1476 | 126.4726 | 191.6524 | 245.5039 | 282.058 | 304.8928 | 320.2027 | 332.2684 | 343.1861 | 353.8406
Ach | Stone/Clay/Glass/Concrete | Industrial Lighting | Industrial Lighting | TRC | New | EN623 | Efficient Lighting - High Bay | Efficient Lighting - High Bay | Equip | 13.6667 | Industrial Lighting | 20% | prescriptive_light | 48.41% | 0 | 13.2128 | 66.2879 | 6.0439 | 0 | 0 | 0 | 0 | 0 | 0 | 0 | 13.2128 | 79.5007 | 85.5445 | 85.5445 | 85.5445 | 85.5445 | 85.5445 | 85.5445 | 85.5445 | 0 | 0.001886 | 0.011348 | 0.01221 | 0.01221 | 0.01221 | 0.01221 | 0.01221 | 0.01221 | 0.01221 | 0 | 0.0018332 | 0.01103 | 0.011869 | 0.011869 | 0.011869 | 0.011869 | 0.011869 | 0.011869 | 0.011869 | 0 | 0.30274 | 1.5644 | 0.14691 | 0 | 0 | 0 | 0 | 0 | 0 | 1.5159 | 0 | 1.656 | 8.5571 | 0.8036 | 0 | 0 | 0 | 0 | 0 | 0 | 8.2917 | 0 | 2.0173 | 10.4243 | 0.97896 | 0 | 0 | 0 | 0 | 0 | 0 | 10.101 | 0 | -6.3246 | -32.682 | -3.0692 | 0 | 0 | 0 | 0 | 0 | 0 | -31.6684 | 0 | 8.3419 | 43.1063 | 4.0482 | 0 | 0 | 0 | 0 | 0 | 0 | 41.7695 | 0 | 1.0275 | 6.3682 | 7.0579 | 7.2696 | 7.4877 | 7.7123 | 7.9437 | 8.182 | 8.4275
Ach | Stone/Clay/Glass/Concrete | Industrial Lighting | Industrial Lighting | TRC | Existing | EE622 | Efficient Lighting - High Bay | Efficient Lighting - High Bay | Equip | 13.6667 | Industrial Lighting | 20% | prescriptive_light | 48.41% | 0 | 0 | 0 | 0 | 0 | 0 | 0 | 0 | 0 | 0 | 0 | 0 | 0 | 0 | 0 | 0 | 0 | 0 | 0 | 0 | 0 | 0 | 0 | 0 | 0 | 0 | 0 | 0 | 0 | 0 | 0 | 0 | 0 | 0 | 0 | 0 | 0 | 0 | 0 | 0 | 0 | 0 | 0 | 0 | 0 | 0 | 0 | 0 | 0 | 0 | 0 | 0 | 0 | 0 | 0 | 0 | 0 | 0 | 0 | 0 | 0 | 0 | 0 | 0 | 0 | 0 | 0 | 0 | 0 | 0 | 0 | 0 | 0 | 0 | 0 | 0 | 0 | 0 | 0 | 0 | 0 | 0 | 0 | 0 | 0 | 0 | 0 | 0 | 0 | 0 | 0 | 0 | 0 | 0 | 0 | 0 | 0 | 0 | 0 | 0 | 0 | 0 | 0 | 0 | 0
Ach | Stone/Clay/Glass/Concrete | HVAC | HVAC | TRC | New | NN616 | Building Envelope Improvements | Building Envelope Improvements | NonEquip | 15 | HVAC | 1.319% | custom | 54.44% | 0 | 0.79372 | 4.0399 | 0.35099 | 0 | 0 | 0 | 0 | 0 | 0 | 0 | 0.79372 | 4.8336 | 5.1846 | 5.1846 | 5.1846 | 5.1846 | 5.1846 | 5.1846 | 5.1846 | 0 | 0.00011307 | 0.00068857 | 0.00073857 | 0.00073857 | 0.00073857 | 0.00073857 | 0.00073857 | 0.00073857 | 0.00073857 | 0 | 0.00011032 | 0.00067186 | 0.00072065 | 0.00072065 | 0.00072065 | 0.00072065 | 0.00072065 | 0.00072065 | 0.00072065 | 0 | 0.036028 | 0.18888 | 0.016903 | 0 | 0 | 0 | 0 | 0 | 0 | 0.18203 | 0 | 0.049595 | 0.26001 | 0.023268 | 0 | 0 | 0 | 0 | 0 | 0 | 0.25057 | 0 | 0.16989 | 0.89065 | 0.079703 | 0 | 0 | 0 | 0 | 0 | 0 | 0.85833 | 0 | -0.3642 | -1.9093 | -0.17086 | 0 | 0 | 0 | 0 | 0 | 0 | -1.84 | 0 | 0.53409 | 2.8 | 0.25057 | 0 | 0 | 0 | 0 | 0 | 0 | 2.6984 | 0 | 0.06168 | 0.38689 | 0.42744 | 0.44026 | 0.45347 | 0.46707 | 0.48108 | 0.49552 | 0.51038
Ach | Stone/Clay/Glass/Concrete | HVAC | HVAC | TRC | Existing | NE615 | Building Envelope Improvements | Building Envelope Improvements | NonEquip | 15 | HVAC | 1.319% | custom_existing | 54.44% | 48.3247 | 46.641 | 46.762 | 47.0652 | 47.0969 | 47.0537 | 46.8886 | 46.6341 | 46.3793 | 46.2718 | 48.3247 | 94.9657 | 141.7277 | 188.793 | 235.8899 | 282.9436 | 329.8322 | 376.4663 | 422.8456 | 469.1174 | 0.006884 | 0.013528 | 0.02019 | 0.026894 | 0.033603 | 0.040306 | 0.046986 | 0.053629 | 0.060236 | 0.066827 | 0.006717 | 0.0132 | 0.0197 | 0.026242 | 0.032788 | 0.039328 | 0.045846 | 0.052328 | 0.058774 | 0.065206 | 2.1297 | 2.1171 | 2.1863 | 2.2665 | 2.3361 | 2.4039 | 2.4674 | 2.5276 | 2.5892 | 2.6607 | 14.0944 | 2.9316 | 2.9144 | 3.0096 | 3.12 | 3.2157 | 3.3092 | 3.3965 | 3.4794 | 3.5642 | 3.6626 | 19.4019 | 10.0422 | 9.9831 | 10.3093 | 10.6874 | 11.0155 | 11.3355 | 11.6346 | 11.9186 | 12.2091 | 12.5462 | 66.461 | -21.5281 | -21.4014 | -22.1006 | -22.9112 | -23.6144 | -24.3005 | -24.9417 | -25.5505 | -26.1733 | -26.896 | -142.4758 | 31.5703 | 31.3845 | 32.4099 | 33.5986 | 34.6299 | 35.6361 | 36.5764 | 37.4692 | 38.3824 | 39.4422 | 208.9368 | 3.646 | 7.3799 | 11.3442 | 15.5648 | 20.031 | 24.7475 | 29.714 | 34.9326 | 40.4133 | 46.1808
Ach | Stone/Clay/Glass/Concrete | HVAC | HVAC | TRC | Turnover | ET619 | HVAC Equipment Upgrades | HVAC Equipment Upgrades | Equip | 18 | HVAC | 1.319% | custom | 12.46% | 8.162 | 8.5957 | 8.148 | 5.8745 | 3.0097 | 1.1624 | 0.37915 | 0.11505 | 0.033957 | 0.010016 | 8.162 | 16.7577 | 24.9057 | 30.7803 | 33.79 | 34.9524 | 35.3315 | 35.4466 | 35.4805 | 35.4906 | 0.0011627 | 0.0023872 | 0.0035479 | 0.0043848 | 0.0048135 | 0.0049791 | 0.0050331 | 0.0050495 | 0.0050543 | 0.0050558 | 0.0011345 | 0.0023293 | 0.0034618 | 0.0042784 | 0.0046967 | 0.0048583 | 0.004911 | 0.004927 | 0.0049317 | 0.0049331 | 0.3597 | 0.39018 | 0.38095 | 0.2829 | 0.14928 | 0.059388 | 0.019951 | 0.0062359 | 0.0018957 | 0.00057594 | 1.2617 | 0.24748 | 0.26845 | 0.2621 | 0.19464 | 0.10271 | 0.04086 | 0.013727 | 0.0042905 | 0.0013043 | 0.00039626 | 0.86805 | 2.262 | 2.4537 | 2.3957 | 1.779 | 0.9388 | 0.37347 | 0.12547 | 0.039215 | 0.011921 | 0.0036219 | 7.9341 | -3.705 | -4.0189 | -3.9239 | -2.9139 | -1.5377 | -0.6117 | -0.2055 | -0.064231 | -0.019526 | -0.0059323 | -12.9953 | 5.967 | 6.4726 | 6.3195 | 4.6929 | 2.4765 | 0.98517 | 0.33097 | 0.10345 | 0.031447 | 0.0095541 | 20.9295 | 0.61581 | 1.3023 | 1.9935 | 2.5376 | 2.8693 | 3.0571 | 3.183 | 3.2891 | 3.391 | 3.4938
Ach | Stone/Clay/Glass/Concrete | HVAC | HVAC | TRC | New | EN618 | HVAC Equipment Upgrades | HVAC Equipment Upgrades | Equip | 18 | HVAC | 1.319% | custom | 12.46% | 0 | 0.17037 | 0.86714 | 0.075325 | 0 | 0 | 0 | 0 | 0 | 0 | 0 | 0.17037 | 1.0375 | 1.1128 | 1.1128 | 1.1128 | 1.1128 | 1.1128 | 1.1128 | 1.1128 | 0 | 2.427e-05 | 0.0001478 | 0.00015853 | 0.00015853 | 0.00015853 | 0.00015853 | 0.00015853 | 0.00015853 | 0.00015853 | 0 | 2.3681e-05 | 0.00014421 | 0.00015468 | 0.00015468 | 0.00015468 | 0.00015468 | 0.00015468 | 0.00015468 | 0.00015468 | 0 | 0.0077336 | 0.040542 | 0.0036274 | 0 | 0 | 0 | 0 | 0 | 0 | 0.039071 | 0 | 0.0053209 | 0.027894 | 0.0024957 | 0 | 0 | 0 | 0 | 0 | 0 | 0.026882 | 0 | 0.048634 | 0.25496 | 0.022811 | 0 | 0 | 0 | 0 | 0 | 0 | 0.2457 | 0 | -0.079657 | -0.41759 | -0.037363 | 0 | 0 | 0 | 0 | 0 | 0 | -0.40244 | 0 | 0.12829 | 0.67255 | 0.060174 | 0 | 0 | 0 | 0 | 0 | 0 | 0.64814 | 0 | 0.01324 | 0.083045 | 0.091746 | 0.094499 | 0.097334 | 0.10025 | 0.10326 | 0.10636 | 0.10955
Ach | Stone/Clay/Glass/Concrete | HVAC | HVAC | TRC | Existing | EE617 | HVAC Equipment Upgrades | HVAC Equipment Upgrades | Equip | 18 | HVAC | 1.319% | custom | 12.46% | 0 | 0 | 0 | 0 | 0 | 0 | 0 | 0 | 0 | 0 | 0 | 0 | 0 | 0 | 0 | 0 | 0 | 0 | 0 | 0 | 0 | 0 | 0 | 0 | 0 | 0 | 0 | 0 | 0 | 0 | 0 | 0 | 0 | 0 | 0 | 0 | 0 | 0 | 0 | 0 | 0 | 0 | 0 | 0 | 0 | 0 | 0 | 0 | 0 | 0 | 0 | 0 | 0 | 0 | 0 | 0 | 0 | 0 | 0 | 0 | 0 | 0 | 0 | 0 | 0 | 0 | 0 | 0 | 0 | 0 | 0 | 0 | 0 | 0 | 0 | 0 | 0 | 0 | 0 | 0 | 0 | 0 | 0 | 0 | 0 | 0 | 0 | 0 | 0 | 0 | 0 | 0 | 0 | 0 | 0 | 0 | 0 | 0 | 0 | 0 | 0 | 0 | 0 | 0 | 0
Ach | Stone/Clay/Glass/Concrete | Exterior Lighting | Exterior Lighting | TRC | New | NN614 | Lighting Controls - Exterior | Lighting Controls - Exterior | NonEquip | 10 | Exterior Lighting | 17% | prescriptive_lightnonequip | 28% | 0 | 0.16955 | 1.325 | 0.22443 | 0 | 0 | 0 | 0 | 0 | 0 | 0 | 0.16955 | 1.4946 | 1.719 | 1.719 | 1.719 | 1.719 | 1.719 | 1.719 | 1.719 | 0 | 0 | 0 | 0 | 0 | 0 | 0 | 0 | 0 | 0 | 0 | 0 | 0 | 0 | 0 | 0 | 0 | 0 | 0 | 0 | 0 | 0.0038848 | 0.031271 | 0.0054553 | 0 | 0 | 0 | 0 | 0 | 0 | 0.030223 | 0 | 0.0097284 | 0.078309 | 0.013661 | 0 | 0 | 0 | 0 | 0 | 0 | 0.075686 | 0 | 0.018005 | 0.14493 | 0.025284 | 0 | 0 | 0 | 0 | 0 | 0 | 0.14008 | 0 | -0.029113 | -0.23435 | -0.040883 | 0 | 0 | 0 | 0 | 0 | 0 | -0.2265 | 0 | 0.047118 | 0.37928 | 0.066166 | 0 | 0 | 0 | 0 | 0 | 0 | 0.36657 | 0 | 0.0082236 | 0.074667 | 0.088455 | 0.091108 | 0.093842 | 0.096657 | 0.099556 | 0.10254 | 0.10562
Ach | Stone/Clay/Glass/Concrete | Exterior Lighting | Exterior Lighting | TRC | Existing | NE613 | Lighting Controls - Exterior | Lighting Controls - Exterior | NonEquip | 10 | Exterior Lighting | 17% | prescriptive_lightnonequip_existing | 28% | 9.467 | 10.5877 | 10.6152 | 10.684 | 10.6912 | 10.6814 | 10.6439 | 10.5862 | 10.5283 | 10.5039 | 9.467 | 20.0547 | 30.6699 | 41.354 | 52.0452 | 62.7266 | 73.3706 | 83.9567 | 94.4851 | 104.989 | 0 | 0 | 0 | 0 | 0 | 0 | 0 | 0 | 0 | 0 | 0 | 0 | 0 | 0 | 0 | 0 | 0 | 0 | 0 | 0 | 0.21059 | 0.24259 | 0.25052 | 0.2597 | 0.26768 | 0.27545 | 0.28272 | 0.28962 | 0.29668 | 0.30487 | 1.5847 | 0.52738 | 0.6075 | 0.62735 | 0.65036 | 0.67033 | 0.6898 | 0.708 | 0.72528 | 0.74296 | 0.76348 | 3.9684 | 0.97604 | 1.1243 | 1.1611 | 1.2037 | 1.2406 | 1.2766 | 1.3103 | 1.3423 | 1.375 | 1.413 | 7.3445 | -1.5782 | -1.818 | -1.8774 | -1.9463 | -2.006 | -2.0643 | -2.1188 | -2.1705 | -2.2234 | -2.2848 | -11.8759 | 2.5543 | 2.9424 | 3.0385 | 3.1499 | 3.2466 | 3.3409 | 3.4291 | 3.5128 | 3.5984 | 3.6978 | 19.2204 | 0.4458 | 0.97271 | 1.5322 | 2.1279 | 2.7584 | 3.4243 | 4.1255 | 4.8623 | 5.6362 | 6.4507
Ach | Stone/Clay/Glass/Concrete | Exterior Lighting | Exterior Lighting | TRC | Turnover | ET612 | Efficient Lighting - Exterior | Efficient Lighting - Exterior | Equip | 13.6 | Exterior Lighting | 15.29% | prescriptive_light | 78.74% | 219.5113 | 221.284 | 207.716 | 158.0261 | 93.0995 | 44.5083 | 18.5292 | 7.1792 | 2.6913 | 0.98746 | 219.5113 | 440.7952 | 648.5112 | 806.5373 | 899.6368 | 944.1451 | 962.6743 | 969.8535 | 972.5448 | 973.5323 | 0 | 0 | 0 | 0 | 0 | 0 | 0 | 0 | 0 | 0 | 0 | 0 | 0 | 0 | 0 | 0 | 0 | 0 | 0 | 0 | 4.883 | 5.0701 | 4.902 | 3.8412 | 2.3309 | 1.1478 | 0.49217 | 0.19641 | 0.075839 | 0.028661 | 17.3091 | 4.4381 | 4.6081 | 4.4553 | 3.4912 | 2.1185 | 1.0432 | 0.44732 | 0.17852 | 0.068928 | 0.026049 | 15.7319 | 43.3613 | 45.0228 | 43.5301 | 34.1103 | 20.6986 | 10.1923 | 4.3704 | 1.7442 | 0.67345 | 0.25451 | 153.7051 | -33.5637 | -34.8498 | -33.6944 | -26.403 | -16.0217 | -7.8893 | -3.3829 | -1.3501 | -0.52128 | -0.197 | -118.9752 | 76.925 | 79.8726 | 77.2245 | 60.5133 | 36.7204 | 18.0816 | 7.7534 | 3.0942 | 1.1947 | 0.45151 | 272.6803 | 10.3368 | 21.3798 | 32.3982 | 41.5016 | 47.6809 | 51.5411 | 54.1292 | 56.1688 | 58.0144 | 59.8155
Ach | Stone/Clay/Glass/Concrete | Exterior Lighting | Exterior Lighting | TRC | New | EN611 | Efficient Lighting - Exterior | Efficient Lighting - Exterior | Equip | 13.6 | Exterior Lighting | 15.29% | prescriptive_light | 78.74% | 0 | 1.6007 | 8.0679 | 0.73951 | 0 | 0 | 0 | 0 | 0 | 0 | 0 | 1.6007 | 9.6686 | 10.4081 | 10.4081 | 10.4081 | 10.4081 | 10.4081 | 10.4081 | 10.4081 | 0 | 0 | 0 | 0 | 0 | 0 | 0 | 0 | 0 | 0 | 0 | 0 | 0 | 0 | 0 | 0 | 0 | 0 | 0 | 0 | 0 | 0.036677 | 0.1904 | 0.017976 | 0 | 0 | 0 | 0 | 0 | 0 | 0.18442 | 0 | 0.033335 | 0.17305 | 0.016338 | 0 | 0 | 0 | 0 | 0 | 0 | 0.16761 | 0 | 0.32569 | 1.6907 | 0.15962 | 0 | 0 | 0 | 0 | 0 | 0 | 1.6376 | 0 | -0.2521 | -1.3087 | -0.12356 | 0 | 0 | 0 | 0 | 0 | 0 | -1.2676 | 0 | 0.57779 | 2.9995 | 0.28318 | 0 | 0 | 0 | 0 | 0 | 0 | 2.9053 | 0 | 0.07764 | 0.48302 | 0.53556 | 0.55163 | 0.56818 | 0.58523 | 0.60278 | 0.62087 | 0.63949
Ach | Stone/Clay/Glass/Concrete | Exterior Lighting | Exterior Lighting | TRC | Existing | EE610 | Efficient Lighting - Exterior | Efficient Lighting - Exterior | Equip | 13.6 | Exterior Lighting | 15.29% | prescriptive_light | 78.74% | 0 | 0 | 0 | 0 | 0 | 0 | 0 | 0 | 0 | 0 | 0 | 0 | 0 | 0 | 0 | 0 | 0 | 0 | 0 | 0 | 0 | 0 | 0 | 0 | 0 | 0 | 0 | 0 | 0 | 0 | 0 | 0 | 0 | 0 | 0 | 0 | 0 | 0 | 0 | 0 | 0 | 0 | 0 | 0 | 0 | 0 | 0 | 0 | 0 | 0 | 0 | 0 | 0 | 0 | 0 | 0 | 0 | 0 | 0 | 0 | 0 | 0 | 0 | 0 | 0 | 0 | 0 | 0 | 0 | 0 | 0 | 0 | 0 | 0 | 0 | 0 | 0 | 0 | 0 | 0 | 0 | 0 | 0 | 0 | 0 | 0 | 0 | 0 | 0 | 0 | 0 | 0 | 0 | 0 | 0 | 0 | 0 | 0 | 0 | 0 | 0 | 0 | 0 | 0 | 0
Ach | Stone/Clay/Glass/Concrete | Compressed Air | Compressed Air | TRC | Turnover | ET605 | Compressed Air Equipment | Compressed Air Equipment | Equip | 15 | Compressed Air | 77.48% | custom | 1.973% | 258.8957 | 272.6499 | 258.45 | 186.3371 | 95.466 | 36.8717 | 12.0263 | 3.6494 | 1.0771 | 0.3177 | 258.8957 | 531.5456 | 789.9956 | 976.3327 | 1071.7987 | 1108.6704 | 1120.6967 | 1124.3461 | 1125.4232 | 1125.7409 | 0.034863 | 0.071579 | 0.10638 | 0.13147 | 0.14433 | 0.14929 | 0.15091 | 0.15141 | 0.15155 | 0.15159 | 0.033942 | 0.069688 | 0.10357 | 0.128 | 0.14052 | 0.14535 | 0.14693 | 0.14741 | 0.14755 | 0.14759 | 8.8846 | 9.6373 | 9.4094 | 6.9875 | 3.6873 | 1.4669 | 0.4928 | 0.15403 | 0.046824 | 0.014226 | 31.1629 | 32.9306 | 35.7205 | 34.8759 | 25.8992 | 13.667 | 5.4369 | 1.8265 | 0.5709 | 0.17355 | 0.052727 | 115.5047 | 38.307 | 41.5524 | 40.5699 | 30.1276 | 15.8983 | 6.3246 | 2.1248 | 0.6641 | 0.20189 | 0.061335 | 134.3626 | -126.9228 | -137.6757 | -134.4206 | -99.8219 | -52.6759 | -20.9553 | -7.04 | -2.2004 | -0.66891 | -0.20322 | -445.1843 | 165.2298 | 179.2281 | 174.9905 | 129.9495 | 68.5742 | 27.2799 | 9.1647 | 2.8645 | 0.87079 | 0.26456 | 579.5469 | 19.1314 | 40.4576 | 61.9329 | 78.8373 | 89.1424 | 94.9754 | 98.8858 | 102.184 | 105.3504 | 108.5415
Ach | Stone/Clay/Glass/Concrete | Compressed Air | Compressed Air | TRC | New | EN604 | Compressed Air Equipment | Compressed Air Equipment | Equip | 15 | Compressed Air | 77.48% | custom | 1.973% | 0 | 3.9446 | 20.0768 | 1.744 | 0 | 0 | 0 | 0 | 0 | 0 | 0 | 3.9446 | 24.0215 | 25.7654 | 25.7654 | 25.7654 | 25.7654 | 25.7654 | 25.7654 | 25.7654 | 0 | 0.00053119 | 0.0032348 | 0.0034696 | 0.0034696 | 0.0034696 | 0.0034696 | 0.0034696 | 0.0034696 | 0.0034696 | 0 | 0.00051716 | 0.0031493 | 0.003378 | 0.003378 | 0.003378 | 0.003378 | 0.003378 | 0.003378 | 0.003378 | 0 | 0.13943 | 0.73094 | 0.065398 | 0 | 0 | 0 | 0 | 0 | 0 | 0.70441 | 0 | 0.51679 | 2.7092 | 0.2424 | 0 | 0 | 0 | 0 | 0 | 0 | 2.6109 | 0 | 0.60117 | 3.1515 | 0.28197 | 0 | 0 | 0 | 0 | 0 | 0 | 3.0372 | 0 | -1.9919 | -10.442 | -0.93426 | 0 | 0 | 0 | 0 | 0 | 0 | -10.063 | 0 | 2.593 | 13.5936 | 1.2162 | 0 | 0 | 0 | 0 | 0 | 0 | 13.1002 | 0 | 0.30024 | 1.8832 | 2.0805 | 2.1429 | 2.2072 | 2.2734 | 2.3416 | 2.4119 | 2.4842
Ach | Stone/Clay/Glass/Concrete | Compressed Air | Compressed Air | TRC | Existing | EE603 | Compressed Air Equipment | Compressed Air Equipment | Equip | 15 | Compressed Air | 77.48% | custom | 1.973% | 0 | 0 | 0 | 0 | 0 | 0 | 0 | 0 | 0 | 0 | 0 | 0 | 0 | 0 | 0 | 0 | 0 | 0 | 0 | 0 | 0 | 0 | 0 | 0 | 0 | 0 | 0 | 0 | 0 | 0 | 0 | 0 | 0 | 0 | 0 | 0 | 0 | 0 | 0 | 0 | 0 | 0 | 0 | 0 | 0 | 0 | 0 | 0 | 0 | 0 | 0 | 0 | 0 | 0 | 0 | 0 | 0 | 0 | 0 | 0 | 0 | 0 | 0 | 0 | 0 | 0 | 0 | 0 | 0 | 0 | 0 | 0 | 0 | 0 | 0 | 0 | 0 | 0 | 0 | 0 | 0 | 0 | 0 | 0 | 0 | 0 | 0 | 0 | 0 | 0 | 0 | 0 | 0 | 0 | 0 | 0 | 0 | 0 | 0 | 0 | 0 | 0 | 0 | 0 | 0
Ach | Textiles and Leather | Process Cooling | Process Cooling | TRC | Turnover | ET725 | Process Refrig Equipment Upgrade | Process Refrig Equipment Upgrade | Equip | 10 | Process Cooling | 21% | custom | 14.49% | 48.0309 | 50.5826 | 47.9482 | 34.5696 | 17.711 | 6.8405 | 2.2311 | 0.67705 | 0.19982 | 0.058941 | 48.0309 | 98.6134 | 146.5616 | 181.1312 | 198.8423 | 205.6828 | 207.9139 | 208.591 | 208.7908 | 208.8497 | 0.0066125 | 0.013576 | 0.020177 | 0.024937 | 0.027375 | 0.028317 | 0.028624 | 0.028717 | 0.028745 | 0.028753 | 0.0064495 | 0.013242 | 0.01968 | 0.024322 | 0.0267 | 0.027619 | 0.027918 | 0.028009 | 0.028036 | 0.028044 | 1.6483 | 1.7879 | 1.7457 | 1.2963 | 0.68408 | 0.27214 | 0.091425 | 0.028575 | 0.0086868 | 0.0026392 | 5.7814 | 3.3836 | 3.6703 | 3.5835 | 2.6612 | 1.4043 | 0.55865 | 0.18768 | 0.05866 | 0.017832 | 0.0054177 | 11.8682 | 5.6281 | 6.105 | 5.9606 | 4.4264 | 2.3358 | 0.92922 | 0.31217 | 0.097571 | 0.029661 | 0.0090115 | 19.7408 | -17.2092 | -18.6672 | -18.2259 | -13.5347 | -7.1422 | -2.8413 | -0.95454 | -0.29835 | -0.090696 | -0.027555 | -60.3618 | 22.8374 | 24.7722 | 24.1865 | 17.9611 | 9.478 | 3.7705 | 1.2667 | 0.39592 | 0.12036 | 0.036566 | 80.1026 | 3.5781 | 7.5667 | 11.5831 | 14.7447 | 16.672 | 17.7629 | 18.4943 | 19.1112 | 19.7034 | 20.3002
Ach | Textiles and Leather | Process Cooling | Process Cooling | TRC | New | EN724 | Process Refrig Equipment Upgrade | Process Refrig Equipment Upgrade | Equip | 10 | Process Cooling | 21% | custom | 14.49% | 0 | 0.95136 | 4.8421 | 0.42061 | 0 | 0 | 0 | 0 | 0 | 0 | 0 | 0.95136 | 5.7935 | 6.2141 | 6.2141 | 6.2141 | 6.2141 | 6.2141 | 6.2141 | 6.2141 | 0 | 0.00013098 | 0.0007976 | 0.00085551 | 0.00085551 | 0.00085551 | 0.00085551 | 0.00085551 | 0.00085551 | 0.00085551 | 0 | 0.00012775 | 0.00077793 | 0.00083441 | 0.00083441 | 0.00083441 | 0.00083441 | 0.00083441 | 0.00083441 | 0.00083441 | 0 | 0.033627 | 0.17629 | 0.015773 | 0 | 0 | 0 | 0 | 0 | 0 | 0.16989 | 0 | 0.069031 | 0.36189 | 0.032378 | 0 | 0 | 0 | 0 | 0 | 0 | 0.34875 | 0 | 0.11482 | 0.60194 | 0.053856 | 0 | 0 | 0 | 0 | 0 | 0 | 0.58009 | 0 | -0.35109 | -1.8406 | -0.16468 | 0 | 0 | 0 | 0 | 0 | 0 | -1.7738 | 0 | 0.46591 | 2.4425 | 0.21853 | 0 | 0 | 0 | 0 | 0 | 0 | 2.3539 | 0 | 0.072998 | 0.45787 | 0.50585 | 0.52102 | 0.53665 | 0.55275 | 0.56934 | 0.58642 | 0.60401
Ach | Textiles and Leather | Process Cooling | Process Cooling | TRC | Existing | EE723 | Process Refrig Equipment Upgrade | Process Refrig Equipment Upgrade | Equip | 10 | Process Cooling | 21% | custom | 14.49% | 0 | 0 | 0 | 0 | 0 | 0 | 0 | 0 | 0 | 0 | 0 | 0 | 0 | 0 | 0 | 0 | 0 | 0 | 0 | 0 | 0 | 0 | 0 | 0 | 0 | 0 | 0 | 0 | 0 | 0 | 0 | 0 | 0 | 0 | 0 | 0 | 0 | 0 | 0 | 0 | 0 | 0 | 0 | 0 | 0 | 0 | 0 | 0 | 0 | 0 | 0 | 0 | 0 | 0 | 0 | 0 | 0 | 0 | 0 | 0 | 0 | 0 | 0 | 0 | 0 | 0 | 0 | 0 | 0 | 0 | 0 | 0 | 0 | 0 | 0 | 0 | 0 | 0 | 0 | 0 | 0 | 0 | 0 | 0 | 0 | 0 | 0 | 0 | 0 | 0 | 0 | 0 | 0 | 0 | 0 | 0 | 0 | 0 | 0 | 0 | 0 | 0 | 0 | 0 | 0
Ach | Textiles and Leather | Motors Pumps | Motors Pumps | TRC | Turnover | ET718 | Pump Equipment Upgrade | Pump Equipment Upgrade | Equip | 15 | Motors Pumps | 75.53% | custom | 4.851% | 423.2776 | 445.7649 | 422.549 | 304.6491 | 156.0806 | 60.2828 | 19.6623 | 5.9665 | 1.761 | 0.51943 | 423.2776 | 869.0425 | 1291.5915 | 1596.2406 | 1752.3212 | 1812.604 | 1832.2662 | 1838.2328 | 1839.9938 | 1840.5132 | 0.056999 | 0.11703 | 0.17393 | 0.21495 | 0.23597 | 0.24409 | 0.24673 | 0.24754 | 0.24778 | 0.24785 | 0.055494 | 0.11394 | 0.16933 | 0.20927 | 0.22974 | 0.23764 | 0.24022 | 0.241 | 0.24123 | 0.2413 | 14.5257 | 15.7563 | 15.3838 | 11.4242 | 6.0285 | 2.3982 | 0.80569 | 0.25182 | 0.076553 | 0.023258 | 50.9493 | 14.2653 | 15.4739 | 15.108 | 11.2193 | 5.9204 | 2.3552 | 0.79125 | 0.24731 | 0.075181 | 0.022841 | 50.0358 | 102.2035 | 110.8623 | 108.2411 | 80.3808 | 42.4169 | 16.8741 | 5.6689 | 1.7718 | 0.53863 | 0.16364 | 358.4811 | -167.9364 | -182.164 | -177.857 | -132.0782 | -69.6975 | -27.7267 | -9.3149 | -2.9114 | -0.88506 | -0.26889 | -589.0405 | 270.14 | 293.0263 | 286.0981 | 212.459 | 112.1144 | 44.6008 | 14.9837 | 4.6832 | 1.4237 | 0.43254 | 947.5216 | 31.2786 | 66.1456 | 101.2563 | 128.8939 | 145.7421 | 155.2786 | 161.6718 | 167.0642 | 172.241 | 177.4583
Ach | Textiles and Leather | Motors Pumps | Motors Pumps | TRC | Turnover | ET711 | Motor Equipment Upgrades | Motor Equipment Upgrades | Equip | 10 | Motors Pumps | 21% | custom | 3.252% | 80.1941 | 84.2541 | 79.9272 | 57.8742 | 29.8039 | 11.5492 | 3.7722 | 1.1452 | 0.33805 | 0.099717 | 80.1941 | 164.4482 | 244.3754 | 302.2496 | 332.0535 | 343.6027 | 347.3749 | 348.5201 | 348.8581 | 348.9579 | 0.010799 | 0.022145 | 0.032908 | 0.040701 | 0.044715 | 0.04627 | 0.046778 | 0.046932 | 0.046978 | 0.046991 | 0.010514 | 0.02156 | 0.032039 | 0.039626 | 0.043534 | 0.045048 | 0.045542 | 0.045693 | 0.045737 | 0.04575 | 2.752 | 2.9781 | 2.9099 | 2.1702 | 1.1512 | 0.45946 | 0.15457 | 0.048335 | 0.014696 | 0.0044649 | 9.6572 | 3.7291 | 4.0354 | 3.943 | 2.9407 | 1.5599 | 0.62258 | 0.20945 | 0.065495 | 0.019913 | 0.0060501 | 13.0858 | 11.2503 | 12.1745 | 11.8957 | 8.8719 | 4.7059 | 1.8783 | 0.63189 | 0.19759 | 0.060076 | 0.018253 | 39.4783 | -26.5191 | -28.6975 | -28.0405 | -20.9129 | -11.0927 | -4.4274 | -1.4895 | -0.46576 | -0.14161 | -0.043025 | -93.0581 | 37.7694 | 40.872 | 39.9362 | 29.7848 | 15.7986 | 6.3057 | 2.1214 | 0.66335 | 0.20169 | 0.061278 | 132.5364 | 5.926 | 12.5167 | 19.1582 | 24.4062 | 27.6172 | 29.4351 | 30.651 | 31.6746 | 32.6565 | 33.6458
Ach | Textiles and Leather | Motors Pumps | Motors Pumps | TRC | New | EN717 | Pump Equipment Upgrade | Pump Equipment Upgrade | Equip | 15 | Motors Pumps | 75.53% | custom | 4.851% | 0 | 6.9651 | 35.4503 | 3.0794 | 0 | 0 | 0 | 0 | 0 | 0 | 0 | 6.9651 | 42.4154 | 45.4948 | 45.4948 | 45.4948 | 45.4948 | 45.4948 | 45.4948 | 45.4948 | 0 | 0.00093793 | 0.0057117 | 0.0061264 | 0.0061264 | 0.0061264 | 0.0061264 | 0.0061264 | 0.0061264 | 0.0061264 | 0 | 0.00091316 | 0.0055608 | 0.0059646 | 0.0059646 | 0.0059646 | 0.0059646 | 0.0059646 | 0.0059646 | 0.0059646 | 0 | 0.24619 | 1.2906 | 0.11548 | 0 | 0 | 0 | 0 | 0 | 0 | 1.2438 | 0 | 0.24178 | 1.2675 | 0.11341 | 0 | 0 | 0 | 0 | 0 | 0 | 1.2215 | 0 | 1.7322 | 9.081 | 0.81249 | 0 | 0 | 0 | 0 | 0 | 0 | 8.7514 | 0 | -2.8463 | -14.9215 | -1.3351 | 0 | 0 | 0 | 0 | 0 | 0 | -14.38 | 0 | 4.5786 | 24.0026 | 2.1475 | 0 | 0 | 0 | 0 | 0 | 0 | 23.1314 | 0 | 0.53014 | 3.3252 | 3.6736 | 3.7838 | 3.8974 | 4.0143 | 4.1347 | 4.2587 | 4.3865
Ach | Textiles and Leather | Motors Pumps | Motors Pumps | TRC | New | EN710 | Motor Equipment Upgrades | Motor Equipment Upgrades | Equip | 10 | Motors Pumps | 21% | custom | 3.252% | 0 | 1.3165 | 6.7056 | 0.58499 | 0 | 0 | 0 | 0 | 0 | 0 | 0 | 1.3165 | 8.0221 | 8.6071 | 8.6071 | 8.6071 | 8.6071 | 8.6071 | 8.6071 | 8.6071 | 0 | 0.00017728 | 0.0010803 | 0.001159 | 0.001159 | 0.001159 | 0.001159 | 0.001159 | 0.001159 | 0.001159 | 0 | 0.0001726 | 0.0010517 | 0.0011284 | 0.0011284 | 0.0011284 | 0.0011284 | 0.0011284 | 0.0011284 | 0.0011284 | 0 | 0.046533 | 0.24413 | 0.021937 | 0 | 0 | 0 | 0 | 0 | 0 | 0.23531 | 0 | 0.063054 | 0.33081 | 0.029725 | 0 | 0 | 0 | 0 | 0 | 0 | 0.31885 | 0 | 0.19023 | 0.99801 | 0.089678 | 0 | 0 | 0 | 0 | 0 | 0 | 0.96192 | 0 | -0.4484 | -2.3525 | -0.21139 | 0 | 0 | 0 | 0 | 0 | 0 | -2.2674 | 0 | 0.63863 | 3.3505 | 0.30107 | 0 | 0 | 0 | 0 | 0 | 0 | 3.2294 | 0 | 0.1002 | 0.6289 | 0.69501 | 0.71586 | 0.73733 | 0.75945 | 0.78224 | 0.8057 | 0.82988
Ach | Textiles and Leather | Motors Pumps | Motors Pumps | TRC | Existing | EE716 | Pump Equipment Upgrade | Pump Equipment Upgrade | Equip | 15 | Motors Pumps | 75.53% | custom | 4.851% | 0 | 0 | 0 | 0 | 0 | 0 | 0 | 0 | 0 | 0 | 0 | 0 | 0 | 0 | 0 | 0 | 0 | 0 | 0 | 0 | 0 | 0 | 0 | 0 | 0 | 0 | 0 | 0 | 0 | 0 | 0 | 0 | 0 | 0 | 0 | 0 | 0 | 0 | 0 | 0 | 0 | 0 | 0 | 0 | 0 | 0 | 0 | 0 | 0 | 0 | 0 | 0 | 0 | 0 | 0 | 0 | 0 | 0 | 0 | 0 | 0 | 0 | 0 | 0 | 0 | 0 | 0 | 0 | 0 | 0 | 0 | 0 | 0 | 0 | 0 | 0 | 0 | 0 | 0 | 0 | 0 | 0 | 0 | 0 | 0 | 0 | 0 | 0 | 0 | 0 | 0 | 0 | 0 | 0 | 0 | 0 | 0 | 0 | 0 | 0 | 0 | 0 | 0 | 0 | 0
Ach | Textiles and Leather | Motors Pumps | Motors Pumps | TRC | Existing | EE709 | Motor Equipment Upgrades | Motor Equipment Upgrades | Equip | 10 | Motors Pumps | 21% | custom | 3.252% | 0 | 0 | 0 | 0 | 0 | 0 | 0 | 0 | 0 | 0 | 0 | 0 | 0 | 0 | 0 | 0 | 0 | 0 | 0 | 0 | 0 | 0 | 0 | 0 | 0 | 0 | 0 | 0 | 0 | 0 | 0 | 0 | 0 | 0 | 0 | 0 | 0 | 0 | 0 | 0 | 0 | 0 | 0 | 0 | 0 | 0 | 0 | 0 | 0 | 0 | 0 | 0 | 0 | 0 | 0 | 0 | 0 | 0 | 0 | 0 | 0 | 0 | 0 | 0 | 0 | 0 | 0 | 0 | 0 | 0 | 0 | 0 | 0 | 0 | 0 | 0 | 0 | 0 | 0 | 0 | 0 | 0 | 0 | 0 | 0 | 0 | 0 | 0 | 0 | 0 | 0 | 0 | 0 | 0 | 0 | 0 | 0 | 0 | 0 | 0 | 0 | 0 | 0 | 0 | 0
Ach | Textiles and Leather | Motors Fans Blowers | Motors Fans Blowers | TRC | Turnover | ET706 | Fan Equipment Upgrades | Fan Equipment Upgrades | Equip | 15 | Motors Fans Blowers | 76.37% | custom | 4.851% | 242.3054 | 255.1782 | 241.8883 | 174.3965 | 89.3484 | 34.5089 | 11.2557 | 3.4155 | 1.0081 | 0.29735 | 242.3054 | 497.4836 | 739.3719 | 913.7684 | 1003.1168 | 1037.6257 | 1048.8813 | 1052.2969 | 1053.305 | 1053.6023 | 0.032629 | 0.066992 | 0.099565 | 0.12305 | 0.13508 | 0.13973 | 0.14124 | 0.1417 | 0.14184 | 0.14188 | 0.031767 | 0.065222 | 0.096935 | 0.1198 | 0.13151 | 0.13604 | 0.13751 | 0.13796 | 0.13809 | 0.13813 | 8.3153 | 9.0197 | 8.8065 | 6.5398 | 3.451 | 1.3729 | 0.46122 | 0.14416 | 0.043823 | 0.013314 | 29.1659 | 8.1662 | 8.858 | 8.6486 | 6.4225 | 3.3892 | 1.3483 | 0.45295 | 0.14157 | 0.043037 | 0.013075 | 28.643 | 58.5065 | 63.4631 | 61.9626 | 46.014 | 24.2815 | 9.6596 | 3.2452 | 1.0143 | 0.30834 | 0.093678 | 205.2126 | -96.1352 | -104.2799 | -101.8143 | -75.6082 | -39.8984 | -15.8722 | -5.3323 | -1.6666 | -0.50665 | -0.15393 | -337.1964 | 154.6417 | 167.743 | 163.777 | 121.6222 | 64.1799 | 25.5318 | 8.5774 | 2.6809 | 0.81499 | 0.24761 | 542.409 | 17.9055 | 37.865 | 57.9642 | 73.7854 | 83.4301 | 88.8893 | 92.5491 | 95.636 | 98.5994 | 101.5861
Ach | Textiles and Leather | Motors Fans Blowers | Motors Fans Blowers | TRC | New | EN705 | Fan Equipment Upgrades | Fan Equipment Upgrades | Equip | 15 | Motors Fans Blowers | 76.37% | custom | 4.851% | 0 | 4.0241 | 20.4814 | 1.7791 | 0 | 0 | 0 | 0 | 0 | 0 | 0 | 4.0241 | 24.5055 | 26.2847 | 26.2847 | 26.2847 | 26.2847 | 26.2847 | 26.2847 | 26.2847 | 0 | 0.00054189 | 0.0032999 | 0.0035395 | 0.0035395 | 0.0035395 | 0.0035395 | 0.0035395 | 0.0035395 | 0.0035395 | 0 | 0.00052758 | 0.0032128 | 0.003446 | 0.003446 | 0.003446 | 0.003446 | 0.003446 | 0.003446 | 0.003446 | 0 | 0.14224 | 0.74567 | 0.066716 | 0 | 0 | 0 | 0 | 0 | 0 | 0.71861 | 0 | 0.13969 | 0.7323 | 0.06552 | 0 | 0 | 0 | 0 | 0 | 0 | 0.70572 | 0 | 1.0008 | 5.2466 | 0.46942 | 0 | 0 | 0 | 0 | 0 | 0 | 5.0562 | 0 | -1.6445 | -8.6209 | -0.77133 | 0 | 0 | 0 | 0 | 0 | 0 | -8.308 | 0 | 2.6453 | 13.8675 | 1.2407 | 0 | 0 | 0 | 0 | 0 | 0 | 13.3642 | 0 | 0.30629 | 1.9211 | 2.1224 | 2.1861 | 2.2517 | 2.3193 | 2.3888 | 2.4605 | 2.5343
Ach | Textiles and Leather | Motors Fans Blowers | Motors Fans Blowers | TRC | Existing | EE704 | Fan Equipment Upgrades | Fan Equipment Upgrades | Equip | 15 | Motors Fans Blowers | 76.37% | custom | 4.851% | 0 | 0 | 0 | 0 | 0 | 0 | 0 | 0 | 0 | 0 | 0 | 0 | 0 | 0 | 0 | 0 | 0 | 0 | 0 | 0 | 0 | 0 | 0 | 0 | 0 | 0 | 0 | 0 | 0 | 0 | 0 | 0 | 0 | 0 | 0 | 0 | 0 | 0 | 0 | 0 | 0 | 0 | 0 | 0 | 0 | 0 | 0 | 0 | 0 | 0 | 0 | 0 | 0 | 0 | 0 | 0 | 0 | 0 | 0 | 0 | 0 | 0 | 0 | 0 | 0 | 0 | 0 | 0 | 0 | 0 | 0 | 0 | 0 | 0 | 0 | 0 | 0 | 0 | 0 | 0 | 0 | 0 | 0 | 0 | 0 | 0 | 0 | 0 | 0 | 0 | 0 | 0 | 0 | 0 | 0 | 0 | 0 | 0 | 0 | 0 | 0 | 0 | 0 | 0 | 0
Ach | Textiles and Leather | Industrial Lighting | Industrial Lighting | TRC | New | NN703 | Lighting Controls | Lighting Controls | NonEquip | 10 | Industrial Lighting | 30% | prescriptive_lightnonequip | 16.46% | 0 | 1.2021 | 9.3436 | 1.5485 | 0 | 0 | 0 | 0 | 0 | 0 | 0 | 1.2021 | 10.5458 | 12.0942 | 12.0942 | 12.0942 | 12.0942 | 12.0942 | 12.0942 | 12.0942 | 0 | 0.00017159 | 0.0015053 | 0.0017263 | 0.0017263 | 0.0017263 | 0.0017263 | 0.0017263 | 0.0017263 | 0.0017263 | 0 | 0.00016679 | 0.0014632 | 0.001678 | 0.001678 | 0.001678 | 0.001678 | 0.001678 | 0.001678 | 0.001678 | 0 | 0.027543 | 0.22051 | 0.03764 | 0 | 0 | 0 | 0 | 0 | 0 | 0.21268 | 0 | 0.042368 | 0.33919 | 0.057898 | 0 | 0 | 0 | 0 | 0 | 0 | 0.32715 | 0 | 0.20698 | 1.657 | 0.28285 | 0 | 0 | 0 | 0 | 0 | 0 | 1.5982 | 0 | -0.39111 | -3.1312 | -0.53448 | 0 | 0 | 0 | 0 | 0 | 0 | -3.02 | 0 | 0.59809 | 4.7882 | 0.81733 | 0 | 0 | 0 | 0 | 0 | 0 | 4.6183 | 0 | 0.093488 | 0.84474 | 0.99784 | 1.0278 | 1.0586 | 1.0904 | 1.1231 | 1.1568 | 1.1915
Ach | Textiles and Leather | Industrial Lighting | Industrial Lighting | TRC | Existing | NE702 | Lighting Controls | Lighting Controls | NonEquip | 10 | Industrial Lighting | 30% | prescriptive_lightnonequip_existing | 16.46% | 69.8936 | 68.6059 | 68.7838 | 69.2298 | 69.2765 | 69.2129 | 68.97 | 68.5957 | 68.2208 | 68.0627 | 69.8936 | 138.4995 | 207.2833 | 276.5131 | 345.7896 | 415.0025 | 483.9725 | 552.5681 | 620.7889 | 688.8516 | 0.0099764 | 0.019769 | 0.029587 | 0.039469 | 0.049357 | 0.059236 | 0.069081 | 0.078872 | 0.08861 | 0.098325 | 0.0096974 | 0.019216 | 0.028759 | 0.038365 | 0.047976 | 0.057579 | 0.067148 | 0.076666 | 0.086131 | 0.095574 | 1.5548 | 1.5719 | 1.6233 | 1.6828 | 1.7345 | 1.7849 | 1.832 | 1.8767 | 1.9224 | 1.9755 | 10.4408 | 2.3916 | 2.418 | 2.497 | 2.5886 | 2.668 | 2.7455 | 2.818 | 2.8868 | 2.9571 | 3.0388 | 16.0603 | 11.6838 | 11.8125 | 12.1985 | 12.6459 | 13.0341 | 13.4128 | 13.7667 | 14.1027 | 14.4464 | 14.8453 | 78.4597 | -22.0776 | -22.321 | -23.0502 | -23.8957 | -24.6292 | -25.3447 | -26.0135 | -26.6485 | -27.2979 | -28.0517 | -148.2574 | 33.7614 | 34.1335 | 35.2487 | 36.5416 | 37.6632 | 38.7575 | 39.7801 | 40.7512 | 41.7443 | 42.897 | 226.7171 | 5.2772 | 10.771 | 16.6038 | 22.8138 | 29.3853 | 36.3251 | 43.6328 | 51.3117 | 59.3761 | 67.8626
Ach | Textiles and Leather | Industrial Lighting | Industrial Lighting | TRC | Turnover | ET698 | Efficient Lighting - High Bay | Efficient Lighting - High Bay | Equip | 13.6667 | Industrial Lighting | 20% | prescriptive_light | 48.41% | 602.5162 | 607.3819 | 570.1404 | 433.7512 | 255.5402 | 122.1668 | 50.859 | 19.7056 | 7.3871 | 2.7104 | 602.5162 | 1209.8981 | 1780.0385 | 2213.7897 | 2469.3299 | 2591.4967 | 2642.3557 | 2662.0613 | 2669.4484 | 2672.1588 | 0.086002 | 0.1727 | 0.25408 | 0.31599 | 0.35247 | 0.3699 | 0.37716 | 0.37998 | 0.38103 | 0.38142 | 0.083596 | 0.16787 | 0.24697 | 0.30715 | 0.34261 | 0.35956 | 0.36661 | 0.36935 | 0.37037 | 0.37075 | 13.403 | 13.9165 | 13.4551 | 10.5435 | 6.3979 | 3.1504 | 1.3509 | 0.53912 | 0.20816 | 0.078668 | 47.5102 | 73.3138 | 76.123 | 73.5992 | 57.6726 | 34.9965 | 17.2328 | 7.3894 | 2.949 | 1.1386 | 0.43031 | 259.8794 | 89.3117 | 92.7339 | 89.6594 | 70.2574 | 42.6332 | 20.9932 | 9.0018 | 3.5924 | 1.3871 | 0.52421 | 316.5879 | -280.0069 | -290.7362 | -281.097 | -220.2685 | -133.662 | -65.8172 | -28.2222 | -11.2629 | -4.3488 | -1.6435 | -992.5558 | 369.3186 | 383.4701 | 370.7564 | 290.5259 | 176.2952 | 86.8104 | 37.2241 | 14.8554 | 5.7359 | 2.1677 | 1309.1438 | 45.4923 | 94.0926 | 142.5849 | 182.6491 | 209.8445 | 226.8331 | 238.2233 | 247.1999 | 255.3224 | 263.2491
Ach | Textiles and Leather | Industrial Lighting | Industrial Lighting | TRC | New | EN697 | Efficient Lighting - High Bay | Efficient Lighting - High Bay | Equip | 13.6667 | Industrial Lighting | 20% | prescriptive_light | 48.41% | 0 | 9.8355 | 49.357 | 4.5015 | 0 | 0 | 0 | 0 | 0 | 0 | 0 | 9.8355 | 59.1925 | 63.694 | 63.694 | 63.694 | 63.694 | 63.694 | 63.694 | 63.694 | 0 | 0.0014039 | 0.008449 | 0.0090915 | 0.0090915 | 0.0090915 | 0.0090915 | 0.0090915 | 0.0090915 | 0.0090915 | 0 | 0.0013646 | 0.0082126 | 0.0088372 | 0.0088372 | 0.0088372 | 0.0088372 | 0.0088372 | 0.0088372 | 0.0088372 | 0 | 0.22535 | 1.1648 | 0.10942 | 0 | 0 | 0 | 0 | 0 | 0 | 1.1287 | 0 | 1.2327 | 6.3715 | 0.59853 | 0 | 0 | 0 | 0 | 0 | 0 | 6.1737 | 0 | 1.5017 | 7.7618 | 0.72914 | 0 | 0 | 0 | 0 | 0 | 0 | 7.5209 | 0 | -4.708 | -24.3345 | -2.286 | 0 | 0 | 0 | 0 | 0 | 0 | -23.5793 | 0 | 6.2096 | 32.0963 | 3.0151 | 0 | 0 | 0 | 0 | 0 | 0 | 31.1002 | 0 | 0.7649 | 4.7414 | 5.2551 | 5.4127 | 5.5751 | 5.7424 | 5.9146 | 6.0921 | 6.2748
Ach | Textiles and Leather | Industrial Lighting | Industrial Lighting | TRC | Existing | EE696 | Efficient Lighting - High Bay | Efficient Lighting - High Bay | Equip | 13.6667 | Industrial Lighting | 20% | prescriptive_light | 48.41% | 0 | 0 | 0 | 0 | 0 | 0 | 0 | 0 | 0 | 0 | 0 | 0 | 0 | 0 | 0 | 0 | 0 | 0 | 0 | 0 | 0 | 0 | 0 | 0 | 0 | 0 | 0 | 0 | 0 | 0 | 0 | 0 | 0 | 0 | 0 | 0 | 0 | 0 | 0 | 0 | 0 | 0 | 0 | 0 | 0 | 0 | 0 | 0 | 0 | 0 | 0 | 0 | 0 | 0 | 0 | 0 | 0 | 0 | 0 | 0 | 0 | 0 | 0 | 0 | 0 | 0 | 0 | 0 | 0 | 0 | 0 | 0 | 0 | 0 | 0 | 0 | 0 | 0 | 0 | 0 | 0 | 0 | 0 | 0 | 0 | 0 | 0 | 0 | 0 | 0 | 0 | 0 | 0 | 0 | 0 | 0 | 0 | 0 | 0 | 0 | 0 | 0 | 0 | 0 | 0
Ach | Textiles and Leather | HVAC | HVAC | TRC | New | NN688 | Building Envelope Improvements | Building Envelope Improvements | NonEquip | 15 | HVAC | 19.11% | custom | 7.051% | 0 | 1.6909 | 8.6111 | 0.75054 | 0 | 0 | 0 | 0 | 0 | 0 | 0 | 1.6909 | 10.302 | 11.0525 | 11.0525 | 11.0525 | 11.0525 | 11.0525 | 11.0525 | 11.0525 | 0 | 0.00024087 | 0.0014676 | 0.0015745 | 0.0015745 | 0.0015745 | 0.0015745 | 0.0015745 | 0.0015745 | 0.0015745 | 0 | 0.00023502 | 0.0014319 | 0.0015363 | 0.0015363 | 0.0015363 | 0.0015363 | 0.0015363 | 0.0015363 | 0.0015363 | 0 | 0.076751 | 0.4026 | 0.036143 | 0 | 0 | 0 | 0 | 0 | 0 | 0.38803 | 0 | 0.32649 | 1.7126 | 0.15375 | 0 | 0 | 0 | 0 | 0 | 0 | 1.6507 | 0 | 0.14108 | 0.74002 | 0.066435 | 0 | 0 | 0 | 0 | 0 | 0 | 0.71324 | 0 | -0.99669 | -5.2282 | -0.46936 | 0 | 0 | 0 | 0 | 0 | 0 | -5.039 | 0 | 1.1378 | 5.9682 | 0.53579 | 0 | 0 | 0 | 0 | 0 | 0 | 5.7522 | 0 | 0.1314 | 0.82459 | 0.91121 | 0.93854 | 0.9667 | 0.9957 | 1.0256 | 1.0563 | 1.088
Ach | Textiles and Leather | HVAC | HVAC | TRC | Existing | NE687 | Building Envelope Improvements | Building Envelope Improvements | NonEquip | 15 | HVAC | 19.11% | custom_existing | 7.051% | 104.144 | 100.5156 | 100.7763 | 101.4298 | 101.4981 | 101.405 | 101.0491 | 100.5007 | 99.9515 | 99.7198 | 104.144 | 204.6596 | 305.4359 | 406.8657 | 508.3638 | 609.7688 | 710.8179 | 811.3186 | 911.2701 | 1010.9898 | 0.014836 | 0.029155 | 0.04351 | 0.05796 | 0.072418 | 0.086864 | 0.10126 | 0.11558 | 0.12981 | 0.14402 | 0.014476 | 0.028447 | 0.042455 | 0.056553 | 0.070661 | 0.084756 | 0.098802 | 0.11277 | 0.12666 | 0.14053 | 4.5896 | 4.5626 | 4.7117 | 4.8845 | 5.0344 | 5.1807 | 5.3174 | 5.4472 | 5.5799 | 5.734 | 30.3748 | 19.5237 | 19.4088 | 20.0429 | 20.778 | 21.4158 | 22.038 | 22.6195 | 23.1717 | 23.7364 | 24.3918 | 129.2106 | 8.4362 | 8.3865 | 8.6605 | 8.9782 | 9.2537 | 9.5226 | 9.7739 | 10.0124 | 10.2565 | 10.5397 | 55.8317 | -59.6007 | -59.2499 | -61.1857 | -63.4299 | -65.3768 | -67.2763 | -69.0514 | -70.737 | -72.4609 | -74.4618 | -394.4458 | 68.0368 | 67.6364 | 69.8462 | 72.4081 | 74.6306 | 76.7989 | 78.8253 | 80.7494 | 82.7174 | 85.0014 | 450.2776 | 7.8574 | 15.9043 | 24.4478 | 33.5434 | 43.1686 | 53.333 | 64.0363 | 75.283 | 87.0943 | 99.5237
Ach | Textiles and Leather | HVAC | HVAC | TRC | Turnover | ET691 | HVAC Equipment Upgrades | HVAC Equipment Upgrades | Equip | 18 | HVAC | 19.11% | custom | 15.11% | 148.9017 | 156.8123 | 148.6454 | 107.1702 | 54.9064 | 21.2064 | 6.9168 | 2.0989 | 0.61948 | 0.18272 | 148.9017 | 305.714 | 454.3594 | 561.5297 | 616.4361 | 637.6425 | 644.5594 | 646.6583 | 647.2778 | 647.4605 | 0.021212 | 0.04355 | 0.064725 | 0.079992 | 0.087814 | 0.090835 | 0.09182 | 0.092119 | 0.092207 | 0.092233 | 0.020697 | 0.042493 | 0.063155 | 0.078051 | 0.085683 | 0.088631 | 0.089592 | 0.089884 | 0.08997 | 0.089995 | 6.5621 | 7.118 | 6.9497 | 5.1609 | 2.7234 | 1.0834 | 0.36398 | 0.11376 | 0.034584 | 0.010507 | 23.0167 | 4.9833 | 5.4054 | 5.2776 | 3.9192 | 2.0682 | 0.82275 | 0.2764 | 0.086392 | 0.026263 | 0.007979 | 17.4789 | 40.7983 | 44.2547 | 43.2084 | 32.0869 | 16.9322 | 6.7359 | 2.2629 | 0.70729 | 0.21501 | 0.065324 | 143.1007 | -68.0592 | -73.8252 | -72.0797 | -53.527 | -28.2462 | -11.2368 | -3.775 | -1.1799 | -0.35869 | -0.10897 | -238.719 | 108.8574 | 118.0799 | 115.288 | 85.6139 | 45.1784 | 17.9726 | 6.0379 | 1.8872 | 0.5737 | 0.1743 | 381.8197 | 11.2343 | 23.7573 | 36.3679 | 46.2945 | 52.3458 | 55.771 | 58.0672 | 60.004 | 61.8633 | 63.7372
Ach | Textiles and Leather | HVAC | HVAC | TRC | New | EN690 | HVAC Equipment Upgrades | HVAC Equipment Upgrades | Equip | 18 | HVAC | 19.11% | custom | 15.11% | 0 | 3.1081 | 15.8194 | 1.3742 | 0 | 0 | 0 | 0 | 0 | 0 | 0 | 3.1081 | 18.9276 | 20.3017 | 20.3017 | 20.3017 | 20.3017 | 20.3017 | 20.3017 | 20.3017 | 0 | 0.00044277 | 0.0026963 | 0.0028921 | 0.0028921 | 0.0028921 | 0.0028921 | 0.0028921 | 0.0028921 | 0.0028921 | 0 | 0.00043202 | 0.0026309 | 0.0028219 | 0.0028219 | 0.0028219 | 0.0028219 | 0.0028219 | 0.0028219 | 0.0028219 | 0 | 0.14108 | 0.73962 | 0.066175 | 0 | 0 | 0 | 0 | 0 | 0 | 0.71278 | 0 | 0.10714 | 0.56167 | 0.050253 | 0 | 0 | 0 | 0 | 0 | 0 | 0.54128 | 0 | 0.87716 | 4.5984 | 0.41143 | 0 | 0 | 0 | 0 | 0 | 0 | 4.4315 | 0 | -1.4633 | -7.671 | -0.68634 | 0 | 0 | 0 | 0 | 0 | 0 | -7.3926 | 0 | 2.3404 | 12.2694 | 1.0978 | 0 | 0 | 0 | 0 | 0 | 0 | 11.8241 | 0 | 0.24154 | 1.515 | 1.6737 | 1.724 | 1.7757 | 1.8289 | 1.8838 | 1.9403 | 1.9985
Ach | Textiles and Leather | HVAC | HVAC | TRC | Existing | EE689 | HVAC Equipment Upgrades | HVAC Equipment Upgrades | Equip | 18 | HVAC | 19.11% | custom | 15.11% | 0 | 0 | 0 | 0 | 0 | 0 | 0 | 0 | 0 | 0 | 0 | 0 | 0 | 0 | 0 | 0 | 0 | 0 | 0 | 0 | 0 | 0 | 0 | 0 | 0 | 0 | 0 | 0 | 0 | 0 | 0 | 0 | 0 | 0 | 0 | 0 | 0 | 0 | 0 | 0 | 0 | 0 | 0 | 0 | 0 | 0 | 0 | 0 | 0 | 0 | 0 | 0 | 0 | 0 | 0 | 0 | 0 | 0 | 0 | 0 | 0 | 0 | 0 | 0 | 0 | 0 | 0 | 0 | 0 | 0 | 0 | 0 | 0 | 0 | 0 | 0 | 0 | 0 | 0 | 0 | 0 | 0 | 0 | 0 | 0 | 0 | 0 | 0 | 0 | 0 | 0 | 0 | 0 | 0 | 0 | 0 | 0 | 0 | 0 | 0 | 0 | 0 | 0 | 0 | 0
Ach | Textiles and Leather | Exterior Lighting | Exterior Lighting | TRC | New | NN686 | Lighting Controls - Exterior | Lighting Controls - Exterior | NonEquip | 10 | Exterior Lighting | 17% | prescriptive_lightnonequip | 28% | 0 | 0.12049 | 0.94163 | 0.15949 | 0 | 0 | 0 | 0 | 0 | 0 | 0 | 0.12049 | 1.0621 | 1.2216 | 1.2216 | 1.2216 | 1.2216 | 1.2216 | 1.2216 | 1.2216 | 0 | 0 | 0 | 0 | 0 | 0 | 0 | 0 | 0 | 0 | 0 | 0 | 0 | 0 | 0 | 0 | 0 | 0 | 0 | 0 | 0 | 0.0027607 | 0.022222 | 0.0038767 | 0 | 0 | 0 | 0 | 0 | 0 | 0.021478 | 0 | 0.0042466 | 0.034183 | 0.0059633 | 0 | 0 | 0 | 0 | 0 | 0 | 0.033038 | 0 | 0.015462 | 0.12446 | 0.021713 | 0 | 0 | 0 | 0 | 0 | 0 | 0.12029 | 0 | -0.018022 | -0.14507 | -0.025308 | 0 | 0 | 0 | 0 | 0 | 0 | -0.14021 | 0 | 0.033484 | 0.26953 | 0.047021 | 0 | 0 | 0 | 0 | 0 | 0 | 0.2605 | 0 | 0.0058441 | 0.053061 | 0.06286 | 0.064746 | 0.066688 | 0.068689 | 0.070749 | 0.072872 | 0.075058
Ach | Textiles and Leather | Exterior Lighting | Exterior Lighting | TRC | Existing | NE685 | Lighting Controls - Exterior | Lighting Controls - Exterior | NonEquip | 10 | Exterior Lighting | 17% | prescriptive_lightnonequip_existing | 28% | 6.7276 | 7.5241 | 7.5436 | 7.5925 | 7.5977 | 7.5907 | 7.5641 | 7.523 | 7.4819 | 7.4645 | 6.7276 | 14.2518 | 21.7954 | 29.3879 | 36.9856 | 44.5763 | 52.1404 | 59.6634 | 67.1453 | 74.6098 | 0 | 0 | 0 | 0 | 0 | 0 | 0 | 0 | 0 | 0 | 0 | 0 | 0 | 0 | 0 | 0 | 0 | 0 | 0 | 0 | 0.14966 | 0.17239 | 0.17803 | 0.18456 | 0.19022 | 0.19575 | 0.20091 | 0.20582 | 0.21083 | 0.21666 | 1.1261 | 0.23021 | 0.26518 | 0.27385 | 0.28389 | 0.29261 | 0.30111 | 0.30905 | 0.3166 | 0.32431 | 0.33327 | 1.7323 | 0.83819 | 0.96554 | 0.99709 | 1.0337 | 1.0654 | 1.0963 | 1.1253 | 1.1527 | 1.1808 | 1.2134 | 6.3072 | -0.97698 | -1.1254 | -1.1622 | -1.2048 | -1.2418 | -1.2779 | -1.3116 | -1.3436 | -1.3764 | -1.4144 | -7.3516 | 1.8152 | 2.091 | 2.1593 | 2.2385 | 2.3072 | 2.3742 | 2.4369 | 2.4964 | 2.5572 | 2.6278 | 13.6589 | 0.3168 | 0.69125 | 1.0888 | 1.5122 | 1.9602 | 2.4334 | 2.9317 | 3.4554 | 4.0054 | 4.5842
Ach | Textiles and Leather | Exterior Lighting | Exterior Lighting | TRC | Turnover | ET684 | Efficient Lighting - Exterior | Efficient Lighting - Exterior | Equip | 13.6 | Exterior Lighting | 15.29% | prescriptive_light | 78.74% | 163.3112 | 164.63 | 154.5358 | 117.5677 | 69.2638 | 33.1131 | 13.7853 | 5.3412 | 2.0023 | 0.73465 | 163.3112 | 327.9413 | 482.4771 | 600.0447 | 669.3086 | 702.4217 | 716.207 | 721.5482 | 723.5504 | 724.2851 | 0 | 0 | 0 | 0 | 0 | 0 | 0 | 0 | 0 | 0 | 0 | 0 | 0 | 0 | 0 | 0 | 0 | 0 | 0 | 0 | 3.6329 | 3.7721 | 3.647 | 2.8578 | 1.7342 | 0.85392 | 0.36616 | 0.14613 | 0.056422 | 0.021323 | 12.8776 | 3.3018 | 3.4283 | 3.3147 | 2.5974 | 1.5761 | 0.77611 | 0.33279 | 0.13281 | 0.051281 | 0.01938 | 11.7041 | 32.2598 | 33.4959 | 32.3854 | 25.3773 | 15.3993 | 7.5828 | 3.2515 | 1.2976 | 0.50103 | 0.18935 | 114.353 | -24.9706 | -25.9274 | -25.0678 | -19.6432 | -11.9198 | -5.8695 | -2.5168 | -1.0044 | -0.38782 | -0.14656 | -88.5147 | 57.2304 | 59.4233 | 57.4532 | 45.0205 | 27.3191 | 13.4523 | 5.7683 | 2.302 | 0.88885 | 0.33591 | 202.8677 | 7.6903 | 15.906 | 24.1035 | 30.8762 | 35.4735 | 38.3454 | 40.2708 | 41.7883 | 43.1614 | 44.5014
Ach | Textiles and Leather | Exterior Lighting | Exterior Lighting | TRC | New | EN683 | Efficient Lighting - Exterior | Efficient Lighting - Exterior | Equip | 13.6 | Exterior Lighting | 15.29% | prescriptive_light | 78.74% | 0 | 1.1909 | 6.0023 | 0.55017 | 0 | 0 | 0 | 0 | 0 | 0 | 0 | 1.1909 | 7.1932 | 7.7434 | 7.7434 | 7.7434 | 7.7434 | 7.7434 | 7.7434 | 7.7434 | 0 | 0 | 0 | 0 | 0 | 0 | 0 | 0 | 0 | 0 | 0 | 0 | 0 | 0 | 0 | 0 | 0 | 0 | 0 | 0 | 0 | 0.027286 | 0.14165 | 0.013373 | 0 | 0 | 0 | 0 | 0 | 0 | 0.1372 | 0 | 0.0248 | 0.12874 | 0.012155 | 0 | 0 | 0 | 0 | 0 | 0 | 0.1247 | 0 | 0.2423 | 1.2579 | 0.11876 | 0 | 0 | 0 | 0 | 0 | 0 | 1.2184 | 0 | -0.18756 | -0.97366 | -0.091923 | 0 | 0 | 0 | 0 | 0 | 0 | -0.94308 | 0 | 0.42986 | 2.2315 | 0.21068 | 0 | 0 | 0 | 0 | 0 | 0 | 2.1614 | 0 | 0.057762 | 0.35936 | 0.39845 | 0.4104 | 0.42271 | 0.43539 | 0.44846 | 0.46191 | 0.47577
Ach | Textiles and Leather | Exterior Lighting | Exterior Lighting | TRC | Existing | EE682 | Efficient Lighting - Exterior | Efficient Lighting - Exterior | Equip | 13.6 | Exterior Lighting | 15.29% | prescriptive_light | 78.74% | 0 | 0 | 0 | 0 | 0 | 0 | 0 | 0 | 0 | 0 | 0 | 0 | 0 | 0 | 0 | 0 | 0 | 0 | 0 | 0 | 0 | 0 | 0 | 0 | 0 | 0 | 0 | 0 | 0 | 0 | 0 | 0 | 0 | 0 | 0 | 0 | 0 | 0 | 0 | 0 | 0 | 0 | 0 | 0 | 0 | 0 | 0 | 0 | 0 | 0 | 0 | 0 | 0 | 0 | 0 | 0 | 0 | 0 | 0 | 0 | 0 | 0 | 0 | 0 | 0 | 0 | 0 | 0 | 0 | 0 | 0 | 0 | 0 | 0 | 0 | 0 | 0 | 0 | 0 | 0 | 0 | 0 | 0 | 0 | 0 | 0 | 0 | 0 | 0 | 0 | 0 | 0 | 0 | 0 | 0 | 0 | 0 | 0 | 0 | 0 | 0 | 0 | 0 | 0 | 0
Ach | Textiles and Leather | Compressed Air | Compressed Air | TRC | Turnover | ET679 | Compressed Air Equipment | Compressed Air Equipment | Equip | 15 | Compressed Air | 72.03% | custom | 4.024% | 205.5948 | 216.5174 | 205.2409 | 147.9745 | 75.8116 | 29.2806 | 9.5504 | 2.8981 | 0.85534 | 0.2523 | 205.5948 | 422.1122 | 627.3532 | 775.3276 | 851.1393 | 880.4199 | 889.9702 | 892.8683 | 893.7237 | 893.976 | 0.027686 | 0.056842 | 0.08448 | 0.10441 | 0.11462 | 0.11856 | 0.11984 | 0.12023 | 0.12035 | 0.12038 | 0.026954 | 0.055341 | 0.082249 | 0.10165 | 0.11159 | 0.11543 | 0.11668 | 0.11706 | 0.11717 | 0.1172 | 7.0554 | 7.6532 | 7.4722 | 5.549 | 2.9282 | 1.1649 | 0.39134 | 0.12232 | 0.037184 | 0.011297 | 24.7471 | 6.5227 | 7.0753 | 6.9081 | 5.13 | 2.7071 | 1.0769 | 0.36179 | 0.11308 | 0.034376 | 0.010444 | 22.8786 | 50.0486 | 54.2888 | 53.0052 | 39.3621 | 20.7714 | 8.2632 | 2.776 | 0.86766 | 0.26377 | 0.080136 | 175.5466 | -81.164 | -88.0403 | -85.9587 | -63.8337 | -33.685 | -13.4004 | -4.5019 | -1.4071 | -0.42775 | -0.12996 | -284.6845 | 131.2127 | 142.329 | 138.9639 | 103.1958 | 54.4563 | 21.6636 | 7.2779 | 2.2748 | 0.69152 | 0.21009 | 460.2312 | 15.1927 | 32.1283 | 49.1823 | 62.6065 | 70.79 | 75.4221 | 78.5274 | 81.1466 | 83.6611 | 86.1952
Ach | Textiles and Leather | Compressed Air | Compressed Air | TRC | New | EN678 | Compressed Air Equipment | Compressed Air Equipment | Equip | 15 | Compressed Air | 72.03% | custom | 4.024% | 0 | 3.1325 | 15.9435 | 1.3849 | 0 | 0 | 0 | 0 | 0 | 0 | 0 | 3.1325 | 19.076 | 20.4609 | 20.4609 | 20.4609 | 20.4609 | 20.4609 | 20.4609 | 20.4609 | 0 | 0.00042183 | 0.0025688 | 0.0027553 | 0.0027553 | 0.0027553 | 0.0027553 | 0.0027553 | 0.0027553 | 0.0027553 | 0 | 0.00041069 | 0.0025009 | 0.0026825 | 0.0026825 | 0.0026825 | 0.0026825 | 0.0026825 | 0.0026825 | 0.0026825 | 0 | 0.11072 | 0.58046 | 0.051934 | 0 | 0 | 0 | 0 | 0 | 0 | 0.55939 | 0 | 0.10236 | 0.53663 | 0.048013 | 0 | 0 | 0 | 0 | 0 | 0 | 0.51715 | 0 | 0.78543 | 4.1175 | 0.3684 | 0 | 0 | 0 | 0 | 0 | 0 | 3.9681 | 0 | -1.2737 | -6.6774 | -0.59744 | 0 | 0 | 0 | 0 | 0 | 0 | -6.4351 | 0 | 2.0592 | 10.795 | 0.96584 | 0 | 0 | 0 | 0 | 0 | 0 | 10.4032 | 0 | 0.23843 | 1.4955 | 1.6522 | 1.7018 | 1.7528 | 1.8054 | 1.8596 | 1.9153 | 1.9728
Ach | Textiles and Leather | Compressed Air | Compressed Air | TRC | Existing | EE677 | Compressed Air Equipment | Compressed Air Equipment | Equip | 15 | Compressed Air | 72.03% | custom | 4.024% | 0 | 0 | 0 | 0 | 0 | 0 | 0 | 0 | 0 | 0 | 0 | 0 | 0 | 0 | 0 | 0 | 0 | 0 | 0 | 0 | 0 | 0 | 0 | 0 | 0 | 0 | 0 | 0 | 0 | 0 | 0 | 0 | 0 | 0 | 0 | 0 | 0 | 0 | 0 | 0 | 0 | 0 | 0 | 0 | 0 | 0 | 0 | 0 | 0 | 0 | 0 | 0 | 0 | 0 | 0 | 0 | 0 | 0 | 0 | 0 | 0 | 0 | 0 | 0 | 0 | 0 | 0 | 0 | 0 | 0 | 0 | 0 | 0 | 0 | 0 | 0 | 0 | 0 | 0 | 0 | 0 | 0 | 0 | 0 | 0 | 0 | 0 | 0 | 0 | 0 | 0 | 0 | 0 | 0 | 0 | 0 | 0 | 0 | 0 | 0 | 0 | 0 | 0 | 0 | 0
Ach | Transportation Equipment | Process Cooling | Process Cooling | TRC | Turnover | ET797 | Process Refrig Equipment Upgrade | Process Refrig Equipment Upgrade | Equip | 10 | Process Cooling | 21% | custom | 2.689% | 27.4016 | 28.8573 | 27.3544 | 19.722 | 10.1041 | 3.9025 | 1.2729 | 0.38625 | 0.114 | 0.033626 | 27.4016 | 56.2589 | 83.6133 | 103.3353 | 113.4394 | 117.3419 | 118.6148 | 119.001 | 119.115 | 119.1486 | 0.0037724 | 0.0077453 | 0.011511 | 0.014226 | 0.015617 | 0.016155 | 0.01633 | 0.016383 | 0.016399 | 0.016403 | 0.0036794 | 0.0075543 | 0.011227 | 0.013876 | 0.015232 | 0.015756 | 0.015927 | 0.015979 | 0.015994 | 0.015999 | 0.94035 | 1.02 | 0.9959 | 0.73956 | 0.39027 | 0.15525 | 0.052158 | 0.016302 | 0.0049558 | 0.0015056 | 3.2983 | 0.77229 | 0.83772 | 0.81791 | 0.60739 | 0.32052 | 0.12751 | 0.042836 | 0.013389 | 0.0040701 | 0.0012365 | 2.7088 | 4.3689 | 4.7391 | 4.627 | 3.4361 | 1.8132 | 0.72132 | 0.24233 | 0.075741 | 0.023025 | 0.0069953 | 15.3241 | -8.6598 | -9.3934 | -9.1713 | -6.8107 | -3.594 | -1.4298 | -0.48033 | -0.15013 | -0.045639 | -0.013866 | -30.3744 | 13.0287 | 14.1325 | 13.7984 | 10.2468 | 5.4072 | 2.1511 | 0.72266 | 0.22587 | 0.068664 | 0.020861 | 45.6985 | 2.0413 | 4.3168 | 6.6082 | 8.4118 | 9.5114 | 10.1337 | 10.551 | 10.9029 | 11.2407 | 11.5812
Ach | Transportation Equipment | Process Cooling | Process Cooling | TRC | New | EN796 | Process Refrig Equipment Upgrade | Process Refrig Equipment Upgrade | Equip | 10 | Process Cooling | 21% | custom | 2.689% | 0 | 0.54275 | 2.7624 | 0.23996 | 0 | 0 | 0 | 0 | 0 | 0 | 0 | 0.54275 | 3.3052 | 3.5451 | 3.5451 | 3.5451 | 3.5451 | 3.5451 | 3.5451 | 3.5451 | 0 | 7.4721e-05 | 0.00045503 | 0.00048807 | 0.00048807 | 0.00048807 | 0.00048807 | 0.00048807 | 0.00048807 | 0.00048807 | 0 | 7.2879e-05 | 0.00044381 | 0.00047603 | 0.00047603 | 0.00047603 | 0.00047603 | 0.00047603 | 0.00047603 | 0.00047603 | 0 | 0.019184 | 0.10057 | 0.0089983 | 0 | 0 | 0 | 0 | 0 | 0 | 0.096922 | 0 | 0.015756 | 0.082598 | 0.0073901 | 0 | 0 | 0 | 0 | 0 | 0 | 0.0796 | 0 | 0.089132 | 0.46726 | 0.041807 | 0 | 0 | 0 | 0 | 0 | 0 | 0.45031 | 0 | -0.17667 | -0.92618 | -0.082867 | 0 | 0 | 0 | 0 | 0 | 0 | -0.89257 | 0 | 0.2658 | 1.3934 | 0.12467 | 0 | 0 | 0 | 0 | 0 | 0 | 1.3429 | 0 | 0.041645 | 0.26122 | 0.28859 | 0.29724 | 0.30616 | 0.31534 | 0.32481 | 0.33455 | 0.34459
Ach | Transportation Equipment | Process Cooling | Process Cooling | TRC | Existing | EE795 | Process Refrig Equipment Upgrade | Process Refrig Equipment Upgrade | Equip | 10 | Process Cooling | 21% | custom | 2.689% | 0 | 0 | 0 | 0 | 0 | 0 | 0 | 0 | 0 | 0 | 0 | 0 | 0 | 0 | 0 | 0 | 0 | 0 | 0 | 0 | 0 | 0 | 0 | 0 | 0 | 0 | 0 | 0 | 0 | 0 | 0 | 0 | 0 | 0 | 0 | 0 | 0 | 0 | 0 | 0 | 0 | 0 | 0 | 0 | 0 | 0 | 0 | 0 | 0 | 0 | 0 | 0 | 0 | 0 | 0 | 0 | 0 | 0 | 0 | 0 | 0 | 0 | 0 | 0 | 0 | 0 | 0 | 0 | 0 | 0 | 0 | 0 | 0 | 0 | 0 | 0 | 0 | 0 | 0 | 0 | 0 | 0 | 0 | 0 | 0 | 0 | 0 | 0 | 0 | 0 | 0 | 0 | 0 | 0 | 0 | 0 | 0 | 0 | 0 | 0 | 0 | 0 | 0 | 0 | 0
Ach | Transportation Equipment | Motors Pumps | Motors Pumps | TRC | Turnover | ET784 | Pump Equipment Upgrade | Pump Equipment Upgrade | Equip | 15 | Motors Pumps | 75.53% | custom | 2.752% | 515.9002 | 543.3081 | 515.0121 | 371.3131 | 190.2345 | 73.474 | 23.9648 | 7.2722 | 2.1463 | 0.63309 | 515.9002 | 1059.2083 | 1574.2204 | 1945.5334 | 2135.7679 | 2209.2419 | 2233.2067 | 2240.4789 | 2242.6252 | 2243.2583 | 0.069472 | 0.14263 | 0.21199 | 0.26199 | 0.2876 | 0.2975 | 0.30073 | 0.30171 | 0.30199 | 0.30208 | 0.067637 | 0.13887 | 0.20639 | 0.25507 | 0.28001 | 0.28964 | 0.29278 | 0.29374 | 0.29402 | 0.2941 | 17.7043 | 19.2042 | 18.7501 | 13.924 | 7.3477 | 2.923 | 0.982 | 0.30693 | 0.093305 | 0.028347 | 62.0981 | 82.3377 | 89.3133 | 87.2017 | 64.7567 | 34.1721 | 13.5942 | 4.567 | 1.4274 | 0.43394 | 0.13184 | 288.8011 | 59.6171 | 64.6679 | 63.1389 | 46.8875 | 24.7425 | 9.8429 | 3.3068 | 1.0335 | 0.31419 | 0.095456 | 209.1084 | -269.6354 | -292.479 | -285.5638 | -212.0622 | -111.905 | -44.5175 | -14.9558 | -4.6745 | -1.421 | -0.43173 | -945.752 | 329.2526 | 357.147 | 348.7028 | 258.9497 | 136.6475 | 54.3605 | 18.2625 | 5.708 | 1.7352 | 0.52718 | 1154.8603 | 38.1231 | 80.6197 | 123.4134 | 157.0988 | 177.6337 | 189.2569 | 197.0492 | 203.6216 | 209.9312 | 216.2901
Ach | Transportation Equipment | Motors Pumps | Motors Pumps | TRC | New | EN783 | Pump Equipment Upgrade | Pump Equipment Upgrade | Equip | 15 | Motors Pumps | 75.53% | custom | 2.752% | 0 | 8.4893 | 43.2076 | 3.7532 | 0 | 0 | 0 | 0 | 0 | 0 | 0 | 8.4893 | 51.6968 | 55.4501 | 55.4501 | 55.4501 | 55.4501 | 55.4501 | 55.4501 | 55.4501 | 0 | 0.0011432 | 0.0069616 | 0.007467 | 0.007467 | 0.007467 | 0.007467 | 0.007467 | 0.007467 | 0.007467 | 0 | 0.001113 | 0.0067777 | 0.0072697 | 0.0072697 | 0.0072697 | 0.0072697 | 0.0072697 | 0.0072697 | 0.0072697 | 0 | 0.30007 | 1.5731 | 0.14074 | 0 | 0 | 0 | 0 | 0 | 0 | 1.516 | 0 | 1.3955 | 7.3159 | 0.65456 | 0 | 0 | 0 | 0 | 0 | 0 | 7.0504 | 0 | 1.0104 | 5.2971 | 0.47394 | 0 | 0 | 0 | 0 | 0 | 0 | 5.1049 | 0 | -4.57 | -23.9577 | -2.1435 | 0 | 0 | 0 | 0 | 0 | 0 | -23.0882 | 0 | 5.5805 | 29.2549 | 2.6175 | 0 | 0 | 0 | 0 | 0 | 0 | 28.1931 | 0 | 0.64614 | 4.0529 | 4.4775 | 4.6118 | 4.7502 | 4.8927 | 5.0395 | 5.1907 | 5.3464
Ach | Transportation Equipment | Motors Pumps | Motors Pumps | TRC | Existing | EE782 | Pump Equipment Upgrade | Pump Equipment Upgrade | Equip | 15 | Motors Pumps | 75.53% | custom | 2.752% | 0 | 0 | 0 | 0 | 0 | 0 | 0 | 0 | 0 | 0 | 0 | 0 | 0 | 0 | 0 | 0 | 0 | 0 | 0 | 0 | 0 | 0 | 0 | 0 | 0 | 0 | 0 | 0 | 0 | 0 | 0 | 0 | 0 | 0 | 0 | 0 | 0 | 0 | 0 | 0 | 0 | 0 | 0 | 0 | 0 | 0 | 0 | 0 | 0 | 0 | 0 | 0 | 0 | 0 | 0 | 0 | 0 | 0 | 0 | 0 | 0 | 0 | 0 | 0 | 0 | 0 | 0 | 0 | 0 | 0 | 0 | 0 | 0 | 0 | 0 | 0 | 0 | 0 | 0 | 0 | 0 | 0 | 0 | 0 | 0 | 0 | 0 | 0 | 0 | 0 | 0 | 0 | 0 | 0 | 0 | 0 | 0 | 0 | 0 | 0 | 0 | 0 | 0 | 0 | 0
Ach | Transportation Equipment | Motors Fans Blowers | Motors Fans Blowers | TRC | Turnover | ET766 | Fan Equipment Upgrades | Fan Equipment Upgrades | Equip | 15 | Motors Fans Blowers | 76.37% | custom | 2.752% | 295.3272 | 311.0169 | 294.8188 | 212.5583 | 108.8998 | 42.0602 | 13.7187 | 4.1629 | 1.2287 | 0.36241 | 295.3272 | 606.3441 | 901.1629 | 1113.7212 | 1222.621 | 1264.6812 | 1278.3998 | 1282.5628 | 1283.7915 | 1284.1539 | 0.039769 | 0.081651 | 0.12135 | 0.14997 | 0.16464 | 0.1703 | 0.17215 | 0.17271 | 0.17288 | 0.17293 | 0.038719 | 0.079494 | 0.11815 | 0.14601 | 0.16029 | 0.16581 | 0.1676 | 0.16815 | 0.16831 | 0.16836 | 10.1348 | 10.9934 | 10.7335 | 7.9708 | 4.2062 | 1.6733 | 0.56214 | 0.1757 | 0.053412 | 0.016227 | 35.5481 | 47.1342 | 51.1274 | 49.9186 | 37.07 | 19.5618 | 7.782 | 2.6144 | 0.81714 | 0.24841 | 0.075469 | 165.3243 | 34.1278 | 37.0192 | 36.1439 | 26.8408 | 14.1639 | 5.6346 | 1.893 | 0.59165 | 0.17986 | 0.054644 | 119.7041 | -154.3529 | -167.4297 | -163.4711 | -121.3951 | -64.0601 | -25.4841 | -8.5614 | -2.6759 | -0.81347 | -0.24714 | -541.396 | 188.4807 | 204.4489 | 199.615 | 148.2358 | 78.2239 | 31.1187 | 10.4544 | 3.2676 | 0.99333 | 0.30179 | 661.1001 | 21.8236 | 46.1508 | 70.648 | 89.9312 | 101.6865 | 108.3402 | 112.8009 | 116.5632 | 120.1752 | 123.8154
Ach | Transportation Equipment | Motors Fans Blowers | Motors Fans Blowers | TRC | New | EN765 | Fan Equipment Upgrades | Fan Equipment Upgrades | Equip | 15 | Motors Fans Blowers | 76.37% | custom | 2.752% | 0 | 4.9047 | 24.9632 | 2.1684 | 0 | 0 | 0 | 0 | 0 | 0 | 0 | 4.9047 | 29.8679 | 32.0363 | 32.0363 | 32.0363 | 32.0363 | 32.0363 | 32.0363 | 32.0363 | 0 | 0.00066047 | 0.004022 | 0.004314 | 0.004314 | 0.004314 | 0.004314 | 0.004314 | 0.004314 | 0.004314 | 0 | 0.00064302 | 0.0039158 | 0.0042001 | 0.0042001 | 0.0042001 | 0.0042001 | 0.0042001 | 0.0042001 | 0.0042001 | 0 | 0.17336 | 0.90884 | 0.081315 | 0 | 0 | 0 | 0 | 0 | 0 | 0.87585 | 0 | 0.80627 | 4.2268 | 0.37817 | 0 | 0 | 0 | 0 | 0 | 0 | 4.0734 | 0 | 0.58378 | 3.0604 | 0.27382 | 0 | 0 | 0 | 0 | 0 | 0 | 2.9493 | 0 | -2.6403 | -13.8416 | -1.2384 | 0 | 0 | 0 | 0 | 0 | 0 | -13.3392 | 0 | 3.2241 | 16.902 | 1.5122 | 0 | 0 | 0 | 0 | 0 | 0 | 16.2886 | 0 | 0.37331 | 2.3415 | 2.5869 | 2.6645 | 2.7444 | 2.8268 | 2.9116 | 2.9989 | 3.0889
Ach | Transportation Equipment | Motors Fans Blowers | Motors Fans Blowers | TRC | Existing | EE764 | Fan Equipment Upgrades | Fan Equipment Upgrades | Equip | 15 | Motors Fans Blowers | 76.37% | custom | 2.752% | 0 | 0 | 0 | 0 | 0 | 0 | 0 | 0 | 0 | 0 | 0 | 0 | 0 | 0 | 0 | 0 | 0 | 0 | 0 | 0 | 0 | 0 | 0 | 0 | 0 | 0 | 0 | 0 | 0 | 0 | 0 | 0 | 0 | 0 | 0 | 0 | 0 | 0 | 0 | 0 | 0 | 0 | 0 | 0 | 0 | 0 | 0 | 0 | 0 | 0 | 0 | 0 | 0 | 0 | 0 | 0 | 0 | 0 | 0 | 0 | 0 | 0 | 0 | 0 | 0 | 0 | 0 | 0 | 0 | 0 | 0 | 0 | 0 | 0 | 0 | 0 | 0 | 0 | 0 | 0 | 0 | 0 | 0 | 0 | 0 | 0 | 0 | 0 | 0 | 0 | 0 | 0 | 0 | 0 | 0 | 0 | 0 | 0 | 0 | 0 | 0 | 0 | 0 | 0 | 0
Ach | Transportation Equipment | Industrial Lighting | Industrial Lighting | TRC | New | NN763 | Lighting Controls | Lighting Controls | NonEquip | 10 | Industrial Lighting | 77.99% | prescriptive_lightnonequip | 15.94% | 0 | 12.4368 | 96.6661 | 16.02 | 0 | 0 | 0 | 0 | 0 | 0 | 0 | 12.4368 | 109.1029 | 125.1228 | 125.1228 | 125.1228 | 125.1228 | 125.1228 | 125.1228 | 125.1228 | 0 | 0.0017752 | 0.015573 | 0.01786 | 0.01786 | 0.01786 | 0.01786 | 0.01786 | 0.01786 | 0.01786 | 0 | 0.0017255 | 0.015137 | 0.01736 | 0.01736 | 0.01736 | 0.01736 | 0.01736 | 0.01736 | 0.01736 | 0 | 0.28496 | 2.2813 | 0.38941 | 0 | 0 | 0 | 0 | 0 | 0 | 2.2003 | 0 | 0.47737 | 3.8217 | 0.65235 | 0 | 0 | 0 | 0 | 0 | 0 | 3.6861 | 0 | 2.1023 | 16.8307 | 2.8729 | 0 | 0 | 0 | 0 | 0 | 0 | 16.2334 | 0 | -4.0854 | -32.7065 | -5.5829 | 0 | 0 | 0 | 0 | 0 | 0 | -31.5458 | 0 | 6.1877 | 49.5372 | 8.4558 | 0 | 0 | 0 | 0 | 0 | 0 | 47.7793 | 0 | 0.9672 | 8.7394 | 10.3233 | 10.633 | 10.952 | 11.2805 | 11.6189 | 11.9675 | 12.3265
Ach | Transportation Equipment | Industrial Lighting | Industrial Lighting | TRC | Existing | NE762 | Lighting Controls | Lighting Controls | NonEquip | 10 | Industrial Lighting | 77.99% | prescriptive_lightnonequip_existing | 15.94% | 723.0966 | 709.7738 | 711.6146 | 716.2291 | 716.7117 | 716.0538 | 713.541 | 709.6683 | 705.7903 | 704.1541 | 723.0966 | 1432.8704 | 2144.4851 | 2860.7141 | 3577.4258 | 4293.4796 | 5007.0206 | 5716.689 | 6422.4792 | 7126.6334 | 0.10321 | 0.20452 | 0.3061 | 0.40833 | 0.51063 | 0.61284 | 0.71469 | 0.81598 | 0.91673 | 1.0172 | 0.10033 | 0.1988 | 0.29754 | 0.39691 | 0.49635 | 0.5957 | 0.6947 | 0.79316 | 0.89108 | 0.98878 | 16.0853 | 16.2626 | 16.7939 | 17.4099 | 17.9442 | 18.4656 | 18.9528 | 19.4155 | 19.8886 | 20.4378 | 108.017 | 26.9466 | 27.2436 | 28.1337 | 29.1656 | 30.0608 | 30.9342 | 31.7505 | 32.5255 | 33.3182 | 34.2382 | 180.954 | 118.6725 | 119.9806 | 123.9005 | 128.4451 | 132.3876 | 136.234 | 139.8286 | 143.2418 | 146.7328 | 150.7845 | 796.9189 | -230.6118 | -233.1537 | -240.7711 | -249.6024 | -257.2637 | -264.7384 | -271.7236 | -278.3563 | -285.1403 | -293.0137 | -1548.622 | 349.2843 | 353.1343 | 364.6717 | 378.0474 | 389.6512 | 400.9724 | 411.5523 | 421.5982 | 431.8731 | 443.7981 | 2345.5409 | 54.5966 | 111.433 | 171.7778 | 236.0238 | 304.0109 | 375.8072 | 451.4112 | 530.8535 | 614.2853 | 702.0839
Ach | Transportation Equipment | Industrial Lighting | Industrial Lighting | TRC | Turnover | ET758 | Efficient Lighting - High Bay | Efficient Lighting - High Bay | Equip | 13.6667 | Industrial Lighting | 20% | prescriptive_light | 48.41% | 2457.6409 | 2477.4877 | 2325.5809 | 1769.2548 | 1042.3387 | 498.3136 | 207.4521 | 80.3785 | 30.1316 | 11.0555 | 2457.6409 | 4935.1285 | 7260.7094 | 9029.9642 | 10072.303 | 10570.6166 | 10778.0686 | 10858.4471 | 10888.5787 | 10899.6343 | 0.3508 | 0.70443 | 1.0364 | 1.2889 | 1.4377 | 1.5088 | 1.5384 | 1.5499 | 1.5542 | 1.5558 | 0.34098 | 0.68472 | 1.0074 | 1.2529 | 1.3975 | 1.4666 | 1.4954 | 1.5065 | 1.5107 | 1.5123 | 54.6701 | 56.765 | 54.883 | 43.0065 | 26.0969 | 12.8505 | 5.5103 | 2.199 | 0.84909 | 0.32088 | 193.7922 | 299.0442 | 310.5029 | 300.2084 | 235.2442 | 142.7495 | 70.292 | 30.141 | 12.0287 | 4.6445 | 1.7552 | 1060.0382 | 364.2989 | 378.258 | 365.7171 | 286.5771 | 173.899 | 85.6305 | 36.7181 | 14.6534 | 5.658 | 2.1382 | 1291.3501 | -1142.1376 | -1185.9018 | -1146.5841 | -898.4669 | -545.2024 | -268.4657 | -115.1174 | -45.941 | -17.7386 | -6.7037 | -4048.5976 | 1506.4365 | 1564.1598 | 1512.3012 | 1185.044 | 719.1015 | 354.0962 | 151.8356 | 60.5944 | 23.3966 | 8.8419 | 5339.9477 | 185.5616 | 383.8003 | 581.5983 | 745.0189 | 855.9478 | 925.2435 | 971.7038 | 1008.3188 | 1041.4504 | 1073.783
Ach | Transportation Equipment | Industrial Lighting | Industrial Lighting | TRC | New | EN757 | Efficient Lighting - High Bay | Efficient Lighting - High Bay | Equip | 13.6667 | Industrial Lighting | 20% | prescriptive_light | 48.41% | 0 | 39.5354 | 197.0543 | 17.8302 | 0 | 0 | 0 | 0 | 0 | 0 | 0 | 39.5354 | 236.5897 | 254.4199 | 254.4199 | 254.4199 | 254.4199 | 254.4199 | 254.4199 | 254.4199 | 0 | 0.0056432 | 0.03377 | 0.036315 | 0.036315 | 0.036315 | 0.036315 | 0.036315 | 0.036315 | 0.036315 | 0 | 0.0054853 | 0.032826 | 0.035299 | 0.035299 | 0.035299 | 0.035299 | 0.035299 | 0.035299 | 0.035299 | 0 | 0.90585 | 4.6504 | 0.43341 | 0 | 0 | 0 | 0 | 0 | 0 | 4.5088 | 0 | 4.955 | 25.4377 | 2.3707 | 0 | 0 | 0 | 0 | 0 | 0 | 24.663 | 0 | 6.0362 | 30.9884 | 2.8881 | 0 | 0 | 0 | 0 | 0 | 0 | 30.0448 | 0 | -18.9244 | -97.1539 | -9.0546 | 0 | 0 | 0 | 0 | 0 | 0 | -94.1954 | 0 | 24.9606 | 128.1424 | 11.9426 | 0 | 0 | 0 | 0 | 0 | 0 | 124.2402 | 0 | 3.0746 | 18.9513 | 20.991 | 21.6207 | 22.2693 | 22.9374 | 23.6255 | 24.3343 | 25.0643
Ach | Transportation Equipment | Industrial Lighting | Industrial Lighting | TRC | Existing | EE756 | Efficient Lighting - High Bay | Efficient Lighting - High Bay | Equip | 13.6667 | Industrial Lighting | 20% | prescriptive_light | 48.41% | 0 | 0 | 0 | 0 | 0 | 0 | 0 | 0 | 0 | 0 | 0 | 0 | 0 | 0 | 0 | 0 | 0 | 0 | 0 | 0 | 0 | 0 | 0 | 0 | 0 | 0 | 0 | 0 | 0 | 0 | 0 | 0 | 0 | 0 | 0 | 0 | 0 | 0 | 0 | 0 | 0 | 0 | 0 | 0 | 0 | 0 | 0 | 0 | 0 | 0 | 0 | 0 | 0 | 0 | 0 | 0 | 0 | 0 | 0 | 0 | 0 | 0 | 0 | 0 | 0 | 0 | 0 | 0 | 0 | 0 | 0 | 0 | 0 | 0 | 0 | 0 | 0 | 0 | 0 | 0 | 0 | 0 | 0 | 0 | 0 | 0 | 0 | 0 | 0 | 0 | 0 | 0 | 0 | 0 | 0 | 0 | 0 | 0 | 0 | 0 | 0 | 0 | 0 | 0 | 0
Ach | Transportation Equipment | HVAC | HVAC | TRC | New | NN755 | HVAC Recommissioning | HVAC Recommissioning | NonEquip | 10 | HVAC | 48.92% | custom | 12.44% | 0 | 24.1731 | 123.3427 | 10.8661 | 0 | 0 | 0 | 0 | 0 | 0 | 0 | 24.1731 | 147.5158 | 158.3818 | 158.3818 | 158.3818 | 158.3818 | 158.3818 | 158.3818 | 158.3818 | 0 | 0.0034435 | 0.021014 | 0.022562 | 0.022562 | 0.022562 | 0.022562 | 0.022562 | 0.022562 | 0.022562 | 0 | 0.00336 | 0.020504 | 0.022015 | 0.022015 | 0.022015 | 0.022015 | 0.022015 | 0.022015 | 0.022015 | 0 | 1.0973 | 5.7667 | 0.52327 | 0 | 0 | 0 | 0 | 0 | 0 | 5.5601 | 0 | 3.4522 | 18.1433 | 1.6463 | 0 | 0 | 0 | 0 | 0 | 0 | 17.4933 | 0 | 1.0161 | 5.3401 | 0.48456 | 0 | 0 | 0 | 0 | 0 | 0 | 5.1488 | 0 | -11.0002 | -57.8122 | -5.2459 | 0 | 0 | 0 | 0 | 0 | 0 | -55.7408 | 0 | 12.0163 | 63.1523 | 5.7304 | 0 | 0 | 0 | 0 | 0 | 0 | 60.8897 | 0 | 1.8785 | 11.8075 | 13.0576 | 13.4493 | 13.8528 | 14.2683 | 14.6964 | 15.1373 | 15.5914
Ach | Transportation Equipment | HVAC | HVAC | TRC | New | NN748 | Building Envelope Improvements | Building Envelope Improvements | NonEquip | 15 | HVAC | 48.92% | custom | 11.86% | 0 | 20.9486 | 106.7589 | 9.3408 | 0 | 0 | 0 | 0 | 0 | 0 | 0 | 20.9486 | 127.7075 | 137.0483 | 137.0483 | 137.0483 | 137.0483 | 137.0483 | 137.0483 | 137.0483 | 0 | 0.0029842 | 0.018192 | 0.019523 | 0.019523 | 0.019523 | 0.019523 | 0.019523 | 0.019523 | 0.019523 | 0 | 0.0029118 | 0.017751 | 0.019049 | 0.019049 | 0.019049 | 0.019049 | 0.019049 | 0.019049 | 0.019049 | 0 | 0.9509 | 4.9914 | 0.44982 | 0 | 0 | 0 | 0 | 0 | 0 | 4.8114 | 0 | 0.89122 | 4.6781 | 0.42159 | 0 | 0 | 0 | 0 | 0 | 0 | 4.5094 | 0 | 4.9016 | 25.7293 | 2.3187 | 0 | 0 | 0 | 0 | 0 | 0 | 24.8016 | 0 | -9.1946 | -48.2634 | -4.3495 | 0 | 0 | 0 | 0 | 0 | 0 | -46.5231 | 0 | 14.0962 | 73.9926 | 6.6682 | 0 | 0 | 0 | 0 | 0 | 0 | 71.3247 | 0 | 1.6279 | 10.222 | 11.2987 | 11.6377 | 11.9868 | 12.3464 | 12.7168 | 13.0983 | 13.4913
Ach | Transportation Equipment | HVAC | HVAC | TRC | Existing | NE754 | HVAC Recommissioning | HVAC Recommissioning | NonEquip | 10 | HVAC | 48.92% | custom_existing | 12.44% | 1544.2478 | 1451.6581 | 1384.4453 | 991.1782 | 507.0102 | 195.2521 | 63.5339 | 19.2597 | 5.7044 | 1.6828 | 1544.2478 | 2995.9059 | 4380.3512 | 5371.5294 | 5878.5395 | 6073.7916 | 6137.3254 | 6156.5851 | 6162.2895 | 6163.9724 | 0.21998 | 0.42678 | 0.624 | 0.76519 | 0.83742 | 0.86523 | 0.87428 | 0.87703 | 0.87784 | 0.87808 | 0.21465 | 0.41642 | 0.60886 | 0.74663 | 0.8171 | 0.84424 | 0.85307 | 0.85575 | 0.85654 | 0.85678 | 68.055 | 65.8938 | 64.7281 | 47.7316 | 25.1483 | 9.9753 | 3.3433 | 1.0439 | 0.31846 | 0.096766 | 219.8757 | 214.1144 | 207.3149 | 203.6475 | 150.1732 | 79.1215 | 31.3842 | 10.5186 | 3.2843 | 1.0019 | 0.30444 | 691.7724 | 63.0206 | 61.0193 | 59.9399 | 44.2007 | 23.2879 | 9.2373 | 3.096 | 0.96666 | 0.2949 | 0.089608 | 203.6103 | -682.2579 | -660.5918 | -648.9061 | -478.5144 | -252.1141 | -100.0031 | -33.5166 | -10.4651 | -3.1926 | -0.97009 | -2204.2759 | 745.2785 | 721.6111 | 708.846 | 522.7151 | 275.4021 | 109.2404 | 36.6126 | 11.4317 | 3.4875 | 1.0597 | 2407.8863 | 116.5096 | 232.8146 | 350.6131 | 442.8477 | 499.1868 | 531.24 | 552.9009 | 571.275 | 588.9585 | 606.7929
Ach | Transportation Equipment | HVAC | HVAC | TRC | Existing | NE747 | Building Envelope Improvements | Building Envelope Improvements | NonEquip | 15 | HVAC | 48.92% | custom_existing | 11.86% | 1308.2026 | 1262.6246 | 1265.8993 | 1274.108 | 1274.9665 | 1273.7962 | 1269.3262 | 1262.437 | 1255.5383 | 1252.6277 | 1308.2026 | 2570.8272 | 3836.7265 | 5110.8345 | 6385.8009 | 7659.5971 | 8928.9233 | 10191.3603 | 11446.8986 | 12699.5263 | 0.18636 | 0.36622 | 0.54656 | 0.72806 | 0.90968 | 1.0911 | 1.272 | 1.4518 | 1.6307 | 1.8091 | 0.18184 | 0.35734 | 0.5333 | 0.71039 | 0.88761 | 1.0647 | 1.2411 | 1.4166 | 1.5911 | 1.7652 | 57.6525 | 57.3132 | 59.1857 | 61.3565 | 63.2398 | 65.0772 | 66.7943 | 68.4247 | 70.0923 | 72.0278 | 381.5522 | 54.034 | 53.716 | 55.471 | 57.5056 | 59.2707 | 60.9927 | 62.6021 | 64.1302 | 65.6931 | 67.507 | 357.6047 | 297.1831 | 295.434 | 305.0863 | 316.2765 | 325.9843 | 335.4557 | 344.3068 | 352.7113 | 361.3074 | 371.2839 | 1966.8001 | -557.4602 | -554.1794 | -572.2851 | -593.276 | -611.486 | -629.2525 | -645.8556 | -661.6208 | -677.7455 | -696.4596 | -3689.3515 | 854.6433 | 849.6134 | 877.3714 | 909.5525 | 937.4703 | 964.7081 | 990.1625 | 1014.3321 | 1039.0528 | 1067.7435 | 5656.1515 | 98.7006 | 199.7813 | 307.1002 | 421.3551 | 542.2618 | 669.9414 | 804.391 | 945.6654 | 1094.0329 | 1250.1649
Ach | Transportation Equipment | HVAC | HVAC | TRC | Turnover | ET751 | HVAC Equipment Upgrades | HVAC Equipment Upgrades | Equip | 18 | HVAC | 48.92% | custom | 12.46% | 1052.8666 | 1108.8018 | 1051.0542 | 757.7883 | 388.2371 | 149.9482 | 48.9082 | 14.8413 | 4.3803 | 1.292 | 1052.8666 | 2161.6684 | 3212.7225 | 3970.5109 | 4358.748 | 4508.6962 | 4557.6043 | 4572.4456 | 4576.8259 | 4578.1179 | 0.14998 | 0.30794 | 0.45766 | 0.56561 | 0.62092 | 0.64228 | 0.64925 | 0.65136 | 0.65199 | 0.65217 | 0.14635 | 0.30047 | 0.44656 | 0.55189 | 0.60586 | 0.6267 | 0.6335 | 0.63556 | 0.63617 | 0.63635 | 46.3998 | 50.3308 | 49.1408 | 36.4924 | 19.257 | 7.6607 | 2.5736 | 0.8044 | 0.24454 | 0.074293 | 162.7483 | 31.9242 | 34.6288 | 33.8101 | 25.1076 | 13.2493 | 5.2708 | 1.7707 | 0.55345 | 0.16825 | 0.051116 | 111.9747 | 291.7916 | 316.5122 | 309.0288 | 229.4875 | 121.1003 | 48.1756 | 16.1847 | 5.0586 | 1.5378 | 0.4672 | 1023.465 | -477.9266 | -518.4167 | -506.1596 | -375.8785 | -198.3507 | -78.907 | -26.509 | -8.2855 | -2.5188 | -0.76523 | -1676.3377 | 769.7182 | 834.929 | 815.1883 | 605.366 | 319.4511 | 127.0825 | 42.6936 | 13.3441 | 4.0566 | 1.2324 | 2699.8027 | 79.4361 | 167.9852 | 257.1535 | 327.3428 | 370.131 | 394.35 | 410.5866 | 424.2813 | 437.4284 | 450.6784
Ach | Transportation Equipment | HVAC | HVAC | TRC | New | EN750 | HVAC Equipment Upgrades | HVAC Equipment Upgrades | Equip | 18 | HVAC | 48.92% | custom | 12.46% | 0 | 21.9773 | 111.8573 | 9.7165 | 0 | 0 | 0 | 0 | 0 | 0 | 0 | 21.9773 | 133.8346 | 143.5511 | 143.5511 | 143.5511 | 143.5511 | 143.5511 | 143.5511 | 143.5511 | 0 | 0.0031307 | 0.019065 | 0.020449 | 0.020449 | 0.020449 | 0.020449 | 0.020449 | 0.020449 | 0.020449 | 0 | 0.0030548 | 0.018603 | 0.019953 | 0.019953 | 0.019953 | 0.019953 | 0.019953 | 0.019953 | 0.019953 | 0 | 0.99759 | 5.2298 | 0.46791 | 0 | 0 | 0 | 0 | 0 | 0 | 5.04 | 0 | 0.68637 | 3.5982 | 0.32194 | 0 | 0 | 0 | 0 | 0 | 0 | 3.4676 | 0 | 6.2735 | 32.8881 | 2.9425 | 0 | 0 | 0 | 0 | 0 | 0 | 31.6944 | 0 | -10.2754 | -53.8675 | -4.8196 | 0 | 0 | 0 | 0 | 0 | 0 | -51.9125 | 0 | 16.5489 | 86.7556 | 7.7621 | 0 | 0 | 0 | 0 | 0 | 0 | 83.6069 | 0 | 1.7079 | 10.7124 | 11.8349 | 12.1899 | 12.5556 | 12.9323 | 13.3202 | 13.7198 | 14.1314
Ach | Transportation Equipment | HVAC | HVAC | TRC | Existing | EE749 | HVAC Equipment Upgrades | HVAC Equipment Upgrades | Equip | 18 | HVAC | 48.92% | custom | 12.46% | 0 | 0 | 0 | 0 | 0 | 0 | 0 | 0 | 0 | 0 | 0 | 0 | 0 | 0 | 0 | 0 | 0 | 0 | 0 | 0 | 0 | 0 | 0 | 0 | 0 | 0 | 0 | 0 | 0 | 0 | 0 | 0 | 0 | 0 | 0 | 0 | 0 | 0 | 0 | 0 | 0 | 0 | 0 | 0 | 0 | 0 | 0 | 0 | 0 | 0 | 0 | 0 | 0 | 0 | 0 | 0 | 0 | 0 | 0 | 0 | 0 | 0 | 0 | 0 | 0 | 0 | 0 | 0 | 0 | 0 | 0 | 0 | 0 | 0 | 0 | 0 | 0 | 0 | 0 | 0 | 0 | 0 | 0 | 0 | 0 | 0 | 0 | 0 | 0 | 0 | 0 | 0 | 0 | 0 | 0 | 0 | 0 | 0 | 0 | 0 | 0 | 0 | 0 | 0 | 0
Ach | Transportation Equipment | Exterior Lighting | Exterior Lighting | TRC | New | NN746 | Lighting Controls - Exterior | Lighting Controls - Exterior | NonEquip | 10 | Exterior Lighting | 17% | prescriptive_lightnonequip | 28% | 0 | 0.4952 | 3.87 | 0.65547 | 0 | 0 | 0 | 0 | 0 | 0 | 0 | 0.4952 | 4.3652 | 5.0207 | 5.0207 | 5.0207 | 5.0207 | 5.0207 | 5.0207 | 5.0207 | 0 | 0 | 0 | 0 | 0 | 0 | 0 | 0 | 0 | 0 | 0 | 0 | 0 | 0 | 0 | 0 | 0 | 0 | 0 | 0 | 0 | 0.011346 | 0.091331 | 0.015933 | 0 | 0 | 0 | 0 | 0 | 0 | 0.088272 | 0 | 0.019008 | 0.153 | 0.026692 | 0 | 0 | 0 | 0 | 0 | 0 | 0.14788 | 0 | 0.061992 | 0.49901 | 0.087054 | 0 | 0 | 0 | 0 | 0 | 0 | 0.48229 | 0 | -0.075624 | -0.60874 | -0.1062 | 0 | 0 | 0 | 0 | 0 | 0 | -0.58835 | 0 | 0.13762 | 1.1078 | 0.19325 | 0 | 0 | 0 | 0 | 0 | 0 | 1.0706 | 0 | 0.024019 | 0.21808 | 0.25835 | 0.2661 | 0.27408 | 0.2823 | 0.29077 | 0.2995 | 0.30848
Ach | Transportation Equipment | Exterior Lighting | Exterior Lighting | TRC | Existing | NE745 | Lighting Controls - Exterior | Lighting Controls - Exterior | NonEquip | 10 | Exterior Lighting | 17% | prescriptive_lightnonequip_existing | 28% | 27.65 | 30.9234 | 31.0036 | 31.2046 | 31.2257 | 31.197 | 31.0875 | 30.9188 | 30.7498 | 30.6786 | 27.65 | 58.5734 | 89.577 | 120.7816 | 152.0073 | 183.2043 | 214.2918 | 245.2106 | 275.9605 | 306.6391 | 0 | 0 | 0 | 0 | 0 | 0 | 0 | 0 | 0 | 0 | 0 | 0 | 0 | 0 | 0 | 0 | 0 | 0 | 0 | 0 | 0.61507 | 0.70853 | 0.73168 | 0.75851 | 0.78179 | 0.80451 | 0.82574 | 0.84589 | 0.86651 | 0.89043 | 4.6283 | 1.0304 | 1.1869 | 1.2257 | 1.2707 | 1.3097 | 1.3477 | 1.3833 | 1.4171 | 1.4516 | 1.4917 | 7.7535 | 3.3606 | 3.8712 | 3.9977 | 4.1443 | 4.2715 | 4.3956 | 4.5116 | 4.6217 | 4.7344 | 4.8651 | 25.2879 | -4.0996 | -4.7225 | -4.8768 | -5.0556 | -5.2108 | -5.3622 | -5.5037 | -5.638 | -5.7754 | -5.9349 | -30.8487 | 7.4602 | 8.5937 | 8.8744 | 9.1999 | 9.4823 | 9.7578 | 10.0153 | 10.2598 | 10.5098 | 10.8 | 56.1366 | 1.302 | 2.841 | 4.4751 | 6.215 | 8.0564 | 10.0012 | 12.0492 | 14.2013 | 16.4617 | 18.8404
Ach | Transportation Equipment | Exterior Lighting | Exterior Lighting | TRC | Turnover | ET744 | Efficient Lighting - Exterior | Efficient Lighting - Exterior | Equip | 13.6 | Exterior Lighting | 15.29% | prescriptive_light | 78.74% | 666.1403 | 671.5197 | 630.3456 | 479.5542 | 282.5245 | 135.0672 | 56.2296 | 21.7865 | 8.1671 | 2.9966 | 666.1403 | 1337.66 | 1968.0056 | 2447.5598 | 2730.0843 | 2865.1515 | 2921.3811 | 2943.1676 | 2951.3347 | 2954.3313 | 0 | 0 | 0 | 0 | 0 | 0 | 0 | 0 | 0 | 0 | 0 | 0 | 0 | 0 | 0 | 0 | 0 | 0 | 0 | 0 | 14.8183 | 15.3861 | 14.876 | 11.6568 | 7.0735 | 3.4831 | 1.4936 | 0.59605 | 0.23014 | 0.086975 | 52.5271 | 13.468 | 13.9841 | 13.5204 | 10.5947 | 6.429 | 3.1657 | 1.3575 | 0.54173 | 0.20917 | 0.07905 | 47.7408 | 131.5864 | 136.6285 | 132.0987 | 103.5129 | 62.8131 | 30.9301 | 13.2628 | 5.2929 | 2.0437 | 0.77234 | 466.4414 | -101.8542 | -105.757 | -102.2507 | -80.124 | -48.6204 | -23.9414 | -10.266 | -4.097 | -1.5819 | -0.59783 | -361.0482 | 233.4406 | 242.3855 | 234.3494 | 183.6369 | 111.4335 | 54.8715 | 23.5288 | 9.3898 | 3.6256 | 1.3702 | 827.4896 | 31.3685 | 64.8801 | 98.3172 | 125.9429 | 144.695 | 156.4092 | 164.2632 | 170.4528 | 176.0536 | 181.5193
Ach | Transportation Equipment | Exterior Lighting | Exterior Lighting | TRC | New | EN743 | Efficient Lighting - Exterior | Efficient Lighting - Exterior | Equip | 13.6 | Exterior Lighting | 15.29% | prescriptive_light | 78.74% | 0 | 4.8577 | 24.4832 | 2.2441 | 0 | 0 | 0 | 0 | 0 | 0 | 0 | 4.8577 | 29.3408 | 31.585 | 31.585 | 31.585 | 31.585 | 31.585 | 31.585 | 31.585 | 0 | 0 | 0 | 0 | 0 | 0 | 0 | 0 | 0 | 0 | 0 | 0 | 0 | 0 | 0 | 0 | 0 | 0 | 0 | 0 | 0 | 0.1113 | 0.57779 | 0.05455 | 0 | 0 | 0 | 0 | 0 | 0 | 0.55965 | 0 | 0.10116 | 0.52515 | 0.049579 | 0 | 0 | 0 | 0 | 0 | 0 | 0.50865 | 0 | 0.98835 | 5.1308 | 0.4844 | 0 | 0 | 0 | 0 | 0 | 0 | 4.9697 | 0 | -0.76503 | -3.9715 | -0.37495 | 0 | 0 | 0 | 0 | 0 | 0 | -3.8468 | 0 | 1.7534 | 9.1023 | 0.85936 | 0 | 0 | 0 | 0 | 0 | 0 | 8.8165 | 0 | 0.23561 | 1.4658 | 1.6253 | 1.674 | 1.7242 | 1.776 | 1.8292 | 1.8841 | 1.9406
Ach | Transportation Equipment | Exterior Lighting | Exterior Lighting | TRC | Existing | EE742 | Efficient Lighting - Exterior | Efficient Lighting - Exterior | Equip | 13.6 | Exterior Lighting | 15.29% | prescriptive_light | 78.74% | 0 | 0 | 0 | 0 | 0 | 0 | 0 | 0 | 0 | 0 | 0 | 0 | 0 | 0 | 0 | 0 | 0 | 0 | 0 | 0 | 0 | 0 | 0 | 0 | 0 | 0 | 0 | 0 | 0 | 0 | 0 | 0 | 0 | 0 | 0 | 0 | 0 | 0 | 0 | 0 | 0 | 0 | 0 | 0 | 0 | 0 | 0 | 0 | 0 | 0 | 0 | 0 | 0 | 0 | 0 | 0 | 0 | 0 | 0 | 0 | 0 | 0 | 0 | 0 | 0 | 0 | 0 | 0 | 0 | 0 | 0 | 0 | 0 | 0 | 0 | 0 | 0 | 0 | 0 | 0 | 0 | 0 | 0 | 0 | 0 | 0 | 0 | 0 | 0 | 0 | 0 | 0 | 0 | 0 | 0 | 0 | 0 | 0 | 0 | 0 | 0 | 0 | 0 | 0 | 0
Ach | Water and Wastewater | Process Cooling | Process Cooling | TRC | New | NN951 | Process Refrig System Optimization | Process Refrig System Optimization | NonEquip | 4.6667 | Process Cooling | 13.75% | custom | 45.35% | 0 | 0.074289 | 0.37866 | 0.033164 | 0 | 0 | 0 | 0 | 0 | 0 | 0 | 0.074289 | 0.45295 | 0.48611 | 0.48611 | 0.41183 | 0.033164 | 0 | 0 | 0 | 0 | 1.0227e-05 | 6.2359e-05 | 6.6925e-05 | 6.6925e-05 | 5.6697e-05 | 4.5658e-06 | 0 | 0 | 0 | 0 | 9.9753e-06 | 6.0821e-05 | 6.5274e-05 | 6.5274e-05 | 5.5299e-05 | 4.4532e-06 | 0 | 0 | 0 | 0 | 0.0026259 | 0.013786 | 0.0012436 | 0 | 0 | 0 | 0 | 0 | 0 | 0.013289 | 0 | 0.0014393 | 0.0075563 | 0.00068165 | 0 | 0 | 0 | 0 | 0 | 0 | 0.0072841 | 0 | 0.0020532 | 0.010779 | 0.00097242 | 0 | 0 | 0 | 0 | 0 | 0 | 0.010391 | 0 | -0.014645 | -0.076885 | -0.0069359 | 0 | 0 | 0 | 0 | 0 | 0 | -0.074116 | 0 | 0.016698 | 0.087665 | 0.0079083 | 0 | 0 | 0 | 0 | 0 | 0 | 0.084507 | 0 | 0.0057002 | 0.035798 | 0.039571 | 0.040759 | 0.035566 | 0.00295 | 0 | 0 | 0
Ach | Water and Wastewater | Process Cooling | Process Cooling | TRC | Existing | NE950 | Process Refrig System Optimization | Process Refrig System Optimization | NonEquip | 4.6667 | Process Cooling | 13.75% | custom_existing | 45.35% | 4.6363 | 4.4938 | 4.5055 | 4.5347 | 4.5378 | 4.5336 | 4.5177 | 4.4932 | 4.4686 | 4.4583 | 4.6363 | 9.1302 | 13.6356 | 18.1704 | 18.0718 | 18.1116 | 18.1238 | 18.0822 | 18.0131 | 17.9377 | 0.00063829 | 0.001257 | 0.0018772 | 0.0025016 | 0.002488 | 0.0024935 | 0.0024951 | 0.0024894 | 0.0024799 | 0.0024695 | 0.00062255 | 0.001226 | 0.001831 | 0.0024399 | 0.0024266 | 0.002432 | 0.0024336 | 0.002428 | 0.0024188 | 0.0024086 | 0.15911 | 0.15884 | 0.16403 | 0.17005 | 0.17527 | 0.18036 | 0.18512 | 0.18964 | 0.19426 | 0.19962 | 1.0569 | 0.087207 | 0.087063 | 0.089908 | 0.093206 | 0.096066 | 0.098858 | 0.10147 | 0.10394 | 0.10648 | 0.10942 | 0.57927 | 0.12441 | 0.1242 | 0.12826 | 0.13296 | 0.13704 | 0.14103 | 0.14475 | 0.14828 | 0.15189 | 0.15609 | 0.82637 | -0.88734 | -0.88588 | -0.91482 | -0.94837 | -0.97748 | -1.0059 | -1.0324 | -1.0576 | -1.0834 | -1.1133 | -5.8941 | 1.0117 | 1.0101 | 1.0431 | 1.0813 | 1.1145 | 1.1469 | 1.1772 | 1.2059 | 1.2353 | 1.2694 | 6.7205 | 0.34539 | 0.70056 | 1.0777 | 1.4791 | 1.5152 | 1.5641 | 1.6121 | 1.6567 | 1.6999 | 1.7435
Ach | Water and Wastewater | Process Cooling | Process Cooling | TRC | Turnover | ET949 | Process Refrig Equipment Upgrade | Process Refrig Equipment Upgrade | Equip | 10 | Process Cooling | 22.05% | custom | 31.43% | 5.0522 | 5.3206 | 5.0435 | 3.6362 | 1.863 | 0.71952 | 0.23469 | 0.071216 | 0.021019 | 0.0061998 | 5.0522 | 10.3727 | 15.4162 | 19.0524 | 20.9154 | 21.6349 | 21.8696 | 21.9408 | 21.9618 | 21.968 | 0.00069554 | 0.001428 | 0.0021224 | 0.002623 | 0.0028795 | 0.0029785 | 0.0030108 | 0.0030206 | 0.0030235 | 0.0030244 | 0.00067839 | 0.0013928 | 0.0020701 | 0.0025583 | 0.0028085 | 0.0029051 | 0.0029366 | 0.0029462 | 0.002949 | 0.0029498 | 0.17338 | 0.18806 | 0.18362 | 0.13636 | 0.071955 | 0.028625 | 0.0096166 | 0.0030057 | 0.00091373 | 0.0002776 | 0.60812 | 0.56851 | 0.61667 | 0.60209 | 0.44712 | 0.23594 | 0.093862 | 0.031533 | 0.0098559 | 0.0029962 | 0.00091027 | 1.9941 | 0.3794 | 0.41154 | 0.40181 | 0.29839 | 0.15746 | 0.06264 | 0.021044 | 0.0065775 | 0.0019995 | 0.00060748 | 1.3308 | -2.0228 | -2.1941 | -2.1423 | -1.5909 | -0.8395 | -0.33396 | -0.1122 | -0.035067 | -0.01066 | -0.0032388 | -7.0949 | 2.4022 | 2.6057 | 2.5441 | 1.8893 | 0.99696 | 0.3966 | 0.13324 | 0.041645 | 0.01266 | 0.0038462 | 8.4257 | 0.37636 | 0.79591 | 1.2184 | 1.5509 | 1.7537 | 1.8684 | 1.9453 | 2.0102 | 2.0725 | 2.1353
Ach | Water and Wastewater | Process Cooling | Process Cooling | TRC | New | EN948 | Process Refrig Equipment Upgrade | Process Refrig Equipment Upgrade | Equip | 10 | Process Cooling | 22.05% | custom | 31.43% | 0 | 0.10007 | 0.50932 | 0.044242 | 0 | 0 | 0 | 0 | 0 | 0 | 0 | 0.10007 | 0.60939 | 0.65363 | 0.65363 | 0.65363 | 0.65363 | 0.65363 | 0.65363 | 0.65363 | 0 | 1.3777e-05 | 8.3896e-05 | 8.9987e-05 | 8.9987e-05 | 8.9987e-05 | 8.9987e-05 | 8.9987e-05 | 8.9987e-05 | 8.9987e-05 | 0 | 1.3437e-05 | 8.1827e-05 | 8.7768e-05 | 8.7768e-05 | 8.7768e-05 | 8.7768e-05 | 8.7768e-05 | 8.7768e-05 | 8.7768e-05 | 0 | 0.0035371 | 0.018543 | 0.0016591 | 0 | 0 | 0 | 0 | 0 | 0 | 0.01787 | 0 | 0.011598 | 0.060803 | 0.0054401 | 0 | 0 | 0 | 0 | 0 | 0 | 0.058596 | 0 | 0.0077403 | 0.040578 | 0.0036305 | 0 | 0 | 0 | 0 | 0 | 0 | 0.039105 | 0 | -0.041267 | -0.21634 | -0.019356 | 0 | 0 | 0 | 0 | 0 | 0 | -0.20849 | 0 | 0.049008 | 0.25692 | 0.022987 | 0 | 0 | 0 | 0 | 0 | 0 | 0.24759 | 0 | 0.0076784 | 0.048162 | 0.053208 | 0.054804 | 0.056448 | 0.058142 | 0.059886 | 0.061683 | 0.063533
Ach | Water and Wastewater | Process Cooling | Process Cooling | TRC | Existing | EE947 | Process Refrig Equipment Upgrade | Process Refrig Equipment Upgrade | Equip | 10 | Process Cooling | 22.05% | custom | 31.43% | 0 | 0 | 0 | 0 | 0 | 0 | 0 | 0 | 0 | 0 | 0 | 0 | 0 | 0 | 0 | 0 | 0 | 0 | 0 | 0 | 0 | 0 | 0 | 0 | 0 | 0 | 0 | 0 | 0 | 0 | 0 | 0 | 0 | 0 | 0 | 0 | 0 | 0 | 0 | 0 | 0 | 0 | 0 | 0 | 0 | 0 | 0 | 0 | 0 | 0 | 0 | 0 | 0 | 0 | 0 | 0 | 0 | 0 | 0 | 0 | 0 | 0 | 0 | 0 | 0 | 0 | 0 | 0 | 0 | 0 | 0 | 0 | 0 | 0 | 0 | 0 | 0 | 0 | 0 | 0 | 0 | 0 | 0 | 0 | 0 | 0 | 0 | 0 | 0 | 0 | 0 | 0 | 0 | 0 | 0 | 0 | 0 | 0 | 0 | 0 | 0 | 0 | 0 | 0 | 0
Ach | Water and Wastewater | Motors Pumps | Motors Pumps | TRC | New | NN929 | Motor Improved Controls | Motor Improved Controls | NonEquip | 15 | Motors Pumps | 42.04% | custom | 0.4056% | 0 | 0.0062455 | 0.031788 | 0.0027612 | 0 | 0 | 0 | 0 | 0 | 0 | 0 | 0.0062455 | 0.038033 | 0.040794 | 0.040794 | 0.040794 | 0.040794 | 0.040794 | 0.040794 | 0.040794 | 0 | 8.4103e-07 | 5.1216e-06 | 5.4934e-06 | 5.4934e-06 | 5.4934e-06 | 5.4934e-06 | 5.4934e-06 | 5.4934e-06 | 5.4934e-06 | 0 | 8.1881e-07 | 4.9863e-06 | 5.3483e-06 | 5.3483e-06 | 5.3483e-06 | 5.3483e-06 | 5.3483e-06 | 5.3483e-06 | 5.3483e-06 | 0 | 0.00022076 | 0.0011573 | 0.00010355 | 0 | 0 | 0 | 0 | 0 | 0 | 0.0011153 | 0 | 6.1284e-05 | 0.00032127 | 2.8745e-05 | 0 | 0 | 0 | 0 | 0 | 0 | 0.00030961 | 0 | 0.0017088 | 0.0089581 | 0.00080149 | 0 | 0 | 0 | 0 | 0 | 0 | 0.008633 | 0 | -0.0023967 | -0.012565 | -0.0011242 | 0 | 0 | 0 | 0 | 0 | 0 | -0.012109 | 0 | 0.0041055 | 0.021523 | 0.0019257 | 0 | 0 | 0 | 0 | 0 | 0 | 0.020742 | 0 | 0.00047537 | 0.0029817 | 0.0032941 | 0.0033929 | 0.0034947 | 0.0035995 | 0.0037075 | 0.0038187 | 0.0039333
Ach | Water and Wastewater | Motors Pumps | Motors Pumps | TRC | Existing | NE928 | Motor Improved Controls | Motor Improved Controls | NonEquip | 15 | Motors Pumps | 42.04% | custom_existing | 0.4056% | 0.37196 | 0.36675 | 0.3677 | 0.37009 | 0.37034 | 0.37 | 0.3687 | 0.3667 | 0.36469 | 0.36385 | 0.37196 | 0.73871 | 1.1064 | 1.4765 | 1.8468 | 2.2168 | 2.5855 | 2.9522 | 3.3169 | 3.6808 | 5.0088e-05 | 9.9475e-05 | 0.00014899 | 0.00019883 | 0.0002487 | 0.00029852 | 0.00034817 | 0.00039755 | 0.00044666 | 0.00049565 | 4.8765e-05 | 9.6848e-05 | 0.00014505 | 0.00019357 | 0.00024213 | 0.00029064 | 0.00033897 | 0.00038705 | 0.00043486 | 0.00048256 | 0.012764 | 0.012963 | 0.013387 | 0.013878 | 0.014304 | 0.01472 | 0.015108 | 0.015477 | 0.015854 | 0.016292 | 0.086052 | 0.0035435 | 0.0035987 | 0.0037163 | 0.0038526 | 0.0039709 | 0.0040862 | 0.0041941 | 0.0042964 | 0.0044011 | 0.0045227 | 0.023889 | 0.098803 | 0.10034 | 0.10362 | 0.10742 | 0.11072 | 0.11394 | 0.11694 | 0.1198 | 0.12272 | 0.12611 | 0.66608 | -0.13858 | -0.14074 | -0.14534 | -0.15067 | -0.1553 | -0.15981 | -0.16402 | -0.16803 | -0.17212 | -0.17688 | -0.93425 | 0.23739 | 0.24109 | 0.24896 | 0.25809 | 0.26602 | 0.27374 | 0.28097 | 0.28783 | 0.29484 | 0.30298 | 1.6003 | 0.027486 | 0.056225 | 0.086738 | 0.11922 | 0.1536 | 0.18991 | 0.22814 | 0.26831 | 0.31049 | 0.35489
Ach | Water and Wastewater | Motors Pumps | Motors Pumps | TRC | Turnover | ET936 | Pump Equipment Upgrade | Pump Equipment Upgrade | Equip | 15 | Motors Pumps | 70.57% | custom | 12.43% | 21.4168 | 22.5546 | 21.38 | 15.4145 | 7.8973 | 3.0502 | 0.99486 | 0.30189 | 0.089101 | 0.026282 | 21.4168 | 43.9715 | 65.3514 | 80.766 | 88.6633 | 91.7134 | 92.7083 | 93.0102 | 93.0993 | 93.1256 | 0.002884 | 0.0059212 | 0.0088003 | 0.010876 | 0.011939 | 0.01235 | 0.012484 | 0.012525 | 0.012537 | 0.01254 | 0.0028078 | 0.0057649 | 0.0085679 | 0.010589 | 0.011624 | 0.012024 | 0.012154 | 0.012194 | 0.012206 | 0.012209 | 0.73497 | 0.79723 | 0.77838 | 0.57803 | 0.30503 | 0.12134 | 0.040766 | 0.012742 | 0.0038734 | 0.0011768 | 2.5779 | 0.83472 | 0.90543 | 0.88402 | 0.65648 | 0.34643 | 0.13781 | 0.046299 | 0.014471 | 0.0043991 | 0.0013365 | 2.9278 | 5.0583 | 5.4869 | 5.3571 | 3.9783 | 2.0993 | 0.83514 | 0.28057 | 0.087693 | 0.026658 | 0.0080992 | 17.7422 | -8.6101 | -9.3396 | -9.1187 | -6.7717 | -3.5734 | -1.4216 | -0.47757 | -0.14927 | -0.045377 | -0.013786 | -30.2001 | 13.6684 | 14.8264 | 14.4759 | 10.7499 | 5.6727 | 2.2567 | 0.75814 | 0.23696 | 0.072035 | 0.021885 | 47.9423 | 1.5826 | 3.3468 | 5.1233 | 6.5217 | 7.3742 | 7.8567 | 8.1802 | 8.4531 | 8.715 | 8.979
Ach | Water and Wastewater | Motors Pumps | Motors Pumps | TRC | Turnover | ET927 | Motor Equipment Upgrades | Motor Equipment Upgrades | Equip | 10 | Motors Pumps | 54.51% | custom | 2.132% | 2.9216 | 3.0591 | 2.9052 | 2.1166 | 1.098 | 0.42747 | 0.13989 | 0.042498 | 0.012547 | 0.0037014 | 2.9216 | 5.9807 | 8.8859 | 11.0025 | 12.1005 | 12.528 | 12.6679 | 12.7104 | 12.7229 | 12.7266 | 0.00039343 | 0.00080537 | 0.0011966 | 0.0014816 | 0.0016295 | 0.001687 | 0.0017059 | 0.0017116 | 0.0017133 | 0.0017138 | 0.00038304 | 0.0007841 | 0.001165 | 0.0014425 | 0.0015864 | 0.0016425 | 0.0016608 | 0.0016664 | 0.001668 | 0.0016685 | 0.10026 | 0.10813 | 0.10577 | 0.079372 | 0.042411 | 0.017006 | 0.0057323 | 0.0017937 | 0.00054546 | 0.00016573 | 0.35206 | 0.21188 | 0.22851 | 0.22352 | 0.16774 | 0.089626 | 0.035939 | 0.012114 | 0.0037905 | 0.0011527 | 0.00035024 | 0.744 | 0.33385 | 0.36004 | 0.35218 | 0.26429 | 0.14122 | 0.056625 | 0.019087 | 0.0059724 | 0.0018162 | 0.00055185 | 1.1723 | -1.0422 | -1.1239 | -1.0994 | -0.82503 | -0.44083 | -0.17677 | -0.059584 | -0.018644 | -0.0056697 | -0.0017227 | -3.6595 | 1.376 | 1.484 | 1.4516 | 1.0893 | 0.58205 | 0.23339 | 0.078671 | 0.024617 | 0.0074859 | 0.0022746 | 4.8317 | 0.2159 | 0.45521 | 0.69662 | 0.88844 | 1.0064 | 1.0732 | 1.1178 | 1.1552 | 1.191 | 1.2271
Ach | Water and Wastewater | Motors Pumps | Motors Pumps | TRC | New | EN935 | Pump Equipment Upgrade | Pump Equipment Upgrade | Equip | 15 | Motors Pumps | 70.57% | custom | 12.43% | 0 | 0.35217 | 1.7925 | 0.15573 | 0 | 0 | 0 | 0 | 0 | 0 | 0 | 0.35217 | 2.1446 | 2.3004 | 2.3004 | 2.3004 | 2.3004 | 2.3004 | 2.3004 | 2.3004 | 0 | 4.7423e-05 | 0.0002888 | 0.00030977 | 0.00030977 | 0.00030977 | 0.00030977 | 0.00030977 | 0.00030977 | 0.00030977 | 0 | 4.617e-05 | 0.00028117 | 0.00030159 | 0.00030159 | 0.00030159 | 0.00030159 | 0.00030159 | 0.00030159 | 0.00030159 | 0 | 0.012448 | 0.065259 | 0.0058399 | 0 | 0 | 0 | 0 | 0 | 0 | 0.062891 | 0 | 0.014137 | 0.074116 | 0.0066325 | 0 | 0 | 0 | 0 | 0 | 0 | 0.071426 | 0 | 0.085671 | 0.44914 | 0.040193 | 0 | 0 | 0 | 0 | 0 | 0 | 0.43284 | 0 | -0.14583 | -0.7645 | -0.068415 | 0 | 0 | 0 | 0 | 0 | 0 | -0.73676 | 0 | 0.2315 | 1.2136 | 0.10861 | 0 | 0 | 0 | 0 | 0 | 0 | 1.1696 | 0 | 0.026804 | 0.16813 | 0.18575 | 0.19132 | 0.19706 | 0.20298 | 0.20906 | 0.21534 | 0.2218
Ach | Water and Wastewater | Motors Pumps | Motors Pumps | TRC | New | EN926 | Motor Equipment Upgrades | Motor Equipment Upgrades | Equip | 10 | Motors Pumps | 54.51% | custom | 2.132% | 0 | 0.045977 | 0.24357 | 0.021385 | 0 | 0 | 0 | 0 | 0 | 0 | 0 | 0.045977 | 0.28954 | 0.31093 | 0.31093 | 0.31093 | 0.31093 | 0.31093 | 0.31093 | 0.31093 | 0 | 6.1913e-06 | 3.899e-05 | 4.187e-05 | 4.187e-05 | 4.187e-05 | 4.187e-05 | 4.187e-05 | 4.187e-05 | 4.187e-05 | 0 | 6.0278e-06 | 3.796e-05 | 4.0764e-05 | 4.0764e-05 | 4.0764e-05 | 4.0764e-05 | 4.0764e-05 | 4.0764e-05 | 4.0764e-05 | 0 | 0.0016251 | 0.0088676 | 0.00080191 | 0 | 0 | 0 | 0 | 0 | 0 | 0.0084969 | 0 | 0.0034344 | 0.01874 | 0.0016947 | 0 | 0 | 0 | 0 | 0 | 0 | 0.017956 | 0 | 0.0054113 | 0.029527 | 0.0026701 | 0 | 0 | 0 | 0 | 0 | 0 | 0.028292 | 0 | -0.016892 | -0.092173 | -0.0083354 | 0 | 0 | 0 | 0 | 0 | 0 | -0.08832 | 0 | 0.022304 | 0.1217 | 0.011005 | 0 | 0 | 0 | 0 | 0 | 0 | 0.11661 | 0 | 0.0034995 | 0.022699 | 0.025107 | 0.02586 | 0.026636 | 0.027435 | 0.028258 | 0.029106 | 0.029979
Ach | Water and Wastewater | Motors Pumps | Motors Pumps | TRC | Existing | EE934 | Pump Equipment Upgrade | Pump Equipment Upgrade | Equip | 15 | Motors Pumps | 70.57% | custom | 12.43% | 0 | 0 | 0 | 0 | 0 | 0 | 0 | 0 | 0 | 0 | 0 | 0 | 0 | 0 | 0 | 0 | 0 | 0 | 0 | 0 | 0 | 0 | 0 | 0 | 0 | 0 | 0 | 0 | 0 | 0 | 0 | 0 | 0 | 0 | 0 | 0 | 0 | 0 | 0 | 0 | 0 | 0 | 0 | 0 | 0 | 0 | 0 | 0 | 0 | 0 | 0 | 0 | 0 | 0 | 0 | 0 | 0 | 0 | 0 | 0 | 0 | 0 | 0 | 0 | 0 | 0 | 0 | 0 | 0 | 0 | 0 | 0 | 0 | 0 | 0 | 0 | 0 | 0 | 0 | 0 | 0 | 0 | 0 | 0 | 0 | 0 | 0 | 0 | 0 | 0 | 0 | 0 | 0 | 0 | 0 | 0 | 0 | 0 | 0 | 0 | 0 | 0 | 0 | 0 | 0
Ach | Water and Wastewater | Motors Pumps | Motors Pumps | TRC | Existing | EE925 | Motor Equipment Upgrades | Motor Equipment Upgrades | Equip | 10 | Motors Pumps | 54.51% | custom | 2.132% | 0 | 0 | 0 | 0 | 0 | 0 | 0 | 0 | 0 | 0 | 0 | 0 | 0 | 0 | 0 | 0 | 0 | 0 | 0 | 0 | 0 | 0 | 0 | 0 | 0 | 0 | 0 | 0 | 0 | 0 | 0 | 0 | 0 | 0 | 0 | 0 | 0 | 0 | 0 | 0 | 0 | 0 | 0 | 0 | 0 | 0 | 0 | 0 | 0 | 0 | 0 | 0 | 0 | 0 | 0 | 0 | 0 | 0 | 0 | 0 | 0 | 0 | 0 | 0 | 0 | 0 | 0 | 0 | 0 | 0 | 0 | 0 | 0 | 0 | 0 | 0 | 0 | 0 | 0 | 0 | 0 | 0 | 0 | 0 | 0 | 0 | 0 | 0 | 0 | 0 | 0 | 0 | 0 | 0 | 0 | 0 | 0 | 0 | 0 | 0 | 0 | 0 | 0 | 0 | 0
Ach | Water and Wastewater | Motors Fans Blowers | Motors Fans Blowers | TRC | Turnover | ET918 | Fan Equipment Upgrades | Fan Equipment Upgrades | Equip | 15 | Motors Fans Blowers | 63.42% | custom | 3.425% | 3.2569 | 3.4299 | 3.2513 | 2.3441 | 1.201 | 0.46384 | 0.15129 | 0.045909 | 0.01355 | 0.0039967 | 3.2569 | 6.6868 | 9.9381 | 12.2822 | 13.4832 | 13.947 | 14.0983 | 14.1442 | 14.1578 | 14.1618 | 0.00043858 | 0.00090045 | 0.0013383 | 0.0016539 | 0.0018157 | 0.0018781 | 0.0018985 | 0.0019047 | 0.0019065 | 0.001907 | 0.00042699 | 0.00087667 | 0.0013029 | 0.0016103 | 0.0017677 | 0.0018285 | 0.0018484 | 0.0018544 | 0.0018561 | 0.0018567 | 0.11177 | 0.12124 | 0.11837 | 0.087903 | 0.046386 | 0.018453 | 0.0061994 | 0.0019376 | 0.00058904 | 0.00017896 | 0.39203 | 0.28731 | 0.31165 | 0.30428 | 0.22596 | 0.11924 | 0.047436 | 0.015936 | 0.0049809 | 0.0015142 | 0.00046003 | 1.0078 | 0.60885 | 0.66044 | 0.64482 | 0.47885 | 0.25269 | 0.10052 | 0.033771 | 0.010555 | 0.0032088 | 0.00097487 | 2.1356 | -1.4697 | -1.5942 | -1.5566 | -1.1559 | -0.60997 | -0.24266 | -0.081521 | -0.02548 | -0.0077458 | -0.0023533 | -5.1551 | 2.0786 | 2.2547 | 2.2014 | 1.6348 | 0.86266 | 0.34318 | 0.11529 | 0.036035 | 0.010955 | 0.0033281 | 7.2907 | 0.24067 | 0.50895 | 0.77911 | 0.99177 | 1.1214 | 1.1948 | 1.244 | 1.2855 | 1.3253 | 1.3654
Ach | Water and Wastewater | Motors Fans Blowers | Motors Fans Blowers | TRC | New | EN917 | Fan Equipment Upgrades | Fan Equipment Upgrades | Equip | 15 | Motors Fans Blowers | 63.42% | custom | 3.425% | 0 | 0.054089 | 0.2753 | 0.023914 | 0 | 0 | 0 | 0 | 0 | 0 | 0 | 0.054089 | 0.32939 | 0.3533 | 0.3533 | 0.3533 | 0.3533 | 0.3533 | 0.3533 | 0.3533 | 0 | 7.2837e-06 | 4.4355e-05 | 4.7576e-05 | 4.7576e-05 | 4.7576e-05 | 4.7576e-05 | 4.7576e-05 | 4.7576e-05 | 4.7576e-05 | 0 | 7.0913e-06 | 4.3184e-05 | 4.6319e-05 | 4.6319e-05 | 4.6319e-05 | 4.6319e-05 | 4.6319e-05 | 4.6319e-05 | 4.6319e-05 | 0 | 0.0019119 | 0.010023 | 0.00089675 | 0 | 0 | 0 | 0 | 0 | 0 | 0.009659 | 0 | 0.0049147 | 0.025765 | 0.0023052 | 0 | 0 | 0 | 0 | 0 | 0 | 0.02483 | 0 | 0.010415 | 0.054599 | 0.004885 | 0 | 0 | 0 | 0 | 0 | 0 | 0.052617 | 0 | -0.025141 | -0.1318 | -0.011792 | 0 | 0 | 0 | 0 | 0 | 0 | -0.12701 | 0 | 0.035556 | 0.1864 | 0.016677 | 0 | 0 | 0 | 0 | 0 | 0 | 0.17963 | 0 | 0.0041169 | 0.025823 | 0.028528 | 0.029384 | 0.030266 | 0.031174 | 0.032109 | 0.033072 | 0.034064
Ach | Water and Wastewater | Motors Fans Blowers | Motors Fans Blowers | TRC | Existing | EE916 | Fan Equipment Upgrades | Fan Equipment Upgrades | Equip | 15 | Motors Fans Blowers | 63.42% | custom | 3.425% | 0 | 0 | 0 | 0 | 0 | 0 | 0 | 0 | 0 | 0 | 0 | 0 | 0 | 0 | 0 | 0 | 0 | 0 | 0 | 0 | 0 | 0 | 0 | 0 | 0 | 0 | 0 | 0 | 0 | 0 | 0 | 0 | 0 | 0 | 0 | 0 | 0 | 0 | 0 | 0 | 0 | 0 | 0 | 0 | 0 | 0 | 0 | 0 | 0 | 0 | 0 | 0 | 0 | 0 | 0 | 0 | 0 | 0 | 0 | 0 | 0 | 0 | 0 | 0 | 0 | 0 | 0 | 0 | 0 | 0 | 0 | 0 | 0 | 0 | 0 | 0 | 0 | 0 | 0 | 0 | 0 | 0 | 0 | 0 | 0 | 0 | 0 | 0 | 0 | 0 | 0 | 0 | 0 | 0 | 0 | 0 | 0 | 0 | 0 | 0 | 0 | 0 | 0 | 0 | 0
Ach | Water and Wastewater | Industrial Lighting | Industrial Lighting | TRC | New | NN915 | Lighting Controls | Lighting Controls | NonEquip | 10 | Industrial Lighting | 33.43% | prescriptive_lightnonequip | 16.92% | 0 | 0.027394 | 0.21293 | 0.035287 | 0 | 0 | 0 | 0 | 0 | 0 | 0 | 0.027394 | 0.24032 | 0.27561 | 0.27561 | 0.27561 | 0.27561 | 0.27561 | 0.27561 | 0.27561 | 0 | 3.9102e-06 | 3.4303e-05 | 3.9339e-05 | 3.9339e-05 | 3.9339e-05 | 3.9339e-05 | 3.9339e-05 | 3.9339e-05 | 3.9339e-05 | 0 | 3.8008e-06 | 3.3343e-05 | 3.8239e-05 | 3.8239e-05 | 3.8239e-05 | 3.8239e-05 | 3.8239e-05 | 3.8239e-05 | 3.8239e-05 | 0 | 0.00062767 | 0.005025 | 0.00085774 | 0 | 0 | 0 | 0 | 0 | 0 | 0.0048466 | 0 | 0.0012905 | 0.010332 | 0.0017636 | 0 | 0 | 0 | 0 | 0 | 0 | 0.009965 | 0 | 0.0043917 | 0.035159 | 0.0060015 | 0 | 0 | 0 | 0 | 0 | 0 | 0.033912 | 0 | -0.0092378 | -0.073956 | -0.012624 | 0 | 0 | 0 | 0 | 0 | 0 | -0.071331 | 0 | 0.01363 | 0.10911 | 0.018626 | 0 | 0 | 0 | 0 | 0 | 0 | 0.10524 | 0 | 0.0021304 | 0.01925 | 0.022739 | 0.023421 | 0.024124 | 0.024847 | 0.025593 | 0.026361 | 0.027152
Ach | Water and Wastewater | Industrial Lighting | Industrial Lighting | TRC | Existing | NE914 | Lighting Controls | Lighting Controls | NonEquip | 10 | Industrial Lighting | 33.43% | prescriptive_lightnonequip_existing | 16.92% | 1.5928 | 1.5634 | 1.5675 | 1.5776 | 1.5787 | 1.5772 | 1.5717 | 1.5632 | 1.5546 | 1.551 | 1.5928 | 3.1562 | 4.7236 | 6.3013 | 7.8799 | 9.4572 | 11.0289 | 12.5921 | 14.1467 | 15.6977 | 0.00022735 | 0.0004505 | 0.00067424 | 0.00089942 | 0.0011248 | 0.0013499 | 0.0015742 | 0.0017974 | 0.0020193 | 0.0022407 | 0.00022099 | 0.0004379 | 0.00065538 | 0.00087426 | 0.0010933 | 0.0013121 | 0.0015302 | 0.0017471 | 0.0019628 | 0.002178 | 0.035431 | 0.035821 | 0.036992 | 0.038348 | 0.039526 | 0.040674 | 0.041747 | 0.042766 | 0.043808 | 0.045018 | 0.23793 | 0.072848 | 0.07365 | 0.076057 | 0.078846 | 0.081267 | 0.083628 | 0.085834 | 0.087929 | 0.090072 | 0.09256 | 0.48919 | 0.24791 | 0.25064 | 0.25883 | 0.26832 | 0.27656 | 0.28459 | 0.2921 | 0.29923 | 0.30652 | 0.31499 | 1.6648 | -0.52146 | -0.52721 | -0.54443 | -0.5644 | -0.58172 | -0.59862 | -0.61442 | -0.62942 | -0.64476 | -0.66256 | -3.5017 | 0.76936 | 0.77784 | 0.80326 | 0.83272 | 0.85828 | 0.88322 | 0.90652 | 0.92865 | 0.95128 | 0.97755 | 5.1665 | 0.12026 | 0.24545 | 0.37837 | 0.51989 | 0.66964 | 0.82779 | 0.99432 | 1.1693 | 1.3531 | 1.5465
Ach | Water and Wastewater | Industrial Lighting | Industrial Lighting | TRC | Turnover | ET910 | Efficient Lighting - High Bay | Efficient Lighting - High Bay | Equip | 13.6667 | Industrial Lighting | 30.8% | prescriptive_light | 48.41% | 17.9857 | 18.1309 | 17.0192 | 12.9479 | 7.6281 | 3.6468 | 1.5182 | 0.58823 | 0.22051 | 0.080908 | 17.9857 | 36.1166 | 53.1359 | 66.0838 | 73.7119 | 77.3587 | 78.8769 | 79.4651 | 79.6856 | 79.7665 | 0.0025672 | 0.0051552 | 0.0075845 | 0.0094326 | 0.010521 | 0.011042 | 0.011259 | 0.011343 | 0.011374 | 0.011386 | 0.0024954 | 0.005011 | 0.0073723 | 0.0091688 | 0.010227 | 0.010733 | 0.010944 | 0.011025 | 0.011056 | 0.011067 | 0.40009 | 0.41542 | 0.40165 | 0.31473 | 0.19098 | 0.094044 | 0.040326 | 0.016093 | 0.0062138 | 0.0023483 | 1.4182 | 2.1885 | 2.2723 | 2.197 | 1.7216 | 1.0447 | 0.51442 | 0.22058 | 0.088029 | 0.03399 | 0.012845 | 7.7577 | 2.666 | 2.7682 | 2.6764 | 2.0973 | 1.2726 | 0.62667 | 0.26871 | 0.10724 | 0.041406 | 0.015648 | 9.4505 | -8.3585 | -8.6788 | -8.391 | -6.5752 | -3.9899 | -1.9647 | -0.84246 | -0.33621 | -0.12982 | -0.04906 | -29.6288 | 11.0245 | 11.447 | 11.0674 | 8.6725 | 5.2626 | 2.5914 | 1.1112 | 0.44345 | 0.17122 | 0.064708 | 39.0792 | 1.358 | 2.8088 | 4.2563 | 5.4523 | 6.2641 | 6.7712 | 7.1112 | 7.3792 | 7.6216 | 7.8582
Ach | Water and Wastewater | Industrial Lighting | Industrial Lighting | TRC | New | EN909 | Efficient Lighting - High Bay | Efficient Lighting - High Bay | Equip | 13.6667 | Industrial Lighting | 30.8% | prescriptive_light | 48.41% | 0 | 0.29319 | 1.4704 | 0.134 | 0 | 0 | 0 | 0 | 0 | 0 | 0 | 0.29319 | 1.7636 | 1.8976 | 1.8976 | 1.8976 | 1.8976 | 1.8976 | 1.8976 | 1.8976 | 0 | 4.1849e-05 | 0.00025173 | 0.00027085 | 0.00027085 | 0.00027085 | 0.00027085 | 0.00027085 | 0.00027085 | 0.00027085 | 0 | 4.0679e-05 | 0.00024468 | 0.00026328 | 0.00026328 | 0.00026328 | 0.00026328 | 0.00026328 | 0.00026328 | 0.00026328 | 0 | 0.0067177 | 0.0347 | 0.0032573 | 0 | 0 | 0 | 0 | 0 | 0 | 0.033625 | 0 | 0.036746 | 0.18981 | 0.017817 | 0 | 0 | 0 | 0 | 0 | 0 | 0.18393 | 0 | 0.044764 | 0.23123 | 0.021705 | 0 | 0 | 0 | 0 | 0 | 0 | 0.22406 | 0 | -0.14034 | -0.72494 | -0.06805 | 0 | 0 | 0 | 0 | 0 | 0 | -0.70248 | 0 | 0.18511 | 0.95617 | 0.089755 | 0 | 0 | 0 | 0 | 0 | 0 | 0.92654 | 0 | 0.022801 | 0.14126 | 0.15656 | 0.16126 | 0.16609 | 0.17108 | 0.17621 | 0.18149 | 0.18694
Ach | Water and Wastewater | Industrial Lighting | Industrial Lighting | TRC | Existing | EE908 | Efficient Lighting - High Bay | Efficient Lighting - High Bay | Equip | 13.6667 | Industrial Lighting | 30.8% | prescriptive_light | 48.41% | 0 | 0 | 0 | 0 | 0 | 0 | 0 | 0 | 0 | 0 | 0 | 0 | 0 | 0 | 0 | 0 | 0 | 0 | 0 | 0 | 0 | 0 | 0 | 0 | 0 | 0 | 0 | 0 | 0 | 0 | 0 | 0 | 0 | 0 | 0 | 0 | 0 | 0 | 0 | 0 | 0 | 0 | 0 | 0 | 0 | 0 | 0 | 0 | 0 | 0 | 0 | 0 | 0 | 0 | 0 | 0 | 0 | 0 | 0 | 0 | 0 | 0 | 0 | 0 | 0 | 0 | 0 | 0 | 0 | 0 | 0 | 0 | 0 | 0 | 0 | 0 | 0 | 0 | 0 | 0 | 0 | 0 | 0 | 0 | 0 | 0 | 0 | 0 | 0 | 0 | 0 | 0 | 0 | 0 | 0 | 0 | 0 | 0 | 0 | 0 | 0 | 0 | 0 | 0 | 0
Ach | Water and Wastewater | HVAC | HVAC | TRC | New | NN907 | HVAC Recommissioning | HVAC Recommissioning | NonEquip | 10 | HVAC | 35.73% | custom | 18.86% | 0 | 0.12456 | 0.63514 | 0.055744 | 0 | 0 | 0 | 0 | 0 | 0 | 0 | 0.12456 | 0.7597 | 0.81545 | 0.81545 | 0.81545 | 0.81545 | 0.81545 | 0.81545 | 0.81545 | 0 | 1.7744e-05 | 0.00010822 | 0.00011616 | 0.00011616 | 0.00011616 | 0.00011616 | 0.00011616 | 0.00011616 | 0.00011616 | 0 | 1.7314e-05 | 0.0001056 | 0.00011335 | 0.00011335 | 0.00011335 | 0.00011335 | 0.00011335 | 0.00011335 | 0.00011335 | 0 | 0.0056541 | 0.029695 | 0.0026844 | 0 | 0 | 0 | 0 | 0 | 0 | 0.028628 | 0 | 0.017558 | 0.092212 | 0.0083359 | 0 | 0 | 0 | 0 | 0 | 0 | 0.088897 | 0 | 0.0054672 | 0.028714 | 0.0025957 | 0 | 0 | 0 | 0 | 0 | 0 | 0.027682 | 0 | -0.056451 | -0.29648 | -0.026802 | 0 | 0 | 0 | 0 | 0 | 0 | -0.28582 | 0 | 0.061919 | 0.3252 | 0.029398 | 0 | 0 | 0 | 0 | 0 | 0 | 0.31351 | 0 | 0.0096798 | 0.060808 | 0.067228 | 0.069245 | 0.071323 | 0.073462 | 0.075666 | 0.077936 | 0.080274
Ach | Water and Wastewater | HVAC | HVAC | TRC | New | NN900 | Building Envelope Improvements | Building Envelope Improvements | NonEquip | 15 | HVAC | 32.06% | custom | 14.68% | 0 | 0.080301 | 0.40906 | 0.035703 | 0 | 0 | 0 | 0 | 0 | 0 | 0 | 0.080301 | 0.48936 | 0.52506 | 0.52506 | 0.52506 | 0.52506 | 0.52506 | 0.52506 | 0.52506 | 0 | 1.1439e-05 | 6.9711e-05 | 7.4797e-05 | 7.4797e-05 | 7.4797e-05 | 7.4797e-05 | 7.4797e-05 | 7.4797e-05 | 7.4797e-05 | 0 | 1.1162e-05 | 6.8019e-05 | 7.2982e-05 | 7.2982e-05 | 7.2982e-05 | 7.2982e-05 | 7.2982e-05 | 7.2982e-05 | 7.2982e-05 | 0 | 0.003645 | 0.019125 | 0.0017193 | 0 | 0 | 0 | 0 | 0 | 0 | 0.018434 | 0 | 0.0041534 | 0.021792 | 0.0019591 | 0 | 0 | 0 | 0 | 0 | 0 | 0.021005 | 0 | 0.018052 | 0.094716 | 0.0085149 | 0 | 0 | 0 | 0 | 0 | 0 | 0.091293 | 0 | -0.035982 | -0.18879 | -0.016972 | 0 | 0 | 0 | 0 | 0 | 0 | -0.18197 | 0 | 0.054034 | 0.28351 | 0.025487 | 0 | 0 | 0 | 0 | 0 | 0 | 0.27326 | 0 | 0.0062403 | 0.039169 | 0.043288 | 0.044586 | 0.045924 | 0.047302 | 0.048721 | 0.050182 | 0.051688
Ach | Water and Wastewater | HVAC | HVAC | TRC | Existing | NE906 | HVAC Recommissioning | HVAC Recommissioning | NonEquip | 10 | HVAC | 35.73% | custom_existing | 18.86% | 7.8538 | 7.3829 | 7.041 | 5.041 | 2.5786 | 0.99302 | 0.32312 | 0.097951 | 0.029012 | 0.0085586 | 7.8538 | 15.2366 | 22.2777 | 27.3186 | 29.8972 | 30.8902 | 31.2133 | 31.3113 | 31.3403 | 31.3488 | 0.0011188 | 0.0021705 | 0.0031735 | 0.0038916 | 0.004259 | 0.0044004 | 0.0044465 | 0.0044604 | 0.0044645 | 0.0044658 | 0.0010917 | 0.0021179 | 0.0030965 | 0.0037972 | 0.0041556 | 0.0042937 | 0.0043386 | 0.0043522 | 0.0043562 | 0.0043574 | 0.34612 | 0.33512 | 0.3292 | 0.24275 | 0.1279 | 0.050732 | 0.017003 | 0.005309 | 0.0016196 | 0.00049213 | 1.1182 | 1.0748 | 1.0407 | 1.0222 | 0.75382 | 0.39716 | 0.15754 | 0.0528 | 0.016486 | 0.0050293 | 0.0015282 | 3.4725 | 0.33468 | 0.32405 | 0.31832 | 0.23473 | 0.12367 | 0.049056 | 0.016441 | 0.0051335 | 0.0015661 | 0.00047587 | 1.0813 | -3.4557 | -3.3459 | -3.2867 | -2.4237 | -1.277 | -0.50652 | -0.16976 | -0.053006 | -0.016171 | -0.0049135 | -11.1648 | 3.7904 | 3.67 | 3.6051 | 2.6584 | 1.4006 | 0.55558 | 0.1862 | 0.05814 | 0.017737 | 0.0053894 | 12.2461 | 0.59255 | 1.1841 | 1.7832 | 2.2522 | 2.5388 | 2.7018 | 2.812 | 2.9054 | 2.9953 | 3.086
Ach | Water and Wastewater | HVAC | HVAC | TRC | Existing | NE899 | Building Envelope Improvements | Building Envelope Improvements | NonEquip | 15 | HVAC | 32.06% | custom_existing | 14.68% | 4.9709 | 4.7977 | 4.8102 | 4.8413 | 4.8446 | 4.8402 | 4.8232 | 4.797 | 4.7708 | 4.7597 | 4.9709 | 9.7686 | 14.5788 | 19.4201 | 24.2647 | 29.1049 | 33.928 | 38.725 | 43.4958 | 48.2555 | 0.00070812 | 0.0013916 | 0.0020768 | 0.0027665 | 0.0034566 | 0.0041461 | 0.0048332 | 0.0055165 | 0.0061961 | 0.0068742 | 0.00069094 | 0.0013578 | 0.0020264 | 0.0026993 | 0.0033727 | 0.0040455 | 0.0047159 | 0.0053827 | 0.0060458 | 0.0067074 | 0.21907 | 0.21778 | 0.22489 | 0.23314 | 0.2403 | 0.24728 | 0.2538 | 0.26 | 0.26634 | 0.27369 | 1.4498 | 0.24962 | 0.24815 | 0.25626 | 0.26566 | 0.27381 | 0.28177 | 0.2892 | 0.29626 | 0.30348 | 0.31186 | 1.652 | 1.0849 | 1.0785 | 1.1138 | 1.1546 | 1.1901 | 1.2247 | 1.257 | 1.2876 | 1.319 | 1.3555 | 7.1802 | -2.1625 | -2.1498 | -2.22 | -2.3015 | -2.3721 | -2.441 | -2.5054 | -2.5666 | -2.6292 | -2.7018 | -14.312 | 3.2475 | 3.2284 | 3.3338 | 3.4561 | 3.5622 | 3.6657 | 3.7624 | 3.8543 | 3.9482 | 4.0572 | 21.4922 | 0.37504 | 0.75913 | 1.1669 | 1.6011 | 2.0605 | 2.5456 | 3.0565 | 3.5933 | 4.1571 | 4.7504
Ach | Water and Wastewater | HVAC | HVAC | TRC | Turnover | ET903 | HVAC Equipment Upgrades | HVAC Equipment Upgrades | Equip | 18 | HVAC | 28.85% | custom | 14.08% | 3.3286 | 3.5054 | 3.3229 | 2.3957 | 1.2274 | 0.47405 | 0.15462 | 0.04692 | 0.013848 | 0.0040847 | 3.3286 | 6.834 | 10.1569 | 12.5526 | 13.78 | 14.254 | 14.4086 | 14.4556 | 14.4694 | 14.4735 | 0.00047417 | 0.00097353 | 0.0014469 | 0.0017882 | 0.001963 | 0.0020305 | 0.0020526 | 0.0020592 | 0.0020612 | 0.0020618 | 0.00046267 | 0.00094991 | 0.0014118 | 0.0017448 | 0.0019154 | 0.0019813 | 0.0020028 | 0.0020093 | 0.0020112 | 0.0020118 | 0.14669 | 0.15912 | 0.15536 | 0.11537 | 0.06088 | 0.024219 | 0.0081364 | 0.0025431 | 0.00077309 | 0.00023487 | 0.51452 | 0.14356 | 0.15572 | 0.15204 | 0.11291 | 0.059582 | 0.023702 | 0.0079629 | 0.0024888 | 0.0007566 | 0.00022986 | 0.50355 | 0.87985 | 0.95439 | 0.93182 | 0.69198 | 0.36516 | 0.14527 | 0.048802 | 0.015253 | 0.004637 | 0.0014088 | 3.0861 | -1.5536 | -1.6852 | -1.6454 | -1.2219 | -0.64477 | -0.2565 | -0.086172 | -0.026933 | -0.0081877 | -0.0024875 | -5.4492 | 2.4334 | 2.6396 | 2.5772 | 1.9138 | 1.0099 | 0.40176 | 0.13497 | 0.042187 | 0.012825 | 0.0038963 | 8.5353 | 0.25113 | 0.53108 | 0.81298 | 1.0349 | 1.1702 | 1.2467 | 1.298 | 1.3413 | 1.3829 | 1.4248
Ach | Water and Wastewater | HVAC | HVAC | TRC | New | EN902 | HVAC Equipment Upgrades | HVAC Equipment Upgrades | Equip | 18 | HVAC | 28.85% | custom | 14.08% | 0 | 0.06948 | 0.35363 | 0.030718 | 0 | 0 | 0 | 0 | 0 | 0 | 0 | 0.06948 | 0.42311 | 0.45383 | 0.45383 | 0.45383 | 0.45383 | 0.45383 | 0.45383 | 0.45383 | 0 | 9.8977e-06 | 6.0274e-05 | 6.465e-05 | 6.465e-05 | 6.465e-05 | 6.465e-05 | 6.465e-05 | 6.465e-05 | 6.465e-05 | 0 | 9.6576e-06 | 5.8811e-05 | 6.3081e-05 | 6.3081e-05 | 6.3081e-05 | 6.3081e-05 | 6.3081e-05 | 6.3081e-05 | 6.3081e-05 | 0 | 0.0031538 | 0.016534 | 0.0014793 | 0 | 0 | 0 | 0 | 0 | 0 | 0.015934 | 0 | 0.0030866 | 0.016181 | 0.0014477 | 0 | 0 | 0 | 0 | 0 | 0 | 0.015594 | 0 | 0.018917 | 0.099168 | 0.0088727 | 0 | 0 | 0 | 0 | 0 | 0 | 0.095569 | 0 | -0.033402 | -0.1751 | -0.015667 | 0 | 0 | 0 | 0 | 0 | 0 | -0.16875 | 0 | 0.052319 | 0.27427 | 0.02454 | 0 | 0 | 0 | 0 | 0 | 0 | 0.26432 | 0 | 0.0053994 | 0.033867 | 0.037415 | 0.038538 | 0.039694 | 0.040885 | 0.042111 | 0.043375 | 0.044676
Ach | Water and Wastewater | HVAC | HVAC | TRC | Existing | EE901 | HVAC Equipment Upgrades | HVAC Equipment Upgrades | Equip | 18 | HVAC | 28.85% | custom | 14.08% | 0 | 0 | 0 | 0 | 0 | 0 | 0 | 0 | 0 | 0 | 0 | 0 | 0 | 0 | 0 | 0 | 0 | 0 | 0 | 0 | 0 | 0 | 0 | 0 | 0 | 0 | 0 | 0 | 0 | 0 | 0 | 0 | 0 | 0 | 0 | 0 | 0 | 0 | 0 | 0 | 0 | 0 | 0 | 0 | 0 | 0 | 0 | 0 | 0 | 0 | 0 | 0 | 0 | 0 | 0 | 0 | 0 | 0 | 0 | 0 | 0 | 0 | 0 | 0 | 0 | 0 | 0 | 0 | 0 | 0 | 0 | 0 | 0 | 0 | 0 | 0 | 0 | 0 | 0 | 0 | 0 | 0 | 0 | 0 | 0 | 0 | 0 | 0 | 0 | 0 | 0 | 0 | 0 | 0 | 0 | 0 | 0 | 0 | 0 | 0 | 0 | 0 | 0 | 0 | 0
Ach | Water and Wastewater | Exterior Lighting | Exterior Lighting | TRC | New | NN898 | Lighting Controls - Exterior | Lighting Controls - Exterior | NonEquip | 10 | Exterior Lighting | 17% | prescriptive_lightnonequip | 28% | 0 | 0.0023981 | 0.018741 | 0.0031743 | 0 | 0 | 0 | 0 | 0 | 0 | 0 | 0.0023981 | 0.02114 | 0.024314 | 0.024314 | 0.024314 | 0.024314 | 0.024314 | 0.024314 | 0.024314 | 0 | 0 | 0 | 0 | 0 | 0 | 0 | 0 | 0 | 0 | 0 | 0 | 0 | 0 | 0 | 0 | 0 | 0 | 0 | 0 | 0 | 5.4946e-05 | 0.00044229 | 7.7159e-05 | 0 | 0 | 0 | 0 | 0 | 0 | 0.00042747 | 0 | 0.00011297 | 0.00090937 | 0.00015864 | 0 | 0 | 0 | 0 | 0 | 0 | 0.00087891 | 0 | 0.00027929 | 0.0022481 | 0.00039219 | 0 | 0 | 0 | 0 | 0 | 0 | 0.0021728 | 0 | -0.00038715 | -0.0031164 | -0.00054367 | 0 | 0 | 0 | 0 | 0 | 0 | -0.003012 | 0 | 0.00066644 | 0.0053645 | 0.00093586 | 0 | 0 | 0 | 0 | 0 | 0 | 0.0051848 | 0 | 0.00011631 | 0.0010561 | 0.0012511 | 0.0012886 | 0.0013273 | 0.0013671 | 0.0014081 | 0.0014504 | 0.0014939
Ach | Water and Wastewater | Exterior Lighting | Exterior Lighting | TRC | Existing | NE897 | Lighting Controls - Exterior | Lighting Controls - Exterior | NonEquip | 10 | Exterior Lighting | 17% | prescriptive_lightnonequip_existing | 28% | 0.1339 | 0.14975 | 0.15014 | 0.15112 | 0.15122 | 0.15108 | 0.15055 | 0.14973 | 0.14891 | 0.14857 | 0.1339 | 0.28365 | 0.4338 | 0.58491 | 0.73613 | 0.88721 | 1.0378 | 1.1875 | 1.3364 | 1.485 | 0 | 0 | 0 | 0 | 0 | 0 | 0 | 0 | 0 | 0 | 0 | 0 | 0 | 0 | 0 | 0 | 0 | 0 | 0 | 0 | 0.0029786 | 0.0034312 | 0.0035433 | 0.0036733 | 0.003786 | 0.003896 | 0.0039988 | 0.0040964 | 0.0041963 | 0.0043121 | 0.022414 | 0.0061242 | 0.0070547 | 0.0072852 | 0.0075524 | 0.0077842 | 0.0080104 | 0.0082218 | 0.0084224 | 0.0086277 | 0.0088659 | 0.046084 | 0.01514 | 0.017441 | 0.01801 | 0.018671 | 0.019244 | 0.019803 | 0.020326 | 0.020822 | 0.021329 | 0.021918 | 0.11393 | -0.020987 | -0.024176 | -0.024966 | -0.025882 | -0.026676 | -0.027451 | -0.028176 | -0.028863 | -0.029567 | -0.030383 | -0.15793 | 0.036128 | 0.041617 | 0.042976 | 0.044553 | 0.04592 | 0.047254 | 0.048501 | 0.049685 | 0.050896 | 0.052301 | 0.27185 | 0.0063054 | 0.013758 | 0.021671 | 0.030097 | 0.039015 | 0.048433 | 0.058351 | 0.068773 | 0.079719 | 0.091239
Ach | Water and Wastewater | Exterior Lighting | Exterior Lighting | TRC | Turnover | ET896 | Efficient Lighting - Exterior | Efficient Lighting - Exterior | Equip | 13.6 | Exterior Lighting | 15.29% | prescriptive_light | 78.74% | 3.1651 | 3.1907 | 2.9951 | 2.2786 | 1.3424 | 0.64177 | 0.26717 | 0.10352 | 0.038806 | 0.014238 | 3.1651 | 6.3559 | 9.3509 | 11.6295 | 12.9719 | 13.6137 | 13.8809 | 13.9844 | 14.0232 | 14.0374 | 0 | 0 | 0 | 0 | 0 | 0 | 0 | 0 | 0 | 0 | 0 | 0 | 0 | 0 | 0 | 0 | 0 | 0 | 0 | 0 | 0.070409 | 0.073107 | 0.070683 | 0.055387 | 0.03361 | 0.01655 | 0.0070966 | 0.0028321 | 0.0010935 | 0.00041326 | 0.24958 | 0.063993 | 0.066445 | 0.064242 | 0.05034 | 0.030547 | 0.015042 | 0.0064499 | 0.002574 | 0.00099388 | 0.0003756 | 0.22684 | 0.62523 | 0.64919 | 0.62766 | 0.49184 | 0.29845 | 0.14696 | 0.063018 | 0.025149 | 0.0097105 | 0.0036697 | 2.2163 | -0.48396 | -0.5025 | -0.48584 | -0.38071 | -0.23102 | -0.11376 | -0.048779 | -0.019467 | -0.0075164 | -0.0028406 | -1.7155 | 1.1092 | 1.1517 | 1.1135 | 0.87255 | 0.52947 | 0.26072 | 0.1118 | 0.044616 | 0.017227 | 0.0065103 | 3.9318 | 0.14905 | 0.30828 | 0.46715 | 0.59841 | 0.68752 | 0.74317 | 0.78049 | 0.8099 | 0.83651 | 0.86248
Ach | Water and Wastewater | Exterior Lighting | Exterior Lighting | TRC | New | EN895 | Efficient Lighting - Exterior | Efficient Lighting - Exterior | Equip | 13.6 | Exterior Lighting | 15.29% | prescriptive_light | 78.74% | 0 | 0.023081 | 0.11633 | 0.010663 | 0 | 0 | 0 | 0 | 0 | 0 | 0 | 0.023081 | 0.13941 | 0.15008 | 0.15008 | 0.15008 | 0.15008 | 0.15008 | 0.15008 | 0.15008 | 0 | 0 | 0 | 0 | 0 | 0 | 0 | 0 | 0 | 0 | 0 | 0 | 0 | 0 | 0 | 0 | 0 | 0 | 0 | 0 | 0 | 0.00052884 | 0.0027454 | 0.00025919 | 0 | 0 | 0 | 0 | 0 | 0 | 0.0026592 | 0 | 0.00048065 | 0.0024952 | 0.00023557 | 0 | 0 | 0 | 0 | 0 | 0 | 0.0024168 | 0 | 0.0046961 | 0.024379 | 0.0023016 | 0 | 0 | 0 | 0 | 0 | 0 | 0.023613 | 0 | -0.003635 | -0.018871 | -0.0017816 | 0 | 0 | 0 | 0 | 0 | 0 | -0.018278 | 0 | 0.0083311 | 0.04325 | 0.0040832 | 0 | 0 | 0 | 0 | 0 | 0 | 0.041891 | 0 | 0.0011195 | 0.0069647 | 0.0077224 | 0.007954 | 0.0081926 | 0.0084384 | 0.0086916 | 0.0089523 | 0.0092209
Ach | Water and Wastewater | Exterior Lighting | Exterior Lighting | TRC | Existing | EE894 | Efficient Lighting - Exterior | Efficient Lighting - Exterior | Equip | 13.6 | Exterior Lighting | 15.29% | prescriptive_light | 78.74% | 0 | 0 | 0 | 0 | 0 | 0 | 0 | 0 | 0 | 0 | 0 | 0 | 0 | 0 | 0 | 0 | 0 | 0 | 0 | 0 | 0 | 0 | 0 | 0 | 0 | 0 | 0 | 0 | 0 | 0 | 0 | 0 | 0 | 0 | 0 | 0 | 0 | 0 | 0 | 0 | 0 | 0 | 0 | 0 | 0 | 0 | 0 | 0 | 0 | 0 | 0 | 0 | 0 | 0 | 0 | 0 | 0 | 0 | 0 | 0 | 0 | 0 | 0 | 0 | 0 | 0 | 0 | 0 | 0 | 0 | 0 | 0 | 0 | 0 | 0 | 0 | 0 | 0 | 0 | 0 | 0 | 0 | 0 | 0 | 0 | 0 | 0 | 0 | 0 | 0 | 0 | 0 | 0 | 0 | 0 | 0 | 0 | 0 | 0 | 0 | 0 | 0 | 0 | 0 | 0
Ach | Water and Wastewater | Compressed Air | Compressed Air | TRC | Turnover | ET889 | Compressed Air Equipment | Compressed Air Equipment | Equip | 15 | Compressed Air | 71.22% | custom | 4.001% | 3.912 | 4.1199 | 3.9053 | 2.8156 | 1.4425 | 0.55715 | 0.18172 | 0.055144 | 0.016275 | 0.0048006 | 3.912 | 8.0319 | 11.9372 | 14.7528 | 16.1954 | 16.7525 | 16.9342 | 16.9894 | 17.0056 | 17.0104 | 0.0005268 | 0.0010816 | 0.0016075 | 0.0019866 | 0.0021809 | 0.0022559 | 0.0022804 | 0.0022878 | 0.00229 | 0.0022906 | 0.00051288 | 0.001053 | 0.001565 | 0.0019342 | 0.0021233 | 0.0021963 | 0.0022202 | 0.0022274 | 0.0022295 | 0.0022301 | 0.13425 | 0.14562 | 0.14218 | 0.10558 | 0.055717 | 0.022165 | 0.0074464 | 0.0023274 | 0.00070752 | 0.00021495 | 0.47089 | 0.03663 | 0.039733 | 0.038794 | 0.028809 | 0.015202 | 0.0060477 | 0.0020317 | 0.00063503 | 0.00019305 | 5.865e-05 | 0.12848 | 1.0398 | 1.1279 | 1.1012 | 0.81778 | 0.43154 | 0.17167 | 0.057674 | 0.018026 | 0.00548 | 0.0016649 | 3.6471 | -1.4569 | -1.5803 | -1.543 | -1.1458 | -0.60465 | -0.24054 | -0.080809 | -0.025257 | -0.0076781 | -0.0023327 | -5.1101 | 2.4967 | 2.7082 | 2.6442 | 1.9636 | 1.0362 | 0.41221 | 0.13848 | 0.043284 | 0.013158 | 0.0039976 | 8.7572 | 0.28908 | 0.61133 | 0.93583 | 1.1913 | 1.347 | 1.4351 | 1.4942 | 1.544 | 1.5919 | 1.6401
Ach | Water and Wastewater | Compressed Air | Compressed Air | TRC | New | EN888 | Compressed Air Equipment | Compressed Air Equipment | Equip | 15 | Compressed Air | 71.22% | custom | 4.001% | 0 | 0.059605 | 0.30337 | 0.026352 | 0 | 0 | 0 | 0 | 0 | 0 | 0 | 0.059605 | 0.36297 | 0.38933 | 0.38933 | 0.38933 | 0.38933 | 0.38933 | 0.38933 | 0.38933 | 0 | 8.0265e-06 | 4.8879e-05 | 5.2427e-05 | 5.2427e-05 | 5.2427e-05 | 5.2427e-05 | 5.2427e-05 | 5.2427e-05 | 5.2427e-05 | 0 | 7.8145e-06 | 4.7588e-05 | 5.1043e-05 | 5.1043e-05 | 5.1043e-05 | 5.1043e-05 | 5.1043e-05 | 5.1043e-05 | 5.1043e-05 | 0 | 0.0021068 | 0.011045 | 0.0009882 | 0 | 0 | 0 | 0 | 0 | 0 | 0.010644 | 0 | 0.00057485 | 0.0030136 | 0.00026963 | 0 | 0 | 0 | 0 | 0 | 0 | 0.0029042 | 0 | 0.016318 | 0.085545 | 0.0076538 | 0 | 0 | 0 | 0 | 0 | 0 | 0.08244 | 0 | -0.022864 | -0.11986 | -0.010724 | 0 | 0 | 0 | 0 | 0 | 0 | -0.11551 | 0 | 0.039182 | 0.2054 | 0.018378 | 0 | 0 | 0 | 0 | 0 | 0 | 0.19795 | 0 | 0.0045367 | 0.028456 | 0.031438 | 0.032381 | 0.033352 | 0.034353 | 0.035383 | 0.036445 | 0.037538
Ach | Water and Wastewater | Compressed Air | Compressed Air | TRC | Existing | EE887 | Compressed Air Equipment | Compressed Air Equipment | Equip | 15 | Compressed Air | 71.22% | custom | 4.001% | 0 | 0 | 0 | 0 | 0 | 0 | 0 | 0 | 0 | 0 | 0 | 0 | 0 | 0 | 0 | 0 | 0 | 0 | 0 | 0 | 0 | 0 | 0 | 0 | 0 | 0 | 0 | 0 | 0 | 0 | 0 | 0 | 0 | 0 | 0 | 0 | 0 | 0 | 0 | 0 | 0 | 0 | 0 | 0 | 0 | 0 | 0 | 0 | 0 | 0 | 0 | 0 | 0 | 0 | 0 | 0 | 0 | 0 | 0 | 0 | 0 | 0 | 0 | 0 | 0 | 0 | 0 | 0 | 0 | 0 | 0 | 0 | 0 | 0 | 0 | 0 | 0 | 0 | 0 | 0 | 0 | 0 | 0 | 0 | 0 | 0 | 0 | 0 | 0 | 0 | 0 | 0 | 0 | 0 | 0 | 0 | 0 | 0 | 0 | 0 | 0 | 0 | 0 | 0 | 0

## PerCustomerTemplate-RES (hidden)
|  | Note: will need separate sheets for Residential, Commercial and Industrial | [10 empty] | Projected Particpation
Segment | Vintage | (1) Measure | (2) Summer Peak Per Cust (kW) | (3) Winter Peak Per Cust (kW) | Blank Column | (4) Annual energy Per Cust (kWh) | (5 ) service Life(Yrs) | Blank Column | (7) Measure incremental cost | Units | Blank Column | Blank Column | 2020 | 2021 | 2022 | 2023 | 2024 | 2025 | 2026 | 2027 | 2028 | 2029 | 2030 | 2031 | 2032 | 2033 | 2034 | 2035 | 2036 | 2037 | 2038 | 2039 | 2040 | 2041 | 2042 | 2043 | 2044 | 2045 | 2046 | 2047 | 2048 | 2049
Single Family | Turnover | Energy Star Clothes Dryer | 0.022953 | 0.013331 |  | 145.9522 | 11 |  | 249 | Per Unit
Multi-Family | Turnover | Energy Star Clothes Dryer | 0.022953 | 0.013331 |  | 145.9522 | 11 |  | 249 | Per Unit
Manufactured Home | Turnover | Energy Star Clothes Dryer | 0.022953 | 0.013331 |  | 145.9522 | 11 |  | 249 | Per Unit
Single Family | New | Energy Star Clothes Dryer | 0.022953 | 0.013331 |  | 145.9522 | 11 |  | 249 | Per Unit
Multi-Family | New | Energy Star Clothes Dryer | 0.022953 | 0.013331 |  | 145.9522 | 11 |  | 249 | Per Unit
Manufactured Home | New | Energy Star Clothes Dryer | 0.022953 | 0.013331 |  | 145.9522 | 11 |  | 249 | Per Unit
Single Family | Turnover | Energy Star Clothes Washer | 0.085635 | 0.049737 |  | 544.539 | 11 |  | 58.34 | Per Unit
Multi-Family | Turnover | Energy Star Clothes Washer | 0.085635 | 0.049737 |  | 544.539 | 11 |  | 58.34 | Per Unit
Manufactured Home | Turnover | Energy Star Clothes Washer | 0.085635 | 0.049737 |  | 544.539 | 11 |  | 58.34 | Per Unit
Single Family | New | Energy Star Clothes Washer | 0.085635 | 0.049737 |  | 544.539 | 11 |  | 58.34 | Per Unit
Multi-Family | New | Energy Star Clothes Washer | 0.085635 | 0.049737 |  | 544.539 | 11 |  | 58.34 | Per Unit
Manufactured Home | New | Energy Star Clothes Washer | 0.085635 | 0.049737 |  | 544.539 | 11 |  | 58.34 | Per Unit
Single Family | Turnover | Energy Star Dishwasher | 0.0044126 | 0.0047969 |  | 40.303 | 10 |  | 0 | Per Unit
Multi-Family | Turnover | Energy Star Dishwasher | 0.0044126 | 0.0047969 |  | 40.303 | 10 |  | 0 | Per Unit
Manufactured Home | Turnover | Energy Star Dishwasher | 0.0044126 | 0.0047969 |  | 40.303 | 10 |  | 0 | Per Unit
Single Family | New | Energy Star Dishwasher | 0.0044126 | 0.0047969 |  | 40.303 | 10 |  | 0 | Per Unit
Multi-Family | New | Energy Star Dishwasher | 0.0044126 | 0.0047969 |  | 40.303 | 10 |  | 0 | Per Unit
Manufactured Home | New | Energy Star Dishwasher | 0.0044126 | 0.0047969 |  | 40.303 | 10 |  | 0 | Per Unit
Single Family | Turnover | Energy Star Freezer | 0.0085251 | 0.0058997 |  | 65.6 | 11 |  | 90 | Per Unit
Multi-Family | Turnover | Energy Star Freezer | 0.0085251 | 0.0058997 |  | 65.6 | 11 |  | 90 | Per Unit
Manufactured Home | Turnover | Energy Star Freezer | 0.0085251 | 0.0058997 |  | 65.6 | 11 |  | 90 | Per Unit
Single Family | New | Energy Star Freezer | 0.0085251 | 0.0058997 |  | 65.6 | 11 |  | 90 | Per Unit
Multi-Family | New | Energy Star Freezer | 0.0085251 | 0.0058997 |  | 65.6 | 11 |  | 90 | Per Unit
Manufactured Home | New | Energy Star Freezer | 0.0085251 | 0.0058997 |  | 65.6 | 11 |  | 90 | Per Unit
Single Family | Turnover | Energy Star Refrigerator | 0.013935 | 0.0046429 |  | 133.5 | 14 |  | 122 | Per Unit
Multi-Family | Turnover | Energy Star Refrigerator | 0.013935 | 0.0046429 |  | 133.5 | 14 |  | 122 | Per Unit
Manufactured Home | Turnover | Energy Star Refrigerator | 0.013935 | 0.0046429 |  | 133.5 | 14 |  | 122 | Per Unit
Single Family | New | Energy Star Refrigerator | 0.013935 | 0.0046429 |  | 133.5 | 14 |  | 122 | Per Unit
Multi-Family | New | Energy Star Refrigerator | 0.013935 | 0.0046429 |  | 133.5 | 14 |  | 122 | Per Unit
Manufactured Home | New | Energy Star Refrigerator | 0.013935 | 0.0046429 |  | 133.5 | 14 |  | 122 | Per Unit
Single Family | Turnover | Heat Pump Clothes Dryer | 0.033979 | 0.019735 |  | 216.0685 | 12 |  | 850 | Per Unit
Multi-Family | Turnover | Heat Pump Clothes Dryer | 0.033979 | 0.019735 |  | 216.0685 | 12 |  | 850 | Per Unit
Manufactured Home | Turnover | Heat Pump Clothes Dryer | 0.033979 | 0.019735 |  | 216.0685 | 12 |  | 850 | Per Unit
Single Family | New | Heat Pump Clothes Dryer | 0.033979 | 0.019735 |  | 216.0685 | 12 |  | 850 | Per Unit
Multi-Family | New | Heat Pump Clothes Dryer | 0.033979 | 0.019735 |  | 216.0685 | 12 |  | 850 | Per Unit
Manufactured Home | New | Heat Pump Clothes Dryer | 0.033979 | 0.019735 |  | 216.0685 | 12 |  | 850 | Per Unit
Single Family | Turnover | High Efficiency Convection Oven | 0.020919 | 0.0068781 |  | 84.3 | 12 |  | 652.5 | Per Unit
Multi-Family | Turnover | High Efficiency Convection Oven | 0.020919 | 0.0068781 |  | 84.3 | 12 |  | 652.5 | Per Unit
Manufactured Home | Turnover | High Efficiency Convection Oven | 0.020919 | 0.0068781 |  | 84.3 | 12 |  | 652.5 | Per Unit
Single Family | New | High Efficiency Convection Oven | 0.020919 | 0.0068781 |  | 84.3 | 12 |  | 652.5 | Per Unit
Multi-Family | New | High Efficiency Convection Oven | 0.020919 | 0.0068781 |  | 84.3 | 12 |  | 652.5 | Per Unit
Manufactured Home | New | High Efficiency Convection Oven | 0.020919 | 0.0068781 |  | 84.3 | 12 |  | 652.5 | Per Unit
Single Family | Turnover | High Efficiency Induction Cooktop | 0.12662 | 0.03038 |  | 533.952 | 10 |  | 226.5 | Per Unit
Multi-Family | Turnover | High Efficiency Induction Cooktop | 0.12662 | 0.03038 |  | 533.952 | 10 |  | 226.5 | Per Unit
Manufactured Home | Turnover | High Efficiency Induction Cooktop | 0.12662 | 0.03038 |  | 533.952 | 10 |  | 226.5 | Per Unit
Single Family | New | High Efficiency Induction Cooktop | 0.12662 | 0.03038 |  | 533.952 | 10 |  | 226.5 | Per Unit
Multi-Family | New | High Efficiency Induction Cooktop | 0.12662 | 0.03038 |  | 533.952 | 10 |  | 226.5 | Per Unit
Manufactured Home | New | High Efficiency Induction Cooktop | 0.12662 | 0.03038 |  | 533.952 | 10 |  | 226.5 | Per Unit
Single Family | Turnover | Heat Pump Water Heater | 0.10489 | 0.39178 |  | 1559.9186 | 10 |  | 1006 | Per Unit
Multi-Family | Turnover | Heat Pump Water Heater | 0.082447 | 0.30796 |  | 1226.1991 | 10 |  | 1006 | Per Unit
Manufactured Home | Turnover | Heat Pump Water Heater | 0.081789 | 0.30551 |  | 1216.4239 | 10 |  | 1006 | Per Unit
Single Family | New | Heat Pump Water Heater | 0.10489 | 0.39178 |  | 1559.9186 | 10 |  | 1006 | Per Unit
Multi-Family | New | Heat Pump Water Heater | 0.082447 | 0.30796 |  | 1226.1991 | 10 |  | 1006 | Per Unit
Manufactured Home | New | Heat Pump Water Heater | 0.081789 | 0.30551 |  | 1216.4239 | 10 |  | 1006 | Per Unit
Single Family | Turnover | Instantaneous Hot Water System | -0.0034743 | 0.041304 |  | 149.9719 | 20 |  | 2380.91 | Per Home
Multi-Family | Turnover | Instantaneous Hot Water System | -0.002731 | 0.032468 |  | 117.8878 | 20 |  | 2380.91 | Per Home
Manufactured Home | Turnover | Instantaneous Hot Water System | -0.0027093 | 0.032209 |  | 116.948 | 20 |  | 2380.91 | Per Home
Single Family | New | Instantaneous Hot Water System | -0.0034743 | 0.041304 |  | 149.9719 | 20 |  | 2380.91 | Per Home
Multi-Family | New | Instantaneous Hot Water System | -0.002731 | 0.032468 |  | 117.8878 | 20 |  | 2380.91 | Per Home
Manufactured Home | New | Instantaneous Hot Water System | -0.0027093 | 0.032209 |  | 116.948 | 20 |  | 2380.91 | Per Home
Single Family | Turnover | Solar Water Heater | 0.14299 | 0.020075 |  | 1913.1534 | 15 |  | 6767 | Per 50-gallon
Multi-Family | Turnover | Solar Water Heater | 0.1124 | 0.015781 |  | 1503.865 | 15 |  | 6767 | Per 50-gallon
Manufactured Home | Turnover | Solar Water Heater | 0.11151 | 0.015655 |  | 1491.8763 | 15 |  | 6767 | Per 50-gallon
Single Family | New | Solar Water Heater | 0.14299 | 0.020075 |  | 1913.1534 | 15 |  | 6767 | Per 50-gallon
Multi-Family | New | Solar Water Heater | 0.1124 | 0.015781 |  | 1503.865 | 15 |  | 6767 | Per 50-gallon
Manufactured Home | New | Solar Water Heater | 0.11151 | 0.015655 |  | 1491.8763 | 15 |  | 6767 | Per 50-gallon
Single Family | Turnover | Energy Star Air Purifier | 0.085069 | 0.061385 |  | 641.9636 | 9 |  | 0 | Per Unit
Multi-Family | Turnover | Energy Star Air Purifier | 0.085069 | 0.061385 |  | 641.9636 | 9 |  | 0 | Per Unit
Manufactured Home | Turnover | Energy Star Air Purifier | 0.085069 | 0.061385 |  | 641.9636 | 9 |  | 0 | Per Unit
Single Family | New | Energy Star Air Purifier | 0.085069 | 0.061385 |  | 641.9636 | 9 |  | 0 | Per Unit
Multi-Family | New | Energy Star Air Purifier | 0.085069 | 0.061385 |  | 641.9636 | 9 |  | 0 | Per Unit
Manufactured Home | New | Energy Star Air Purifier | 0.085069 | 0.061385 |  | 641.9636 | 9 |  | 0 | Per Unit
Single Family | Turnover | Energy Star Audio-Video Equipment | 0 | 0 |  | 80.2955 | 5 |  | 134.84 | Per Unit
Multi-Family | Turnover | Energy Star Audio-Video Equipment | 0 | 0 |  | 80.2955 | 5 |  | 134.84 | Per Unit
Manufactured Home | Turnover | Energy Star Audio-Video Equipment | 0 | 0 |  | 80.2955 | 5 |  | 134.84 | Per Unit
Single Family | New | Energy Star Audio-Video Equipment | 0 | 0 |  | 80.2955 | 5 |  | 134.84 | Per Unit
Multi-Family | New | Energy Star Audio-Video Equipment | 0 | 0 |  | 80.2955 | 5 |  | 134.84 | Per Unit
Manufactured Home | New | Energy Star Audio-Video Equipment | 0 | 0 |  | 80.2955 | 5 |  | 134.84 | Per Unit
Single Family | Turnover | Energy Star Imaging Equipment | 0.011573 | 0.0067571 |  | 127.645 | 5 |  | 0 | Per Unit
Multi-Family | Turnover | Energy Star Imaging Equipment | 0.011573 | 0.0067571 |  | 127.645 | 5 |  | 0 | Per Unit
Manufactured Home | Turnover | Energy Star Imaging Equipment | 0.011573 | 0.0067571 |  | 127.645 | 5 |  | 0 | Per Unit
Single Family | New | Energy Star Imaging Equipment | 0.011573 | 0.0067571 |  | 127.645 | 5 |  | 0 | Per Unit
Multi-Family | New | Energy Star Imaging Equipment | 0.011573 | 0.0067571 |  | 127.645 | 5 |  | 0 | Per Unit
Manufactured Home | New | Energy Star Imaging Equipment | 0.011573 | 0.0067571 |  | 127.645 | 5 |  | 0 | Per Unit
Single Family | Turnover | Energy Star Personal Computer | 0.018954 | 0.0040635 |  | 119.5512 | 4 |  | 29.75 | Per Unit
Multi-Family | Turnover | Energy Star Personal Computer | 0.018954 | 0.0040635 |  | 119.5512 | 4 |  | 29.75 | Per Unit
Manufactured Home | Turnover | Energy Star Personal Computer | 0.018954 | 0.0040635 |  | 119.5512 | 4 |  | 29.75 | Per Unit
Single Family | New | Energy Star Personal Computer | 0.018954 | 0.0040635 |  | 119.5512 | 4 |  | 29.75 | Per Unit
Multi-Family | New | Energy Star Personal Computer | 0.018954 | 0.0040635 |  | 119.5512 | 4 |  | 29.75 | Per Unit
Manufactured Home | New | Energy Star Personal Computer | 0.018954 | 0.0040635 |  | 119.5512 | 4 |  | 29.75 | Per Unit
Single Family | Turnover | Energy Star TV | 0.0076643 | 0.0045849 |  | 38.325 | 6 |  | 93.3333 | Per Unit
Multi-Family | Turnover | Energy Star TV | 0.0076643 | 0.0045849 |  | 38.325 | 6 |  | 93.3333 | Per Unit
Manufactured Home | Turnover | Energy Star TV | 0.0076643 | 0.0045849 |  | 38.325 | 6 |  | 93.3333 | Per Unit
Single Family | New | Energy Star TV | 0.0076643 | 0.0045849 |  | 38.325 | 6 |  | 93.3333 | Per Unit
Multi-Family | New | Energy Star TV | 0.0076643 | 0.0045849 |  | 38.325 | 6 |  | 93.3333 | Per Unit
Manufactured Home | New | Energy Star TV | 0.0076643 | 0.0045849 |  | 38.325 | 6 |  | 93.3333 | Per Unit
Single Family | Turnover | 14 SEER ASHP from base electric resistance heating | 0 | 1.5463 |  | 5482.4104 | 15 |  | 469.29 | Per 3 Ton
Multi-Family | Turnover | 14 SEER ASHP from base electric resistance heating | 0 | 1.0309 |  | 3654.9403 | 15 |  | 312.86 | Per 2 Ton
Manufactured Home | Turnover | 14 SEER ASHP from base electric resistance heating | 0 | 1.5463 |  | 5482.4104 | 15 |  | 469.29 | Per 3 Ton
Single Family | New | 14 SEER ASHP from base electric resistance heating | 0 | 1.5463 |  | 5482.4104 | 15 |  | 469.29 | Per 3 Ton
Multi-Family | New | 14 SEER ASHP from base electric resistance heating | 0 | 1.0309 |  | 3654.9403 | 15 |  | 312.86 | Per 2 Ton
Manufactured Home | New | 14 SEER ASHP from base electric resistance heating | 0 | 1.5463 |  | 5482.4104 | 15 |  | 469.29 | Per 3 Ton
Single Family | Turnover | 15 SEER Air Source Heat Pump | 0.1045 | 0.11103 |  | 393.6521 | 15 |  | 474 | Per 3 Ton
Multi-Family | Turnover | 15 SEER Air Source Heat Pump | 0.069666 | 0.074019 |  | 262.4347 | 15 |  | 447 | Per 2 Ton
Manufactured Home | Turnover | 15 SEER Air Source Heat Pump | 0.1045 | 0.11103 |  | 393.6521 | 15 |  | 474 | Per 3 Ton
Single Family | New | 15 SEER Air Source Heat Pump | 0.1045 | 0.11103 |  | 393.6521 | 15 |  | 474 | Per 3 Ton
Multi-Family | New | 15 SEER Air Source Heat Pump | 0.069666 | 0.074019 |  | 262.4347 | 15 |  | 447 | Per 2 Ton
Manufactured Home | New | 15 SEER Air Source Heat Pump | 0.1045 | 0.11103 |  | 393.6521 | 15 |  | 474 | Per 3 Ton
Single Family | Turnover | 15 SEER Central AC | 0.15798 | 0 |  | 255.9017 | 15 |  | 371 | Per 3 Ton
Multi-Family | Turnover | 15 SEER Central AC | 0.10532 | 0 |  | 170.6011 | 15 |  | 332 | Per 2 Ton
Manufactured Home | Turnover | 15 SEER Central AC | 0.15798 | 0 |  | 255.9017 | 15 |  | 371 | Per 3 Ton
Single Family | New | 15 SEER Central AC | 0.15798 | 0 |  | 255.9017 | 15 |  | 371 | Per 3 Ton
Multi-Family | New | 15 SEER Central AC | 0.10532 | 0 |  | 170.6011 | 15 |  | 332 | Per 2 Ton
Manufactured Home | New | 15 SEER Central AC | 0.15798 | 0 |  | 255.9017 | 15 |  | 371 | Per 3 Ton
Single Family | Turnover | 16 SEER Air Source Heat Pump | 0.21947 | 0.23318 |  | 826.7425 | 15 |  | 1385 | Per 3 Ton
Multi-Family | Turnover | 16 SEER Air Source Heat Pump | 0.14631 | 0.15545 |  | 551.1617 | 15 |  | 1148 | Per 2 Ton
Manufactured Home | Turnover | 16 SEER Air Source Heat Pump | 0.21947 | 0.23318 |  | 826.7425 | 15 |  | 1385 | Per 3 Ton
Single Family | New | 16 SEER Air Source Heat Pump | 0.21947 | 0.23318 |  | 826.7425 | 15 |  | 1385 | Per 3 Ton
Multi-Family | New | 16 SEER Air Source Heat Pump | 0.14631 | 0.15545 |  | 551.1617 | 15 |  | 1148 | Per 2 Ton
Manufactured Home | New | 16 SEER Air Source Heat Pump | 0.21947 | 0.23318 |  | 826.7425 | 15 |  | 1385 | Per 3 Ton
Single Family | Turnover | 16 SEER Central AC | 0.29621 | 0 |  | 479.8157 | 15 |  | 726 | Per 3 Ton
Multi-Family | Turnover | 16 SEER Central AC | 0.19747 | 0 |  | 319.8771 | 15 |  | 649 | Per 2 Ton
Manufactured Home | Turnover | 16 SEER Central AC | 0.29621 | 0 |  | 479.8157 | 15 |  | 726 | Per 3 Ton
Single Family | New | 16 SEER Central AC | 0.29621 | 0 |  | 479.8157 | 15 |  | 726 | Per 3 Ton
Multi-Family | New | 16 SEER Central AC | 0.19747 | 0 |  | 319.8771 | 15 |  | 649 | Per 2 Ton
Manufactured Home | New | 16 SEER Central AC | 0.29621 | 0 |  | 479.8157 | 15 |  | 726 | Per 3 Ton
Single Family | Turnover | 17 SEER Air Source Heat Pump | 0.3216 | 0.34169 |  | 1211.4716 | 15 |  | 2250 | Per 3 Ton
Multi-Family | Turnover | 17 SEER Air Source Heat Pump | 0.2144 | 0.22779 |  | 807.6477 | 15 |  | 1837 | Per 2 Ton
Manufactured Home | Turnover | 17 SEER Air Source Heat Pump | 0.3216 | 0.34169 |  | 1211.4716 | 15 |  | 2250 | Per 3 Ton
Single Family | New | 17 SEER Air Source Heat Pump | 0.3216 | 0.34169 |  | 1211.4716 | 15 |  | 2250 | Per 3 Ton
Multi-Family | New | 17 SEER Air Source Heat Pump | 0.2144 | 0.22779 |  | 807.6477 | 15 |  | 1837 | Per 2 Ton
Manufactured Home | New | 17 SEER Air Source Heat Pump | 0.3216 | 0.34169 |  | 1211.4716 | 15 |  | 2250 | Per 3 Ton
Single Family | Turnover | 17 SEER Central AC | 0.41818 | 0 |  | 677.3869 | 15 |  | 2350 | Per 3 Ton
Multi-Family | Turnover | 17 SEER Central AC | 0.27879 | 0 |  | 451.5913 | 15 |  | 1565 | Per 2 Ton
Manufactured Home | Turnover | 17 SEER Central AC | 0.41818 | 0 |  | 677.3869 | 15 |  | 2350 | Per 3 Ton
Single Family | New | 17 SEER Central AC | 0.41818 | 0 |  | 677.3869 | 15 |  | 2350 | Per 3 Ton
Multi-Family | New | 17 SEER Central AC | 0.27879 | 0 |  | 451.5913 | 15 |  | 1565 | Per 2 Ton
Manufactured Home | New | 17 SEER Central AC | 0.41818 | 0 |  | 677.3869 | 15 |  | 2350 | Per 3 Ton
Single Family | Turnover | 18 SEER Air Source Heat Pump | 0.36822 | 0.39122 |  | 1387.0904 | 15 |  | 3013 | Per 3 Ton
Multi-Family | Turnover | 18 SEER Air Source Heat Pump | 0.24548 | 0.26082 |  | 924.727 | 15 |  | 2733 | Per 2 Ton
Manufactured Home | Turnover | 18 SEER Air Source Heat Pump | 0.36822 | 0.39122 |  | 1387.0904 | 15 |  | 3013 | Per 3 Ton
Single Family | New | 18 SEER Air Source Heat Pump | 0.36822 | 0.39122 |  | 1387.0904 | 15 |  | 3013 | Per 3 Ton
Multi-Family | New | 18 SEER Air Source Heat Pump | 0.24548 | 0.26082 |  | 924.727 | 15 |  | 2733 | Per 2 Ton
Manufactured Home | New | 18 SEER Air Source Heat Pump | 0.36822 | 0.39122 |  | 1387.0904 | 15 |  | 3013 | Per 3 Ton
Single Family | Turnover | 18 SEER Central AC | 0.5266 | 0 |  | 853.0057 | 15 |  | 3333 | Per 3 Ton
Multi-Family | Turnover | 18 SEER Central AC | 0.35106 | 0 |  | 568.6705 | 15 |  | 2426 | Per 2 Ton
Manufactured Home | Turnover | 18 SEER Central AC | 0.5266 | 0 |  | 853.0057 | 15 |  | 3333 | Per 3 Ton
Single Family | New | 18 SEER Central AC | 0.5266 | 0 |  | 853.0057 | 15 |  | 3333 | Per 3 Ton
Multi-Family | New | 18 SEER Central AC | 0.35106 | 0 |  | 568.6705 | 15 |  | 2426 | Per 2 Ton
Manufactured Home | New | 18 SEER Central AC | 0.5266 | 0 |  | 853.0057 | 15 |  | 3333 | Per 3 Ton
Single Family | Turnover | 21 SEER Air Source Heat Pump | 0.54544 | 0.54465 |  | 1982.0354 | 15 |  | 4740 | Per 3 Ton
Multi-Family | Turnover | 21 SEER Air Source Heat Pump | 0.36362 | 0.3631 |  | 1321.3569 | 15 |  | 4539 | Per 2 Ton
Manufactured Home | Turnover | 21 SEER Air Source Heat Pump | 0.54544 | 0.54465 |  | 1982.0354 | 15 |  | 4740 | Per 3 Ton
Single Family | New | 21 SEER Air Source Heat Pump | 0.54544 | 0.54465 |  | 1982.0354 | 15 |  | 4740 | Per 3 Ton
Multi-Family | New | 21 SEER Air Source Heat Pump | 0.36362 | 0.3631 |  | 1321.3569 | 15 |  | 4539 | Per 2 Ton
Manufactured Home | New | 21 SEER Air Source Heat Pump | 0.54544 | 0.54465 |  | 1982.0354 | 15 |  | 4740 | Per 3 Ton
Single Family | Turnover | 21 SEER ASHP from base electric resistance heating | 0.54544 | 2.0512 |  | 7464.4458 | 15 |  | 5209.29 | Per 3 Ton
Multi-Family | Turnover | 21 SEER ASHP from base electric resistance heating | 0.36362 | 1.3674 |  | 4976.2972 | 15 |  | 4851.86 | Per 2 Ton
Manufactured Home | Turnover | 21 SEER ASHP from base electric resistance heating | 0.54544 | 2.0512 |  | 7464.4458 | 15 |  | 5209.29 | Per 3 Ton
Single Family | New | 21 SEER ASHP from base electric resistance heating | 0.54544 | 2.0512 |  | 7464.4458 | 15 |  | 5209.29 | Per 3 Ton
Multi-Family | New | 21 SEER ASHP from base electric resistance heating | 0.36362 | 1.3674 |  | 4976.2972 | 15 |  | 4851.86 | Per 2 Ton
Manufactured Home | New | 21 SEER ASHP from base electric resistance heating | 0.54544 | 2.0512 |  | 7464.4458 | 15 |  | 13839.956 | Per 2 Ton
Single Family | Turnover | 21 SEER Central AC | 0.78989 | 0 |  | 1279.5086 | 15 |  | 5194 | Per 3 Ton
Multi-Family | Turnover | 21 SEER Central AC | 0.5266 | 0 |  | 853.0057 | 15 |  | 4217 | Per 2 Ton
Manufactured Home | Turnover | 21 SEER Central AC | 0.78989 | 0 |  | 1279.5086 | 15 |  | 5194 | Per 3 Ton
Single Family | New | 21 SEER Central AC | 0.78989 | 0 |  | 1279.5086 | 15 |  | 5194 | Per 3 Ton
Multi-Family | New | 21 SEER Central AC | 0.5266 | 0 |  | 853.0057 | 15 |  | 4217 | Per 2 Ton
Manufactured Home | New | 21 SEER Central AC | 0.78989 | 0 |  | 1279.5086 | 15 |  | 5194 | Per 3 Ton
Single Family | Turnover | Energy Star Room AC | 0.093 | 0 |  | 150.6455 | 9 |  | 18.67 | Per Ton
Multi-Family | Turnover | Energy Star Room AC | 0.093 | 0 |  | 150.6455 | 9 |  | 18.67 | Per Ton
Manufactured Home | Turnover | Energy Star Room AC | 0.093 | 0 |  | 150.6455 | 9 |  | 18.67 | Per Ton
Single Family | New | Energy Star Room AC | 0.093 | 0 |  | 150.6455 | 9 |  | 18.67 | Per Ton
Multi-Family | New | Energy Star Room AC | 0.093 | 0 |  | 150.6455 | 9 |  | 18.67 | Per Ton
Manufactured Home | New | Energy Star Room AC | 0.093 | 0 |  | 150.6455 | 9 |  | 18.67 | Per Ton
Single Family | Turnover | Ground Source Heat Pump | 0.39241 | 1.2172 |  | 2068.1269 | 22 |  | 14639.526 | Per 3 Ton
Multi-Family | Turnover | Ground Source Heat Pump | 0.39241 | 1.2172 |  | 2068.1269 | 22 |  | 13839.956 | Per 2 Ton
Manufactured Home | Turnover | Ground Source Heat Pump | 0.39241 | 1.2172 |  | 2068.1269 | 22 |  | 14639.526 | Per 3 Ton
Single Family | New | Ground Source Heat Pump | 0.39241 | 1.2172 |  | 2068.1269 | 22 |  | 14639.526 | Per 3 Ton
Multi-Family | New | Ground Source Heat Pump | 0.39241 | 1.2172 |  | 2068.1269 | 22 |  | 13839.956 | Per 2 Ton
Manufactured Home | New | Ground Source Heat Pump | 0.39241 | 1.2172 |  | 2068.1269 | 22 |  | 14639.526 | Per 3 Ton
Single Family | Turnover | Variable Refrigerant Flow (VRF) HVAC Systems | 0.093523 | 0.19093 |  | 1708.5902 | 13 |  | 3207.372 | Per 3 Ton
Multi-Family | Turnover | Variable Refrigerant Flow (VRF) HVAC Systems | 0.062348 | 0.12728 |  | 1139.0602 | 13 |  | 2645.892 | Per 2 Ton
Manufactured Home | Turnover | Variable Refrigerant Flow (VRF) HVAC Systems | 0.093523 | 0.19093 |  | 1708.5902 | 13 |  | 3207.372 | Per 3 Ton
Single Family | New | Variable Refrigerant Flow (VRF) HVAC Systems | 0.093523 | 0.19093 |  | 1708.5902 | 13 |  | 2526.732 | Per 3 Ton
Multi-Family | New | Variable Refrigerant Flow (VRF) HVAC Systems | 0.062348 | 0.12728 |  | 1139.0602 | 13 |  | 1965.252 | Per 2 Ton
Manufactured Home | New | Variable Refrigerant Flow (VRF) HVAC Systems | 0.093523 | 0.19093 |  | 1708.5902 | 13 |  | 2526.732 | Per 3 Ton
Single Family | Turnover | CFL - 15W Flood (Exterior) | 0 | 0 |  | 47.45 | 7.8 |  | 3.92 | Per Unit
Multi-Family | Turnover | CFL - 15W Flood (Exterior) | 0 | 0 |  | 47.45 | 7.8 |  | 3.92 | Per Unit
Manufactured Home | Turnover | CFL - 15W Flood (Exterior) | 0 | 0 |  | 47.45 | 7.8 |  | 3.92 | Per Unit
Single Family | New | CFL - 15W Flood (Exterior) | 0 | 0 |  | 47.45 | 7.8 |  | 3.92 | Per Unit
Multi-Family | New | CFL - 15W Flood (Exterior) | 0 | 0 |  | 47.45 | 7.8 |  | 3.92 | Per Unit
Manufactured Home | New | CFL - 15W Flood (Exterior) | 0 | 0 |  | 47.45 | 7.8 |  | 3.92 | Per Unit
Single Family | Turnover | CFL - 15W Flood | 0.00041875 | 0.00043966 |  | 4.7606 | 7.8 |  | 3.92 | Per Unit
Multi-Family | Turnover | CFL - 15W Flood | 0.00041875 | 0.00043966 |  | 4.7606 | 7.8 |  | 3.92 | Per Unit
Manufactured Home | Turnover | CFL - 15W Flood | 0.00041875 | 0.00043966 |  | 4.7606 | 7.8 |  | 3.92 | Per Unit
Single Family | New | CFL - 15W Flood | 0.00041875 | 0.00043966 |  | 4.7606 | 7.8 |  | 3.92 | Per Unit
Multi-Family | New | CFL - 15W Flood | 0.00041875 | 0.00043966 |  | 4.7606 | 7.8 |  | 3.92 | Per Unit
Manufactured Home | New | CFL - 15W Flood | 0.00041875 | 0.00043966 |  | 4.7606 | 7.8 |  | 3.92 | Per Unit
Single Family | Turnover | CFL-13W | 0.00046528 | 0.00048851 |  | 5.2896 | 7.8 |  | 1.32 | Per Unit
Multi-Family | Turnover | CFL-13W | 0.00046528 | 0.00048851 |  | 5.2896 | 7.8 |  | 1.32 | Per Unit
Manufactured Home | Turnover | CFL-13W | 0.00046528 | 0.00048851 |  | 5.2896 | 7.8 |  | 1.32 | Per Unit
Single Family | New | CFL-13W | 0.00046528 | 0.00048851 |  | 5.2896 | 7.8 |  | 1.32 | Per Unit
Multi-Family | New | CFL-13W | 0.00046528 | 0.00048851 |  | 5.2896 | 7.8 |  | 1.32 | Per Unit
Manufactured Home | New | CFL-13W | 0.00046528 | 0.00048851 |  | 5.2896 | 7.8 |  | 1.32 | Per Unit
Single Family | Turnover | CFL-23W | 0.00065139 | 0.00068392 |  | 7.4054 | 7.8 |  | 0.85 | Per Unit
Multi-Family | Turnover | CFL-23W | 0.00065139 | 0.00068392 |  | 7.4054 | 7.8 |  | 0.85 | Per Unit
Manufactured Home | Turnover | CFL-23W | 0.00065139 | 0.00068392 |  | 7.4054 | 7.8 |  | 0.85 | Per Unit
Single Family | New | CFL-23W | 0.00065139 | 0.00068392 |  | 7.4054 | 7.8 |  | 0.85 | Per Unit
Multi-Family | New | CFL-23W | 0.00065139 | 0.00068392 |  | 7.4054 | 7.8 |  | 0.85 | Per Unit
Manufactured Home | New | CFL-23W | 0.00065139 | 0.00068392 |  | 7.4054 | 7.8 |  | 0.85 | Per Unit
Single Family | Turnover | LED - 14W | 0.0014889 | 0.0015632 |  | 16.9267 | 10 |  | 1.88 | Per Unit
Multi-Family | Turnover | LED - 14W | 0.0014889 | 0.0015632 |  | 16.9267 | 10 |  | 1.88 | Per Unit
Manufactured Home | Turnover | LED - 14W | 0.0014889 | 0.0015632 |  | 16.9267 | 10 |  | 1.88 | Per Unit
Single Family | New | LED - 14W | 0.0014889 | 0.0015632 |  | 16.9267 | 10 |  | 1.88 | Per Unit
Multi-Family | New | LED - 14W | 0.0014889 | 0.0015632 |  | 16.9267 | 10 |  | 1.88 | Per Unit
Manufactured Home | New | LED - 14W | 0.0014889 | 0.0015632 |  | 16.9267 | 10 |  | 1.88 | Per Unit
Single Family | Turnover | LED - 9W Flood (Exterior) | 0 | 0 |  | 53.144 | 10 |  | 3.14 | Per Unit
Multi-Family | Turnover | LED - 9W Flood (Exterior) | 0 | 0 |  | 53.144 | 10 |  | 3.14 | Per Unit
Manufactured Home | Turnover | LED - 9W Flood (Exterior) | 0 | 0 |  | 53.144 | 10 |  | 3.14 | Per Unit
Single Family | New | LED - 9W Flood (Exterior) | 0 | 0 |  | 53.144 | 10 |  | 3.14 | Per Unit
Multi-Family | New | LED - 9W Flood (Exterior) | 0 | 0 |  | 53.144 | 10 |  | 3.14 | Per Unit
Manufactured Home | New | LED - 9W Flood (Exterior) | 0 | 0 |  | 53.144 | 10 |  | 3.14 | Per Unit
Single Family | Turnover | LED - 9W Flood | 0.00097708 | 0.0010259 |  | 11.1081 | 10 |  | 3.14 | Per Unit
Multi-Family | Turnover | LED - 9W Flood | 0.00097708 | 0.0010259 |  | 11.1081 | 10 |  | 3.14 | Per Unit
Manufactured Home | Turnover | LED - 9W Flood | 0.00097708 | 0.0010259 |  | 11.1081 | 10 |  | 3.14 | Per Unit
Single Family | New | LED - 9W Flood | 0.00097708 | 0.0010259 |  | 11.1081 | 10 |  | 3.14 | Per Unit
Multi-Family | New | LED - 9W Flood | 0.00097708 | 0.0010259 |  | 11.1081 | 10 |  | 3.14 | Per Unit
Manufactured Home | New | LED - 9W Flood | 0.00097708 | 0.0010259 |  | 11.1081 | 10 |  | 3.14 | Per Unit
Single Family | Turnover | LED - 9W | 0.0008375 | 0.00087932 |  | 9.5213 | 10 |  | 1.2 | Per Unit
Multi-Family | Turnover | LED - 9W | 0.0008375 | 0.00087932 |  | 9.5213 | 10 |  | 1.2 | Per Unit
Manufactured Home | Turnover | LED - 9W | 0.0008375 | 0.00087932 |  | 9.5213 | 10 |  | 1.2 | Per Unit
Single Family | New | LED - 9W | 0.0008375 | 0.00087932 |  | 9.5213 | 10 |  | 1.2 | Per Unit
Multi-Family | New | LED - 9W | 0.0008375 | 0.00087932 |  | 9.5213 | 10 |  | 1.2 | Per Unit
Manufactured Home | New | LED - 9W | 0.0008375 | 0.00087932 |  | 9.5213 | 10 |  | 1.2 | Per Unit
Single Family | Turnover | LED Specialty Lamps-5W Chandelier | 0.00065139 | 0.00068392 |  | 7.4054 | 10 |  | 1.97 | Per Unit
Multi-Family | Turnover | LED Specialty Lamps-5W Chandelier | 0.00065139 | 0.00068392 |  | 7.4054 | 10 |  | 1.97 | Per Unit
Manufactured Home | Turnover | LED Specialty Lamps-5W Chandelier | 0.00065139 | 0.00068392 |  | 7.4054 | 10 |  | 1.97 | Per Unit
Single Family | New | LED Specialty Lamps-5W Chandelier | 0.00065139 | 0.00068392 |  | 7.4054 | 10 |  | 1.97 | Per Unit
Multi-Family | New | LED Specialty Lamps-5W Chandelier | 0.00065139 | 0.00068392 |  | 7.4054 | 10 |  | 1.97 | Per Unit
Manufactured Home | New | LED Specialty Lamps-5W Chandelier | 0.00065139 | 0.00068392 |  | 7.4054 | 10 |  | 1.97 | Per Unit
Single Family | Turnover | Linear LED | 0 | 8.6271e-10 |  | 14.8108 | 15 |  | 2.15 | Per Unit
Multi-Family | Turnover | Linear LED | 0 | 8.6271e-10 |  | 14.8108 | 15 |  | 2.15 | Per Unit
Manufactured Home | Turnover | Linear LED | 0 | 8.6271e-10 |  | 14.8108 | 15 |  | 2.15 | Per Unit
Single Family | New | Linear LED | 0 | 8.6271e-10 |  | 14.8108 | 15 |  | 2.15 | Per Unit
Multi-Family | New | Linear LED | 0 | 8.6271e-10 |  | 14.8108 | 15 |  | 2.15 | Per Unit
Manufactured Home | New | Linear LED | 0 | 8.6271e-10 |  | 14.8108 | 15 |  | 2.15 | Per Unit
Single Family | Turnover | Low Wattage T8 Fixture | 0 | 1.191e-09 |  | 6.3475 | 15 |  | 0.44 | Per Unit
Multi-Family | Turnover | Low Wattage T8 Fixture | 0 | 1.191e-09 |  | 6.3475 | 15 |  | 0.44 | Per Unit
Manufactured Home | Turnover | Low Wattage T8 Fixture | 0 | 1.191e-09 |  | 6.3475 | 15 |  | 0.44 | Per Unit
Single Family | New | Low Wattage T8 Fixture | 0 | 1.191e-09 |  | 6.3475 | 15 |  | 0.44 | Per Unit
Multi-Family | New | Low Wattage T8 Fixture | 0 | 1.191e-09 |  | 6.3475 | 15 |  | 0.44 | Per Unit
Manufactured Home | New | Low Wattage T8 Fixture | 0 | 1.191e-09 |  | 6.3475 | 15 |  | 0.44 | Per Unit
Single Family | Turnover | Energy Star Bathroom Ventilating Fan | 0.00020675 | 0.00082699 |  | 5.9063 | 10 |  | 12.1 | Per Unit
Multi-Family | Turnover | Energy Star Bathroom Ventilating Fan | 0.00020675 | 0.00082699 |  | 5.9063 | 10 |  | 12.1 | Per Unit
Manufactured Home | Turnover | Energy Star Bathroom Ventilating Fan | 0.00020675 | 0.00082699 |  | 5.9063 | 10 |  | 12.1 | Per Unit
Single Family | New | Energy Star Bathroom Ventilating Fan | 0.00020675 | 0.00082699 |  | 5.9063 | 10 |  | 12.1 | Per Unit
Multi-Family | New | Energy Star Bathroom Ventilating Fan | 0.00020675 | 0.00082699 |  | 5.9063 | 10 |  | 12.1 | Per Unit
Manufactured Home | New | Energy Star Bathroom Ventilating Fan | 0.00020675 | 0.00082699 |  | 5.9063 | 10 |  | 12.1 | Per Unit
Single Family | Turnover | Energy Star Ceiling Fan | 0 | 2.4186e-06 |  | 21.4818 | 20 |  | 45 | Per Unit
Multi-Family | Turnover | Energy Star Ceiling Fan | 0 | 2.4186e-06 |  | 21.4818 | 20 |  | 45 | Per Unit
Manufactured Home | Turnover | Energy Star Ceiling Fan | 0 | 2.4186e-06 |  | 21.4818 | 20 |  | 45 | Per Unit
Single Family | New | Energy Star Ceiling Fan | 0 | 4.4863e-06 |  | 21.4818 | 20 |  | 45 | Per Unit
Multi-Family | New | Energy Star Ceiling Fan | 0 | 4.4863e-06 |  | 21.4818 | 20 |  | 45 | Per Unit
Manufactured Home | New | Energy Star Ceiling Fan | 0 | 4.4863e-06 |  | 21.4818 | 20 |  | 45 | Per Unit
Single Family | Turnover | Energy Star Dehumidifier | 0.035168 | 0.0066615 |  | 214.4267 | 12 |  | 20 | Per Unit
Multi-Family | Turnover | Energy Star Dehumidifier | 0.035168 | 0.0066615 |  | 214.4267 | 12 |  | 20 | Per Unit
Manufactured Home | Turnover | Energy Star Dehumidifier | 0.035168 | 0.0066615 |  | 214.4267 | 12 |  | 20 | Per Unit
Single Family | New | Energy Star Dehumidifier | 0.035168 | 0.0066615 |  | 214.4267 | 12 |  | 20 | Per Unit
Multi-Family | New | Energy Star Dehumidifier | 0.035168 | 0.0066615 |  | 214.4267 | 12 |  | 20 | Per Unit
Manufactured Home | New | Energy Star Dehumidifier | 0.035168 | 0.0066615 |  | 214.4267 | 12 |  | 20 | Per Unit
Single Family | Turnover | Heat Pump Pool Heater | 0 | 0 |  | 9411.7647 | 15 |  | 906.95 | Per Unit
Multi-Family | Turnover | Heat Pump Pool Heater | 0 | 0 |  | 9411.7647 | 15 |  | 906.95 | Per Unit
Manufactured Home | Turnover | Heat Pump Pool Heater | 0 | 0 |  | 9411.7647 | 15 |  | 906.95 | Per Unit
Single Family | New | Heat Pump Pool Heater | 0 | 0 |  | 9411.7647 | 15 |  | 906.95 | Per Unit
Multi-Family | New | Heat Pump Pool Heater | 0 | 0 |  | 9411.7647 | 15 |  | 906.95 | Per Unit
Manufactured Home | New | Heat Pump Pool Heater | 0 | 0 |  | 9411.7647 | 15 |  | 906.95 | Per Unit
Single Family | Turnover | Solar Pool Heater | 0 | 0 |  | 10130.719 | 15 |  | 3477 | Per Unit
Multi-Family | Turnover | Solar Pool Heater | 0 | 0 |  | 10130.719 | 15 |  | 3477 | Per Unit
Manufactured Home | Turnover | Solar Pool Heater | 0 | 0 |  | 10130.719 | 15 |  | 3477 | Per Unit
Single Family | New | Solar Pool Heater | 0 | 0 |  | 10130.719 | 15 |  | 3477 | Per Unit
Multi-Family | New | Solar Pool Heater | 0 | 0 |  | 10130.719 | 15 |  | 3477 | Per Unit
Manufactured Home | New | Solar Pool Heater | 0 | 0 |  | 10130.719 | 15 |  | 3477 | Per Unit
Single Family | Turnover | Solar Powered Pool Pumps | 1.2881 | 0 |  | 2370.06 | 10 |  | 2259.01 | Per Unit
Multi-Family | Turnover | Solar Powered Pool Pumps | 1.2881 | 0 |  | 2370.06 | 10 |  | 2259.01 | Per Unit
Manufactured Home | Turnover | Solar Powered Pool Pumps | 1.2881 | 0 |  | 2370.06 | 10 |  | 2259.01 | Per Unit
Single Family | New | Solar Powered Pool Pumps | 1.2881 | 0 |  | 2370.06 | 10 |  | 2259.01 | Per Unit
Multi-Family | New | Solar Powered Pool Pumps | 1.2881 | 0 |  | 2370.06 | 10 |  | 2259.01 | Per Unit
Manufactured Home | New | Solar Powered Pool Pumps | 1.2881 | 0 |  | 2370.06 | 10 |  | 2259.01 | Per Unit
Single Family | Turnover | Two Speed Pool Pump | 0.98252 | 0 |  | 1807.8327 | 10 |  | 359.01 | Per Hp
Multi-Family | Turnover | Two Speed Pool Pump | 0.98252 | 0 |  | 1807.8327 | 10 |  | 359.01 | Per Hp
Manufactured Home | Turnover | Two Speed Pool Pump | 0.98252 | 0 |  | 1807.8327 | 10 |  | 359.01 | Per Hp
Single Family | New | Two Speed Pool Pump | 0.98252 | 0 |  | 1807.8327 | 10 |  | 359.01 | Per Hp
Multi-Family | New | Two Speed Pool Pump | 0.98252 | 0 |  | 1807.8327 | 10 |  | 359.01 | Per Hp
Manufactured Home | New | Two Speed Pool Pump | 0.98252 | 0 |  | 1807.8327 | 10 |  | 359.01 | Per Hp
Single Family | Turnover | Variable Speed Pool Pump | 1.0235 | 0 |  | 1883.28 | 10 |  | 1085.01 | Per Hp
Multi-Family | Turnover | Variable Speed Pool Pump | 1.0235 | 0 |  | 1883.28 | 10 |  | 1085.01 | Per Hp
Manufactured Home | Turnover | Variable Speed Pool Pump | 1.0235 | 0 |  | 1883.28 | 10 |  | 1085.01 | Per Hp
Single Family | New | Variable Speed Pool Pump | 1.0235 | 0 |  | 1883.28 | 10 |  | 1085.01 | Per Hp
Multi-Family | New | Variable Speed Pool Pump | 1.0235 | 0 |  | 1883.28 | 10 |  | 1085.01 | Per Hp
Manufactured Home | New | Variable Speed Pool Pump | 1.0235 | 0 |  | 1883.28 | 10 |  | 1085.01 | Per Hp
Single Family | Existing | Removal of 2nd Refrigerator-Freezer | 0.10987 | 0.036607 |  | 1052.5805 | 5 |  | 50 | Per Unit
Multi-Family | Existing | Removal of 2nd Refrigerator-Freezer | 0.10987 | 0.036607 |  | 1052.5805 | 5 |  | 50 | Per Unit
Manufactured Home | Existing | Removal of 2nd Refrigerator-Freezer | 0.10987 | 0.036607 |  | 1052.5805 | 5 |  | 50 | Per Unit
Single Family | New | Removal of 2nd Refrigerator-Freezer | 0.10987 | 0.036607 |  | 1052.5805 | 5 |  | 50 | Per Unit
Multi-Family | New | Removal of 2nd Refrigerator-Freezer | 0.10987 | 0.036607 |  | 1052.5805 | 5 |  | 50 | Per Unit
Manufactured Home | New | Removal of 2nd Refrigerator-Freezer | 0.10987 | 0.036607 |  | 1052.5805 | 5 |  | 50 | Per Unit
Single Family | Existing | Drain Water Heat Recovery | 0.021393 | 0.046051 |  | 237.513 | 15 |  | 1025 | Per Unit
Multi-Family | Existing | Drain Water Heat Recovery | 0.018324 | 0.039445 |  | 203.442 | 15 |  | 1025 | Per Unit
Manufactured Home | Existing | Drain Water Heat Recovery | 0.027132 | 0.058404 |  | 301.227 | 15 |  | 1025 | Per Unit
Single Family | New | Drain Water Heat Recovery | 0.021393 | 0.046051 |  | 237.513 | 15 |  | 815 | Per Unit
Multi-Family | New | Drain Water Heat Recovery | 0.018324 | 0.039445 |  | 203.442 | 15 |  | 815 | Per Unit
Manufactured Home | New | Drain Water Heat Recovery | 0.027132 | 0.058404 |  | 301.227 | 15 |  | 815 | Per Unit
Single Family | Existing | Faucet Aerator | 0.0062696 | 0.013496 |  | 69.6077 | 10 |  | 3 | Per Home
Multi-Family | Existing | Faucet Aerator | 0.0049283 | 0.010609 |  | 54.7162 | 10 |  | 3 | Per Home
Manufactured Home | Existing | Faucet Aerator | 0.004889 | 0.010524 |  | 54.28 | 10 |  | 3 | Per Home
Single Family | New | Faucet Aerator | 0.0026123 | 0.0056233 |  | 29.0032 | 10 |  | 3 | Per Home
Multi-Family | New | Faucet Aerator | 0.0020535 | 0.0044203 |  | 22.7984 | 10 |  | 3 | Per Home
Manufactured Home | New | Faucet Aerator | 0.0020371 | 0.0043851 |  | 22.6167 | 10 |  | 3 | Per Home
Single Family | Existing | Heat Trap | 0.011912 | 0.025641 |  | 132.247 | 10 |  | 116.77 | Per Unit
Multi-Family | Existing | Heat Trap | 0.0093633 | 0.020155 |  | 103.9549 | 10 |  | 116.77 | Per Unit
Manufactured Home | Existing | Heat Trap | 0.0092887 | 0.019995 |  | 103.1262 | 10 |  | 116.77 | Per Unit
Single Family | New | Heat Trap | 0.011912 | 0.025641 |  | 132.247 | 10 |  | 116.77 | Per Unit
Multi-Family | New | Heat Trap | 0.0093633 | 0.020155 |  | 103.9549 | 10 |  | 116.77 | Per Unit
Manufactured Home | New | Heat Trap | 0.0092887 | 0.019995 |  | 103.1262 | 10 |  | 116.77 | Per Unit
Single Family | Existing | Hot Water Pipe Insulation | 0.01332 | 0.028672 |  | 147.8828 | 13 |  | 18 | Per 6 LF
Multi-Family | Existing | Hot Water Pipe Insulation | 0.011413 | 0.024567 |  | 126.7083 | 13 |  | 18 | Per 6 LF
Manufactured Home | Existing | Hot Water Pipe Insulation | 0.016888 | 0.036353 |  | 187.4977 | 13 |  | 18 | Per 6 LF
Single Family | New | Hot Water Pipe Insulation | 0.01332 | 0.028672 |  | 147.8828 | 13 |  | 18 | Per 6 LF
Multi-Family | New | Hot Water Pipe Insulation | 0.011413 | 0.024567 |  | 126.7083 | 13 |  | 18 | Per 6 LF
Manufactured Home | New | Hot Water Pipe Insulation | 0.016888 | 0.036353 |  | 187.4977 | 13 |  | 18 | Per 6 LF
Single Family | Existing | Low Flow Showerhead | 0.026571 | 0.057197 |  | 295.0025 | 9 |  | 7 | Per Unit
Multi-Family | Existing | Low Flow Showerhead | 0.020887 | 0.044961 |  | 231.8914 | 9 |  | 7 | Per Unit
Manufactured Home | Existing | Low Flow Showerhead | 0.02072 | 0.044602 |  | 230.0428 | 9 |  | 7 | Per Unit
Single Family | New | Low Flow Showerhead | 0.026571 | 0.057197 |  | 295.0025 | 9 |  | 7 | Per Unit
Multi-Family | New | Low Flow Showerhead | 0.020887 | 0.044961 |  | 231.8914 | 9 |  | 7 | Per Unit
Manufactured Home | New | Low Flow Showerhead | 0.02072 | 0.044602 |  | 230.0428 | 9 |  | 7 | Per Unit
Single Family | Existing | Thermostatic Shower Restriction Valve | 0.0083443 | 0.017962 |  | 92.6413 | 10 |  | 29.95 | Per Unit
Multi-Family | Existing | Thermostatic Shower Restriction Valve | 0.0065592 | 0.014119 |  | 72.8222 | 10 |  | 29.95 | Per Unit
Manufactured Home | Existing | Thermostatic Shower Restriction Valve | 0.0065069 | 0.014007 |  | 72.2416 | 10 |  | 29.95 | Per Unit
Single Family | New | Thermostatic Shower Restriction Valve | 0.0083443 | 0.017962 |  | 92.6413 | 10 |  | 29.95 | Per Unit
Multi-Family | New | Thermostatic Shower Restriction Valve | 0.0065592 | 0.014119 |  | 72.8222 | 10 |  | 29.95 | Per Unit
Manufactured Home | New | Thermostatic Shower Restriction Valve | 0.0065069 | 0.014007 |  | 72.2416 | 10 |  | 29.95 | Per Unit
Single Family | Existing | Water Heater Blanket | 0.023774 | 0.051176 |  | 263.9459 | 7 |  | 167.92 | Per Unit
Multi-Family | Existing | Water Heater Blanket | 0.023774 | 0.051176 |  | 263.9459 | 7 |  | 167.92 | Per Unit
Manufactured Home | Existing | Water Heater Blanket | 0.023774 | 0.051176 |  | 263.9459 | 7 |  | 167.92 | Per Unit
Single Family | New | Water Heater Blanket | 0.022742 | 0.048955 |  | 252.4943 | 7 |  | 167.92 | Per Unit
Multi-Family | New | Water Heater Blanket | 0.022742 | 0.048955 |  | 252.4943 | 7 |  | 167.92 | Per Unit
Manufactured Home | New | Water Heater Blanket | 0.022742 | 0.048955 |  | 252.4943 | 7 |  | 167.92 | Per Unit
Single Family | Existing | Water Heater Thermostat Setback | 0.003295 | 0.0070929 |  | 36.5826 | 4 |  | 1.65 | Per Unit
Multi-Family | Existing | Water Heater Thermostat Setback | 0.003295 | 0.0070929 |  | 36.5826 | 4 |  | 1.65 | Per Unit
Manufactured Home | Existing | Water Heater Thermostat Setback | 0.003295 | 0.0070929 |  | 36.5826 | 4 |  | 1.65 | Per Unit
Single Family | New | Water Heater Thermostat Setback | 0.003295 | 0.0070929 |  | 36.5826 | 4 |  | 1.65 | Per Unit
Multi-Family | New | Water Heater Thermostat Setback | 0.003295 | 0.0070929 |  | 36.5826 | 4 |  | 1.65 | Per Unit
Manufactured Home | New | Water Heater Thermostat Setback | 0.003295 | 0.0070929 |  | 36.5826 | 4 |  | 1.65 | Per Unit
Single Family | Existing | Water Heater Timeclock | 0 | 0 |  | 96.55 | 7 |  | 143.33 | Per Unit
Multi-Family | Existing | Water Heater Timeclock | 0 | 0 |  | 82.7 | 7 |  | 143.33 | Per Unit
Manufactured Home | Existing | Water Heater Timeclock | 0 | 0 |  | 122.45 | 7 |  | 143.33 | Per Unit
Single Family | New | Water Heater Timeclock | 0 | 0 |  | 96.55 | 7 |  | 143.33 | Per Unit
Multi-Family | New | Water Heater Timeclock | 0 | 0 |  | 82.7 | 7 |  | 143.33 | Per Unit
Manufactured Home | New | Water Heater Timeclock | 0 | 0 |  | 122.45 | 7 |  | 143.33 | Per Unit
Single Family | Existing | Smart Power Strip | 0.0059262 | 0.0046242 |  | 53.801 | 5 |  | 10 | Per Unit
Multi-Family | Existing | Smart Power Strip | 0.0059262 | 0.0046242 |  | 53.801 | 5 |  | 10 | Per Unit
Manufactured Home | Existing | Smart Power Strip | 0.0059262 | 0.0046242 |  | 53.801 | 5 |  | 10 | Per Unit
Single Family | New | Smart Power Strip | 0.0059262 | 0.0046242 |  | 53.801 | 5 |  | 10 | Per Unit
Multi-Family | New | Smart Power Strip | 0.0059262 | 0.0046242 |  | 53.801 | 5 |  | 10 | Per Unit
Manufactured Home | New | Smart Power Strip | 0.0059262 | 0.0046242 |  | 53.801 | 5 |  | 10 | Per Unit
Single Family | Existing | Air Sealing-Infiltration Control | 0.20819 | 0.23002 |  | 595.5471 | 11 |  | 578.496 | Per Home
Multi-Family | Existing | Air Sealing-Infiltration Control | 0.10084 | 0.1994 |  | 387.27 | 11 |  | 343.22 | Per Home
Manufactured Home | Existing | Air Sealing-Infiltration Control | 0.13851 | 0.31897 |  | 582.57 | 11 |  | 362.084 | Per Home
Single Family | New | Air Sealing-Infiltration Control | 0 | 0 |  | 0 | 11 |  | 578.496 | Per Home
Multi-Family | New | Air Sealing-Infiltration Control | 0 | 0 |  | 0 | 11 |  | 343.22 | Per Home
Manufactured Home | New | Air Sealing-Infiltration Control | 0 | 0 |  | 0 | 11 |  | 362.084 | Per Home
Single Family | Existing | Ceiling Insulation(R12 to R38) | 0.2849 | 0.39813 |  | 843 | 20 |  | 842.0071 | Per Home
Multi-Family | Existing | Ceiling Insulation(R12 to R38) | 0.17642 | 0.24653 |  | 522 | 20 |  | 699.3845 | Per Home
Manufactured Home | Existing | Ceiling Insulation(R12 to R38) | 0.1748 | 0.24426 |  | 517.2 | 20 |  | 737.8239 | Per Home
Single Family | New | Ceiling Insulation(R12 to R38) | 0.2849 | 0.39813 |  | 843 | 20 |  | 842.0071 | Per Home
Multi-Family | New | Ceiling Insulation(R12 to R38) | 0.17642 | 0.24653 |  | 522 | 20 |  | 699.3845 | Per Home
Manufactured Home | New | Ceiling Insulation(R12 to R38) | 0.1748 | 0.24426 |  | 517.2 | 20 |  | 737.8239 | Per Home
Single Family | Existing | Ceiling Insulation(R19 to R38) | 0.14644 | 0.20845 |  | 426 | 20 |  | 721.5516 | Per Home
Multi-Family | Existing | Ceiling Insulation(R19 to R38) | 0.091093 | 0.12967 |  | 265 | 20 |  | 599.3323 | Per Home
Manufactured Home | Existing | Ceiling Insulation(R19 to R38) | 0.087453 | 0.12449 |  | 254.41 | 20 |  | 632.2727 | Per Home
Single Family | New | Ceiling Insulation(R19 to R38) | 0.14644 | 0.20845 |  | 426 | 20 |  | 721.5516 | Per Home
Multi-Family | New | Ceiling Insulation(R19 to R38) | 0.091093 | 0.12967 |  | 265 | 20 |  | 599.3323 | Per Home
Manufactured Home | New | Ceiling Insulation(R19 to R38) | 0.087453 | 0.12449 |  | 254.41 | 20 |  | 632.2727 | Per Home
Single Family | Existing | Ceiling Insulation(R2 to R38) | 0.81093 | 1.4913 |  | 3236 | 20 |  | 1014.0863 | Per Home
Multi-Family | Existing | Ceiling Insulation(R2 to R38) | 0.48841 | 0.89818 |  | 1949 | 20 |  | 842.3162 | Per Home
Manufactured Home | Existing | Ceiling Insulation(R2 to R38) | 0.5031 | 0.92519 |  | 2007.61 | 20 |  | 888.6115 | Per Home
Single Family | New | Ceiling Insulation(R2 to R38) | 0.81093 | 1.4913 |  | 3236 | 20 |  | 1014.0863 | Per Home
Multi-Family | New | Ceiling Insulation(R2 to R38) | 0.48841 | 0.89818 |  | 1949 | 20 |  | 842.3162 | Per Home
Manufactured Home | New | Ceiling Insulation(R2 to R38) | 0.5031 | 0.92519 |  | 2007.61 | 20 |  | 888.6115 | Per Home
Single Family | Existing | Ceiling Insulation(R30 to R38) | 0.042129 | 0.061582 |  | 123 | 20 |  | 532.2645 | Per Home
Multi-Family | Existing | Ceiling Insulation(R30 to R38) | 0.025689 | 0.03755 |  | 75 | 20 |  | 442.1074 | Per Home
Manufactured Home | Existing | Ceiling Insulation(R30 to R38) | 0.024558 | 0.035898 |  | 71.7 | 20 |  | 466.4064 | Per Home
Single Family | New | Ceiling Insulation(R30 to R38) | 0.042129 | 0.061582 |  | 123 | 20 |  | 532.2645 | Per Home
Multi-Family | New | Ceiling Insulation(R30 to R38) | 0.025689 | 0.03755 |  | 75 | 20 |  | 442.1074 | Per Home
Manufactured Home | New | Ceiling Insulation(R30 to R38) | 0.024558 | 0.035898 |  | 71.7 | 20 |  | 466.4064 | Per Home
Single Family | Existing | Central AC Tune Up | 0.11566 | 0 |  | 187.352 | 2 |  | 175 | Per Visit
Multi-Family | Existing | Central AC Tune Up | 0.056024 | 0 |  | 90.75 | 2 |  | 175 | Per Visit
Manufactured Home | Existing | Central AC Tune Up | 0.076952 | 0 |  | 124.65 | 2 |  | 175 | Per Visit
Single Family | New | Central AC Tune Up | 0 | 0 |  | 0 | 2 |  | 175 | Per Visit
Multi-Family | New | Central AC Tune Up | 0 | 0 |  | 0 | 2 |  | 175 | Per Visit
Manufactured Home | New | Central AC Tune Up | 0 | 0 |  | 0 | 2 |  | 175 | Per Visit
Single Family | Existing | Duct Insulation | 0.047311 | 0.052273 |  | 135.3381 | 15 |  | 1515.9757 | Per Home
Multi-Family | Existing | Duct Insulation | 0.022916 | 0.045313 |  | 88.0071 | 15 |  | 1259.2375 | Per Home
Manufactured Home | Existing | Duct Insulation | 0.031477 | 0.072486 |  | 132.389 | 15 |  | 1328.4475 | Per Home
Single Family | New | Duct Insulation | 0 | 0 |  | 0 | 15 |  | 1515.9757 | Per Home
Multi-Family | New | Duct Insulation | 0 | 0 |  | 0 | 15 |  | 1259.2375 | Per Home
Manufactured Home | New | Duct Insulation | 0 | 0 |  | 0 | 15 |  | 1328.4475 | Per Home
Single Family | Existing | Duct Repair | 0.27758 | 0.3067 |  | 794.0628 | 11 |  | 275 | Per Home
Multi-Family | Existing | Duct Repair | 0.13446 | 0.26586 |  | 516.36 | 11 |  | 275 | Per Home
Manufactured Home | Existing | Duct Repair | 0.18468 | 0.4253 |  | 776.76 | 11 |  | 275 | Per Home
Single Family | New | Duct Repair | 0 | 0 |  | 0 | 11 |  | 275 | Per Home
Multi-Family | New | Duct Repair | 0 | 0 |  | 0 | 11 |  | 275 | Per Home
Manufactured Home | New | Duct Repair | 0 | 0 |  | 0 | 11 |  | 275 | Per Home
Single Family | Existing | Energy Star Certified Roof Products | 0.28915 | 0.31948 |  | 827.1488 | 20 |  | 0 | Per Home
Multi-Family | Existing | Energy Star Certified Roof Products | 0.14006 | 0.27694 |  | 537.875 | 20 |  | 0 | Per Home
Manufactured Home | Existing | Energy Star Certified Roof Products | 0.19238 | 0.44302 |  | 809.125 | 20 |  | 0 | Per Home
Single Family | New | Energy Star Certified Roof Products | 0.28915 | 0.31948 |  | 827.1488 | 20 |  | 0 | Per Home
Multi-Family | New | Energy Star Certified Roof Products | 0.14006 | 0.27694 |  | 537.875 | 20 |  | 0 | Per Home
Manufactured Home | New | Energy Star Certified Roof Products | 0.19238 | 0.44302 |  | 809.125 | 20 |  | 0 | Per Home
Single Family | Existing | Energy Star Door | 0.025278 | 0.10241 |  | 176.251 | 20 |  | 278.02 | Per Unit
Multi-Family | Existing | Energy Star Door | 0.025278 | 0.10241 |  | 176.251 | 20 |  | 278.02 | Per Unit
Manufactured Home | Existing | Energy Star Door | 0.025278 | 0.10241 |  | 176.251 | 20 |  | 278.02 | Per Unit
Single Family | New | Energy Star Door | 0.017939 | 0.07268 |  | 125.0813 | 20 |  | 278.02 | Per Unit
Multi-Family | New | Energy Star Door | 0.017939 | 0.07268 |  | 125.0813 | 20 |  | 278.02 | Per Unit
Manufactured Home | New | Energy Star Door | 0.017939 | 0.07268 |  | 125.0813 | 20 |  | 278.02 | Per Unit
Single Family | Existing | Energy Star Windows | 0.071863 | 0.18349 |  | 570.6508 | 20 |  | 360 | Per 100 SF
Multi-Family | Existing | Energy Star Windows | 0.071863 | 0.18349 |  | 570.6508 | 20 |  | 360 | Per 100 SF
Manufactured Home | Existing | Energy Star Windows | 0.071863 | 0.18349 |  | 570.6508 | 20 |  | 360 | Per 100 SF
Single Family | New | Energy Star Windows | 0 | 0.039527 |  | 195.2226 | 20 |  | 360 | Per 100 SF
Multi-Family | New | Energy Star Windows | 0 | 0.039527 |  | 195.2226 | 20 |  | 360 | Per 100 SF
Manufactured Home | New | Energy Star Windows | 0 | 0.039527 |  | 195.2226 | 20 |  | 360 | Per 100 SF
Single Family | Existing | Floor Insulation | 0 | 0.04491 |  | 73 | 20 |  | 2201.3816 | Per Home
Multi-Family | Existing | Floor Insulation | 0 | 0.018456 |  | 30 | 20 |  | 1828.5027 | Per Home
Manufactured Home | Existing | Floor Insulation | 0 | 0.036297 |  | 59 | 20 |  | 1929.0005 | Per Home
Single Family | New | Floor Insulation | 0 | 0 |  | 0 | 20 |  | 2201.3816 | Per Home
Multi-Family | New | Floor Insulation | 0 | 0 |  | 0 | 20 |  | 1828.5027 | Per Home
Manufactured Home | New | Floor Insulation | 0 | 0 |  | 0 | 20 |  | 1929.0005 | Per Home
Single Family | Existing | Green Roof | 0.33897 | 0.37453 |  | 969.6678 | 20 |  | 26072.6495 | Per Home
Multi-Family | Existing | Green Roof | 0.16419 | 0.32466 |  | 630.5517 | 20 |  | 21656.3583 | Per Home
Manufactured Home | Existing | Green Roof | 0.22553 | 0.51935 |  | 948.5385 | 20 |  | 22846.6314 | Per Home
Single Family | New | Green Roof | 0.33897 | 0.37453 |  | 969.6678 | 20 |  | 26072.6495 | Per Home
Multi-Family | New | Green Roof | 0.16419 | 0.32466 |  | 630.5517 | 20 |  | 21656.3583 | Per Home
Manufactured Home | New | Green Roof | 0.22553 | 0.51935 |  | 948.5385 | 20 |  | 22846.6314 | Per Home
Single Family | Existing | Heat Pump Tune Up | 0.11566 | 0.12779 |  | 330.8595 | 2 |  | 175 | Per Visit
Multi-Family | Existing | Heat Pump Tune Up | 0.056024 | 0.11078 |  | 215.15 | 2 |  | 175 | Per Visit
Manufactured Home | Existing | Heat Pump Tune Up | 0.076952 | 0.17721 |  | 323.65 | 2 |  | 175 | Per Visit
Single Family | New | Heat Pump Tune Up | 0 | 0 |  | 0 | 2 |  | 175 | Per Visit
Multi-Family | New | Heat Pump Tune Up | 0 | 0 |  | 0 | 2 |  | 175 | Per Visit
Manufactured Home | New | Heat Pump Tune Up | 0 | 0 |  | 0 | 2 |  | 175 | Per Visit
Single Family | Existing | Home Energy Management System | 0.10672 | 0.057972 |  | 697.3117 | 11 |  | 481.26 | Per Unit
Multi-Family | Existing | Home Energy Management System | 0.076897 | 0.04177 |  | 502.428 | 11 |  | 481.26 | Per Unit
Manufactured Home | Existing | Home Energy Management System | 0.11854 | 0.064389 |  | 774.5016 | 11 |  | 481.26 | Per Unit
Single Family | New | Home Energy Management System | 0.10627 | 0.067088 |  | 697.3117 | 11 |  | 481.26 | Per Unit
Multi-Family | New | Home Energy Management System | 0.076568 | 0.048338 |  | 502.428 | 11 |  | 481.26 | Per Unit
Manufactured Home | New | Home Energy Management System | 0.11803 | 0.074515 |  | 774.5016 | 11 |  | 481.26 | Per Unit
Single Family | Existing | HVAC ECM Motor | 0.0082352 | 0.016593 |  | 48.0178 | 15 |  | 287 | Per Unit
Multi-Family | Existing | HVAC ECM Motor | 0.0082352 | 0.016593 |  | 48.0178 | 15 |  | 287 | Per Unit
Manufactured Home | Existing | HVAC ECM Motor | 0.0082352 | 0.016593 |  | 48.0178 | 15 |  | 287 | Per Unit
Single Family | New | HVAC ECM Motor | 0.0082352 | 0.016593 |  | 48.0178 | 15 |  | 287 | Per Unit
Multi-Family | New | HVAC ECM Motor | 0.0082352 | 0.016593 |  | 48.0178 | 15 |  | 287 | Per Unit
Manufactured Home | New | HVAC ECM Motor | 0.0082352 | 0.016593 |  | 48.0178 | 15 |  | 287 | Per Unit
Single Family | Existing | Programmable Thermostat | 0.078623 | 0 |  | 113.8157 | 11 |  | 174.99 | Per Unit
Multi-Family | Existing | Programmable Thermostat | 0.051127 | 0 |  | 74.0116 | 11 |  | 174.99 | Per Unit
Manufactured Home | Existing | Programmable Thermostat | 0.07691 | 0 |  | 111.3356 | 11 |  | 174.99 | Per Unit
Single Family | New | Programmable Thermostat | 0.1026 | 0 |  | 113.8157 | 11 |  | 33 | Per Unit
Multi-Family | New | Programmable Thermostat | 0.066717 | 0 |  | 74.0116 | 11 |  | 33 | Per Unit
Manufactured Home | New | Programmable Thermostat | 0.10036 | 0 |  | 111.3356 | 11 |  | 33 | Per Unit
Single Family | Existing | Radiant Barrier | 0.22755 | 0.31839 |  | 661.719 | 20 |  | 1413.5714 | Per Home
Multi-Family | Existing | Radiant Barrier | 0.14797 | 0.20704 |  | 430.3 | 20 |  | 1155 | Per Home
Manufactured Home | Existing | Radiant Barrier | 0.22259 | 0.31145 |  | 647.3 | 20 |  | 1191 | Per Home
Single Family | New | Radiant Barrier | 0.22755 | 0.31839 |  | 661.719 | 20 |  | 1413.5714 | Per Home
Multi-Family | New | Radiant Barrier | 0.14797 | 0.20704 |  | 430.3 | 20 |  | 1155 | Per Home
Manufactured Home | New | Radiant Barrier | 0.22259 | 0.31145 |  | 647.3 | 20 |  | 1191 | Per Home
Single Family | Existing | Sealed crawlspace | 0.016469 | 0.10118 |  | 162.06 | 11 |  | 5500 | Per Home
Multi-Family | Existing | Sealed crawlspace | 0.0067683 | 0.041583 |  | 66.6 | 11 |  | 4568.3877 | Per Home
Manufactured Home | Existing | Sealed crawlspace | 0.013311 | 0.081779 |  | 130.98 | 11 |  | 4819.4746 | Per Home
Single Family | New | Sealed crawlspace | 0 | 0 |  | 0 | 11 |  | 5500 | Per Home
Multi-Family | New | Sealed crawlspace | 0 | 0 |  | 0 | 11 |  | 4568.3877 | Per Home
Manufactured Home | New | Sealed crawlspace | 0 | 0 |  | 0 | 11 |  | 4819.4746 | Per Home
Single Family | Existing | Smart Thermostat | 0.18285 | 0 |  | 264.6876 | 11 |  | 274 | Per Unit
Multi-Family | Existing | Smart Thermostat | 0.1189 | 0 |  | 172.12 | 11 |  | 274 | Per Unit
Manufactured Home | Existing | Smart Thermostat | 0.17886 | 0 |  | 258.92 | 11 |  | 274 | Per Unit
Single Family | New | Smart Thermostat | 0.2386 | 0 |  | 264.6876 | 11 |  | 132.01 | Per Unit
Multi-Family | New | Smart Thermostat | 0.15516 | 0 |  | 172.12 | 11 |  | 132.01 | Per Unit
Manufactured Home | New | Smart Thermostat | 0.2334 | 0 |  | 258.92 | 11 |  | 132.01 | Per Unit
Single Family | Existing | Spray Foam Insulation(Base R12) | 0.31324 | 0.57605 |  | 1250 | 20 |  | 5204.5714 | Per Home
Multi-Family | Existing | Spray Foam Insulation(Base R12) | 0.209 | 0.38434 |  | 834 | 20 |  | 4323 | Per Home
Manufactured Home | Existing | Spray Foam Insulation(Base R12) | 0.2595 | 0.47723 |  | 1035.55 | 20 |  | 4560.6 | Per Home
Single Family | New | Spray Foam Insulation(Base R12) | 0.31324 | 0.57605 |  | 1250 | 20 |  | 5204.5714 | Per Home
Multi-Family | New | Spray Foam Insulation(Base R12) | 0.209 | 0.38434 |  | 834 | 20 |  | 4323 | Per Home
Manufactured Home | New | Spray Foam Insulation(Base R12) | 0.2595 | 0.47723 |  | 1035.55 | 20 |  | 4560.6 | Per Home
Single Family | Existing | Spray Foam Insulation(Base R19) | 0.3025 | 0.4306 |  | 880 | 20 |  | 5204.5714 | Per Home
Multi-Family | Existing | Spray Foam Insulation(Base R19) | 0.20728 | 0.29506 |  | 603 | 20 |  | 4323 | Per Home
Manufactured Home | Existing | Spray Foam Insulation(Base R19) | 0.27376 | 0.3897 |  | 796.41 | 20 |  | 4560.6 | Per Home
Single Family | New | Spray Foam Insulation(Base R19) | 0.3025 | 0.4306 |  | 880 | 20 |  | 5204.5714 | Per Home
Multi-Family | New | Spray Foam Insulation(Base R19) | 0.20728 | 0.29506 |  | 603 | 20 |  | 4323 | Per Home
Manufactured Home | New | Spray Foam Insulation(Base R19) | 0.27376 | 0.3897 |  | 796.41 | 20 |  | 4560.6 | Per Home
Single Family | Existing | Spray Foam Insulation(Base R2) | 1.1778 | 1.6459 |  | 3485 | 20 |  | 5204.5714 | Per Home
Multi-Family | Existing | Spray Foam Insulation(Base R2) | 0.72865 | 1.0182 |  | 2156 | 20 |  | 4323 | Per Home
Manufactured Home | Existing | Spray Foam Insulation(Base R2) | 0.82602 | 1.1543 |  | 2444.11 | 20 |  | 4560.6 | Per Home
Single Family | New | Spray Foam Insulation(Base R2) | 1.1778 | 1.6459 |  | 3485 | 20 |  | 5204.5714 | Per Home
Multi-Family | New | Spray Foam Insulation(Base R2) | 0.72865 | 1.0182 |  | 2156 | 20 |  | 4323 | Per Home
Manufactured Home | New | Spray Foam Insulation(Base R2) | 0.82602 | 1.1543 |  | 2444.11 | 20 |  | 4560.6 | Per Home
Single Family | Existing | Spray Foam Insulation(Base R30) | 0.21168 | 0.30941 |  | 618 | 20 |  | 5204.5714 | Per Home
Multi-Family | Existing | Spray Foam Insulation(Base R30) | 0.14694 | 0.21479 |  | 429 | 20 |  | 4323 | Per Home
Manufactured Home | Existing | Spray Foam Insulation(Base R30) | 0.21764 | 0.31813 |  | 635.42 | 20 |  | 4560.6 | Per Home
Single Family | New | Spray Foam Insulation(Base R30) | 0.21168 | 0.30941 |  | 618 | 20 |  | 4293.7327 | Per Home
Multi-Family | New | Spray Foam Insulation(Base R30) | 0.14694 | 0.21479 |  | 429 | 20 |  | 3566.4428 | Per Home
Manufactured Home | New | Spray Foam Insulation(Base R30) | 0.21764 | 0.31813 |  | 635.42 | 20 |  | 3762.4611 | Per Home
Single Family | Existing | Storm Door | 0.025456 | 0.088062 |  | 151.6137 | 20 |  | 329.0418 | Per 21 SF
Multi-Family | Existing | Storm Door | 0.025456 | 0.088062 |  | 151.6137 | 20 |  | 329.0418 | Per 21 SF
Manufactured Home | Existing | Storm Door | 0.025456 | 0.088062 |  | 151.6137 | 20 |  | 329.0418 | Per 21 SF
Single Family | New | Storm Door | 0.016865 | 0.058341 |  | 100.4441 | 20 |  | 329.0418 | Per 21 SF
Multi-Family | New | Storm Door | 0.016865 | 0.058341 |  | 100.4441 | 20 |  | 329.0418 | Per 21 SF
Manufactured Home | New | Storm Door | 0.016865 | 0.058341 |  | 100.4441 | 20 |  | 329.0418 | Per 21 SF
Single Family | Existing | Wall Insulation | 0.15001 | 0.77472 |  | 1113 | 20 |  | 1886.262 | Per Home
Multi-Family | Existing | Wall Insulation | 0.034571 | 0.29831 |  | 391 | 20 |  | 1227.9314 | Per Home
Manufactured Home | Existing | Wall Insulation | 0.10063 | 0.61978 |  | 859 | 20 |  | 1261.2248 | Per Home
Single Family | New | Wall Insulation | 0 | 0 |  | 0 | 20 |  | 1886.262 | Per Home
Multi-Family | New | Wall Insulation | 0 | 0 |  | 0 | 20 |  | 1227.9314 | Per Home
Manufactured Home | New | Wall Insulation | 0 | 0 |  | 0 | 20 |  | 1261.2248 | Per Home
Single Family | Existing | Window Sun Protection | 0.13817 | -0.063238 |  | 91.8622 | 10 |  | 1099.584 | Per Home
Multi-Family | Existing | Window Sun Protection | 0.11514 | -0.052699 |  | 76.5518 | 10 |  | 652.38 | Per Home
Manufactured Home | Existing | Window Sun Protection | 0.092115 | -0.042159 |  | 61.2414 | 10 |  | 688.236 | Per Home
Single Family | New | Window Sun Protection | 0.13817 | -0.063238 |  | 91.8622 | 10 |  | 1099.584 | Per Home
Multi-Family | New | Window Sun Protection | 0.11514 | -0.052699 |  | 76.5518 | 10 |  | 652.38 | Per Home
Manufactured Home | New | Window Sun Protection | 0.092115 | -0.042159 |  | 61.2414 | 10 |  | 688.236 | Per Home
Single Family | Existing | Exterior Lighting Controls | 0 | 0 |  | 56.94 | 10 |  | 52.3496 | Per Control
Multi-Family | Existing | Exterior Lighting Controls | 0 | 0 |  | 56.94 | 10 |  | 52.3496 | Per Control
Manufactured Home | Existing | Exterior Lighting Controls | 0 | 0 |  | 56.94 | 10 |  | 52.3496 | Per Control
Single Family | New | Exterior Lighting Controls | 0 | 0 |  | 56.94 | 10 |  | 52.3496 | Per Control
Multi-Family | New | Exterior Lighting Controls | 0 | 0 |  | 56.94 | 10 |  | 52.3496 | Per Control
Manufactured Home | New | Exterior Lighting Controls | 0 | 0 |  | 56.94 | 10 |  | 52.3496 | Per Control
Single Family | Existing | Interior Lighting Controls | 0.0049193 | 0.0037144 |  | 36.2714 | 8 |  | 63.5396 | Per Control
Multi-Family | Existing | Interior Lighting Controls | 0.0049193 | 0.0037144 |  | 36.2714 | 8 |  | 63.5396 | Per Control
Manufactured Home | Existing | Interior Lighting Controls | 0.0049193 | 0.0037144 |  | 36.2714 | 8 |  | 63.5396 | Per Control
Single Family | New | Interior Lighting Controls | 0.0049193 | 0.0037144 |  | 36.2714 | 8 |  | 63.5396 | Per Control
Multi-Family | New | Interior Lighting Controls | 0.0049193 | 0.0037144 |  | 36.2714 | 8 |  | 63.5396 | Per Control
Manufactured Home | New | Interior Lighting Controls | 0.0049193 | 0.0037144 |  | 36.2714 | 8 |  | 63.5396 | Per Control
Single Family | Existing | Solar Attic Fan | 0.077312 | 0 |  | 224.8224 | 15 |  | 575 | Per Unit
Multi-Family | Existing | Solar Attic Fan | 0.037449 | 0 |  | 108.9 | 15 |  | 575 | Per Unit
Manufactured Home | Existing | Solar Attic Fan | 0.051438 | 0 |  | 149.58 | 15 |  | 575 | Per Unit
Single Family | New | Solar Attic Fan | 0.077312 | 0 |  | 224.8224 | 15 |  | 575 | Per Unit
Multi-Family | New | Solar Attic Fan | 0.037449 | 0 |  | 108.9 | 15 |  | 575 | Per Unit
Manufactured Home | New | Solar Attic Fan | 0.051438 | 0 |  | 149.58 | 15 |  | 575 | Per Unit
Single Family | Existing | ENERGY STAR Certified Home | 2.2884 | 0.69402 |  | 6215.787 | 20 |  | 7968.0538 | Per Home
Multi-Family | Existing | ENERGY STAR Certified Home | 1.3343 | 0.40467 |  | 3624.3 | 20 |  | 4727.4232 | Per Home
Manufactured Home | Existing | ENERGY STAR Certified Home | 1.9801 | 0.60051 |  | 5378.2595 | 20 |  | 4987.251 | Per Home
Single Family | New | ENERGY STAR Certified Home | 2.2884 | 0.69402 |  | 6215.787 | 20 |  | 7968.0538 | Per Home
Multi-Family | New | ENERGY STAR Certified Home | 1.3343 | 0.40467 |  | 3624.3 | 20 |  | 4727.4232 | Per Home
Manufactured Home | New | ENERGY STAR Certified Home | 1.9801 | 0.60051 |  | 5378.2595 | 20 |  | 4987.251 | Per Home

## PerCustomerTemplate-COM (hidden)
|  | Note: will need separate sheets for Residential, Commercial and Industrial | [10 empty] | Projected Particpation
Segment | Vintage | (1) Measure | (2) Summer Peak Per Cust (kW) | (3) Winter Peak Per Cust (kW) | Blank Column | (4) Annual energy Per Cust (kWh) | (5 ) service Life(Yrs) | Blank Column | (7) Measure incremental cost | Per Unit Cost | Units | # Units | 2020 | 2021 | 2022 | 2023 | 2024 | 2025 | 2026 | 2027 | 2028 | 2029 | 2030 | 2031 | 2032 | 2033 | 2034 | 2035 | 2036 | 2037 | 2038 | 2039 | 2040 | 2041 | 2042 | 2043 | 2044 | 2045 | 2046 | 2047 | 2048 | 2049
Assembly | Turnover | Efficient Exhaust Hood | 1.7635 | 0.69217 |  | 8066.5 | 15 |  | 1988 | 1988 | unit | 0
College and University | Turnover | Efficient Exhaust Hood | 1.7635 | 0.69217 |  | 8066.5 | 15 |  | 1988 | 1988 | unit | 0
Grocery | Turnover | Efficient Exhaust Hood | 1.7635 | 0.69217 |  | 8066.5 | 15 |  | 1988 | 1988 | unit | 0
Healthcare | Turnover | Efficient Exhaust Hood | 1.7635 | 0.69217 |  | 8066.5 | 15 |  | 1988 | 1988 | unit | 0
Hospitals | Turnover | Efficient Exhaust Hood | 1.7635 | 0.69217 |  | 8066.5 | 15 |  | 1988 | 1988 | unit | 0
Institutional | Turnover | Efficient Exhaust Hood | 1.7635 | 0.69217 |  | 8066.5 | 15 |  | 1988 | 1988 | unit | 0
Lodging/Hospitality | Turnover | Efficient Exhaust Hood | 1.7635 | 0.69217 |  | 8066.5 | 15 |  | 1988 | 1988 | unit | 0
Miscellaneous | Turnover | Efficient Exhaust Hood | 1.7635 | 0.69217 |  | 8066.5 | 15 |  | 1988 | 1988 | unit | 0
Offices | Turnover | Efficient Exhaust Hood | 1.7635 | 0.69217 |  | 8066.5 | 15 |  | 1988 | 1988 | unit | 0
Restaurants | Turnover | Efficient Exhaust Hood | 1.7635 | 0.69217 |  | 8066.5 | 15 |  | 1988 | 1988 | unit | 0
Retail | Turnover | Efficient Exhaust Hood | 1.7635 | 0.69217 |  | 8066.5 | 15 |  | 1988 | 1988 | unit | 0
Schools K-12 | Turnover | Efficient Exhaust Hood | 1.7635 | 0.69217 |  | 8066.5 | 15 |  | 1988 | 1988 | unit | 0
Warehouse | Turnover | Efficient Exhaust Hood | 1.7635 | 0.69217 |  | 8066.5 | 15 |  | 1988 | 1988 | unit | 0
Assembly | New | Efficient Exhaust Hood | 1.7635 | 0.69217 |  | 8066.5 | 15 |  | 1988 | 1988 | unit | 0
College and University | New | Efficient Exhaust Hood | 1.7635 | 0.69217 |  | 8066.5 | 15 |  | 1988 | 1988 | unit | 0
Grocery | New | Efficient Exhaust Hood | 1.7635 | 0.69217 |  | 8066.5 | 15 |  | 1988 | 1988 | unit | 0
Healthcare | New | Efficient Exhaust Hood | 1.7635 | 0.69217 |  | 8066.5 | 15 |  | 1988 | 1988 | unit | 0
Hospitals | New | Efficient Exhaust Hood | 1.7635 | 0.69217 |  | 8066.5 | 15 |  | 1988 | 1988 | unit | 0
Institutional | New | Efficient Exhaust Hood | 1.7635 | 0.69217 |  | 8066.5 | 15 |  | 1988 | 1988 | unit | 0
Lodging/Hospitality | New | Efficient Exhaust Hood | 1.7635 | 0.69217 |  | 8066.5 | 15 |  | 1988 | 1988 | unit | 0
Miscellaneous | New | Efficient Exhaust Hood | 1.7635 | 0.69217 |  | 8066.5 | 15 |  | 1988 | 1988 | unit | 0
Offices | New | Efficient Exhaust Hood | 1.7635 | 0.69217 |  | 8066.5 | 15 |  | 1988 | 1988 | unit | 0
Restaurants | New | Efficient Exhaust Hood | 1.7635 | 0.69217 |  | 8066.5 | 15 |  | 1988 | 1988 | unit | 0
Retail | New | Efficient Exhaust Hood | 1.7635 | 0.69217 |  | 8066.5 | 15 |  | 1988 | 1988 | unit | 0
Schools K-12 | New | Efficient Exhaust Hood | 1.7635 | 0.69217 |  | 8066.5 | 15 |  | 1988 | 1988 | unit | 0
Warehouse | New | Efficient Exhaust Hood | 1.7635 | 0.69217 |  | 8066.5 | 15 |  | 1988 | 1988 | unit | 0
Assembly | Turnover | Energy Star Commercial Oven | 1.0341 | 0.54113 |  | 6368 | 12 |  | 1191 | 1191 | unit | 0
College and University | Turnover | Energy Star Commercial Oven | 1.0341 | 0.54113 |  | 6368 | 12 |  | 1191 | 1191 | unit | 0
Grocery | Turnover | Energy Star Commercial Oven | 1.0341 | 0.54113 |  | 6368 | 12 |  | 1191 | 1191 | unit | 0
Healthcare | Turnover | Energy Star Commercial Oven | 1.0341 | 0.54113 |  | 6368 | 12 |  | 1191 | 1191 | unit | 0
Hospitals | Turnover | Energy Star Commercial Oven | 1.0341 | 0.54113 |  | 6368 | 12 |  | 1191 | 1191 | unit | 0
Institutional | Turnover | Energy Star Commercial Oven | 1.0341 | 0.54113 |  | 6368 | 12 |  | 1191 | 1191 | unit | 0
Lodging/Hospitality | Turnover | Energy Star Commercial Oven | 1.0341 | 0.54113 |  | 6368 | 12 |  | 1191 | 1191 | unit | 0
Miscellaneous | Turnover | Energy Star Commercial Oven | 1.0341 | 0.54113 |  | 6368 | 12 |  | 1191 | 1191 | unit | 0
Offices | Turnover | Energy Star Commercial Oven | 1.0341 | 0.54113 |  | 6368 | 12 |  | 1191 | 1191 | unit | 0
Restaurants | Turnover | Energy Star Commercial Oven | 1.0341 | 0.54113 |  | 6368 | 12 |  | 1191 | 1191 | unit | 0
Retail | Turnover | Energy Star Commercial Oven | 1.0341 | 0.54113 |  | 6368 | 12 |  | 1191 | 1191 | unit | 0
Schools K-12 | Turnover | Energy Star Commercial Oven | 1.0341 | 0.54113 |  | 6368 | 12 |  | 1191 | 1191 | unit | 0
Warehouse | Turnover | Energy Star Commercial Oven | 1.0341 | 0.54113 |  | 6368 | 12 |  | 1191 | 1191 | unit | 0
Assembly | New | Energy Star Commercial Oven | 1.0341 | 0.54113 |  | 6368 | 12 |  | 1191 | 1191 | unit | 0
College and University | New | Energy Star Commercial Oven | 1.0341 | 0.54113 |  | 6368 | 12 |  | 1191 | 1191 | unit | 0
Grocery | New | Energy Star Commercial Oven | 1.0341 | 0.54113 |  | 6368 | 12 |  | 1191 | 1191 | unit | 0
Healthcare | New | Energy Star Commercial Oven | 1.0341 | 0.54113 |  | 6368 | 12 |  | 1191 | 1191 | unit | 0
Hospitals | New | Energy Star Commercial Oven | 1.0341 | 0.54113 |  | 6368 | 12 |  | 1191 | 1191 | unit | 0
Institutional | New | Energy Star Commercial Oven | 1.0341 | 0.54113 |  | 6368 | 12 |  | 1191 | 1191 | unit | 0
Lodging/Hospitality | New | Energy Star Commercial Oven | 1.0341 | 0.54113 |  | 6368 | 12 |  | 1191 | 1191 | unit | 0
Miscellaneous | New | Energy Star Commercial Oven | 1.0341 | 0.54113 |  | 6368 | 12 |  | 1191 | 1191 | unit | 0
Offices | New | Energy Star Commercial Oven | 1.0341 | 0.54113 |  | 6368 | 12 |  | 1191 | 1191 | unit | 0
Restaurants | New | Energy Star Commercial Oven | 1.0341 | 0.54113 |  | 6368 | 12 |  | 1191 | 1191 | unit | 0
Retail | New | Energy Star Commercial Oven | 1.0341 | 0.54113 |  | 6368 | 12 |  | 1191 | 1191 | unit | 0
Schools K-12 | New | Energy Star Commercial Oven | 1.0341 | 0.54113 |  | 6368 | 12 |  | 1191 | 1191 | unit | 0
Warehouse | New | Energy Star Commercial Oven | 1.0341 | 0.54113 |  | 6368 | 12 |  | 1191 | 1191 | unit | 0
Assembly | Turnover | Energy Star Fryer | 0.14651 | 0.045305 |  | 903.8223 | 12 |  | 2175 | 2175 | unit | 0
College and University | Turnover | Energy Star Fryer | 0.14651 | 0.045305 |  | 903.8223 | 12 |  | 2175 | 2175 | unit | 0
Grocery | Turnover | Energy Star Fryer | 0.14651 | 0.045305 |  | 903.8223 | 12 |  | 2175 | 2175 | unit | 0
Healthcare | Turnover | Energy Star Fryer | 0.14651 | 0.045305 |  | 903.8223 | 12 |  | 2175 | 2175 | unit | 0
Hospitals | Turnover | Energy Star Fryer | 0.14651 | 0.045305 |  | 903.8223 | 12 |  | 2175 | 2175 | unit | 0
Institutional | Turnover | Energy Star Fryer | 0.14651 | 0.045305 |  | 903.8223 | 12 |  | 2175 | 2175 | unit | 0
Lodging/Hospitality | Turnover | Energy Star Fryer | 0.14651 | 0.045305 |  | 903.8223 | 12 |  | 2175 | 2175 | unit | 0
Miscellaneous | Turnover | Energy Star Fryer | 0.14651 | 0.045305 |  | 903.8223 | 12 |  | 2175 | 2175 | unit | 0
Offices | Turnover | Energy Star Fryer | 0.14651 | 0.045305 |  | 903.8223 | 12 |  | 2175 | 2175 | unit | 0
Restaurants | Turnover | Energy Star Fryer | 0.14651 | 0.045305 |  | 903.8223 | 12 |  | 2175 | 2175 | unit | 0
Retail | Turnover | Energy Star Fryer | 0.14651 | 0.045305 |  | 903.8223 | 12 |  | 2175 | 2175 | unit | 0
Schools K-12 | Turnover | Energy Star Fryer | 0.14651 | 0.045305 |  | 903.8223 | 12 |  | 2175 | 2175 | unit | 0
Warehouse | Turnover | Energy Star Fryer | 0.14651 | 0.045305 |  | 903.8223 | 12 |  | 2175 | 2175 | unit | 0
Assembly | New | Energy Star Fryer | 0.14651 | 0.045305 |  | 903.8223 | 12 |  | 2175 | 2175 | unit | 0
College and University | New | Energy Star Fryer | 0.14651 | 0.045305 |  | 903.8223 | 12 |  | 2175 | 2175 | unit | 0
Grocery | New | Energy Star Fryer | 0.14651 | 0.045305 |  | 903.8223 | 12 |  | 2175 | 2175 | unit | 0
Healthcare | New | Energy Star Fryer | 0.14651 | 0.045305 |  | 903.8223 | 12 |  | 2175 | 2175 | unit | 0
Hospitals | New | Energy Star Fryer | 0.14651 | 0.045305 |  | 903.8223 | 12 |  | 2175 | 2175 | unit | 0
Institutional | New | Energy Star Fryer | 0.14651 | 0.045305 |  | 903.8223 | 12 |  | 2175 | 2175 | unit | 0
Lodging/Hospitality | New | Energy Star Fryer | 0.14651 | 0.045305 |  | 903.8223 | 12 |  | 2175 | 2175 | unit | 0
Miscellaneous | New | Energy Star Fryer | 0.14651 | 0.045305 |  | 903.8223 | 12 |  | 2175 | 2175 | unit | 0
Offices | New | Energy Star Fryer | 0.14651 | 0.045305 |  | 903.8223 | 12 |  | 2175 | 2175 | unit | 0
Restaurants | New | Energy Star Fryer | 0.14651 | 0.045305 |  | 903.8223 | 12 |  | 2175 | 2175 | unit | 0
Retail | New | Energy Star Fryer | 0.14651 | 0.045305 |  | 903.8223 | 12 |  | 2175 | 2175 | unit | 0
Schools K-12 | New | Energy Star Fryer | 0.14651 | 0.045305 |  | 903.8223 | 12 |  | 2175 | 2175 | unit | 0
Warehouse | New | Energy Star Fryer | 0.14651 | 0.045305 |  | 903.8223 | 12 |  | 2175 | 2175 | unit | 0
Assembly | Turnover | Energy Star Griddle | 0.3156 | 0.080771 |  | 1910 | 12 |  | 0 | 0 | unit | 0
College and University | Turnover | Energy Star Griddle | 0.3156 | 0.080771 |  | 1910 | 12 |  | 0 | 0 | unit | 0
Grocery | Turnover | Energy Star Griddle | 0.3156 | 0.080771 |  | 1910 | 12 |  | 0 | 0 | unit | 0
Healthcare | Turnover | Energy Star Griddle | 0.3156 | 0.080771 |  | 1910 | 12 |  | 0 | 0 | unit | 0
Hospitals | Turnover | Energy Star Griddle | 0.3156 | 0.080771 |  | 1910 | 12 |  | 0 | 0 | unit | 0
Institutional | Turnover | Energy Star Griddle | 0.3156 | 0.080771 |  | 1910 | 12 |  | 0 | 0 | unit | 0
Lodging/Hospitality | Turnover | Energy Star Griddle | 0.3156 | 0.080771 |  | 1910 | 12 |  | 0 | 0 | unit | 0
Miscellaneous | Turnover | Energy Star Griddle | 0.3156 | 0.080771 |  | 1910 | 12 |  | 0 | 0 | unit | 0
Offices | Turnover | Energy Star Griddle | 0.3156 | 0.080771 |  | 1910 | 12 |  | 0 | 0 | unit | 0
Restaurants | Turnover | Energy Star Griddle | 0.3156 | 0.080771 |  | 1910 | 12 |  | 0 | 0 | unit | 0
Retail | Turnover | Energy Star Griddle | 0.3156 | 0.080771 |  | 1910 | 12 |  | 0 | 0 | unit | 0
Schools K-12 | Turnover | Energy Star Griddle | 0.3156 | 0.080771 |  | 1910 | 12 |  | 0 | 0 | unit | 0
Warehouse | Turnover | Energy Star Griddle | 0.3156 | 0.080771 |  | 1910 | 12 |  | 0 | 0 | unit | 0
Assembly | New | Energy Star Griddle | 0.3156 | 0.080771 |  | 1910 | 12 |  | 0 | 0 | unit | 0
College and University | New | Energy Star Griddle | 0.3156 | 0.080771 |  | 1910 | 12 |  | 0 | 0 | unit | 0
Grocery | New | Energy Star Griddle | 0.3156 | 0.080771 |  | 1910 | 12 |  | 0 | 0 | unit | 0
Healthcare | New | Energy Star Griddle | 0.3156 | 0.080771 |  | 1910 | 12 |  | 0 | 0 | unit | 0
Hospitals | New | Energy Star Griddle | 0.3156 | 0.080771 |  | 1910 | 12 |  | 0 | 0 | unit | 0
Institutional | New | Energy Star Griddle | 0.3156 | 0.080771 |  | 1910 | 12 |  | 0 | 0 | unit | 0
Lodging/Hospitality | New | Energy Star Griddle | 0.3156 | 0.080771 |  | 1910 | 12 |  | 0 | 0 | unit | 0
Miscellaneous | New | Energy Star Griddle | 0.3156 | 0.080771 |  | 1910 | 12 |  | 0 | 0 | unit | 0
Offices | New | Energy Star Griddle | 0.3156 | 0.080771 |  | 1910 | 12 |  | 0 | 0 | unit | 0
Restaurants | New | Energy Star Griddle | 0.3156 | 0.080771 |  | 1910 | 12 |  | 0 | 0 | unit | 0
Retail | New | Energy Star Griddle | 0.3156 | 0.080771 |  | 1910 | 12 |  | 0 | 0 | unit | 0
Schools K-12 | New | Energy Star Griddle | 0.3156 | 0.080771 |  | 1910 | 12 |  | 0 | 0 | unit | 0
Warehouse | New | Energy Star Griddle | 0.3156 | 0.080771 |  | 1910 | 12 |  | 0 | 0 | unit | 0
Assembly | Turnover | Energy Star Hot Food Holding Cabinet | 0.31862 | 0.15417 |  | 1730.1 | 12 |  | 811 | 811 | unit | 0
College and University | Turnover | Energy Star Hot Food Holding Cabinet | 0.31862 | 0.15417 |  | 1730.1 | 12 |  | 811 | 811 | unit | 0
Grocery | Turnover | Energy Star Hot Food Holding Cabinet | 0.31862 | 0.15417 |  | 1730.1 | 12 |  | 811 | 811 | unit | 0
Healthcare | Turnover | Energy Star Hot Food Holding Cabinet | 0.31862 | 0.15417 |  | 1730.1 | 12 |  | 811 | 811 | unit | 0
Hospitals | Turnover | Energy Star Hot Food Holding Cabinet | 0.31862 | 0.15417 |  | 1730.1 | 12 |  | 811 | 811 | unit | 0
Institutional | Turnover | Energy Star Hot Food Holding Cabinet | 0.31862 | 0.15417 |  | 1730.1 | 12 |  | 811 | 811 | unit | 0
Lodging/Hospitality | Turnover | Energy Star Hot Food Holding Cabinet | 0.31862 | 0.15417 |  | 1730.1 | 12 |  | 811 | 811 | unit | 0
Miscellaneous | Turnover | Energy Star Hot Food Holding Cabinet | 0.31862 | 0.15417 |  | 1730.1 | 12 |  | 811 | 811 | unit | 0
Offices | Turnover | Energy Star Hot Food Holding Cabinet | 0.31862 | 0.15417 |  | 1730.1 | 12 |  | 811 | 811 | unit | 0
Restaurants | Turnover | Energy Star Hot Food Holding Cabinet | 0.31862 | 0.15417 |  | 1730.1 | 12 |  | 811 | 811 | unit | 0
Retail | Turnover | Energy Star Hot Food Holding Cabinet | 0.31862 | 0.15417 |  | 1730.1 | 12 |  | 811 | 811 | unit | 0
Schools K-12 | Turnover | Energy Star Hot Food Holding Cabinet | 0.31862 | 0.15417 |  | 1730.1 | 12 |  | 811 | 811 | unit | 0
Warehouse | Turnover | Energy Star Hot Food Holding Cabinet | 0.31862 | 0.15417 |  | 1730.1 | 12 |  | 811 | 811 | unit | 0
Assembly | New | Energy Star Hot Food Holding Cabinet | 0.31862 | 0.15417 |  | 1730.1 | 12 |  | 811 | 811 | unit | 0
College and University | New | Energy Star Hot Food Holding Cabinet | 0.31862 | 0.15417 |  | 1730.1 | 12 |  | 811 | 811 | unit | 0
Grocery | New | Energy Star Hot Food Holding Cabinet | 0.31862 | 0.15417 |  | 1730.1 | 12 |  | 811 | 811 | unit | 0
Healthcare | New | Energy Star Hot Food Holding Cabinet | 0.31862 | 0.15417 |  | 1730.1 | 12 |  | 811 | 811 | unit | 0
Hospitals | New | Energy Star Hot Food Holding Cabinet | 0.31862 | 0.15417 |  | 1730.1 | 12 |  | 811 | 811 | unit | 0
Institutional | New | Energy Star Hot Food Holding Cabinet | 0.31862 | 0.15417 |  | 1730.1 | 12 |  | 811 | 811 | unit | 0
Lodging/Hospitality | New | Energy Star Hot Food Holding Cabinet | 0.31862 | 0.15417 |  | 1730.1 | 12 |  | 811 | 811 | unit | 0
Miscellaneous | New | Energy Star Hot Food Holding Cabinet | 0.31862 | 0.15417 |  | 1730.1 | 12 |  | 811 | 811 | unit | 0
Offices | New | Energy Star Hot Food Holding Cabinet | 0.31862 | 0.15417 |  | 1730.1 | 12 |  | 811 | 811 | unit | 0
Restaurants | New | Energy Star Hot Food Holding Cabinet | 0.31862 | 0.15417 |  | 1730.1 | 12 |  | 811 | 811 | unit | 0
Retail | New | Energy Star Hot Food Holding Cabinet | 0.31862 | 0.15417 |  | 1730.1 | 12 |  | 811 | 811 | unit | 0
Schools K-12 | New | Energy Star Hot Food Holding Cabinet | 0.31862 | 0.15417 |  | 1730.1 | 12 |  | 811 | 811 | unit | 0
Warehouse | New | Energy Star Hot Food Holding Cabinet | 0.31862 | 0.15417 |  | 1730.1 | 12 |  | 811 | 811 | unit | 0
Assembly | Turnover | Energy Star Steamer | 1.4645 | 0.85037 |  | 9967 | 12 |  | 825.72 | 825.72 | unit | 0
College and University | Turnover | Energy Star Steamer | 1.4645 | 0.85037 |  | 9967 | 12 |  | 825.72 | 825.72 | unit | 0
Grocery | Turnover | Energy Star Steamer | 1.4645 | 0.85037 |  | 9967 | 12 |  | 825.72 | 825.72 | unit | 0
Healthcare | Turnover | Energy Star Steamer | 1.4645 | 0.85037 |  | 9967 | 12 |  | 825.72 | 825.72 | unit | 0
Hospitals | Turnover | Energy Star Steamer | 1.4645 | 0.85037 |  | 9967 | 12 |  | 825.72 | 825.72 | unit | 0
Institutional | Turnover | Energy Star Steamer | 1.4645 | 0.85037 |  | 9967 | 12 |  | 825.72 | 825.72 | unit | 0
Lodging/Hospitality | Turnover | Energy Star Steamer | 1.4645 | 0.85037 |  | 9967 | 12 |  | 825.72 | 825.72 | unit | 0
Miscellaneous | Turnover | Energy Star Steamer | 1.4645 | 0.85037 |  | 9967 | 12 |  | 825.72 | 825.72 | unit | 0
Offices | Turnover | Energy Star Steamer | 1.4645 | 0.85037 |  | 9967 | 12 |  | 825.72 | 825.72 | unit | 0
Restaurants | Turnover | Energy Star Steamer | 1.4645 | 0.85037 |  | 9967 | 12 |  | 825.72 | 825.72 | unit | 0
Retail | Turnover | Energy Star Steamer | 1.4645 | 0.85037 |  | 9967 | 12 |  | 825.72 | 825.72 | unit | 0
Schools K-12 | Turnover | Energy Star Steamer | 1.4645 | 0.85037 |  | 9967 | 12 |  | 825.72 | 825.72 | unit | 0
Warehouse | Turnover | Energy Star Steamer | 1.4645 | 0.85037 |  | 9967 | 12 |  | 825.72 | 825.72 | unit | 0
Assembly | New | Energy Star Steamer | 1.4645 | 0.85037 |  | 9967 | 12 |  | 825.72 | 825.72 | unit | 0
College and University | New | Energy Star Steamer | 1.4645 | 0.85037 |  | 9967 | 12 |  | 825.72 | 825.72 | unit | 0
Grocery | New | Energy Star Steamer | 1.4645 | 0.85037 |  | 9967 | 12 |  | 825.72 | 825.72 | unit | 0
Healthcare | New | Energy Star Steamer | 1.4645 | 0.85037 |  | 9967 | 12 |  | 825.72 | 825.72 | unit | 0
Hospitals | New | Energy Star Steamer | 1.4645 | 0.85037 |  | 9967 | 12 |  | 825.72 | 825.72 | unit | 0
Institutional | New | Energy Star Steamer | 1.4645 | 0.85037 |  | 9967 | 12 |  | 825.72 | 825.72 | unit | 0
Lodging/Hospitality | New | Energy Star Steamer | 1.4645 | 0.85037 |  | 9967 | 12 |  | 825.72 | 825.72 | unit | 0
Miscellaneous | New | Energy Star Steamer | 1.4645 | 0.85037 |  | 9967 | 12 |  | 825.72 | 825.72 | unit | 0
Offices | New | Energy Star Steamer | 1.4645 | 0.85037 |  | 9967 | 12 |  | 825.72 | 825.72 | unit | 0
Restaurants | New | Energy Star Steamer | 1.4645 | 0.85037 |  | 9967 | 12 |  | 825.72 | 825.72 | unit | 0
Retail | New | Energy Star Steamer | 1.4645 | 0.85037 |  | 9967 | 12 |  | 825.72 | 825.72 | unit | 0
Schools K-12 | New | Energy Star Steamer | 1.4645 | 0.85037 |  | 9967 | 12 |  | 825.72 | 825.72 | unit | 0
Warehouse | New | Energy Star Steamer | 1.4645 | 0.85037 |  | 9967 | 12 |  | 825.72 | 825.72 | unit | 0
Assembly | Turnover | Induction Cooktops | 0.4257 | 0.17529 |  | 1974.24 | 10 |  | 2693.65 | 2693.65 | unit | 0
College and University | Turnover | Induction Cooktops | 0.4257 | 0.17529 |  | 1974.24 | 10 |  | 2693.65 | 2693.65 | unit | 0
Grocery | Turnover | Induction Cooktops | 0.4257 | 0.17529 |  | 1974.24 | 10 |  | 2693.65 | 2693.65 | unit | 0
Healthcare | Turnover | Induction Cooktops | 0.4257 | 0.17529 |  | 1974.24 | 10 |  | 2693.65 | 2693.65 | unit | 0
Hospitals | Turnover | Induction Cooktops | 0.4257 | 0.17529 |  | 1974.24 | 10 |  | 2693.65 | 2693.65 | unit | 0
Institutional | Turnover | Induction Cooktops | 0.4257 | 0.17529 |  | 1974.24 | 10 |  | 2693.65 | 2693.65 | unit | 0
Lodging/Hospitality | Turnover | Induction Cooktops | 0.4257 | 0.17529 |  | 1974.24 | 10 |  | 2693.65 | 2693.65 | unit | 0
Miscellaneous | Turnover | Induction Cooktops | 0.4257 | 0.17529 |  | 1974.24 | 10 |  | 2693.65 | 2693.65 | unit | 0
Offices | Turnover | Induction Cooktops | 0.4257 | 0.17529 |  | 1974.24 | 10 |  | 2693.65 | 2693.65 | unit | 0
Restaurants | Turnover | Induction Cooktops | 0.4257 | 0.17529 |  | 1974.24 | 10 |  | 2693.65 | 2693.65 | unit | 0
Retail | Turnover | Induction Cooktops | 0.4257 | 0.17529 |  | 1974.24 | 10 |  | 2693.65 | 2693.65 | unit | 0
Schools K-12 | Turnover | Induction Cooktops | 0.4257 | 0.17529 |  | 1974.24 | 10 |  | 2693.65 | 2693.65 | unit | 0
Warehouse | Turnover | Induction Cooktops | 0.4257 | 0.17529 |  | 1974.24 | 10 |  | 2693.65 | 2693.65 | unit | 0
Assembly | New | Induction Cooktops | 0.4257 | 0.17529 |  | 1974.24 | 10 |  | 2693.65 | 2693.65 | unit | 0
College and University | New | Induction Cooktops | 0.4257 | 0.17529 |  | 1974.24 | 10 |  | 2693.65 | 2693.65 | unit | 0
Grocery | New | Induction Cooktops | 0.4257 | 0.17529 |  | 1974.24 | 10 |  | 2693.65 | 2693.65 | unit | 0
Healthcare | New | Induction Cooktops | 0.4257 | 0.17529 |  | 1974.24 | 10 |  | 2693.65 | 2693.65 | unit | 0
Hospitals | New | Induction Cooktops | 0.4257 | 0.17529 |  | 1974.24 | 10 |  | 2693.65 | 2693.65 | unit | 0
Institutional | New | Induction Cooktops | 0.4257 | 0.17529 |  | 1974.24 | 10 |  | 2693.65 | 2693.65 | unit | 0
Lodging/Hospitality | New | Induction Cooktops | 0.4257 | 0.17529 |  | 1974.24 | 10 |  | 2693.65 | 2693.65 | unit | 0
Miscellaneous | New | Induction Cooktops | 0.4257 | 0.17529 |  | 1974.24 | 10 |  | 2693.65 | 2693.65 | unit | 0
Offices | New | Induction Cooktops | 0.4257 | 0.17529 |  | 1974.24 | 10 |  | 2693.65 | 2693.65 | unit | 0
Restaurants | New | Induction Cooktops | 0.4257 | 0.17529 |  | 1974.24 | 10 |  | 2693.65 | 2693.65 | unit | 0
Retail | New | Induction Cooktops | 0.4257 | 0.17529 |  | 1974.24 | 10 |  | 2693.65 | 2693.65 | unit | 0
Schools K-12 | New | Induction Cooktops | 0.4257 | 0.17529 |  | 1974.24 | 10 |  | 2693.65 | 2693.65 | unit | 0
Warehouse | New | Induction Cooktops | 0.4257 | 0.17529 |  | 1974.24 | 10 |  | 2693.65 | 2693.65 | unit | 0
Assembly | Turnover | Energy Star Commercial Dishwasher | 1.3826 | -0.00015 |  | 19054.13 | 15 |  | 737.7778 | 737.7778 | unit | 0
College and University | Turnover | Energy Star Commercial Dishwasher | 1.3826 | -0.00015 |  | 19054.13 | 15 |  | 737.7778 | 737.7778 | unit | 0
Grocery | Turnover | Energy Star Commercial Dishwasher | 1.3826 | -0.00015 |  | 19054.13 | 15 |  | 737.7778 | 737.7778 | unit | 0
Healthcare | Turnover | Energy Star Commercial Dishwasher | 1.3826 | -0.00015 |  | 19054.13 | 15 |  | 737.7778 | 737.7778 | unit | 0
Hospitals | Turnover | Energy Star Commercial Dishwasher | 1.3826 | -0.00015 |  | 19054.13 | 15 |  | 737.7778 | 737.7778 | unit | 0
Institutional | Turnover | Energy Star Commercial Dishwasher | 1.3826 | -0.00015 |  | 19054.13 | 15 |  | 737.7778 | 737.7778 | unit | 0
Lodging/Hospitality | Turnover | Energy Star Commercial Dishwasher | 1.3826 | -0.00015 |  | 19054.13 | 15 |  | 737.7778 | 737.7778 | unit | 0
Miscellaneous | Turnover | Energy Star Commercial Dishwasher | 1.3826 | -0.00015 |  | 19054.13 | 15 |  | 737.7778 | 737.7778 | unit | 0
Offices | Turnover | Energy Star Commercial Dishwasher | 1.3826 | -0.00015 |  | 19054.13 | 15 |  | 737.7778 | 737.7778 | unit | 0
Restaurants | Turnover | Energy Star Commercial Dishwasher | 1.3826 | -0.00015 |  | 19054.13 | 15 |  | 737.7778 | 737.7778 | unit | 0
Retail | Turnover | Energy Star Commercial Dishwasher | 1.3826 | -0.00015 |  | 19054.13 | 15 |  | 737.7778 | 737.7778 | unit | 0
Schools K-12 | Turnover | Energy Star Commercial Dishwasher | 1.3826 | -0.00015 |  | 19054.13 | 15 |  | 737.7778 | 737.7778 | unit | 0
Warehouse | Turnover | Energy Star Commercial Dishwasher | 1.3826 | -0.00015 |  | 19054.13 | 15 |  | 737.7778 | 737.7778 | unit | 0
Assembly | New | Energy Star Commercial Dishwasher | 1.3826 | -0.00015 |  | 19054.13 | 15 |  | 737.7778 | 737.7778 | unit | 0
College and University | New | Energy Star Commercial Dishwasher | 1.3826 | -0.00015 |  | 19054.13 | 15 |  | 737.7778 | 737.7778 | unit | 0
Grocery | New | Energy Star Commercial Dishwasher | 1.3826 | -0.00015 |  | 19054.13 | 15 |  | 737.7778 | 737.7778 | unit | 0
Healthcare | New | Energy Star Commercial Dishwasher | 1.3826 | -0.00015 |  | 19054.13 | 15 |  | 737.7778 | 737.7778 | unit | 0
Hospitals | New | Energy Star Commercial Dishwasher | 1.3826 | -0.00015 |  | 19054.13 | 15 |  | 737.7778 | 737.7778 | unit | 0
Institutional | New | Energy Star Commercial Dishwasher | 1.3826 | -0.00015 |  | 19054.13 | 15 |  | 737.7778 | 737.7778 | unit | 0
Lodging/Hospitality | New | Energy Star Commercial Dishwasher | 1.3826 | -0.00015 |  | 19054.13 | 15 |  | 737.7778 | 737.7778 | unit | 0
Miscellaneous | New | Energy Star Commercial Dishwasher | 1.3826 | -0.00015 |  | 19054.13 | 15 |  | 737.7778 | 737.7778 | unit | 0
Offices | New | Energy Star Commercial Dishwasher | 1.3826 | -0.00015 |  | 19054.13 | 15 |  | 737.7778 | 737.7778 | unit | 0
Restaurants | New | Energy Star Commercial Dishwasher | 1.3826 | -0.00015 |  | 19054.13 | 15 |  | 737.7778 | 737.7778 | unit | 0
Retail | New | Energy Star Commercial Dishwasher | 1.3826 | -0.00015 |  | 19054.13 | 15 |  | 737.7778 | 737.7778 | unit | 0
Schools K-12 | New | Energy Star Commercial Dishwasher | 1.3826 | -0.00015 |  | 19054.13 | 15 |  | 737.7778 | 737.7778 | unit | 0
Warehouse | New | Energy Star Commercial Dishwasher | 1.3826 | -0.00015 |  | 19054.13 | 15 |  | 737.7778 | 737.7778 | unit | 0
Assembly | Turnover | Heat Pump Water Heater | 0.79397 | 0.52808 |  | 4698.213 | 10 |  | 1006 | 1006 | unit | 1
College and University | Turnover | Heat Pump Water Heater | 5.7477 | 31.0919 |  | 108058.9 | 10 |  | 10060 | 1006 | unit | 10
Grocery | Turnover | Heat Pump Water Heater | 0.65925 | 3.4586 |  | 9396.427 | 10 |  | 1006 | 1006 | unit | 1
Healthcare | Turnover | Heat Pump Water Heater | 1.0586 | 0.70411 |  | 6264.285 | 10 |  | 1006 | 1006 | unit | 1
Hospitals | Turnover | Heat Pump Water Heater | 10.0793 | 54.5234 |  | 189494.6 | 10 |  | 15090 | 1006 | unit | 15
Institutional | Turnover | Heat Pump Water Heater | 63.5174 | 42.2467 |  | 375857.1 | 10 |  | 25150 | 1006 | unit | 25
Lodging/Hospitality | Turnover | Heat Pump Water Heater | 3.1644 | 16.6011 |  | 45102.85 | 10 |  | 3018 | 1006 | unit | 3
Miscellaneous | Turnover | Heat Pump Water Heater | 47.638 | 31.685 |  | 281892.8 | 10 |  | 20120 | 1006 | unit | 20
Offices | Turnover | Heat Pump Water Heater | 6.6164 | 4.4007 |  | 39151.78 | 10 |  | 3018 | 1006 | unit | 3
Restaurants | Turnover | Heat Pump Water Heater | 1.0987 | 5.7643 |  | 15660.71 | 10 |  | 2012 | 1006 | unit | 2
Retail | Turnover | Heat Pump Water Heater | 1.958 | 10.2719 |  | 27907.39 | 10 |  | 3018 | 1006 | unit | 3
Schools K-12 | Turnover | Heat Pump Water Heater | 0.33083 | 0.22004 |  | 1957.632 | 10 |  | 1006 | 1006 | unit | 1
Warehouse | Turnover | Heat Pump Water Heater | 1.5879 | 1.0562 |  | 9396.427 | 10 |  | 1006 | 1006 | unit | 1
Assembly | New | Heat Pump Water Heater | 0.79397 | 0.52808 |  | 4698.213 | 10 |  | 1006 | 1006 | unit | 1
College and University | New | Heat Pump Water Heater | 5.7477 | 31.0919 |  | 108058.9 | 10 |  | 10060 | 1006 | unit | 10
Grocery | New | Heat Pump Water Heater | 0.65925 | 3.4586 |  | 9396.427 | 10 |  | 1006 | 1006 | unit | 1
Healthcare | New | Heat Pump Water Heater | 1.0586 | 0.70411 |  | 6264.285 | 10 |  | 1006 | 1006 | unit | 1
Hospitals | New | Heat Pump Water Heater | 10.0793 | 54.5234 |  | 189494.6 | 10 |  | 15090 | 1006 | unit | 15
Institutional | New | Heat Pump Water Heater | 63.5174 | 42.2467 |  | 375857.1 | 10 |  | 25150 | 1006 | unit | 25
Lodging/Hospitality | New | Heat Pump Water Heater | 3.1644 | 16.6011 |  | 45102.85 | 10 |  | 3018 | 1006 | unit | 3
Miscellaneous | New | Heat Pump Water Heater | 47.638 | 31.685 |  | 281892.8 | 10 |  | 20120 | 1006 | unit | 20
Offices | New | Heat Pump Water Heater | 6.6164 | 4.4007 |  | 39151.78 | 10 |  | 3018 | 1006 | unit | 3
Restaurants | New | Heat Pump Water Heater | 1.0987 | 5.7643 |  | 15660.71 | 10 |  | 2012 | 1006 | unit | 2
Retail | New | Heat Pump Water Heater | 1.958 | 10.2719 |  | 27907.39 | 10 |  | 3018 | 1006 | unit | 3
Schools K-12 | New | Heat Pump Water Heater | 0.33083 | 0.22004 |  | 1957.632 | 10 |  | 1006 | 1006 | unit | 1
Warehouse | New | Heat Pump Water Heater | 1.5879 | 1.0562 |  | 9396.427 | 10 |  | 1006 | 1006 | unit | 1
Assembly | Turnover | Instantaneous Hot Water System | 0.042084 | 0.048493 |  | 379.8836 | 20 |  | 2967 | 2967 | unit | 1
College and University | Turnover | Instantaneous Hot Water System | 0.82565 | 1.9915 |  | 8737.323 | 20 |  | 29670 | 2967 | unit | 10
Grocery | Turnover | Instantaneous Hot Water System | 0.084523 | 0.088194 |  | 759.7673 | 20 |  | 2967 | 2967 | unit | 1
Healthcare | Turnover | Instantaneous Hot Water System | 0.056112 | 0.064657 |  | 506.5115 | 20 |  | 2967 | 2967 | unit | 1
Hospitals | Turnover | Instantaneous Hot Water System | 1.4479 | 3.4923 |  | 15321.97 | 20 |  | 44505 | 2967 | unit | 15
Institutional | Turnover | Instantaneous Hot Water System | 3.3667 | 3.8794 |  | 30390.69 | 20 |  | 74175 | 2967 | unit | 25
Lodging/Hospitality | Turnover | Instantaneous Hot Water System | 0.40571 | 0.42333 |  | 3646.883 | 20 |  | 8901 | 2967 | unit | 3
Miscellaneous | Turnover | Instantaneous Hot Water System | 2.525 | 2.9096 |  | 22793.02 | 20 |  | 59340 | 2967 | unit | 20
Offices | Turnover | Instantaneous Hot Water System | 0.3507 | 0.4041 |  | 3165.697 | 20 |  | 8901 | 2967 | unit | 3
Restaurants | Turnover | Instantaneous Hot Water System | 0.14087 | 0.14699 |  | 1266.279 | 20 |  | 5934 | 2967 | unit | 2
Retail | Turnover | Instantaneous Hot Water System | 0.25103 | 0.26194 |  | 2256.509 | 20 |  | 8901 | 2967 | unit | 3
Schools K-12 | Turnover | Instantaneous Hot Water System | 0.017535 | 0.020206 |  | 158.2883 | 20 |  | 2967 | 2967 | unit | 1
Warehouse | Turnover | Instantaneous Hot Water System | 0.084168 | 0.096985 |  | 759.7673 | 20 |  | 2967 | 2967 | unit | 1
Assembly | New | Instantaneous Hot Water System | 0.042084 | 0.048493 |  | 379.8836 | 20 |  | 2967 | 2967 | unit | 1
College and University | New | Instantaneous Hot Water System | 0.82565 | 1.9915 |  | 8737.323 | 20 |  | 29670 | 2967 | unit | 10
Grocery | New | Instantaneous Hot Water System | 0.084523 | 0.088194 |  | 759.7673 | 20 |  | 2967 | 2967 | unit | 1
Healthcare | New | Instantaneous Hot Water System | 0.056112 | 0.064657 |  | 506.5115 | 20 |  | 2967 | 2967 | unit | 1
Hospitals | New | Instantaneous Hot Water System | 1.4479 | 3.4923 |  | 15321.97 | 20 |  | 44505 | 2967 | unit | 15
Institutional | New | Instantaneous Hot Water System | 3.3667 | 3.8794 |  | 30390.69 | 20 |  | 74175 | 2967 | unit | 25
Lodging/Hospitality | New | Instantaneous Hot Water System | 0.40571 | 0.42333 |  | 3646.883 | 20 |  | 8901 | 2967 | unit | 3
Miscellaneous | New | Instantaneous Hot Water System | 2.525 | 2.9096 |  | 22793.02 | 20 |  | 59340 | 2967 | unit | 20
Offices | New | Instantaneous Hot Water System | 0.3507 | 0.4041 |  | 3165.697 | 20 |  | 8901 | 2967 | unit | 3
Restaurants | New | Instantaneous Hot Water System | 0.14087 | 0.14699 |  | 1266.279 | 20 |  | 5934 | 2967 | unit | 2
Retail | New | Instantaneous Hot Water System | 0.25103 | 0.26194 |  | 2256.509 | 20 |  | 8901 | 2967 | unit | 3
Schools K-12 | New | Instantaneous Hot Water System | 0.017535 | 0.020206 |  | 158.2883 | 20 |  | 2967 | 2967 | unit | 1
Warehouse | New | Instantaneous Hot Water System | 0.084168 | 0.096985 |  | 759.7673 | 20 |  | 2967 | 2967 | unit | 1
Assembly | Turnover | Solar Water Heater | 0.41214 | 0.057863 |  | 5514.242 | 15 |  | 6767 | 6767 | unit | 1
College and University | Turnover | Solar Water Heater | 9.4793 | 1.3308 |  | 126827.6 | 15 |  | 67670 | 6767 | unit | 10
Grocery | Turnover | Solar Water Heater | 0.82429 | 0.11573 |  | 11028.48 | 15 |  | 6767 | 6767 | unit | 1
Healthcare | Turnover | Solar Water Heater | 0.54953 | 0.07715 |  | 7352.323 | 15 |  | 6767 | 6767 | unit | 1
Hospitals | Turnover | Solar Water Heater | 16.6232 | 2.3338 |  | 222407.8 | 15 |  | 101505 | 6767 | unit | 15
Institutional | Turnover | Solar Water Heater | 32.9716 | 4.629 |  | 441139.4 | 15 |  | 169175 | 6767 | unit | 25
Lodging/Hospitality | Turnover | Solar Water Heater | 3.9566 | 0.55548 |  | 52936.72 | 15 |  | 20301 | 6767 | unit | 3
Miscellaneous | Turnover | Solar Water Heater | 24.7287 | 3.4718 |  | 330854.5 | 15 |  | 135340 | 6767 | unit | 20
Offices | Turnover | Solar Water Heater | 3.4345 | 0.48219 |  | 45952.02 | 15 |  | 20301 | 6767 | unit | 3
Restaurants | Turnover | Solar Water Heater | 1.3738 | 0.19288 |  | 18380.81 | 15 |  | 13534 | 6767 | unit | 2
Retail | Turnover | Solar Water Heater | 2.4481 | 0.3437 |  | 32754.6 | 15 |  | 20301 | 6767 | unit | 3
Schools K-12 | Turnover | Solar Water Heater | 0.17173 | 0.02411 |  | 2297.651 | 15 |  | 6767 | 6767 | unit | 1
Warehouse | Turnover | Solar Water Heater | 0.82429 | 0.11573 |  | 11028.48 | 15 |  | 6767 | 6767 | unit | 1
Assembly | New | Solar Water Heater | 0.41214 | 0.057863 |  | 5514.242 | 15 |  | 6767 | 6767 | unit | 1
College and University | New | Solar Water Heater | 9.4793 | 1.3308 |  | 126827.6 | 15 |  | 67670 | 6767 | unit | 10
Grocery | New | Solar Water Heater | 0.82429 | 0.11573 |  | 11028.48 | 15 |  | 6767 | 6767 | unit | 1
Healthcare | New | Solar Water Heater | 0.54953 | 0.07715 |  | 7352.323 | 15 |  | 6767 | 6767 | unit | 1
Hospitals | New | Solar Water Heater | 16.6232 | 2.3338 |  | 222407.8 | 15 |  | 101505 | 6767 | unit | 15
Institutional | New | Solar Water Heater | 32.9716 | 4.629 |  | 441139.4 | 15 |  | 169175 | 6767 | unit | 25
Lodging/Hospitality | New | Solar Water Heater | 3.9566 | 0.55548 |  | 52936.72 | 15 |  | 20301 | 6767 | unit | 3
Miscellaneous | New | Solar Water Heater | 24.7287 | 3.4718 |  | 330854.5 | 15 |  | 135340 | 6767 | unit | 20
Offices | New | Solar Water Heater | 3.4345 | 0.48219 |  | 45952.02 | 15 |  | 20301 | 6767 | unit | 3
Restaurants | New | Solar Water Heater | 1.3738 | 0.19288 |  | 18380.81 | 15 |  | 13534 | 6767 | unit | 2
Retail | New | Solar Water Heater | 2.4481 | 0.3437 |  | 32754.6 | 15 |  | 20301 | 6767 | unit | 3
Schools K-12 | New | Solar Water Heater | 0.17173 | 0.02411 |  | 2297.651 | 15 |  | 6767 | 6767 | unit | 1
Warehouse | New | Solar Water Heater | 0.82429 | 0.11573 |  | 11028.48 | 15 |  | 6767 | 6767 | unit | 1
Assembly | Turnover | CFL - 15W Flood | 0 | 0 |  | 200.9 | 7.8 |  | 3.92 | 3.92 | bulb | 0
College and University | Turnover | CFL - 15W Flood | 0 | 0 |  | 200.9 | 7.8 |  | 3.92 | 3.92 | bulb | 0
Grocery | Turnover | CFL - 15W Flood | 0 | 0 |  | 200.9 | 7.8 |  | 3.92 | 3.92 | bulb | 0
Healthcare | Turnover | CFL - 15W Flood | 0 | 0 |  | 200.9 | 7.8 |  | 3.92 | 3.92 | bulb | 0
Hospitals | Turnover | CFL - 15W Flood | 0 | 0 |  | 200.9 | 7.8 |  | 3.92 | 3.92 | bulb | 0
Institutional | Turnover | CFL - 15W Flood | 0 | 0 |  | 200.9 | 7.8 |  | 3.92 | 3.92 | bulb | 0
Lodging/Hospitality | Turnover | CFL - 15W Flood | 0 | 0 |  | 200.9 | 7.8 |  | 3.92 | 3.92 | bulb | 0
Miscellaneous | Turnover | CFL - 15W Flood | 0 | 0 |  | 200.9 | 7.8 |  | 3.92 | 3.92 | bulb | 0
Offices | Turnover | CFL - 15W Flood | 0 | 0 |  | 200.9 | 7.8 |  | 3.92 | 3.92 | bulb | 0
Restaurants | Turnover | CFL - 15W Flood | 0 | 0 |  | 200.9 | 7.8 |  | 3.92 | 3.92 | bulb | 0
Retail | Turnover | CFL - 15W Flood | 0 | 0 |  | 200.9 | 7.8 |  | 3.92 | 3.92 | bulb | 0
Schools K-12 | Turnover | CFL - 15W Flood | 0 | 0 |  | 200.9 | 7.8 |  | 3.92 | 3.92 | bulb | 0
Warehouse | Turnover | CFL - 15W Flood | 0 | 0 |  | 200.9 | 7.8 |  | 3.92 | 3.92 | bulb | 0
Assembly | New | CFL - 15W Flood | 0 | 0 |  | 200.9 | 7.8 |  | 3.92 | 3.92 | bulb | 0
College and University | New | CFL - 15W Flood | 0 | 0 |  | 200.9 | 7.8 |  | 3.92 | 3.92 | bulb | 0
Grocery | New | CFL - 15W Flood | 0 | 0 |  | 200.9 | 7.8 |  | 3.92 | 3.92 | bulb | 0
Healthcare | New | CFL - 15W Flood | 0 | 0 |  | 200.9 | 7.8 |  | 3.92 | 3.92 | bulb | 0
Hospitals | New | CFL - 15W Flood | 0 | 0 |  | 200.9 | 7.8 |  | 3.92 | 3.92 | bulb | 0
Institutional | New | CFL - 15W Flood | 0 | 0 |  | 200.9 | 7.8 |  | 3.92 | 3.92 | bulb | 0
Lodging/Hospitality | New | CFL - 15W Flood | 0 | 0 |  | 200.9 | 7.8 |  | 3.92 | 3.92 | bulb | 0
Miscellaneous | New | CFL - 15W Flood | 0 | 0 |  | 200.9 | 7.8 |  | 3.92 | 3.92 | bulb | 0
Offices | New | CFL - 15W Flood | 0 | 0 |  | 200.9 | 7.8 |  | 3.92 | 3.92 | bulb | 0
Restaurants | New | CFL - 15W Flood | 0 | 0 |  | 200.9 | 7.8 |  | 3.92 | 3.92 | bulb | 0
Retail | New | CFL - 15W Flood | 0 | 0 |  | 200.9 | 7.8 |  | 3.92 | 3.92 | bulb | 0
Schools K-12 | New | CFL - 15W Flood | 0 | 0 |  | 200.9 | 7.8 |  | 3.92 | 3.92 | bulb | 0
Warehouse | New | CFL - 15W Flood | 0 | 0 |  | 200.9 | 7.8 |  | 3.92 | 3.92 | bulb | 0
Assembly | Turnover | High Efficiency HID Lighting | 0 | 0 |  | 484.169 | 13 |  | 193.44 | 193.44 | fixture | 0
College and University | Turnover | High Efficiency HID Lighting | 0 | 0 |  | 484.169 | 13 |  | 193.44 | 193.44 | fixture | 0
Grocery | Turnover | High Efficiency HID Lighting | 0 | 0 |  | 484.169 | 13 |  | 193.44 | 193.44 | fixture | 0
Healthcare | Turnover | High Efficiency HID Lighting | 0 | 0 |  | 484.169 | 13 |  | 193.44 | 193.44 | fixture | 0
Hospitals | Turnover | High Efficiency HID Lighting | 0 | 0 |  | 484.169 | 13 |  | 193.44 | 193.44 | fixture | 0
Institutional | Turnover | High Efficiency HID Lighting | 0 | 0 |  | 484.169 | 13 |  | 193.44 | 193.44 | fixture | 0
Lodging/Hospitality | Turnover | High Efficiency HID Lighting | 0 | 0 |  | 484.169 | 13 |  | 193.44 | 193.44 | fixture | 0
Miscellaneous | Turnover | High Efficiency HID Lighting | 0 | 0 |  | 484.169 | 13 |  | 193.44 | 193.44 | fixture | 0
Offices | Turnover | High Efficiency HID Lighting | 0 | 0 |  | 484.169 | 13 |  | 193.44 | 193.44 | fixture | 0
Restaurants | Turnover | High Efficiency HID Lighting | 0 | 0 |  | 484.169 | 13 |  | 193.44 | 193.44 | fixture | 0
Retail | Turnover | High Efficiency HID Lighting | 0 | 0 |  | 484.169 | 13 |  | 193.44 | 193.44 | fixture | 0
Schools K-12 | Turnover | High Efficiency HID Lighting | 0 | 0 |  | 484.169 | 13 |  | 193.44 | 193.44 | fixture | 0
Warehouse | Turnover | High Efficiency HID Lighting | 0 | 0 |  | 484.169 | 13 |  | 193.44 | 193.44 | fixture | 0
Assembly | New | High Efficiency HID Lighting | 0 | 0 |  | 484.169 | 13 |  | 193.44 | 193.44 | fixture | 0
College and University | New | High Efficiency HID Lighting | 0 | 0 |  | 484.169 | 13 |  | 193.44 | 193.44 | fixture | 0
Grocery | New | High Efficiency HID Lighting | 0 | 0 |  | 484.169 | 13 |  | 193.44 | 193.44 | fixture | 0
Healthcare | New | High Efficiency HID Lighting | 0 | 0 |  | 484.169 | 13 |  | 193.44 | 193.44 | fixture | 0
Hospitals | New | High Efficiency HID Lighting | 0 | 0 |  | 484.169 | 13 |  | 193.44 | 193.44 | fixture | 0
Institutional | New | High Efficiency HID Lighting | 0 | 0 |  | 484.169 | 13 |  | 193.44 | 193.44 | fixture | 0
Lodging/Hospitality | New | High Efficiency HID Lighting | 0 | 0 |  | 484.169 | 13 |  | 193.44 | 193.44 | fixture | 0
Miscellaneous | New | High Efficiency HID Lighting | 0 | 0 |  | 484.169 | 13 |  | 193.44 | 193.44 | fixture | 0
Offices | New | High Efficiency HID Lighting | 0 | 0 |  | 484.169 | 13 |  | 193.44 | 193.44 | fixture | 0
Restaurants | New | High Efficiency HID Lighting | 0 | 0 |  | 484.169 | 13 |  | 193.44 | 193.44 | fixture | 0
Retail | New | High Efficiency HID Lighting | 0 | 0 |  | 484.169 | 13 |  | 193.44 | 193.44 | fixture | 0
Schools K-12 | New | High Efficiency HID Lighting | 0 | 0 |  | 484.169 | 13 |  | 193.44 | 193.44 | fixture | 0
Warehouse | New | High Efficiency HID Lighting | 0 | 0 |  | 484.169 | 13 |  | 193.44 | 193.44 | fixture | 0
Assembly | Turnover | LED - 9W Flood | 0 | 0 |  | 225.008 | 15 |  | 3.14 | 3.14 | bulb | 0
College and University | Turnover | LED - 9W Flood | 0 | 0 |  | 225.008 | 15 |  | 3.14 | 3.14 | bulb | 0
Grocery | Turnover | LED - 9W Flood | 0 | 0 |  | 225.008 | 15 |  | 3.14 | 3.14 | bulb | 0
Healthcare | Turnover | LED - 9W Flood | 0 | 0 |  | 225.008 | 15 |  | 3.14 | 3.14 | bulb | 0
Hospitals | Turnover | LED - 9W Flood | 0 | 0 |  | 225.008 | 15 |  | 3.14 | 3.14 | bulb | 0
Institutional | Turnover | LED - 9W Flood | 0 | 0 |  | 225.008 | 15 |  | 3.14 | 3.14 | bulb | 0
Lodging/Hospitality | Turnover | LED - 9W Flood | 0 | 0 |  | 225.008 | 15 |  | 3.14 | 3.14 | bulb | 0
Miscellaneous | Turnover | LED - 9W Flood | 0 | 0 |  | 225.008 | 15 |  | 3.14 | 3.14 | bulb | 0
Offices | Turnover | LED - 9W Flood | 0 | 0 |  | 225.008 | 15 |  | 3.14 | 3.14 | bulb | 0
Restaurants | Turnover | LED - 9W Flood | 0 | 0 |  | 225.008 | 15 |  | 3.14 | 3.14 | bulb | 0
Retail | Turnover | LED - 9W Flood | 0 | 0 |  | 225.008 | 15 |  | 3.14 | 3.14 | bulb | 0
Schools K-12 | Turnover | LED - 9W Flood | 0 | 0 |  | 225.008 | 15 |  | 3.14 | 3.14 | bulb | 0
Warehouse | Turnover | LED - 9W Flood | 0 | 0 |  | 225.008 | 15 |  | 3.14 | 3.14 | bulb | 0
Assembly | New | LED - 9W Flood | 0 | 0 |  | 225.008 | 15 |  | 3.14 | 3.14 | bulb | 0
College and University | New | LED - 9W Flood | 0 | 0 |  | 225.008 | 15 |  | 3.14 | 3.14 | bulb | 0
Grocery | New | LED - 9W Flood | 0 | 0 |  | 225.008 | 15 |  | 3.14 | 3.14 | bulb | 0
Healthcare | New | LED - 9W Flood | 0 | 0 |  | 225.008 | 15 |  | 3.14 | 3.14 | bulb | 0
Hospitals | New | LED - 9W Flood | 0 | 0 |  | 225.008 | 15 |  | 3.14 | 3.14 | bulb | 0
Institutional | New | LED - 9W Flood | 0 | 0 |  | 225.008 | 15 |  | 3.14 | 3.14 | bulb | 0
Lodging/Hospitality | New | LED - 9W Flood | 0 | 0 |  | 225.008 | 15 |  | 3.14 | 3.14 | bulb | 0
Miscellaneous | New | LED - 9W Flood | 0 | 0 |  | 225.008 | 15 |  | 3.14 | 3.14 | bulb | 0
Offices | New | LED - 9W Flood | 0 | 0 |  | 225.008 | 15 |  | 3.14 | 3.14 | bulb | 0
Restaurants | New | LED - 9W Flood | 0 | 0 |  | 225.008 | 15 |  | 3.14 | 3.14 | bulb | 0
Retail | New | LED - 9W Flood | 0 | 0 |  | 225.008 | 15 |  | 3.14 | 3.14 | bulb | 0
Schools K-12 | New | LED - 9W Flood | 0 | 0 |  | 225.008 | 15 |  | 3.14 | 3.14 | bulb | 0
Warehouse | New | LED - 9W Flood | 0 | 0 |  | 225.008 | 15 |  | 3.14 | 3.14 | bulb | 0
Assembly | Turnover | LED Display Lighting (Exterior) | 0 | 0 |  | 377.692 | 15 |  | 35 | 35 | fixture | 0
College and University | Turnover | LED Display Lighting (Exterior) | 0 | 0 |  | 377.692 | 15 |  | 35 | 35 | fixture | 0
Grocery | Turnover | LED Display Lighting (Exterior) | 0 | 0 |  | 377.692 | 15 |  | 35 | 35 | fixture | 0
Healthcare | Turnover | LED Display Lighting (Exterior) | 0 | 0 |  | 377.692 | 15 |  | 35 | 35 | fixture | 0
Hospitals | Turnover | LED Display Lighting (Exterior) | 0 | 0 |  | 377.692 | 15 |  | 35 | 35 | fixture | 0
Institutional | Turnover | LED Display Lighting (Exterior) | 0 | 0 |  | 377.692 | 15 |  | 35 | 35 | fixture | 0
Lodging/Hospitality | Turnover | LED Display Lighting (Exterior) | 0 | 0 |  | 377.692 | 15 |  | 35 | 35 | fixture | 0
Miscellaneous | Turnover | LED Display Lighting (Exterior) | 0 | 0 |  | 377.692 | 15 |  | 35 | 35 | fixture | 0
Offices | Turnover | LED Display Lighting (Exterior) | 0 | 0 |  | 377.692 | 15 |  | 35 | 35 | fixture | 0
Restaurants | Turnover | LED Display Lighting (Exterior) | 0 | 0 |  | 377.692 | 15 |  | 35 | 35 | fixture | 0
Retail | Turnover | LED Display Lighting (Exterior) | 0 | 0 |  | 377.692 | 15 |  | 35 | 35 | fixture | 0
Schools K-12 | Turnover | LED Display Lighting (Exterior) | 0 | 0 |  | 377.692 | 15 |  | 35 | 35 | fixture | 0
Warehouse | Turnover | LED Display Lighting (Exterior) | 0 | 0 |  | 377.692 | 15 |  | 35 | 35 | fixture | 0
Assembly | New | LED Display Lighting (Exterior) | 0 | 0 |  | 377.692 | 15 |  | 35 | 35 | fixture | 0
College and University | New | LED Display Lighting (Exterior) | 0 | 0 |  | 377.692 | 15 |  | 35 | 35 | fixture | 0
Grocery | New | LED Display Lighting (Exterior) | 0 | 0 |  | 377.692 | 15 |  | 35 | 35 | fixture | 0
Healthcare | New | LED Display Lighting (Exterior) | 0 | 0 |  | 377.692 | 15 |  | 35 | 35 | fixture | 0
Hospitals | New | LED Display Lighting (Exterior) | 0 | 0 |  | 377.692 | 15 |  | 35 | 35 | fixture | 0
Institutional | New | LED Display Lighting (Exterior) | 0 | 0 |  | 377.692 | 15 |  | 35 | 35 | fixture | 0
Lodging/Hospitality | New | LED Display Lighting (Exterior) | 0 | 0 |  | 377.692 | 15 |  | 35 | 35 | fixture | 0
Miscellaneous | New | LED Display Lighting (Exterior) | 0 | 0 |  | 377.692 | 15 |  | 35 | 35 | fixture | 0
Offices | New | LED Display Lighting (Exterior) | 0 | 0 |  | 377.692 | 15 |  | 35 | 35 | fixture | 0
Restaurants | New | LED Display Lighting (Exterior) | 0 | 0 |  | 377.692 | 15 |  | 35 | 35 | fixture | 0
Retail | New | LED Display Lighting (Exterior) | 0 | 0 |  | 377.692 | 15 |  | 35 | 35 | fixture | 0
Schools K-12 | New | LED Display Lighting (Exterior) | 0 | 0 |  | 377.692 | 15 |  | 35 | 35 | fixture | 0
Warehouse | New | LED Display Lighting (Exterior) | 0 | 0 |  | 377.692 | 15 |  | 35 | 35 | fixture | 0
Assembly | Turnover | LED Exterior Lighting | 0 | 0 |  | 763.42 | 13 |  | 287 | 287 | fixture | 0
College and University | Turnover | LED Exterior Lighting | 0 | 0 |  | 763.42 | 13 |  | 287 | 287 | fixture | 0
Grocery | Turnover | LED Exterior Lighting | 0 | 0 |  | 763.42 | 13 |  | 287 | 287 | fixture | 0
Healthcare | Turnover | LED Exterior Lighting | 0 | 0 |  | 763.42 | 13 |  | 287 | 287 | fixture | 0
Hospitals | Turnover | LED Exterior Lighting | 0 | 0 |  | 763.42 | 13 |  | 287 | 287 | fixture | 0
Institutional | Turnover | LED Exterior Lighting | 0 | 0 |  | 763.42 | 13 |  | 287 | 287 | fixture | 0
Lodging/Hospitality | Turnover | LED Exterior Lighting | 0 | 0 |  | 763.42 | 13 |  | 287 | 287 | fixture | 0
Miscellaneous | Turnover | LED Exterior Lighting | 0 | 0 |  | 763.42 | 13 |  | 287 | 287 | fixture | 0
Offices | Turnover | LED Exterior Lighting | 0 | 0 |  | 763.42 | 13 |  | 287 | 287 | fixture | 0
Restaurants | Turnover | LED Exterior Lighting | 0 | 0 |  | 763.42 | 13 |  | 287 | 287 | fixture | 0
Retail | Turnover | LED Exterior Lighting | 0 | 0 |  | 763.42 | 13 |  | 287 | 287 | fixture | 0
Schools K-12 | Turnover | LED Exterior Lighting | 0 | 0 |  | 763.42 | 13 |  | 287 | 287 | fixture | 0
Warehouse | Turnover | LED Exterior Lighting | 0 | 0 |  | 763.42 | 13 |  | 287 | 287 | fixture | 0
Assembly | New | LED Exterior Lighting | 0 | 0 |  | 763.42 | 13 |  | 287 | 287 | fixture | 0
College and University | New | LED Exterior Lighting | 0 | 0 |  | 763.42 | 13 |  | 287 | 287 | fixture | 0
Grocery | New | LED Exterior Lighting | 0 | 0 |  | 763.42 | 13 |  | 287 | 287 | fixture | 0
Healthcare | New | LED Exterior Lighting | 0 | 0 |  | 763.42 | 13 |  | 287 | 287 | fixture | 0
Hospitals | New | LED Exterior Lighting | 0 | 0 |  | 763.42 | 13 |  | 287 | 287 | fixture | 0
Institutional | New | LED Exterior Lighting | 0 | 0 |  | 763.42 | 13 |  | 287 | 287 | fixture | 0
Lodging/Hospitality | New | LED Exterior Lighting | 0 | 0 |  | 763.42 | 13 |  | 287 | 287 | fixture | 0
Miscellaneous | New | LED Exterior Lighting | 0 | 0 |  | 763.42 | 13 |  | 287 | 287 | fixture | 0
Offices | New | LED Exterior Lighting | 0 | 0 |  | 763.42 | 13 |  | 287 | 287 | fixture | 0
Restaurants | New | LED Exterior Lighting | 0 | 0 |  | 763.42 | 13 |  | 287 | 287 | fixture | 0
Retail | New | LED Exterior Lighting | 0 | 0 |  | 763.42 | 13 |  | 287 | 287 | fixture | 0
Schools K-12 | New | LED Exterior Lighting | 0 | 0 |  | 763.42 | 13 |  | 287 | 287 | fixture | 0
Warehouse | New | LED Exterior Lighting | 0 | 0 |  | 763.42 | 13 |  | 287 | 287 | fixture | 0
Assembly | Turnover | LED Parking Lighting | 0 | 0 |  | 3375.12 | 18 |  | 161.85 | 161.85 | fixture | 0
College and University | Turnover | LED Parking Lighting | 0 | 0 |  | 3375.12 | 18 |  | 161.85 | 161.85 | fixture | 0
Grocery | Turnover | LED Parking Lighting | 0 | 0 |  | 3375.12 | 18 |  | 161.85 | 161.85 | fixture | 0
Healthcare | Turnover | LED Parking Lighting | 0 | 0 |  | 3375.12 | 18 |  | 161.85 | 161.85 | fixture | 0
Hospitals | Turnover | LED Parking Lighting | 0 | 0 |  | 3375.12 | 18 |  | 161.85 | 161.85 | fixture | 0
Institutional | Turnover | LED Parking Lighting | 0 | 0 |  | 3375.12 | 18 |  | 161.85 | 161.85 | fixture | 0
Lodging/Hospitality | Turnover | LED Parking Lighting | 0 | 0 |  | 3375.12 | 18 |  | 161.85 | 161.85 | fixture | 0
Miscellaneous | Turnover | LED Parking Lighting | 0 | 0 |  | 3375.12 | 18 |  | 161.85 | 161.85 | fixture | 0
Offices | Turnover | LED Parking Lighting | 0 | 0 |  | 3375.12 | 18 |  | 161.85 | 161.85 | fixture | 0
Restaurants | Turnover | LED Parking Lighting | 0 | 0 |  | 3375.12 | 18 |  | 161.85 | 161.85 | fixture | 0
Retail | Turnover | LED Parking Lighting | 0 | 0 |  | 3375.12 | 18 |  | 161.85 | 161.85 | fixture | 0
Schools K-12 | Turnover | LED Parking Lighting | 0 | 0 |  | 3375.12 | 18 |  | 161.85 | 161.85 | fixture | 0
Warehouse | Turnover | LED Parking Lighting | 0 | 0 |  | 3375.12 | 18 |  | 161.85 | 161.85 | fixture | 0
Assembly | New | LED Parking Lighting | 0 | 0 |  | 3375.12 | 18 |  | 161.85 | 161.85 | fixture | 0
College and University | New | LED Parking Lighting | 0 | 0 |  | 3375.12 | 18 |  | 161.85 | 161.85 | fixture | 0
Grocery | New | LED Parking Lighting | 0 | 0 |  | 3375.12 | 18 |  | 161.85 | 161.85 | fixture | 0
Healthcare | New | LED Parking Lighting | 0 | 0 |  | 3375.12 | 18 |  | 161.85 | 161.85 | fixture | 0
Hospitals | New | LED Parking Lighting | 0 | 0 |  | 3375.12 | 18 |  | 161.85 | 161.85 | fixture | 0
Institutional | New | LED Parking Lighting | 0 | 0 |  | 3375.12 | 18 |  | 161.85 | 161.85 | fixture | 0
Lodging/Hospitality | New | LED Parking Lighting | 0 | 0 |  | 3375.12 | 18 |  | 161.85 | 161.85 | fixture | 0
Miscellaneous | New | LED Parking Lighting | 0 | 0 |  | 3375.12 | 18 |  | 161.85 | 161.85 | fixture | 0
Offices | New | LED Parking Lighting | 0 | 0 |  | 3375.12 | 18 |  | 161.85 | 161.85 | fixture | 0
Restaurants | New | LED Parking Lighting | 0 | 0 |  | 3375.12 | 18 |  | 161.85 | 161.85 | fixture | 0
Retail | New | LED Parking Lighting | 0 | 0 |  | 3375.12 | 18 |  | 161.85 | 161.85 | fixture | 0
Schools K-12 | New | LED Parking Lighting | 0 | 0 |  | 3375.12 | 18 |  | 161.85 | 161.85 | fixture | 0
Warehouse | New | LED Parking Lighting | 0 | 0 |  | 3375.12 | 18 |  | 161.85 | 161.85 | fixture | 0
Assembly | Turnover | LED Street Lights | 0 | 0 |  | 1691.123 | 18 |  | 238.57 | 238.57 | fixture | 0
College and University | Turnover | LED Street Lights | 0 | 0 |  | 1691.123 | 18 |  | 238.57 | 238.57 | fixture | 0
Grocery | Turnover | LED Street Lights | 0 | 0 |  | 1691.123 | 18 |  | 238.57 | 238.57 | fixture | 0
Healthcare | Turnover | LED Street Lights | 0 | 0 |  | 1691.123 | 18 |  | 238.57 | 238.57 | fixture | 0
Hospitals | Turnover | LED Street Lights | 0 | 0 |  | 1691.123 | 18 |  | 238.57 | 238.57 | fixture | 0
Institutional | Turnover | LED Street Lights | 0 | 0 |  | 1691.123 | 18 |  | 238.57 | 238.57 | fixture | 0
Lodging/Hospitality | Turnover | LED Street Lights | 0 | 0 |  | 1691.123 | 18 |  | 238.57 | 238.57 | fixture | 0
Miscellaneous | Turnover | LED Street Lights | 0 | 0 |  | 1691.123 | 18 |  | 238.57 | 238.57 | fixture | 0
Offices | Turnover | LED Street Lights | 0 | 0 |  | 1691.123 | 18 |  | 238.57 | 238.57 | fixture | 0
Restaurants | Turnover | LED Street Lights | 0 | 0 |  | 1691.123 | 18 |  | 238.57 | 238.57 | fixture | 0
Retail | Turnover | LED Street Lights | 0 | 0 |  | 1691.123 | 18 |  | 238.57 | 238.57 | fixture | 0
Schools K-12 | Turnover | LED Street Lights | 0 | 0 |  | 1691.123 | 18 |  | 238.57 | 238.57 | fixture | 0
Warehouse | Turnover | LED Street Lights | 0 | 0 |  | 1691.123 | 18 |  | 238.57 | 238.57 | fixture | 0
Assembly | New | LED Street Lights | 0 | 0 |  | 1691.123 | 18 |  | 238.57 | 238.57 | fixture | 0
College and University | New | LED Street Lights | 0 | 0 |  | 1691.123 | 18 |  | 238.57 | 238.57 | fixture | 0
Grocery | New | LED Street Lights | 0 | 0 |  | 1691.123 | 18 |  | 238.57 | 238.57 | fixture | 0
Healthcare | New | LED Street Lights | 0 | 0 |  | 1691.123 | 18 |  | 238.57 | 238.57 | fixture | 0
Hospitals | New | LED Street Lights | 0 | 0 |  | 1691.123 | 18 |  | 238.57 | 238.57 | fixture | 0
Institutional | New | LED Street Lights | 0 | 0 |  | 1691.123 | 18 |  | 238.57 | 238.57 | fixture | 0
Lodging/Hospitality | New | LED Street Lights | 0 | 0 |  | 1691.123 | 18 |  | 238.57 | 238.57 | fixture | 0
Miscellaneous | New | LED Street Lights | 0 | 0 |  | 1691.123 | 18 |  | 238.57 | 238.57 | fixture | 0
Offices | New | LED Street Lights | 0 | 0 |  | 1691.123 | 18 |  | 238.57 | 238.57 | fixture | 0
Restaurants | New | LED Street Lights | 0 | 0 |  | 1691.123 | 18 |  | 238.57 | 238.57 | fixture | 0
Retail | New | LED Street Lights | 0 | 0 |  | 1691.123 | 18 |  | 238.57 | 238.57 | fixture | 0
Schools K-12 | New | LED Street Lights | 0 | 0 |  | 1691.123 | 18 |  | 238.57 | 238.57 | fixture | 0
Warehouse | New | LED Street Lights | 0 | 0 |  | 1691.123 | 18 |  | 238.57 | 238.57 | fixture | 0
Assembly | Turnover | LED Traffic and Crosswalk Lighting | 0 | 0 |  | 37.96 | 10 |  | 71 | 71 | fixture | 0
College and University | Turnover | LED Traffic and Crosswalk Lighting | 0 | 0 |  | 37.96 | 10 |  | 71 | 71 | fixture | 0
Grocery | Turnover | LED Traffic and Crosswalk Lighting | 0 | 0 |  | 37.96 | 10 |  | 71 | 71 | fixture | 0
Healthcare | Turnover | LED Traffic and Crosswalk Lighting | 0 | 0 |  | 37.96 | 10 |  | 71 | 71 | fixture | 0
Hospitals | Turnover | LED Traffic and Crosswalk Lighting | 0 | 0 |  | 37.96 | 10 |  | 71 | 71 | fixture | 0
Institutional | Turnover | LED Traffic and Crosswalk Lighting | 0 | 0 |  | 37.96 | 10 |  | 71 | 71 | fixture | 0
Lodging/Hospitality | Turnover | LED Traffic and Crosswalk Lighting | 0 | 0 |  | 37.96 | 10 |  | 71 | 71 | fixture | 0
Miscellaneous | Turnover | LED Traffic and Crosswalk Lighting | 0 | 0 |  | 37.96 | 10 |  | 71 | 71 | fixture | 0
Offices | Turnover | LED Traffic and Crosswalk Lighting | 0 | 0 |  | 37.96 | 10 |  | 71 | 71 | fixture | 0
Restaurants | Turnover | LED Traffic and Crosswalk Lighting | 0 | 0 |  | 37.96 | 10 |  | 71 | 71 | fixture | 0
Retail | Turnover | LED Traffic and Crosswalk Lighting | 0 | 0 |  | 37.96 | 10 |  | 71 | 71 | fixture | 0
Schools K-12 | Turnover | LED Traffic and Crosswalk Lighting | 0 | 0 |  | 37.96 | 10 |  | 71 | 71 | fixture | 0
Warehouse | Turnover | LED Traffic and Crosswalk Lighting | 0 | 0 |  | 37.96 | 10 |  | 71 | 71 | fixture | 0
Assembly | New | LED Traffic and Crosswalk Lighting | 0 | 0 |  | 37.96 | 10 |  | 71 | 71 | fixture | 0
College and University | New | LED Traffic and Crosswalk Lighting | 0 | 0 |  | 37.96 | 10 |  | 71 | 71 | fixture | 0
Grocery | New | LED Traffic and Crosswalk Lighting | 0 | 0 |  | 37.96 | 10 |  | 71 | 71 | fixture | 0
Healthcare | New | LED Traffic and Crosswalk Lighting | 0 | 0 |  | 37.96 | 10 |  | 71 | 71 | fixture | 0
Hospitals | New | LED Traffic and Crosswalk Lighting | 0 | 0 |  | 37.96 | 10 |  | 71 | 71 | fixture | 0
Institutional | New | LED Traffic and Crosswalk Lighting | 0 | 0 |  | 37.96 | 10 |  | 71 | 71 | fixture | 0
Lodging/Hospitality | New | LED Traffic and Crosswalk Lighting | 0 | 0 |  | 37.96 | 10 |  | 71 | 71 | fixture | 0
Miscellaneous | New | LED Traffic and Crosswalk Lighting | 0 | 0 |  | 37.96 | 10 |  | 71 | 71 | fixture | 0
Offices | New | LED Traffic and Crosswalk Lighting | 0 | 0 |  | 37.96 | 10 |  | 71 | 71 | fixture | 0
Restaurants | New | LED Traffic and Crosswalk Lighting | 0 | 0 |  | 37.96 | 10 |  | 71 | 71 | fixture | 0
Retail | New | LED Traffic and Crosswalk Lighting | 0 | 0 |  | 37.96 | 10 |  | 71 | 71 | fixture | 0
Schools K-12 | New | LED Traffic and Crosswalk Lighting | 0 | 0 |  | 37.96 | 10 |  | 71 | 71 | fixture | 0
Warehouse | New | LED Traffic and Crosswalk Lighting | 0 | 0 |  | 37.96 | 10 |  | 71 | 71 | fixture | 0
Assembly | Turnover | Geothermal Heat Pump | 0.93579 | 0.71876 |  | 2176.032 | 15 |  | 48798.42 | 4879.842 | ton | 10
College and University | Turnover | Geothermal Heat Pump | 0.42358 | 0.39638 |  | 2409.294 | 15 |  | 48798.42 | 4879.842 | ton | 10
Grocery | Turnover | Geothermal Heat Pump | 0.53906 | 0.41404 |  | 1253.49 | 15 |  | 48798.42 | 4879.842 | ton | 10
Healthcare | Turnover | Geothermal Heat Pump | 2.0247 | 1.5552 |  | 4708.212 | 15 |  | 48798.42 | 4879.842 | ton | 10
Hospitals | Turnover | Geothermal Heat Pump | 0.78641 | 0.73592 |  | 4473.046 | 15 |  | 48798.42 | 4879.842 | ton | 10
Institutional | Turnover | Geothermal Heat Pump | 0.51177 | 0.39308 |  | 1190.039 | 15 |  | 48798.42 | 4879.842 | ton | 10
Lodging/Hospitality | Turnover | Geothermal Heat Pump | 1.5345 | 1.1786 |  | 3568.285 | 15 |  | 48798.42 | 4879.842 | ton | 10
Miscellaneous | Turnover | Geothermal Heat Pump | 0.52255 | 0.40136 |  | 1215.093 | 15 |  | 48798.42 | 4879.842 | ton | 10
Offices | Turnover | Geothermal Heat Pump | 1.043 | 0.80107 |  | 2425.226 | 15 |  | 48798.42 | 4879.842 | ton | 10
Restaurants | Turnover | Geothermal Heat Pump | 1.5556 | 1.1948 |  | 3617.336 | 15 |  | 48798.42 | 4879.842 | ton | 10
Retail | Turnover | Geothermal Heat Pump | 1.2083 | 0.92805 |  | 2809.636 | 15 |  | 48798.42 | 4879.842 | ton | 10
Schools K-12 | Turnover | Geothermal Heat Pump | 1.0526 | 0.80845 |  | 2447.56 | 15 |  | 48798.42 | 4879.842 | ton | 10
Warehouse | Turnover | Geothermal Heat Pump | 0.23283 | 0.17883 |  | 541.4057 | 15 |  | 48798.42 | 4879.842 | ton | 10
Assembly | New | Geothermal Heat Pump | 0.93579 | 0.71876 |  | 2176.032 | 15 |  | 48798.42 | 4879.842 | ton | 10
College and University | New | Geothermal Heat Pump | 0.42358 | 0.39638 |  | 2409.294 | 15 |  | 48798.42 | 4879.842 | ton | 10
Grocery | New | Geothermal Heat Pump | 0.53906 | 0.41404 |  | 1253.49 | 15 |  | 48798.42 | 4879.842 | ton | 10
Healthcare | New | Geothermal Heat Pump | 2.0247 | 1.5552 |  | 4708.212 | 15 |  | 48798.42 | 4879.842 | ton | 10
Hospitals | New | Geothermal Heat Pump | 0.78641 | 0.73592 |  | 4473.046 | 15 |  | 48798.42 | 4879.842 | ton | 10
Institutional | New | Geothermal Heat Pump | 0.51177 | 0.39308 |  | 1190.039 | 15 |  | 48798.42 | 4879.842 | ton | 10
Lodging/Hospitality | New | Geothermal Heat Pump | 1.5345 | 1.1786 |  | 3568.285 | 15 |  | 48798.42 | 4879.842 | ton | 10
Miscellaneous | New | Geothermal Heat Pump | 0.52255 | 0.40136 |  | 1215.093 | 15 |  | 48798.42 | 4879.842 | ton | 10
Offices | New | Geothermal Heat Pump | 1.043 | 0.80107 |  | 2425.226 | 15 |  | 48798.42 | 4879.842 | ton | 10
Restaurants | New | Geothermal Heat Pump | 1.5556 | 1.1948 |  | 3617.336 | 15 |  | 48798.42 | 4879.842 | ton | 10
Retail | New | Geothermal Heat Pump | 1.2083 | 0.92805 |  | 2809.636 | 15 |  | 48798.42 | 4879.842 | ton | 10
Schools K-12 | New | Geothermal Heat Pump | 1.0526 | 0.80845 |  | 2447.56 | 15 |  | 48798.42 | 4879.842 | ton | 10
Warehouse | New | Geothermal Heat Pump | 0.23283 | 0.17883 |  | 541.4057 | 15 |  | 48798.42 | 4879.842 | ton | 10
Assembly | Turnover | High Efficiency Chiller (Air Cooled, 50 tons) | 2.6906 | 2.7305 |  | 9453.357 | 20 |  | 6800 | 6800 | unit (50 tons) | 0
College and University | Turnover | High Efficiency Chiller (Air Cooled, 50 tons) | 2.9849 | 3.0292 |  | 10487.66 | 20 |  | 6800 | 6800 | unit (50 tons) | 0
Grocery | Turnover | High Efficiency Chiller (Air Cooled, 50 tons) | 1.4863 | 1.5083 |  | 5222.13 | 20 |  | 6800 | 6800 | unit (50 tons) | 0
Healthcare | Turnover | High Efficiency Chiller (Air Cooled, 50 tons) | 5.8546 | 5.9414 |  | 20570.27 | 20 |  | 6800 | 6800 | unit (50 tons) | 0
Hospitals | Turnover | High Efficiency Chiller (Air Cooled, 50 tons) | 5.5458 | 5.6281 |  | 19485.34 | 20 |  | 6800 | 6800 | unit (50 tons) | 0
Institutional | Turnover | High Efficiency Chiller (Air Cooled, 50 tons) | 1.4534 | 1.4749 |  | 5106.404 | 20 |  | 6800 | 6800 | unit (50 tons) | 0
Lodging/Hospitality | Turnover | High Efficiency Chiller (Air Cooled, 50 tons) | 4.4445 | 4.5104 |  | 15615.76 | 20 |  | 6800 | 6800 | unit (50 tons) | 0
Miscellaneous | Turnover | High Efficiency Chiller (Air Cooled, 50 tons) | 1.5028 | 1.5251 |  | 5279.993 | 20 |  | 6800 | 6800 | unit (50 tons) | 0
Offices | Turnover | High Efficiency Chiller (Air Cooled, 50 tons) | 3.0282 | 3.0731 |  | 10639.55 | 20 |  | 6800 | 6800 | unit (50 tons) | 0
Restaurants | Turnover | High Efficiency Chiller (Air Cooled, 50 tons) | 4.3601 | 4.4247 |  | 15319.21 | 20 |  | 6800 | 6800 | unit (50 tons) | 0
Retail | Turnover | High Efficiency Chiller (Air Cooled, 50 tons) | 3.4172 | 3.4679 |  | 12006.56 | 20 |  | 6800 | 6800 | unit (50 tons) | 0
Schools K-12 | Turnover | High Efficiency Chiller (Air Cooled, 50 tons) | 2.9705 | 3.0146 |  | 10437.03 | 20 |  | 6800 | 6800 | unit (50 tons) | 0
Warehouse | Turnover | High Efficiency Chiller (Air Cooled, 50 tons) | 0.65257 | 0.66225 |  | 2292.819 | 20 |  | 6800 | 6800 | unit (50 tons) | 0
Assembly | New | High Efficiency Chiller (Air Cooled, 50 tons) | 2.6906 | 2.7305 |  | 9453.357 | 20 |  | 6800 | 6800 | unit (50 tons) | 0
College and University | New | High Efficiency Chiller (Air Cooled, 50 tons) | 2.9849 | 3.0292 |  | 10487.66 | 20 |  | 6800 | 6800 | unit (50 tons) | 0
Grocery | New | High Efficiency Chiller (Air Cooled, 50 tons) | 1.4863 | 1.5083 |  | 5222.13 | 20 |  | 6800 | 6800 | unit (50 tons) | 0
Healthcare | New | High Efficiency Chiller (Air Cooled, 50 tons) | 5.8546 | 5.9414 |  | 20570.27 | 20 |  | 6800 | 6800 | unit (50 tons) | 0
Hospitals | New | High Efficiency Chiller (Air Cooled, 50 tons) | 5.5458 | 5.6281 |  | 19485.34 | 20 |  | 6800 | 6800 | unit (50 tons) | 0
Institutional | New | High Efficiency Chiller (Air Cooled, 50 tons) | 1.4534 | 1.4749 |  | 5106.404 | 20 |  | 6800 | 6800 | unit (50 tons) | 0
Lodging/Hospitality | New | High Efficiency Chiller (Air Cooled, 50 tons) | 4.4445 | 4.5104 |  | 15615.76 | 20 |  | 6800 | 6800 | unit (50 tons) | 0
Miscellaneous | New | High Efficiency Chiller (Air Cooled, 50 tons) | 1.5028 | 1.5251 |  | 5279.993 | 20 |  | 6800 | 6800 | unit (50 tons) | 0
Offices | New | High Efficiency Chiller (Air Cooled, 50 tons) | 3.0282 | 3.0731 |  | 10639.55 | 20 |  | 6800 | 6800 | unit (50 tons) | 0
Restaurants | New | High Efficiency Chiller (Air Cooled, 50 tons) | 4.3601 | 4.4247 |  | 15319.21 | 20 |  | 6800 | 6800 | unit (50 tons) | 0
Retail | New | High Efficiency Chiller (Air Cooled, 50 tons) | 3.4172 | 3.4679 |  | 12006.56 | 20 |  | 6800 | 6800 | unit (50 tons) | 0
Schools K-12 | New | High Efficiency Chiller (Air Cooled, 50 tons) | 2.9705 | 3.0146 |  | 10437.03 | 20 |  | 6800 | 6800 | unit (50 tons) | 0
Warehouse | New | High Efficiency Chiller (Air Cooled, 50 tons) | 0.65257 | 0.66225 |  | 2292.819 | 20 |  | 6800 | 6800 | unit (50 tons) | 0
Assembly | Turnover | High Efficiency Chiller (Water cooled-centrifugal, 200 tons) | 4.6032 | 0.19939 |  | 11691.96 | 20 |  | 9533.333 | 9533.333 | unit 200 tons) | 0
College and University | Turnover | High Efficiency Chiller (Water cooled-centrifugal, 200 tons) | 5.1069 | 0.2212 |  | 12971.19 | 20 |  | 9533.333 | 9533.333 | unit 200 tons) | 0
Grocery | Turnover | High Efficiency Chiller (Water cooled-centrifugal, 200 tons) | 2.5429 | 0.11014 |  | 6458.759 | 20 |  | 9533.333 | 9533.333 | unit 200 tons) | 0
Healthcare | Turnover | High Efficiency Chiller (Water cooled-centrifugal, 200 tons) | 10.0165 | 0.43386 |  | 25441.43 | 20 |  | 9533.333 | 9533.333 | unit 200 tons) | 0
Hospitals | Turnover | High Efficiency Chiller (Water cooled-centrifugal, 200 tons) | 9.4882 | 0.41097 |  | 24099.58 | 20 |  | 9533.333 | 9533.333 | unit 200 tons) | 0
Institutional | Turnover | High Efficiency Chiller (Water cooled-centrifugal, 200 tons) | 2.4865 | 0.1077 |  | 6315.629 | 20 |  | 9533.333 | 9533.333 | unit 200 tons) | 0
Lodging/Hospitality | Turnover | High Efficiency Chiller (Water cooled-centrifugal, 200 tons) | 7.6039 | 0.32936 |  | 19313.66 | 20 |  | 9533.333 | 9533.333 | unit 200 tons) | 0
Miscellaneous | Turnover | High Efficiency Chiller (Water cooled-centrifugal, 200 tons) | 2.571 | 0.11136 |  | 6530.324 | 20 |  | 9533.333 | 9533.333 | unit 200 tons) | 0
Offices | Turnover | High Efficiency Chiller (Water cooled-centrifugal, 200 tons) | 5.1808 | 0.2244 |  | 13159.05 | 20 |  | 9533.333 | 9533.333 | unit 200 tons) | 0
Restaurants | Turnover | High Efficiency Chiller (Water cooled-centrifugal, 200 tons) | 7.4595 | 0.3231 |  | 18946.89 | 20 |  | 9533.333 | 9533.333 | unit 200 tons) | 0
Retail | Turnover | High Efficiency Chiller (Water cooled-centrifugal, 200 tons) | 5.8465 | 0.25324 |  | 14849.78 | 20 |  | 9533.333 | 9533.333 | unit 200 tons) | 0
Schools K-12 | Turnover | High Efficiency Chiller (Water cooled-centrifugal, 200 tons) | 5.0822 | 0.22013 |  | 12908.57 | 20 |  | 9533.333 | 9533.333 | unit 200 tons) | 0
Warehouse | Turnover | High Efficiency Chiller (Water cooled-centrifugal, 200 tons) | 1.1165 | 0.048359 |  | 2835.771 | 20 |  | 9533.333 | 9533.333 | unit 200 tons) | 0
Assembly | New | High Efficiency Chiller (Water cooled-centrifugal, 200 tons) | 4.6032 | 0.19939 |  | 11691.96 | 20 |  | 9533.333 | 9533.333 | unit 200 tons) | 0
College and University | New | High Efficiency Chiller (Water cooled-centrifugal, 200 tons) | 5.1069 | 0.2212 |  | 12971.19 | 20 |  | 9533.333 | 9533.333 | unit 200 tons) | 0
Grocery | New | High Efficiency Chiller (Water cooled-centrifugal, 200 tons) | 2.5429 | 0.11014 |  | 6458.759 | 20 |  | 9533.333 | 9533.333 | unit 200 tons) | 0
Healthcare | New | High Efficiency Chiller (Water cooled-centrifugal, 200 tons) | 10.0165 | 0.43386 |  | 25441.43 | 20 |  | 9533.333 | 9533.333 | unit 200 tons) | 0
Hospitals | New | High Efficiency Chiller (Water cooled-centrifugal, 200 tons) | 9.4882 | 0.41097 |  | 24099.58 | 20 |  | 9533.333 | 9533.333 | unit 200 tons) | 0
Institutional | New | High Efficiency Chiller (Water cooled-centrifugal, 200 tons) | 2.4865 | 0.1077 |  | 6315.629 | 20 |  | 9533.333 | 9533.333 | unit 200 tons) | 0
Lodging/Hospitality | New | High Efficiency Chiller (Water cooled-centrifugal, 200 tons) | 7.6039 | 0.32936 |  | 19313.66 | 20 |  | 9533.333 | 9533.333 | unit 200 tons) | 0
Miscellaneous | New | High Efficiency Chiller (Water cooled-centrifugal, 200 tons) | 2.571 | 0.11136 |  | 6530.324 | 20 |  | 9533.333 | 9533.333 | unit 200 tons) | 0
Offices | New | High Efficiency Chiller (Water cooled-centrifugal, 200 tons) | 5.1808 | 0.2244 |  | 13159.05 | 20 |  | 9533.333 | 9533.333 | unit 200 tons) | 0
Restaurants | New | High Efficiency Chiller (Water cooled-centrifugal, 200 tons) | 7.4595 | 0.3231 |  | 18946.89 | 20 |  | 9533.333 | 9533.333 | unit 200 tons) | 0
Retail | New | High Efficiency Chiller (Water cooled-centrifugal, 200 tons) | 5.8465 | 0.25324 |  | 14849.78 | 20 |  | 9533.333 | 9533.333 | unit 200 tons) | 0
Schools K-12 | New | High Efficiency Chiller (Water cooled-centrifugal, 200 tons) | 5.0822 | 0.22013 |  | 12908.57 | 20 |  | 9533.333 | 9533.333 | unit 200 tons) | 0
Warehouse | New | High Efficiency Chiller (Water cooled-centrifugal, 200 tons) | 1.1165 | 0.048359 |  | 2835.771 | 20 |  | 9533.333 | 9533.333 | unit 200 tons) | 0
Assembly | Turnover | High Efficiency Chiller (Water cooled-positive displacement, 100 tons) | 1.4606 | 0.063266 |  | 3709.95 | 20 |  | 5200 | 5200 | unit (100 tons) | 0
College and University | Turnover | High Efficiency Chiller (Water cooled-positive displacement, 100 tons) | 1.6204 | 0.070188 |  | 4115.859 | 20 |  | 5200 | 5200 | unit (100 tons) | 0
Grocery | Turnover | High Efficiency Chiller (Water cooled-positive displacement, 100 tons) | 0.80687 | 0.034949 |  | 2049.414 | 20 |  | 5200 | 5200 | unit (100 tons) | 0
Healthcare | Turnover | High Efficiency Chiller (Water cooled-positive displacement, 100 tons) | 3.1783 | 0.13767 |  | 8072.761 | 20 |  | 5200 | 5200 | unit (100 tons) | 0
Hospitals | Turnover | High Efficiency Chiller (Water cooled-positive displacement, 100 tons) | 3.0107 | 0.1304 |  | 7646.982 | 20 |  | 5200 | 5200 | unit (100 tons) | 0
Institutional | Turnover | High Efficiency Chiller (Water cooled-positive displacement, 100 tons) | 0.78899 | 0.034174 |  | 2003.998 | 20 |  | 5200 | 5200 | unit (100 tons) | 0
Lodging/Hospitality | Turnover | High Efficiency Chiller (Water cooled-positive displacement, 100 tons) | 2.4128 | 0.10451 |  | 6128.372 | 20 |  | 5200 | 5200 | unit (100 tons) | 0
Miscellaneous | Turnover | High Efficiency Chiller (Water cooled-positive displacement, 100 tons) | 0.81581 | 0.035336 |  | 2072.122 | 20 |  | 5200 | 5200 | unit (100 tons) | 0
Offices | Turnover | High Efficiency Chiller (Water cooled-positive displacement, 100 tons) | 1.6439 | 0.071205 |  | 4175.468 | 20 |  | 5200 | 5200 | unit (100 tons) | 0
Restaurants | Turnover | High Efficiency Chiller (Water cooled-positive displacement, 100 tons) | 2.367 | 0.10252 |  | 6011.993 | 20 |  | 5200 | 5200 | unit (100 tons) | 0
Retail | Turnover | High Efficiency Chiller (Water cooled-positive displacement, 100 tons) | 1.8551 | 0.080354 |  | 4711.949 | 20 |  | 5200 | 5200 | unit (100 tons) | 0
Schools K-12 | Turnover | High Efficiency Chiller (Water cooled-positive displacement, 100 tons) | 1.6126 | 0.06985 |  | 4095.989 | 20 |  | 5200 | 5200 | unit (100 tons) | 0
Warehouse | Turnover | High Efficiency Chiller (Water cooled-positive displacement, 100 tons) | 0.35426 | 0.015345 |  | 899.812 | 20 |  | 5200 | 5200 | unit (100 tons) | 0
Assembly | New | High Efficiency Chiller (Water cooled-positive displacement, 100 tons) | 1.4606 | 0.063266 |  | 3709.95 | 20 |  | 5200 | 5200 | unit (100 tons) | 0
College and University | New | High Efficiency Chiller (Water cooled-positive displacement, 100 tons) | 1.6204 | 0.070188 |  | 4115.859 | 20 |  | 5200 | 5200 | unit (100 tons) | 0
Grocery | New | High Efficiency Chiller (Water cooled-positive displacement, 100 tons) | 0.80687 | 0.034949 |  | 2049.414 | 20 |  | 5200 | 5200 | unit (100 tons) | 0
Healthcare | New | High Efficiency Chiller (Water cooled-positive displacement, 100 tons) | 3.1783 | 0.13767 |  | 8072.761 | 20 |  | 5200 | 5200 | unit (100 tons) | 0
Hospitals | New | High Efficiency Chiller (Water cooled-positive displacement, 100 tons) | 3.0107 | 0.1304 |  | 7646.982 | 20 |  | 5200 | 5200 | unit (100 tons) | 0
Institutional | New | High Efficiency Chiller (Water cooled-positive displacement, 100 tons) | 0.78899 | 0.034174 |  | 2003.998 | 20 |  | 5200 | 5200 | unit (100 tons) | 0
Lodging/Hospitality | New | High Efficiency Chiller (Water cooled-positive displacement, 100 tons) | 2.4128 | 0.10451 |  | 6128.372 | 20 |  | 5200 | 5200 | unit (100 tons) | 0
Miscellaneous | New | High Efficiency Chiller (Water cooled-positive displacement, 100 tons) | 0.81581 | 0.035336 |  | 2072.122 | 20 |  | 5200 | 5200 | unit (100 tons) | 0
Offices | New | High Efficiency Chiller (Water cooled-positive displacement, 100 tons) | 1.6439 | 0.071205 |  | 4175.468 | 20 |  | 5200 | 5200 | unit (100 tons) | 0
Restaurants | New | High Efficiency Chiller (Water cooled-positive displacement, 100 tons) | 2.367 | 0.10252 |  | 6011.993 | 20 |  | 5200 | 5200 | unit (100 tons) | 0
Retail | New | High Efficiency Chiller (Water cooled-positive displacement, 100 tons) | 1.8551 | 0.080354 |  | 4711.949 | 20 |  | 5200 | 5200 | unit (100 tons) | 0
Schools K-12 | New | High Efficiency Chiller (Water cooled-positive displacement, 100 tons) | 1.6126 | 0.06985 |  | 4095.989 | 20 |  | 5200 | 5200 | unit (100 tons) | 0
Warehouse | New | High Efficiency Chiller (Water cooled-positive displacement, 100 tons) | 0.35426 | 0.015345 |  | 899.812 | 20 |  | 5200 | 5200 | unit (100 tons) | 0
Assembly | Turnover | High Efficiency Data Center Cooling | 29.7567 | 17.1868 |  | 129796.8 | 20 |  | 213000 | 213000 | system (284 tons) | 0
College and University | Turnover | High Efficiency Data Center Cooling | 29.7567 | 17.1868 |  | 129796.8 | 20 |  | 213000 | 213000 | system (284 tons) | 0
Grocery | Turnover | High Efficiency Data Center Cooling | 29.7567 | 17.1868 |  | 129796.8 | 20 |  | 213000 | 213000 | system (284 tons) | 0
Healthcare | Turnover | High Efficiency Data Center Cooling | 29.7567 | 17.1868 |  | 129796.8 | 20 |  | 213000 | 213000 | system (284 tons) | 0
Hospitals | Turnover | High Efficiency Data Center Cooling | 29.7567 | 17.1868 |  | 129796.8 | 20 |  | 213000 | 213000 | system (284 tons) | 0
Institutional | Turnover | High Efficiency Data Center Cooling | 29.7567 | 17.1868 |  | 129796.8 | 20 |  | 213000 | 213000 | system (284 tons) | 0
Lodging/Hospitality | Turnover | High Efficiency Data Center Cooling | 29.7567 | 17.1868 |  | 129796.8 | 20 |  | 213000 | 213000 | system (284 tons) | 0
Miscellaneous | Turnover | High Efficiency Data Center Cooling | 29.7567 | 17.1868 |  | 129796.8 | 20 |  | 213000 | 213000 | system (284 tons) | 0
Offices | Turnover | High Efficiency Data Center Cooling | 29.7567 | 17.1868 |  | 129796.8 | 20 |  | 213000 | 213000 | system (284 tons) | 0
Restaurants | Turnover | High Efficiency Data Center Cooling | 29.7567 | 17.1868 |  | 129796.8 | 20 |  | 213000 | 213000 | system (284 tons) | 0
Retail | Turnover | High Efficiency Data Center Cooling | 29.7567 | 17.1868 |  | 129796.8 | 20 |  | 213000 | 213000 | system (284 tons) | 0
Schools K-12 | Turnover | High Efficiency Data Center Cooling | 29.7567 | 17.1868 |  | 129796.8 | 20 |  | 213000 | 213000 | system (284 tons) | 0
Warehouse | Turnover | High Efficiency Data Center Cooling | 29.7567 | 17.1868 |  | 129796.8 | 20 |  | 213000 | 213000 | system (284 tons) | 0
Assembly | New | High Efficiency Data Center Cooling | 29.7567 | 17.1868 |  | 129796.8 | 20 |  | 213000 | 213000 | system (284 tons) | 0
College and University | New | High Efficiency Data Center Cooling | 29.7567 | 17.1868 |  | 129796.8 | 20 |  | 213000 | 213000 | system (284 tons) | 0
Grocery | New | High Efficiency Data Center Cooling | 29.7567 | 17.1868 |  | 129796.8 | 20 |  | 213000 | 213000 | system (284 tons) | 0
Healthcare | New | High Efficiency Data Center Cooling | 29.7567 | 17.1868 |  | 129796.8 | 20 |  | 213000 | 213000 | system (284 tons) | 0
Hospitals | New | High Efficiency Data Center Cooling | 29.7567 | 17.1868 |  | 129796.8 | 20 |  | 213000 | 213000 | system (284 tons) | 0
Institutional | New | High Efficiency Data Center Cooling | 29.7567 | 17.1868 |  | 129796.8 | 20 |  | 213000 | 213000 | system (284 tons) | 0
Lodging/Hospitality | New | High Efficiency Data Center Cooling | 29.7567 | 17.1868 |  | 129796.8 | 20 |  | 213000 | 213000 | system (284 tons) | 0
Miscellaneous | New | High Efficiency Data Center Cooling | 29.7567 | 17.1868 |  | 129796.8 | 20 |  | 213000 | 213000 | system (284 tons) | 0
Offices | New | High Efficiency Data Center Cooling | 29.7567 | 17.1868 |  | 129796.8 | 20 |  | 213000 | 213000 | system (284 tons) | 0
Restaurants | New | High Efficiency Data Center Cooling | 29.7567 | 17.1868 |  | 129796.8 | 20 |  | 213000 | 213000 | system (284 tons) | 0
Retail | New | High Efficiency Data Center Cooling | 29.7567 | 17.1868 |  | 129796.8 | 20 |  | 213000 | 213000 | system (284 tons) | 0
Schools K-12 | New | High Efficiency Data Center Cooling | 29.7567 | 17.1868 |  | 129796.8 | 20 |  | 213000 | 213000 | system (284 tons) | 0
Warehouse | New | High Efficiency Data Center Cooling | 29.7567 | 17.1868 |  | 129796.8 | 20 |  | 213000 | 213000 | system (284 tons) | 0
Assembly | Turnover | High Efficiency DX 135k- less than 240k BTU | 0.56299 | 0 |  | 1361.48 | 15 |  | 3329.61 | 3329.61 | unit | 0
College and University | Turnover | High Efficiency DX 135k- less than 240k BTU | 0.62459 | 0 |  | 1510.441 | 15 |  | 3329.61 | 3329.61 | unit | 0
Grocery | Turnover | High Efficiency DX 135k- less than 240k BTU | 0.311 | 0 |  | 752.0953 | 15 |  | 3329.61 | 3329.61 | unit | 0
Healthcare | Turnover | High Efficiency DX 135k- less than 240k BTU | 1.2251 | 0 |  | 2962.547 | 15 |  | 3329.61 | 3329.61 | unit | 0
Hospitals | Turnover | High Efficiency DX 135k- less than 240k BTU | 1.1604 | 0 |  | 2806.295 | 15 |  | 3329.61 | 3329.61 | unit | 0
Institutional | Turnover | High Efficiency DX 135k- less than 240k BTU | 0.30411 | 0 |  | 735.4283 | 15 |  | 3329.61 | 3329.61 | unit | 0
Lodging/Hospitality | Turnover | High Efficiency DX 135k- less than 240k BTU | 0.92999 | 0 |  | 2248.994 | 15 |  | 3329.61 | 3329.61 | unit | 0
Miscellaneous | Turnover | High Efficiency DX 135k- less than 240k BTU | 0.31445 | 0 |  | 760.4287 | 15 |  | 3329.61 | 3329.61 | unit | 0
Offices | Turnover | High Efficiency DX 135k- less than 240k BTU | 0.63363 | 0 |  | 1532.316 | 15 |  | 3329.61 | 3329.61 | unit | 0
Restaurants | Turnover | High Efficiency DX 135k- less than 240k BTU | 0.91233 | 0 |  | 2206.285 | 15 |  | 3329.61 | 3329.61 | unit | 0
Retail | Turnover | High Efficiency DX 135k- less than 240k BTU | 0.71505 | 0 |  | 1729.194 | 15 |  | 3329.61 | 3329.61 | unit | 0
Schools K-12 | Turnover | High Efficiency DX 135k- less than 240k BTU | 0.62157 | 0 |  | 1503.149 | 15 |  | 3329.61 | 3329.61 | unit | 0
Warehouse | Turnover | High Efficiency DX 135k- less than 240k BTU | 0.13655 | 0 |  | 330.2136 | 15 |  | 3329.61 | 3329.61 | unit | 0
Assembly | New | High Efficiency DX 135k- less than 240k BTU | 0.56299 | 0 |  | 1361.48 | 15 |  | 3329.61 | 3329.61 | unit | 0
College and University | New | High Efficiency DX 135k- less than 240k BTU | 0.62459 | 0 |  | 1510.441 | 15 |  | 3329.61 | 3329.61 | unit | 0
Grocery | New | High Efficiency DX 135k- less than 240k BTU | 0.311 | 0 |  | 752.0953 | 15 |  | 3329.61 | 3329.61 | unit | 0
Healthcare | New | High Efficiency DX 135k- less than 240k BTU | 1.2251 | 0 |  | 2962.547 | 15 |  | 3329.61 | 3329.61 | unit | 0
Hospitals | New | High Efficiency DX 135k- less than 240k BTU | 1.1604 | 0 |  | 2806.295 | 15 |  | 3329.61 | 3329.61 | unit | 0
Institutional | New | High Efficiency DX 135k- less than 240k BTU | 0.30411 | 0 |  | 735.4283 | 15 |  | 3329.61 | 3329.61 | unit | 0
Lodging/Hospitality | New | High Efficiency DX 135k- less than 240k BTU | 0.92999 | 0 |  | 2248.994 | 15 |  | 3329.61 | 3329.61 | unit | 0
Miscellaneous | New | High Efficiency DX 135k- less than 240k BTU | 0.31445 | 0 |  | 760.4287 | 15 |  | 3329.61 | 3329.61 | unit | 0
Offices | New | High Efficiency DX 135k- less than 240k BTU | 0.63363 | 0 |  | 1532.316 | 15 |  | 3329.61 | 3329.61 | unit | 0
Restaurants | New | High Efficiency DX 135k- less than 240k BTU | 0.91233 | 0 |  | 2206.285 | 15 |  | 3329.61 | 3329.61 | unit | 0
Retail | New | High Efficiency DX 135k- less than 240k BTU | 0.71505 | 0 |  | 1729.194 | 15 |  | 3329.61 | 3329.61 | unit | 0
Schools K-12 | New | High Efficiency DX 135k- less than 240k BTU | 0.62157 | 0 |  | 1503.149 | 15 |  | 3329.61 | 3329.61 | unit | 0
Warehouse | New | High Efficiency DX 135k- less than 240k BTU | 0.13655 | 0 |  | 330.2136 | 15 |  | 3329.61 | 3329.61 | unit | 0
Assembly | Turnover | High Efficiency PTAC | 0.28329 | 0 |  | 569.4138 | 15 |  | 126 | 126 | unit (1.5 ton) | 0
College and University | Turnover | High Efficiency PTAC | 0.18043 | 0 |  | 631.7139 | 15 |  | 126 | 126 | unit (1.5 ton) | 0
Grocery | Turnover | High Efficiency PTAC | 0.15649 | 0 |  | 314.55 | 15 |  | 126 | 126 | unit (1.5 ton) | 0
Healthcare | Turnover | High Efficiency PTAC | 0.61643 | 0 |  | 1239.031 | 15 |  | 126 | 126 | unit (1.5 ton) | 0
Hospitals | Turnover | High Efficiency PTAC | 0.33523 | 0 |  | 1173.681 | 15 |  | 126 | 126 | unit (1.5 ton) | 0
Institutional | Turnover | High Efficiency PTAC | 0.15302 | 0 |  | 307.5793 | 15 |  | 126 | 126 | unit (1.5 ton) | 0
Lodging/Hospitality | Turnover | High Efficiency PTAC | 0.46796 | 0 |  | 940.6002 | 15 |  | 126 | 126 | unit (1.5 ton) | 0
Miscellaneous | Turnover | High Efficiency PTAC | 0.13166 | 0 |  | 318.0353 | 15 |  | 126 | 126 | unit (1.5 ton) | 0
Offices | Turnover | High Efficiency PTAC | 0.26531 | 0 |  | 640.8629 | 15 |  | 126 | 126 | unit (1.5 ton) | 0
Restaurants | Turnover | High Efficiency PTAC | 0.45908 | 0 |  | 922.738 | 15 |  | 126 | 126 | unit (1.5 ton) | 0
Retail | Turnover | High Efficiency PTAC | 0.3598 | 0 |  | 723.2035 | 15 |  | 126 | 126 | unit (1.5 ton) | 0
Schools K-12 | Turnover | High Efficiency PTAC | 0.31277 | 0 |  | 628.6643 | 15 |  | 126 | 126 | unit (1.5 ton) | 0
Warehouse | Turnover | High Efficiency PTAC | 0.06871 | 0 |  | 138.1057 | 15 |  | 126 | 126 | unit (1.5 ton) | 0
Assembly | New | High Efficiency PTAC | 0.28329 | 0 |  | 569.4138 | 15 |  | 126 | 126 | unit (1.5 ton) | 0
College and University | New | High Efficiency PTAC | 0.18043 | 0 |  | 631.7139 | 15 |  | 126 | 126 | unit (1.5 ton) | 0
Grocery | New | High Efficiency PTAC | 0.15649 | 0 |  | 314.55 | 15 |  | 126 | 126 | unit (1.5 ton) | 0
Healthcare | New | High Efficiency PTAC | 0.61643 | 0 |  | 1239.031 | 15 |  | 126 | 126 | unit (1.5 ton) | 0
Hospitals | New | High Efficiency PTAC | 0.33523 | 0 |  | 1173.681 | 15 |  | 126 | 126 | unit (1.5 ton) | 0
Institutional | New | High Efficiency PTAC | 0.15302 | 0 |  | 307.5793 | 15 |  | 126 | 126 | unit (1.5 ton) | 0
Lodging/Hospitality | New | High Efficiency PTAC | 0.46796 | 0 |  | 940.6002 | 15 |  | 126 | 126 | unit (1.5 ton) | 0
Miscellaneous | New | High Efficiency PTAC | 0.13166 | 0 |  | 318.0353 | 15 |  | 126 | 126 | unit (1.5 ton) | 0
Offices | New | High Efficiency PTAC | 0.26531 | 0 |  | 640.8629 | 15 |  | 126 | 126 | unit (1.5 ton) | 0
Restaurants | New | High Efficiency PTAC | 0.45908 | 0 |  | 922.738 | 15 |  | 126 | 126 | unit (1.5 ton) | 0
Retail | New | High Efficiency PTAC | 0.3598 | 0 |  | 723.2035 | 15 |  | 126 | 126 | unit (1.5 ton) | 0
Schools K-12 | New | High Efficiency PTAC | 0.31277 | 0 |  | 628.6643 | 15 |  | 126 | 126 | unit (1.5 ton) | 0
Warehouse | New | High Efficiency PTAC | 0.06871 | 0 |  | 138.1057 | 15 |  | 126 | 126 | unit (1.5 ton) | 0
Assembly | Turnover | High Efficiency PTHP | 0.29513 | 0.000108 |  | 593.3784 | 15 |  | 126 | 126 | unit (1.5 ton) | 0
College and University | Turnover | High Efficiency PTHP | 0.18654 | 0.056405 |  | 655.6785 | 15 |  | 126 | 126 | unit (1.5 ton) | 0
Grocery | Turnover | High Efficiency PTHP | 0.17695 | 6.48e-05 |  | 355.769 | 15 |  | 126 | 126 | unit (1.5 ton) | 0
Healthcare | Turnover | High Efficiency PTHP | 0.63494 | 0.000232 |  | 1276.607 | 15 |  | 126 | 126 | unit (1.5 ton) | 0
Hospitals | Turnover | High Efficiency PTHP | 0.34608 | 0.10464 |  | 1216.434 | 15 |  | 126 | 126 | unit (1.5 ton) | 0
Institutional | Turnover | High Efficiency PTHP | 0.16337 | 5.98e-05 |  | 328.4764 | 15 |  | 126 | 126 | unit (1.5 ton) | 0
Lodging/Hospitality | Turnover | High Efficiency PTHP | 0.48041 | 0.000176 |  | 965.9068 | 15 |  | 126 | 126 | unit (1.5 ton) | 0
Miscellaneous | Turnover | High Efficiency PTHP | 0.16476 | 6.03e-05 |  | 331.2637 | 15 |  | 126 | 126 | unit (1.5 ton) | 0
Offices | Turnover | High Efficiency PTHP | 0.32571 | 0.000119 |  | 654.8582 | 15 |  | 126 | 126 | unit (1.5 ton) | 0
Restaurants | Turnover | High Efficiency PTHP | 0.5029 | 0.000184 |  | 1011.119 | 15 |  | 126 | 126 | unit (1.5 ton) | 0
Retail | Turnover | High Efficiency PTHP | 0.38726 | 0.000142 |  | 778.6096 | 15 |  | 126 | 126 | unit (1.5 ton) | 0
Schools K-12 | Turnover | High Efficiency PTHP | 0.33804 | 0.000124 |  | 679.6608 | 15 |  | 126 | 126 | unit (1.5 ton) | 0
Warehouse | Turnover | High Efficiency PTHP | 0.075269 | 2.76e-05 |  | 151.3342 | 15 |  | 126 | 126 | unit (1.5 ton) | 0
Assembly | New | High Efficiency PTHP | 0.29513 | 0.000108 |  | 593.3784 | 15 |  | 126 | 126 | unit (1.5 ton) | 0
College and University | New | High Efficiency PTHP | 0.18654 | 0.056405 |  | 655.6785 | 15 |  | 126 | 126 | unit (1.5 ton) | 0
Grocery | New | High Efficiency PTHP | 0.17695 | 6.48e-05 |  | 355.769 | 15 |  | 126 | 126 | unit (1.5 ton) | 0
Healthcare | New | High Efficiency PTHP | 0.63494 | 0.000232 |  | 1276.607 | 15 |  | 126 | 126 | unit (1.5 ton) | 0
Hospitals | New | High Efficiency PTHP | 0.34608 | 0.10464 |  | 1216.434 | 15 |  | 126 | 126 | unit (1.5 ton) | 0
Institutional | New | High Efficiency PTHP | 0.16337 | 5.98e-05 |  | 328.4764 | 15 |  | 126 | 126 | unit (1.5 ton) | 0
Lodging/Hospitality | New | High Efficiency PTHP | 0.48041 | 0.000176 |  | 965.9068 | 15 |  | 126 | 126 | unit (1.5 ton) | 0
Miscellaneous | New | High Efficiency PTHP | 0.16476 | 6.03e-05 |  | 331.2637 | 15 |  | 126 | 126 | unit (1.5 ton) | 0
Offices | New | High Efficiency PTHP | 0.32571 | 0.000119 |  | 654.8582 | 15 |  | 126 | 126 | unit (1.5 ton) | 0
Restaurants | New | High Efficiency PTHP | 0.5029 | 0.000184 |  | 1011.119 | 15 |  | 126 | 126 | unit (1.5 ton) | 0
Retail | New | High Efficiency PTHP | 0.38726 | 0.000142 |  | 778.6096 | 15 |  | 126 | 126 | unit (1.5 ton) | 0
Schools K-12 | New | High Efficiency PTHP | 0.33804 | 0.000124 |  | 679.6608 | 15 |  | 126 | 126 | unit (1.5 ton) | 0
Warehouse | New | High Efficiency PTHP | 0.075269 | 2.76e-05 |  | 151.3342 | 15 |  | 126 | 126 | unit (1.5 ton) | 0
Assembly | Turnover | Variable Refrigerant Flow (VRF) HVAC Systems | 0.69669 | 0.70417 |  | 2289.54 | 15 |  | 3295 | 3295 | unit (4 tons) | 0
College and University | Turnover | Variable Refrigerant Flow (VRF) HVAC Systems | 0.5315 | 0.39048 |  | 2505.099 | 15 |  | 3295 | 3295 | unit (4 tons) | 0
Grocery | Turnover | Variable Refrigerant Flow (VRF) HVAC Systems | 0.49832 | 0.50367 |  | 1637.646 | 15 |  | 3295 | 3295 | unit (4 tons) | 0
Healthcare | Turnover | Variable Refrigerant Flow (VRF) HVAC Systems | 1.4569 | 1.4725 |  | 4787.821 | 15 |  | 3295 | 3295 | unit (4 tons) | 0
Hospitals | Turnover | Variable Refrigerant Flow (VRF) HVAC Systems | 1.4091 | 1.4242 |  | 4630.691 | 15 |  | 3295 | 3295 | unit (4 tons) | 0
Institutional | Turnover | Variable Refrigerant Flow (VRF) HVAC Systems | 0.40858 | 0.41296 |  | 1342.711 | 15 |  | 3295 | 3295 | unit (4 tons) | 0
Lodging/Hospitality | Turnover | Variable Refrigerant Flow (VRF) HVAC Systems | 0.76205 | 0.55986 |  | 3591.735 | 15 |  | 3295 | 3295 | unit (4 tons) | 0
Miscellaneous | Turnover | Variable Refrigerant Flow (VRF) HVAC Systems | 0.38849 | 0.39266 |  | 1276.693 | 15 |  | 3295 | 3295 | unit (4 tons) | 0
Offices | Turnover | Variable Refrigerant Flow (VRF) HVAC Systems | 0.73149 | 0.73934 |  | 2403.901 | 15 |  | 3295 | 3295 | unit (4 tons) | 0
Restaurants | Turnover | Variable Refrigerant Flow (VRF) HVAC Systems | 1.3299 | 1.3442 |  | 4370.486 | 15 |  | 3295 | 3295 | unit (4 tons) | 0
Retail | Turnover | Variable Refrigerant Flow (VRF) HVAC Systems | 0.9861 | 0.99669 |  | 3240.655 | 15 |  | 3295 | 3295 | unit (4 tons) | 0
Schools K-12 | Turnover | Variable Refrigerant Flow (VRF) HVAC Systems | 0.86869 | 0.87802 |  | 2854.785 | 15 |  | 3295 | 3295 | unit (4 tons) | 0
Warehouse | Turnover | Variable Refrigerant Flow (VRF) HVAC Systems | 0.19905 | 0.20119 |  | 654.1345 | 15 |  | 3295 | 3295 | unit (4 tons) | 0
Assembly | New | Variable Refrigerant Flow (VRF) HVAC Systems | 0.69669 | 0.70417 |  | 2289.54 | 15 |  | 3295 | 3295 | unit (4 tons) | 0
College and University | New | Variable Refrigerant Flow (VRF) HVAC Systems | 0.5315 | 0.39048 |  | 2505.099 | 15 |  | 3295 | 3295 | unit (4 tons) | 0
Grocery | New | Variable Refrigerant Flow (VRF) HVAC Systems | 0.49832 | 0.50367 |  | 1637.646 | 15 |  | 3295 | 3295 | unit (4 tons) | 0
Healthcare | New | Variable Refrigerant Flow (VRF) HVAC Systems | 1.4569 | 1.4725 |  | 4787.821 | 15 |  | 3295 | 3295 | unit (4 tons) | 0
Hospitals | New | Variable Refrigerant Flow (VRF) HVAC Systems | 1.4091 | 1.4242 |  | 4630.691 | 15 |  | 3295 | 3295 | unit (4 tons) | 0
Institutional | New | Variable Refrigerant Flow (VRF) HVAC Systems | 0.40858 | 0.41296 |  | 1342.711 | 15 |  | 3295 | 3295 | unit (4 tons) | 0
Lodging/Hospitality | New | Variable Refrigerant Flow (VRF) HVAC Systems | 0.76205 | 0.55986 |  | 3591.735 | 15 |  | 3295 | 3295 | unit (4 tons) | 0
Miscellaneous | New | Variable Refrigerant Flow (VRF) HVAC Systems | 0.38849 | 0.39266 |  | 1276.693 | 15 |  | 3295 | 3295 | unit (4 tons) | 0
Offices | New | Variable Refrigerant Flow (VRF) HVAC Systems | 0.73149 | 0.73934 |  | 2403.901 | 15 |  | 3295 | 3295 | unit (4 tons) | 0
Restaurants | New | Variable Refrigerant Flow (VRF) HVAC Systems | 1.3299 | 1.3442 |  | 4370.486 | 15 |  | 3295 | 3295 | unit (4 tons) | 0
Retail | New | Variable Refrigerant Flow (VRF) HVAC Systems | 0.9861 | 0.99669 |  | 3240.655 | 15 |  | 3295 | 3295 | unit (4 tons) | 0
Schools K-12 | New | Variable Refrigerant Flow (VRF) HVAC Systems | 0.86869 | 0.87802 |  | 2854.785 | 15 |  | 3295 | 3295 | unit (4 tons) | 0
Warehouse | New | Variable Refrigerant Flow (VRF) HVAC Systems | 0.19905 | 0.20119 |  | 654.1345 | 15 |  | 3295 | 3295 | unit (4 tons) | 0
Assembly | Turnover | CFL-23W | 0.00483 | 0.001117 |  | 20.132 | 7.8 |  | 0.85 | 0.85 | bulb | 0
College and University | Turnover | CFL-23W | 0.003136 | 0.003071 |  | 30.856 | 7.8 |  | 0.85 | 0.85 | bulb | 0
Grocery | Turnover | CFL-23W | 0.009347 | 2.53e-06 |  | 38.808 | 7.8 |  | 0.85 | 0.85 | bulb | 0
Healthcare | Turnover | CFL-23W | 0.008445 | 0.001953 |  | 35.196 | 7.8 |  | 0.85 | 0.85 | bulb | 0
Hospitals | Turnover | CFL-23W | 0.00484 | 0.00474 |  | 47.614 | 7.8 |  | 0.85 | 0.85 | bulb | 0
Institutional | Turnover | CFL-23W | 0.005541 | 0.001281 |  | 23.093 | 7.8 |  | 0.85 | 0.85 | bulb | 0
Lodging/Hospitality | Turnover | CFL-23W | 0.006329 | 1.71e-06 |  | 26.278 | 7.8 |  | 0.85 | 0.85 | bulb | 0
Miscellaneous | Turnover | CFL-23W | 0.007403 | 0.001712 |  | 30.856 | 7.8 |  | 0.85 | 0.85 | bulb | 0
Offices | Turnover | CFL-23W | 0.005464 | 0.001263 |  | 22.771 | 7.8 |  | 0.85 | 0.85 | bulb | 0
Restaurants | Turnover | CFL-23W | 0.00566 | 1.53e-06 |  | 23.499 | 7.8 |  | 0.85 | 0.85 | bulb | 0
Retail | Turnover | CFL-23W | 0.008403 | 2.27e-06 |  | 34.888 | 7.8 |  | 0.85 | 0.85 | bulb | 0
Schools K-12 | Turnover | CFL-23W | 0.003996 | 0.000924 |  | 16.653 | 7.8 |  | 0.85 | 0.85 | bulb | 0
Warehouse | Turnover | CFL-23W | 0.006423 | 0.001485 |  | 26.768 | 7.8 |  | 0.85 | 0.85 | bulb | 0
Assembly | New | CFL-23W | 0.00483 | 0.001117 |  | 20.132 | 7.8 |  | 0.85 | 0.85 | bulb | 0
College and University | New | CFL-23W | 0.003136 | 0.003071 |  | 30.856 | 7.8 |  | 0.85 | 0.85 | bulb | 0
Grocery | New | CFL-23W | 0.009347 | 2.53e-06 |  | 38.808 | 7.8 |  | 0.85 | 0.85 | bulb | 0
Healthcare | New | CFL-23W | 0.008445 | 0.001953 |  | 35.196 | 7.8 |  | 0.85 | 0.85 | bulb | 0
Hospitals | New | CFL-23W | 0.00484 | 0.00474 |  | 47.614 | 7.8 |  | 0.85 | 0.85 | bulb | 0
Institutional | New | CFL-23W | 0.005541 | 0.001281 |  | 23.093 | 7.8 |  | 0.85 | 0.85 | bulb | 0
Lodging/Hospitality | New | CFL-23W | 0.006329 | 1.71e-06 |  | 26.278 | 7.8 |  | 0.85 | 0.85 | bulb | 0
Miscellaneous | New | CFL-23W | 0.007403 | 0.001712 |  | 30.856 | 7.8 |  | 0.85 | 0.85 | bulb | 0
Offices | New | CFL-23W | 0.005464 | 0.001263 |  | 22.771 | 7.8 |  | 0.85 | 0.85 | bulb | 0
Restaurants | New | CFL-23W | 0.00566 | 1.53e-06 |  | 23.499 | 7.8 |  | 0.85 | 0.85 | bulb | 0
Retail | New | CFL-23W | 0.008403 | 2.27e-06 |  | 34.888 | 7.8 |  | 0.85 | 0.85 | bulb | 0
Schools K-12 | New | CFL-23W | 0.003996 | 0.000924 |  | 16.653 | 7.8 |  | 0.85 | 0.85 | bulb | 0
Warehouse | New | CFL-23W | 0.006423 | 0.001485 |  | 26.768 | 7.8 |  | 0.85 | 0.85 | bulb | 0
Assembly | Turnover | High Bay Fluorescent (T5) | 0.10655 | 0.10454 |  | 576.1587 | 15 |  | 100 | 100 | fixture | 0
College and University | Turnover | High Bay Fluorescent (T5) | 0.16331 | 0.16022 |  | 883.0693 | 15 |  | 100 | 100 | fixture | 0
Grocery | Turnover | High Bay Fluorescent (T5) | 0.20539 | 0.20151 |  | 1110.648 | 15 |  | 100 | 100 | fixture | 0
Healthcare | Turnover | High Bay Fluorescent (T5) | 0.18628 | 0.18276 |  | 1007.276 | 15 |  | 100 | 100 | fixture | 0
Hospitals | Turnover | High Bay Fluorescent (T5) | 0.252 | 0.24724 |  | 1362.667 | 15 |  | 100 | 100 | fixture | 0
Institutional | Turnover | High Bay Fluorescent (T5) | 0.12222 | 0.11991 |  | 660.8997 | 15 |  | 100 | 100 | fixture | 0
Lodging/Hospitality | Turnover | High Bay Fluorescent (T5) | 0.13908 | 0.13645 |  | 752.0513 | 15 |  | 100 | 100 | fixture | 0
Miscellaneous | Turnover | High Bay Fluorescent (T5) | 0.16331 | 0.16022 |  | 883.0693 | 15 |  | 100 | 100 | fixture | 0
Offices | Turnover | High Bay Fluorescent (T5) | 0.12052 | 0.11824 |  | 651.6843 | 15 |  | 100 | 100 | fixture | 0
Restaurants | Turnover | High Bay Fluorescent (T5) | 0.12437 | 0.12202 |  | 672.519 | 15 |  | 100 | 100 | fixture | 0
Retail | Turnover | High Bay Fluorescent (T5) | 0.18465 | 0.18116 |  | 998.4613 | 15 |  | 100 | 100 | fixture | 0
Schools K-12 | Turnover | High Bay Fluorescent (T5) | 0.088136 | 0.086472 |  | 476.593 | 15 |  | 100 | 100 | fixture | 0
Warehouse | Turnover | High Bay Fluorescent (T5) | 0.14167 | 0.139 |  | 766.0747 | 15 |  | 100 | 100 | fixture | 0
Assembly | New | High Bay Fluorescent (T5) | 0.10655 | 0.10454 |  | 576.1587 | 15 |  | 100 | 100 | fixture | 0
College and University | New | High Bay Fluorescent (T5) | 0.16331 | 0.16022 |  | 883.0693 | 15 |  | 100 | 100 | fixture | 0
Grocery | New | High Bay Fluorescent (T5) | 0.20539 | 0.20151 |  | 1110.648 | 15 |  | 100 | 100 | fixture | 0
Healthcare | New | High Bay Fluorescent (T5) | 0.18628 | 0.18276 |  | 1007.276 | 15 |  | 100 | 100 | fixture | 0
Hospitals | New | High Bay Fluorescent (T5) | 0.252 | 0.24724 |  | 1362.667 | 15 |  | 100 | 100 | fixture | 0
Institutional | New | High Bay Fluorescent (T5) | 0.12222 | 0.11991 |  | 660.8997 | 15 |  | 100 | 100 | fixture | 0
Lodging/Hospitality | New | High Bay Fluorescent (T5) | 0.13908 | 0.13645 |  | 752.0513 | 15 |  | 100 | 100 | fixture | 0
Miscellaneous | New | High Bay Fluorescent (T5) | 0.16331 | 0.16022 |  | 883.0693 | 15 |  | 100 | 100 | fixture | 0
Offices | New | High Bay Fluorescent (T5) | 0.12052 | 0.11824 |  | 651.6843 | 15 |  | 100 | 100 | fixture | 0
Restaurants | New | High Bay Fluorescent (T5) | 0.12437 | 0.12202 |  | 672.519 | 15 |  | 100 | 100 | fixture | 0
Retail | New | High Bay Fluorescent (T5) | 0.18465 | 0.18116 |  | 998.4613 | 15 |  | 100 | 100 | fixture | 0
Schools K-12 | New | High Bay Fluorescent (T5) | 0.088136 | 0.086472 |  | 476.593 | 15 |  | 100 | 100 | fixture | 0
Warehouse | New | High Bay Fluorescent (T5) | 0.14167 | 0.139 |  | 766.0747 | 15 |  | 100 | 100 | fixture | 0
Assembly | Turnover | High Bay LED | 0.10761 | 0.10558 |  | 581.9107 | 15 |  | 149 | 149 | fixture | 0
College and University | Turnover | High Bay LED | 0.16494 | 0.16182 |  | 891.8853 | 15 |  | 149 | 149 | fixture | 0
Grocery | Turnover | High Bay LED | 0.20744 | 0.20353 |  | 1121.736 | 15 |  | 149 | 149 | fixture | 0
Healthcare | Turnover | High Bay LED | 0.18813 | 0.18458 |  | 1017.332 | 15 |  | 149 | 149 | fixture | 0
Hospitals | Turnover | High Bay LED | 0.25451 | 0.24971 |  | 1376.271 | 15 |  | 149 | 149 | fixture | 0
Institutional | Turnover | High Bay LED | 0.12344 | 0.12111 |  | 667.4977 | 15 |  | 149 | 149 | fixture | 0
Lodging/Hospitality | Turnover | High Bay LED | 0.14047 | 0.13781 |  | 759.5593 | 15 |  | 149 | 149 | fixture | 0
Miscellaneous | Turnover | High Bay LED | 0.16494 | 0.16182 |  | 891.8853 | 15 |  | 149 | 149 | fixture | 0
Offices | Turnover | High Bay LED | 0.12172 | 0.11942 |  | 658.1903 | 15 |  | 149 | 149 | fixture | 0
Restaurants | Turnover | High Bay LED | 0.12561 | 0.12324 |  | 679.233 | 15 |  | 149 | 149 | fixture | 0
Retail | Turnover | High Bay LED | 0.18649 | 0.18297 |  | 1008.429 | 15 |  | 149 | 149 | fixture | 0
Schools K-12 | Turnover | High Bay LED | 0.089016 | 0.087335 |  | 481.351 | 15 |  | 149 | 149 | fixture | 0
Warehouse | Turnover | High Bay LED | 0.14308 | 0.14038 |  | 773.7227 | 15 |  | 149 | 149 | fixture | 0
Assembly | New | High Bay LED | 0.10761 | 0.10558 |  | 581.9107 | 15 |  | 149 | 149 | fixture | 0
College and University | New | High Bay LED | 0.16494 | 0.16182 |  | 891.8853 | 15 |  | 149 | 149 | fixture | 0
Grocery | New | High Bay LED | 0.20744 | 0.20353 |  | 1121.736 | 15 |  | 149 | 149 | fixture | 0
Healthcare | New | High Bay LED | 0.18813 | 0.18458 |  | 1017.332 | 15 |  | 149 | 149 | fixture | 0
Hospitals | New | High Bay LED | 0.25451 | 0.24971 |  | 1376.271 | 15 |  | 149 | 149 | fixture | 0
Institutional | New | High Bay LED | 0.12344 | 0.12111 |  | 667.4977 | 15 |  | 149 | 149 | fixture | 0
Lodging/Hospitality | New | High Bay LED | 0.14047 | 0.13781 |  | 759.5593 | 15 |  | 149 | 149 | fixture | 0
Miscellaneous | New | High Bay LED | 0.16494 | 0.16182 |  | 891.8853 | 15 |  | 149 | 149 | fixture | 0
Offices | New | High Bay LED | 0.12172 | 0.11942 |  | 658.1903 | 15 |  | 149 | 149 | fixture | 0
Restaurants | New | High Bay LED | 0.12561 | 0.12324 |  | 679.233 | 15 |  | 149 | 149 | fixture | 0
Retail | New | High Bay LED | 0.18649 | 0.18297 |  | 1008.429 | 15 |  | 149 | 149 | fixture | 0
Schools K-12 | New | High Bay LED | 0.089016 | 0.087335 |  | 481.351 | 15 |  | 149 | 149 | fixture | 0
Warehouse | New | High Bay LED | 0.14308 | 0.14038 |  | 773.7227 | 15 |  | 149 | 149 | fixture | 0
Assembly | Turnover | LED - 14W | 0.011041 | 0.002553 |  | 46.016 | 15 |  | 1.88 | 1.88 | bulb | 0
College and University | Turnover | LED - 14W | 0.007169 | 0.00702 |  | 70.528 | 15 |  | 1.88 | 1.88 | bulb | 0
Grocery | Turnover | LED - 14W | 0.021364 | 5.78e-06 |  | 88.704 | 15 |  | 1.88 | 1.88 | bulb | 0
Healthcare | Turnover | LED - 14W | 0.019302 | 0.004463 |  | 80.448 | 15 |  | 1.88 | 1.88 | bulb | 0
Hospitals | Turnover | LED - 14W | 0.011062 | 0.010833 |  | 108.832 | 15 |  | 1.88 | 1.88 | bulb | 0
Institutional | Turnover | LED - 14W | 0.012665 | 0.002928 |  | 52.784 | 15 |  | 1.88 | 1.88 | bulb | 0
Lodging/Hospitality | Turnover | LED - 14W | 0.014466 | 3.92e-06 |  | 60.064 | 15 |  | 1.88 | 1.88 | bulb | 0
Miscellaneous | Turnover | LED - 14W | 0.016922 | 0.003913 |  | 70.528 | 15 |  | 1.88 | 1.88 | bulb | 0
Offices | Turnover | LED - 14W | 0.012488 | 0.002887 |  | 52.048 | 15 |  | 1.88 | 1.88 | bulb | 0
Restaurants | Turnover | LED - 14W | 0.012937 | 3.5e-06 |  | 53.712 | 15 |  | 1.88 | 1.88 | bulb | 0
Retail | Turnover | LED - 14W | 0.019206 | 5.2e-06 |  | 79.744 | 15 |  | 1.88 | 1.88 | bulb | 0
Schools K-12 | Turnover | LED - 14W | 0.009133 | 0.002112 |  | 38.064 | 15 |  | 1.88 | 1.88 | bulb | 0
Warehouse | Turnover | LED - 14W | 0.01468 | 0.003394 |  | 61.184 | 15 |  | 1.88 | 1.88 | bulb | 0
Assembly | New | LED - 14W | 0.011041 | 0.002553 |  | 46.016 | 15 |  | 1.88 | 1.88 | bulb | 0
College and University | New | LED - 14W | 0.007169 | 0.00702 |  | 70.528 | 15 |  | 1.88 | 1.88 | bulb | 0
Grocery | New | LED - 14W | 0.021364 | 5.78e-06 |  | 88.704 | 15 |  | 1.88 | 1.88 | bulb | 0
Healthcare | New | LED - 14W | 0.019302 | 0.004463 |  | 80.448 | 15 |  | 1.88 | 1.88 | bulb | 0
Hospitals | New | LED - 14W | 0.011062 | 0.010833 |  | 108.832 | 15 |  | 1.88 | 1.88 | bulb | 0
Institutional | New | LED - 14W | 0.012665 | 0.002928 |  | 52.784 | 15 |  | 1.88 | 1.88 | bulb | 0
Lodging/Hospitality | New | LED - 14W | 0.014466 | 3.92e-06 |  | 60.064 | 15 |  | 1.88 | 1.88 | bulb | 0
Miscellaneous | New | LED - 14W | 0.016922 | 0.003913 |  | 70.528 | 15 |  | 1.88 | 1.88 | bulb | 0
Offices | New | LED - 14W | 0.012488 | 0.002887 |  | 52.048 | 15 |  | 1.88 | 1.88 | bulb | 0
Restaurants | New | LED - 14W | 0.012937 | 3.5e-06 |  | 53.712 | 15 |  | 1.88 | 1.88 | bulb | 0
Retail | New | LED - 14W | 0.019206 | 5.2e-06 |  | 79.744 | 15 |  | 1.88 | 1.88 | bulb | 0
Schools K-12 | New | LED - 14W | 0.009133 | 0.002112 |  | 38.064 | 15 |  | 1.88 | 1.88 | bulb | 0
Warehouse | New | LED - 14W | 0.01468 | 0.003394 |  | 61.184 | 15 |  | 1.88 | 1.88 | bulb | 0
Assembly | Turnover | LED Display Lighting (Interior) | 0.066388 | 0.014997 |  | 270.344 | 15 |  | 35 | 35 | fixture | 0
College and University | Turnover | LED Display Lighting (Interior) | 0.043517 | 0.04079 |  | 414.352 | 15 |  | 35 | 35 | fixture | 0
Grocery | Turnover | LED Display Lighting (Interior) | 0.1264 | 9.1e-06 |  | 521.136 | 15 |  | 35 | 35 | fixture | 0
Healthcare | Turnover | LED Display Lighting (Interior) | 0.11606 | 0.026219 |  | 472.632 | 15 |  | 35 | 35 | fixture | 0
Hospitals | Turnover | LED Display Lighting (Interior) | 0.067152 | 0.062943 |  | 639.388 | 15 |  | 35 | 35 | fixture | 0
Institutional | Turnover | LED Display Lighting (Interior) | 0.076152 | 0.017203 |  | 310.106 | 15 |  | 35 | 35 | fixture | 0
Lodging/Hospitality | Turnover | LED Display Lighting (Interior) | 0.085589 | 6.16e-06 |  | 352.876 | 15 |  | 35 | 35 | fixture | 0
Miscellaneous | Turnover | LED Display Lighting (Interior) | 0.10175 | 0.022986 |  | 414.352 | 15 |  | 35 | 35 | fixture | 0
Offices | Turnover | LED Display Lighting (Interior) | 0.07509 | 0.016963 |  | 305.782 | 15 |  | 35 | 35 | fixture | 0
Restaurants | Turnover | LED Display Lighting (Interior) | 0.076537 | 5.51e-06 |  | 315.558 | 15 |  | 35 | 35 | fixture | 0
Retail | Turnover | LED Display Lighting (Interior) | 0.11363 | 8.18e-06 |  | 468.496 | 15 |  | 35 | 35 | fixture | 0
Schools K-12 | Turnover | LED Display Lighting (Interior) | 0.054915 | 0.012405 |  | 223.626 | 15 |  | 35 | 35 | fixture | 0
Warehouse | Turnover | LED Display Lighting (Interior) | 0.08827 | 0.01994 |  | 359.456 | 15 |  | 35 | 35 | fixture | 0
Assembly | New | LED Display Lighting (Interior) | 0.066388 | 0.014997 |  | 270.344 | 15 |  | 35 | 35 | fixture | 0
College and University | New | LED Display Lighting (Interior) | 0.043517 | 0.04079 |  | 414.352 | 15 |  | 35 | 35 | fixture | 0
Grocery | New | LED Display Lighting (Interior) | 0.1264 | 9.1e-06 |  | 521.136 | 15 |  | 35 | 35 | fixture | 0
Healthcare | New | LED Display Lighting (Interior) | 0.11606 | 0.026219 |  | 472.632 | 15 |  | 35 | 35 | fixture | 0
Hospitals | New | LED Display Lighting (Interior) | 0.067152 | 0.062943 |  | 639.388 | 15 |  | 35 | 35 | fixture | 0
Institutional | New | LED Display Lighting (Interior) | 0.076152 | 0.017203 |  | 310.106 | 15 |  | 35 | 35 | fixture | 0
Lodging/Hospitality | New | LED Display Lighting (Interior) | 0.085589 | 6.16e-06 |  | 352.876 | 15 |  | 35 | 35 | fixture | 0
Miscellaneous | New | LED Display Lighting (Interior) | 0.10175 | 0.022986 |  | 414.352 | 15 |  | 35 | 35 | fixture | 0
Offices | New | LED Display Lighting (Interior) | 0.07509 | 0.016963 |  | 305.782 | 15 |  | 35 | 35 | fixture | 0
Restaurants | New | LED Display Lighting (Interior) | 0.076537 | 5.51e-06 |  | 315.558 | 15 |  | 35 | 35 | fixture | 0
Retail | New | LED Display Lighting (Interior) | 0.11363 | 8.18e-06 |  | 468.496 | 15 |  | 35 | 35 | fixture | 0
Schools K-12 | New | LED Display Lighting (Interior) | 0.054915 | 0.012405 |  | 223.626 | 15 |  | 35 | 35 | fixture | 0
Warehouse | New | LED Display Lighting (Interior) | 0.08827 | 0.01994 |  | 359.456 | 15 |  | 35 | 35 | fixture | 0
Assembly | Turnover | LED Linear - Fixture Replacement | 0.05923 | 0.01355 |  | 244.345 | 15 |  | 20 | 20 | fixture | 0
College and University | Turnover | LED Linear - Fixture Replacement | 0.039245 | 0.036402 |  | 374.5037 | 15 |  | 20 | 20 | fixture | 0
Grocery | Turnover | LED Linear - Fixture Replacement | 0.11487 | 6.29e-06 |  | 471.0182 | 15 |  | 20 | 20 | fixture | 0
Healthcare | Turnover | LED Linear - Fixture Replacement | 0.10355 | 0.023688 |  | 427.1789 | 15 |  | 20 | 20 | fixture | 0
Hospitals | Turnover | LED Linear - Fixture Replacement | 0.060559 | 0.056172 |  | 577.8979 | 15 |  | 20 | 20 | fixture | 0
Institutional | Turnover | LED Linear - Fixture Replacement | 0.067942 | 0.015543 |  | 280.283 | 15 |  | 20 | 20 | fixture | 0
Lodging/Hospitality | Turnover | LED Linear - Fixture Replacement | 0.07778 | 4.26e-06 |  | 318.9398 | 15 |  | 20 | 20 | fixture | 0
Miscellaneous | Turnover | LED Linear - Fixture Replacement | 0.090781 | 0.020767 |  | 374.5037 | 15 |  | 20 | 20 | fixture | 0
Offices | Turnover | LED Linear - Fixture Replacement | 0.066994 | 0.015326 |  | 276.3749 | 15 |  | 20 | 20 | fixture | 0
Restaurants | Turnover | LED Linear - Fixture Replacement | 0.069555 | 3.81e-06 |  | 285.2107 | 15 |  | 20 | 20 | fixture | 0
Retail | Turnover | LED Linear - Fixture Replacement | 0.10326 | 5.66e-06 |  | 423.4406 | 15 |  | 20 | 20 | fixture | 0
Schools K-12 | Turnover | LED Linear - Fixture Replacement | 0.048995 | 0.011208 |  | 202.1198 | 15 |  | 20 | 20 | fixture | 0
Warehouse | Turnover | LED Linear - Fixture Replacement | 0.078754 | 0.018016 |  | 324.887 | 15 |  | 20 | 20 | fixture | 0
Assembly | New | LED Linear - Fixture Replacement | 0.05923 | 0.01355 |  | 244.345 | 15 |  | 20 | 20 | fixture | 0
College and University | New | LED Linear - Fixture Replacement | 0.039245 | 0.036402 |  | 374.5037 | 15 |  | 20 | 20 | fixture | 0
Grocery | New | LED Linear - Fixture Replacement | 0.11487 | 6.29e-06 |  | 471.0182 | 15 |  | 20 | 20 | fixture | 0
Healthcare | New | LED Linear - Fixture Replacement | 0.10355 | 0.023688 |  | 427.1789 | 15 |  | 20 | 20 | fixture | 0
Hospitals | New | LED Linear - Fixture Replacement | 0.060559 | 0.056172 |  | 577.8979 | 15 |  | 20 | 20 | fixture | 0
Institutional | New | LED Linear - Fixture Replacement | 0.067942 | 0.015543 |  | 280.283 | 15 |  | 20 | 20 | fixture | 0
Lodging/Hospitality | New | LED Linear - Fixture Replacement | 0.07778 | 4.26e-06 |  | 318.9398 | 15 |  | 20 | 20 | fixture | 0
Miscellaneous | New | LED Linear - Fixture Replacement | 0.090781 | 0.020767 |  | 374.5037 | 15 |  | 20 | 20 | fixture | 0
Offices | New | LED Linear - Fixture Replacement | 0.066994 | 0.015326 |  | 276.3749 | 15 |  | 20 | 20 | fixture | 0
Restaurants | New | LED Linear - Fixture Replacement | 0.069555 | 3.81e-06 |  | 285.2107 | 15 |  | 20 | 20 | fixture | 0
Retail | New | LED Linear - Fixture Replacement | 0.10326 | 5.66e-06 |  | 423.4406 | 15 |  | 20 | 20 | fixture | 0
Schools K-12 | New | LED Linear - Fixture Replacement | 0.048995 | 0.011208 |  | 202.1198 | 15 |  | 20 | 20 | fixture | 0
Warehouse | New | LED Linear - Fixture Replacement | 0.078754 | 0.018016 |  | 324.887 | 15 |  | 20 | 20 | fixture | 0
Assembly | Turnover | LED Linear - Lamp Replacement | 0.004974 | 0.001142 |  | 20.5922 | 15 |  | 2.15 | 2.15 | lamp | 0
College and University | Turnover | LED Linear - Lamp Replacement | 0.003269 | 0.003139 |  | 31.5613 | 15 |  | 2.15 | 2.15 | lamp | 0
Grocery | Turnover | LED Linear - Lamp Replacement | 0.009575 | 1.6e-06 |  | 39.695 | 15 |  | 2.15 | 2.15 | lamp | 0
Healthcare | Turnover | LED Linear - Lamp Replacement | 0.008696 | 0.001997 |  | 36.0005 | 15 |  | 2.15 | 2.15 | lamp | 0
Hospitals | Turnover | LED Linear - Lamp Replacement | 0.005044 | 0.004843 |  | 48.7023 | 15 |  | 2.15 | 2.15 | lamp | 0
Institutional | Turnover | LED Linear - Lamp Replacement | 0.005706 | 0.00131 |  | 23.6208 | 15 |  | 2.15 | 2.15 | lamp | 0
Lodging/Hospitality | Turnover | LED Linear - Lamp Replacement | 0.006484 | 1.09e-06 |  | 26.8786 | 15 |  | 2.15 | 2.15 | lamp | 0
Miscellaneous | Turnover | LED Linear - Lamp Replacement | 0.007624 | 0.00175 |  | 31.5613 | 15 |  | 2.15 | 2.15 | lamp | 0
Offices | Turnover | LED Linear - Lamp Replacement | 0.005626 | 0.001292 |  | 23.2915 | 15 |  | 2.15 | 2.15 | lamp | 0
Restaurants | Turnover | LED Linear - Lamp Replacement | 0.005798 | 9.71e-07 |  | 24.0361 | 15 |  | 2.15 | 2.15 | lamp | 0
Retail | Turnover | LED Linear - Lamp Replacement | 0.008608 | 1.44e-06 |  | 35.6854 | 15 |  | 2.15 | 2.15 | lamp | 0
Schools K-12 | Turnover | LED Linear - Lamp Replacement | 0.004115 | 0.000945 |  | 17.0336 | 15 |  | 2.15 | 2.15 | lamp | 0
Warehouse | Turnover | LED Linear - Lamp Replacement | 0.006614 | 0.001519 |  | 27.3798 | 15 |  | 2.15 | 2.15 | lamp | 0
Assembly | New | LED Linear - Lamp Replacement | 0.004974 | 0.001142 |  | 20.5922 | 15 |  | 2.15 | 2.15 | lamp | 0
College and University | New | LED Linear - Lamp Replacement | 0.003269 | 0.003139 |  | 31.5613 | 15 |  | 2.15 | 2.15 | lamp | 0
Grocery | New | LED Linear - Lamp Replacement | 0.009575 | 1.6e-06 |  | 39.695 | 15 |  | 2.15 | 2.15 | lamp | 0
Healthcare | New | LED Linear - Lamp Replacement | 0.008696 | 0.001997 |  | 36.0005 | 15 |  | 2.15 | 2.15 | lamp | 0
Hospitals | New | LED Linear - Lamp Replacement | 0.005044 | 0.004843 |  | 48.7023 | 15 |  | 2.15 | 2.15 | lamp | 0
Institutional | New | LED Linear - Lamp Replacement | 0.005706 | 0.00131 |  | 23.6208 | 15 |  | 2.15 | 2.15 | lamp | 0
Lodging/Hospitality | New | LED Linear - Lamp Replacement | 0.006484 | 1.09e-06 |  | 26.8786 | 15 |  | 2.15 | 2.15 | lamp | 0
Miscellaneous | New | LED Linear - Lamp Replacement | 0.007624 | 0.00175 |  | 31.5613 | 15 |  | 2.15 | 2.15 | lamp | 0
Offices | New | LED Linear - Lamp Replacement | 0.005626 | 0.001292 |  | 23.2915 | 15 |  | 2.15 | 2.15 | lamp | 0
Restaurants | New | LED Linear - Lamp Replacement | 0.005798 | 9.71e-07 |  | 24.0361 | 15 |  | 2.15 | 2.15 | lamp | 0
Retail | New | LED Linear - Lamp Replacement | 0.008608 | 1.44e-06 |  | 35.6854 | 15 |  | 2.15 | 2.15 | lamp | 0
Schools K-12 | New | LED Linear - Lamp Replacement | 0.004115 | 0.000945 |  | 17.0336 | 15 |  | 2.15 | 2.15 | lamp | 0
Warehouse | New | LED Linear - Lamp Replacement | 0.006614 | 0.001519 |  | 27.3798 | 15 |  | 2.15 | 2.15 | lamp | 0
Assembly | Turnover | Premium T8 - Fixture Replacement | 0.007362 | 0.001684 |  | 30.3706 | 8 |  | 20 | 20 | fixture | 0
College and University | Turnover | Premium T8 - Fixture Replacement | 0.004878 | 0.004525 |  | 46.5485 | 8 |  | 20 | 20 | fixture | 0
Grocery | Turnover | Premium T8 - Fixture Replacement | 0.014277 | 7.82e-07 |  | 58.5446 | 8 |  | 20 | 20 | fixture | 0
Healthcare | Turnover | Premium T8 - Fixture Replacement | 0.012871 | 0.002944 |  | 53.0957 | 8 |  | 20 | 20 | fixture | 0
Hospitals | Turnover | Premium T8 - Fixture Replacement | 0.007527 | 0.006982 |  | 71.8291 | 8 |  | 20 | 20 | fixture | 0
Institutional | Turnover | Premium T8 - Fixture Replacement | 0.008445 | 0.001932 |  | 34.8374 | 8 |  | 20 | 20 | fixture | 0
Lodging/Hospitality | Turnover | Premium T8 - Fixture Replacement | 0.009668 | 5.3e-07 |  | 39.6422 | 8 |  | 20 | 20 | fixture | 0
Miscellaneous | Turnover | Premium T8 - Fixture Replacement | 0.011284 | 0.002581 |  | 46.5485 | 8 |  | 20 | 20 | fixture | 0
Offices | Turnover | Premium T8 - Fixture Replacement | 0.008327 | 0.001905 |  | 34.3517 | 8 |  | 20 | 20 | fixture | 0
Restaurants | Turnover | Premium T8 - Fixture Replacement | 0.008645 | 4.74e-07 |  | 35.4499 | 8 |  | 20 | 20 | fixture | 0
Retail | Turnover | Premium T8 - Fixture Replacement | 0.012835 | 7.03e-07 |  | 52.631 | 8 |  | 20 | 20 | fixture | 0
Schools K-12 | Turnover | Premium T8 - Fixture Replacement | 0.00609 | 0.001393 |  | 25.1222 | 8 |  | 20 | 20 | fixture | 0
Warehouse | Turnover | Premium T8 - Fixture Replacement | 0.009789 | 0.002239 |  | 40.3814 | 8 |  | 20 | 20 | fixture | 0
Assembly | New | Premium T8 - Fixture Replacement | 0.007362 | 0.001684 |  | 30.3706 | 8 |  | 20 | 20 | fixture | 0
College and University | New | Premium T8 - Fixture Replacement | 0.004878 | 0.004525 |  | 46.5485 | 8 |  | 20 | 20 | fixture | 0
Grocery | New | Premium T8 - Fixture Replacement | 0.014277 | 7.82e-07 |  | 58.5446 | 8 |  | 20 | 20 | fixture | 0
Healthcare | New | Premium T8 - Fixture Replacement | 0.012871 | 0.002944 |  | 53.0957 | 8 |  | 20 | 20 | fixture | 0
Hospitals | New | Premium T8 - Fixture Replacement | 0.007527 | 0.006982 |  | 71.8291 | 8 |  | 20 | 20 | fixture | 0
Institutional | New | Premium T8 - Fixture Replacement | 0.008445 | 0.001932 |  | 34.8374 | 8 |  | 20 | 20 | fixture | 0
Lodging/Hospitality | New | Premium T8 - Fixture Replacement | 0.009668 | 5.3e-07 |  | 39.6422 | 8 |  | 20 | 20 | fixture | 0
Miscellaneous | New | Premium T8 - Fixture Replacement | 0.011284 | 0.002581 |  | 46.5485 | 8 |  | 20 | 20 | fixture | 0
Offices | New | Premium T8 - Fixture Replacement | 0.008327 | 0.001905 |  | 34.3517 | 8 |  | 20 | 20 | fixture | 0
Restaurants | New | Premium T8 - Fixture Replacement | 0.008645 | 4.74e-07 |  | 35.4499 | 8 |  | 20 | 20 | fixture | 0
Retail | New | Premium T8 - Fixture Replacement | 0.012835 | 7.03e-07 |  | 52.631 | 8 |  | 20 | 20 | fixture | 0
Schools K-12 | New | Premium T8 - Fixture Replacement | 0.00609 | 0.001393 |  | 25.1222 | 8 |  | 20 | 20 | fixture | 0
Warehouse | New | Premium T8 - Fixture Replacement | 0.009789 | 0.002239 |  | 40.3814 | 8 |  | 20 | 20 | fixture | 0
Assembly | Turnover | Premium T8 - Lamp Replacement | 0.002445 | 0.000561 |  | 10.1235 | 8 |  | 0.44 | 0.44 | lamp | 0
College and University | Turnover | Premium T8 - Lamp Replacement | 0.001607 | 0.001543 |  | 15.5162 | 8 |  | 0.44 | 0.44 | lamp | 0
Grocery | Turnover | Premium T8 - Lamp Replacement | 0.004707 | 7.88e-07 |  | 19.5149 | 8 |  | 0.44 | 0.44 | lamp | 0
Healthcare | Turnover | Premium T8 - Lamp Replacement | 0.004275 | 0.000982 |  | 17.6986 | 8 |  | 0.44 | 0.44 | lamp | 0
Hospitals | Turnover | Premium T8 - Lamp Replacement | 0.00248 | 0.002381 |  | 23.943 | 8 |  | 0.44 | 0.44 | lamp | 0
Institutional | Turnover | Premium T8 - Lamp Replacement | 0.002805 | 0.000644 |  | 11.6125 | 8 |  | 0.44 | 0.44 | lamp | 0
Lodging/Hospitality | Turnover | Premium T8 - Lamp Replacement | 0.003188 | 5.34e-07 |  | 13.2141 | 8 |  | 0.44 | 0.44 | lamp | 0
Miscellaneous | Turnover | Premium T8 - Lamp Replacement | 0.003748 | 0.000861 |  | 15.5162 | 8 |  | 0.44 | 0.44 | lamp | 0
Offices | Turnover | Premium T8 - Lamp Replacement | 0.002766 | 0.000635 |  | 11.4506 | 8 |  | 0.44 | 0.44 | lamp | 0
Restaurants | Turnover | Premium T8 - Lamp Replacement | 0.00285 | 4.77e-07 |  | 11.8166 | 8 |  | 0.44 | 0.44 | lamp | 0
Retail | Turnover | Premium T8 - Lamp Replacement | 0.004232 | 7.09e-07 |  | 17.5437 | 8 |  | 0.44 | 0.44 | lamp | 0
Schools K-12 | Turnover | Premium T8 - Lamp Replacement | 0.002023 | 0.000464 |  | 8.3741 | 8 |  | 0.44 | 0.44 | lamp | 0
Warehouse | Turnover | Premium T8 - Lamp Replacement | 0.003251 | 0.000747 |  | 13.4605 | 8 |  | 0.44 | 0.44 | lamp | 0
Assembly | New | Premium T8 - Lamp Replacement | 0.002445 | 0.000561 |  | 10.1235 | 8 |  | 0.44 | 0.44 | lamp | 0
College and University | New | Premium T8 - Lamp Replacement | 0.001607 | 0.001543 |  | 15.5162 | 8 |  | 0.44 | 0.44 | lamp | 0
Grocery | New | Premium T8 - Lamp Replacement | 0.004707 | 7.88e-07 |  | 19.5149 | 8 |  | 0.44 | 0.44 | lamp | 0
Healthcare | New | Premium T8 - Lamp Replacement | 0.004275 | 0.000982 |  | 17.6986 | 8 |  | 0.44 | 0.44 | lamp | 0
Hospitals | New | Premium T8 - Lamp Replacement | 0.00248 | 0.002381 |  | 23.943 | 8 |  | 0.44 | 0.44 | lamp | 0
Institutional | New | Premium T8 - Lamp Replacement | 0.002805 | 0.000644 |  | 11.6125 | 8 |  | 0.44 | 0.44 | lamp | 0
Lodging/Hospitality | New | Premium T8 - Lamp Replacement | 0.003188 | 5.34e-07 |  | 13.2141 | 8 |  | 0.44 | 0.44 | lamp | 0
Miscellaneous | New | Premium T8 - Lamp Replacement | 0.003748 | 0.000861 |  | 15.5162 | 8 |  | 0.44 | 0.44 | lamp | 0
Offices | New | Premium T8 - Lamp Replacement | 0.002766 | 0.000635 |  | 11.4506 | 8 |  | 0.44 | 0.44 | lamp | 0
Restaurants | New | Premium T8 - Lamp Replacement | 0.00285 | 4.77e-07 |  | 11.8166 | 8 |  | 0.44 | 0.44 | lamp | 0
Retail | New | Premium T8 - Lamp Replacement | 0.004232 | 7.09e-07 |  | 17.5437 | 8 |  | 0.44 | 0.44 | lamp | 0
Schools K-12 | New | Premium T8 - Lamp Replacement | 0.002023 | 0.000464 |  | 8.3741 | 8 |  | 0.44 | 0.44 | lamp | 0
Warehouse | New | Premium T8 - Lamp Replacement | 0.003251 | 0.000747 |  | 13.4605 | 8 |  | 0.44 | 0.44 | lamp | 0
Assembly | Turnover | Efficient Battery Charger | 0.60888 | 0 |  | 1111.206 | 7 |  | 400 | 400 | unit | 0
College and University | Turnover | Efficient Battery Charger | 0.60888 | 0 |  | 1111.206 | 7 |  | 400 | 400 | unit | 0
Grocery | Turnover | Efficient Battery Charger | 0.60888 | 0 |  | 1111.206 | 7 |  | 400 | 400 | unit | 0
Healthcare | Turnover | Efficient Battery Charger | 0.60888 | 0 |  | 1111.206 | 7 |  | 400 | 400 | unit | 0
Hospitals | Turnover | Efficient Battery Charger | 0.60888 | 0 |  | 1111.206 | 7 |  | 400 | 400 | unit | 0
Institutional | Turnover | Efficient Battery Charger | 0.60888 | 0 |  | 1111.206 | 7 |  | 400 | 400 | unit | 0
Lodging/Hospitality | Turnover | Efficient Battery Charger | 0.60888 | 0 |  | 1111.206 | 7 |  | 400 | 400 | unit | 0
Miscellaneous | Turnover | Efficient Battery Charger | 0.60888 | 0 |  | 1111.206 | 7 |  | 400 | 400 | unit | 0
Offices | Turnover | Efficient Battery Charger | 0.60888 | 0 |  | 1111.206 | 7 |  | 400 | 400 | unit | 0
Restaurants | Turnover | Efficient Battery Charger | 0.60888 | 0 |  | 1111.206 | 7 |  | 400 | 400 | unit | 0
Retail | Turnover | Efficient Battery Charger | 0.60888 | 0 |  | 1111.206 | 7 |  | 400 | 400 | unit | 0
Schools K-12 | Turnover | Efficient Battery Charger | 0.60888 | 0 |  | 1111.206 | 7 |  | 400 | 400 | unit | 0
Warehouse | Turnover | Efficient Battery Charger | 0.60888 | 0 |  | 1111.206 | 7 |  | 400 | 400 | unit | 0
Assembly | New | Efficient Battery Charger | 0.60888 | 0 |  | 1111.206 | 7 |  | 400 | 400 | unit | 0
College and University | New | Efficient Battery Charger | 0.60888 | 0 |  | 1111.206 | 7 |  | 400 | 400 | unit | 0
Grocery | New | Efficient Battery Charger | 0.60888 | 0 |  | 1111.206 | 7 |  | 400 | 400 | unit | 0
Healthcare | New | Efficient Battery Charger | 0.60888 | 0 |  | 1111.206 | 7 |  | 400 | 400 | unit | 0
Hospitals | New | Efficient Battery Charger | 0.60888 | 0 |  | 1111.206 | 7 |  | 400 | 400 | unit | 0
Institutional | New | Efficient Battery Charger | 0.60888 | 0 |  | 1111.206 | 7 |  | 400 | 400 | unit | 0
Lodging/Hospitality | New | Efficient Battery Charger | 0.60888 | 0 |  | 1111.206 | 7 |  | 400 | 400 | unit | 0
Miscellaneous | New | Efficient Battery Charger | 0.60888 | 0 |  | 1111.206 | 7 |  | 400 | 400 | unit | 0
Offices | New | Efficient Battery Charger | 0.60888 | 0 |  | 1111.206 | 7 |  | 400 | 400 | unit | 0
Restaurants | New | Efficient Battery Charger | 0.60888 | 0 |  | 1111.206 | 7 |  | 400 | 400 | unit | 0
Retail | New | Efficient Battery Charger | 0.60888 | 0 |  | 1111.206 | 7 |  | 400 | 400 | unit | 0
Schools K-12 | New | Efficient Battery Charger | 0.60888 | 0 |  | 1111.206 | 7 |  | 400 | 400 | unit | 0
Warehouse | New | Efficient Battery Charger | 0.60888 | 0 |  | 1111.206 | 7 |  | 400 | 400 | unit | 0
Assembly | Turnover | ENERGY STAR Commercial Clothes Washer | 0 | 0 |  | 1060.159 | 7 |  | 550 | 550 | unit | 0
College and University | Turnover | ENERGY STAR Commercial Clothes Washer | 0.10781 | 0.1241 |  | 1060.159 | 7 |  | 550 | 550 | unit | 0
Grocery | Turnover | ENERGY STAR Commercial Clothes Washer | 0.092846 | 0.067168 |  | 1060.159 | 7 |  | 550 | 550 | unit | 0
Healthcare | Turnover | ENERGY STAR Commercial Clothes Washer | 0.092846 | 0.067168 |  | 1060.159 | 7 |  | 550 | 550 | unit | 0
Hospitals | Turnover | ENERGY STAR Commercial Clothes Washer | 0.10781 | 0.1241 |  | 1060.159 | 7 |  | 550 | 550 | unit | 0
Institutional | Turnover | ENERGY STAR Commercial Clothes Washer | 0 | 0 |  | 1060.159 | 7 |  | 550 | 550 | unit | 0
Lodging/Hospitality | Turnover | ENERGY STAR Commercial Clothes Washer | 0.10781 | 0.1241 |  | 1060.159 | 7 |  | 550 | 550 | unit | 0
Miscellaneous | Turnover | ENERGY STAR Commercial Clothes Washer | 0 | 0 |  | 1060.159 | 7 |  | 550 | 550 | unit | 0
Offices | Turnover | ENERGY STAR Commercial Clothes Washer | 0.092846 | 0.067168 |  | 1060.159 | 7 |  | 550 | 550 | unit | 0
Restaurants | Turnover | ENERGY STAR Commercial Clothes Washer | 0 | 0 |  | 1060.159 | 7 |  | 550 | 550 | unit | 0
Retail | Turnover | ENERGY STAR Commercial Clothes Washer | 0.092846 | 0.067168 |  | 1060.159 | 7 |  | 550 | 550 | unit | 0
Schools K-12 | Turnover | ENERGY STAR Commercial Clothes Washer | 0.10781 | 0.1241 |  | 1060.159 | 7 |  | 550 | 550 | unit | 0
Warehouse | Turnover | ENERGY STAR Commercial Clothes Washer | 0 | 0 |  | 1060.159 | 7 |  | 550 | 550 | unit | 0
Assembly | New | ENERGY STAR Commercial Clothes Washer | 0 | 0 |  | 1060.159 | 7 |  | 550 | 550 | unit | 0
College and University | New | ENERGY STAR Commercial Clothes Washer | 0.10781 | 0.1241 |  | 1060.159 | 7 |  | 550 | 550 | unit | 0
Grocery | New | ENERGY STAR Commercial Clothes Washer | 0.092846 | 0.067168 |  | 1060.159 | 7 |  | 550 | 550 | unit | 0
Healthcare | New | ENERGY STAR Commercial Clothes Washer | 0.092846 | 0.067168 |  | 1060.159 | 7 |  | 550 | 550 | unit | 0
Hospitals | New | ENERGY STAR Commercial Clothes Washer | 0.10781 | 0.1241 |  | 1060.159 | 7 |  | 550 | 550 | unit | 0
Institutional | New | ENERGY STAR Commercial Clothes Washer | 0 | 0 |  | 1060.159 | 7 |  | 550 | 550 | unit | 0
Lodging/Hospitality | New | ENERGY STAR Commercial Clothes Washer | 0.10781 | 0.1241 |  | 1060.159 | 7 |  | 550 | 550 | unit | 0
Miscellaneous | New | ENERGY STAR Commercial Clothes Washer | 0 | 0 |  | 1060.159 | 7 |  | 550 | 550 | unit | 0
Offices | New | ENERGY STAR Commercial Clothes Washer | 0.092846 | 0.067168 |  | 1060.159 | 7 |  | 550 | 550 | unit | 0
Restaurants | New | ENERGY STAR Commercial Clothes Washer | 0 | 0 |  | 1060.159 | 7 |  | 550 | 550 | unit | 0
Retail | New | ENERGY STAR Commercial Clothes Washer | 0.092846 | 0.067168 |  | 1060.159 | 7 |  | 550 | 550 | unit | 0
Schools K-12 | New | ENERGY STAR Commercial Clothes Washer | 0.10781 | 0.1241 |  | 1060.159 | 7 |  | 550 | 550 | unit | 0
Warehouse | New | ENERGY STAR Commercial Clothes Washer | 0 | 0 |  | 1060.159 | 7 |  | 550 | 550 | unit | 0
Assembly | Turnover | ENERGY STAR Water Cooler | 0.095219 | 0.095219 |  | 547.5 | 10 |  | 85 | 85 | unit | 0
College and University | Turnover | ENERGY STAR Water Cooler | 0.095219 | 0.095219 |  | 547.5 | 10 |  | 85 | 85 | unit | 0
Grocery | Turnover | ENERGY STAR Water Cooler | 0.095219 | 0.095219 |  | 547.5 | 10 |  | 85 | 85 | unit | 0
Healthcare | Turnover | ENERGY STAR Water Cooler | 0.095219 | 0.095219 |  | 547.5 | 10 |  | 85 | 85 | unit | 0
Hospitals | Turnover | ENERGY STAR Water Cooler | 0.095219 | 0.095219 |  | 547.5 | 10 |  | 85 | 85 | unit | 0
Institutional | Turnover | ENERGY STAR Water Cooler | 0.095219 | 0.095219 |  | 547.5 | 10 |  | 85 | 85 | unit | 0
Lodging/Hospitality | Turnover | ENERGY STAR Water Cooler | 0.095219 | 0.095219 |  | 547.5 | 10 |  | 85 | 85 | unit | 0
Miscellaneous | Turnover | ENERGY STAR Water Cooler | 0.095219 | 0.095219 |  | 547.5 | 10 |  | 85 | 85 | unit | 0
Offices | Turnover | ENERGY STAR Water Cooler | 0.095219 | 0.095219 |  | 547.5 | 10 |  | 85 | 85 | unit | 0
Restaurants | Turnover | ENERGY STAR Water Cooler | 0.095219 | 0.095219 |  | 547.5 | 10 |  | 85 | 85 | unit | 0
Retail | Turnover | ENERGY STAR Water Cooler | 0.095219 | 0.095219 |  | 547.5 | 10 |  | 85 | 85 | unit | 0
Schools K-12 | Turnover | ENERGY STAR Water Cooler | 0.095219 | 0.095219 |  | 547.5 | 10 |  | 85 | 85 | unit | 0
Warehouse | Turnover | ENERGY STAR Water Cooler | 0.095219 | 0.095219 |  | 547.5 | 10 |  | 85 | 85 | unit | 0
Assembly | New | ENERGY STAR Water Cooler | 0.095219 | 0.095219 |  | 547.5 | 10 |  | 85 | 85 | unit | 0
College and University | New | ENERGY STAR Water Cooler | 0.095219 | 0.095219 |  | 547.5 | 10 |  | 85 | 85 | unit | 0
Grocery | New | ENERGY STAR Water Cooler | 0.095219 | 0.095219 |  | 547.5 | 10 |  | 85 | 85 | unit | 0
Healthcare | New | ENERGY STAR Water Cooler | 0.095219 | 0.095219 |  | 547.5 | 10 |  | 85 | 85 | unit | 0
Hospitals | New | ENERGY STAR Water Cooler | 0.095219 | 0.095219 |  | 547.5 | 10 |  | 85 | 85 | unit | 0
Institutional | New | ENERGY STAR Water Cooler | 0.095219 | 0.095219 |  | 547.5 | 10 |  | 85 | 85 | unit | 0
Lodging/Hospitality | New | ENERGY STAR Water Cooler | 0.095219 | 0.095219 |  | 547.5 | 10 |  | 85 | 85 | unit | 0
Miscellaneous | New | ENERGY STAR Water Cooler | 0.095219 | 0.095219 |  | 547.5 | 10 |  | 85 | 85 | unit | 0
Offices | New | ENERGY STAR Water Cooler | 0.095219 | 0.095219 |  | 547.5 | 10 |  | 85 | 85 | unit | 0
Restaurants | New | ENERGY STAR Water Cooler | 0.095219 | 0.095219 |  | 547.5 | 10 |  | 85 | 85 | unit | 0
Retail | New | ENERGY STAR Water Cooler | 0.095219 | 0.095219 |  | 547.5 | 10 |  | 85 | 85 | unit | 0
Schools K-12 | New | ENERGY STAR Water Cooler | 0.095219 | 0.095219 |  | 547.5 | 10 |  | 85 | 85 | unit | 0
Warehouse | New | ENERGY STAR Water Cooler | 0.095219 | 0.095219 |  | 547.5 | 10 |  | 85 | 85 | unit | 0
Assembly | Turnover | Heat Pump Pool Heater | 0 | 0.34381 |  | 9411.765 | 15 |  | 906.95 | 906.95 | unit | 0
College and University | Turnover | Heat Pump Pool Heater | 0 | 0.34381 |  | 9411.765 | 15 |  | 906.95 | 906.95 | unit | 0
Grocery | Turnover | Heat Pump Pool Heater | 0 | 0.34381 |  | 9411.765 | 15 |  | 906.95 | 906.95 | unit | 0
Healthcare | Turnover | Heat Pump Pool Heater | 0 | 0.34381 |  | 9411.765 | 15 |  | 906.95 | 906.95 | unit | 0
Hospitals | Turnover | Heat Pump Pool Heater | 0 | 0.34381 |  | 9411.765 | 15 |  | 906.95 | 906.95 | unit | 0
Institutional | Turnover | Heat Pump Pool Heater | 0 | 0.34381 |  | 9411.765 | 15 |  | 906.95 | 906.95 | unit | 0
Lodging/Hospitality | Turnover | Heat Pump Pool Heater | 0 | 0.34381 |  | 9411.765 | 15 |  | 906.95 | 906.95 | unit | 0
Miscellaneous | Turnover | Heat Pump Pool Heater | 0 | 0.34381 |  | 9411.765 | 15 |  | 906.95 | 906.95 | unit | 0
Offices | Turnover | Heat Pump Pool Heater | 0 | 0.34381 |  | 9411.765 | 15 |  | 906.95 | 906.95 | unit | 0
Restaurants | Turnover | Heat Pump Pool Heater | 0 | 0.34381 |  | 9411.765 | 15 |  | 906.95 | 906.95 | unit | 0
Retail | Turnover | Heat Pump Pool Heater | 0 | 0.34381 |  | 9411.765 | 15 |  | 906.95 | 906.95 | unit | 0
Schools K-12 | Turnover | Heat Pump Pool Heater | 0 | 0.34381 |  | 9411.765 | 15 |  | 906.95 | 906.95 | unit | 0
Warehouse | Turnover | Heat Pump Pool Heater | 0 | 0.34381 |  | 9411.765 | 15 |  | 906.95 | 906.95 | unit | 0
Assembly | New | Heat Pump Pool Heater | 0 | 0.34381 |  | 9411.765 | 15 |  | 906.95 | 906.95 | unit | 0
College and University | New | Heat Pump Pool Heater | 0 | 0.34381 |  | 9411.765 | 15 |  | 906.95 | 906.95 | unit | 0
Grocery | New | Heat Pump Pool Heater | 0 | 0.34381 |  | 9411.765 | 15 |  | 906.95 | 906.95 | unit | 0
Healthcare | New | Heat Pump Pool Heater | 0 | 0.34381 |  | 9411.765 | 15 |  | 906.95 | 906.95 | unit | 0
Hospitals | New | Heat Pump Pool Heater | 0 | 0.34381 |  | 9411.765 | 15 |  | 906.95 | 906.95 | unit | 0
Institutional | New | Heat Pump Pool Heater | 0 | 0.34381 |  | 9411.765 | 15 |  | 906.95 | 906.95 | unit | 0
Lodging/Hospitality | New | Heat Pump Pool Heater | 0 | 0.34381 |  | 9411.765 | 15 |  | 906.95 | 906.95 | unit | 0
Miscellaneous | New | Heat Pump Pool Heater | 0 | 0.34381 |  | 9411.765 | 15 |  | 906.95 | 906.95 | unit | 0
Offices | New | Heat Pump Pool Heater | 0 | 0.34381 |  | 9411.765 | 15 |  | 906.95 | 906.95 | unit | 0
Restaurants | New | Heat Pump Pool Heater | 0 | 0.34381 |  | 9411.765 | 15 |  | 906.95 | 906.95 | unit | 0
Retail | New | Heat Pump Pool Heater | 0 | 0.34381 |  | 9411.765 | 15 |  | 906.95 | 906.95 | unit | 0
Schools K-12 | New | Heat Pump Pool Heater | 0 | 0.34381 |  | 9411.765 | 15 |  | 906.95 | 906.95 | unit | 0
Warehouse | New | Heat Pump Pool Heater | 0 | 0.34381 |  | 9411.765 | 15 |  | 906.95 | 906.95 | unit | 0
Assembly | Turnover | Solar Pool Heater | 0 | 0.37007 |  | 10130.72 | 15 |  | 3477 | 3477 | unit | 0
College and University | Turnover | Solar Pool Heater | 0 | 0.37007 |  | 10130.72 | 15 |  | 3477 | 3477 | unit | 0
Grocery | Turnover | Solar Pool Heater | 0 | 0.37007 |  | 10130.72 | 15 |  | 3477 | 3477 | unit | 0
Healthcare | Turnover | Solar Pool Heater | 0 | 0.37007 |  | 10130.72 | 15 |  | 3477 | 3477 | unit | 0
Hospitals | Turnover | Solar Pool Heater | 0 | 0.37007 |  | 10130.72 | 15 |  | 3477 | 3477 | unit | 0
Institutional | Turnover | Solar Pool Heater | 0 | 0.37007 |  | 10130.72 | 15 |  | 3477 | 3477 | unit | 0
Lodging/Hospitality | Turnover | Solar Pool Heater | 0 | 0.37007 |  | 10130.72 | 15 |  | 3477 | 3477 | unit | 0
Miscellaneous | Turnover | Solar Pool Heater | 0 | 0.37007 |  | 10130.72 | 15 |  | 3477 | 3477 | unit | 0
Offices | Turnover | Solar Pool Heater | 0 | 0.37007 |  | 10130.72 | 15 |  | 3477 | 3477 | unit | 0
Restaurants | Turnover | Solar Pool Heater | 0 | 0.37007 |  | 10130.72 | 15 |  | 3477 | 3477 | unit | 0
Retail | Turnover | Solar Pool Heater | 0 | 0.37007 |  | 10130.72 | 15 |  | 3477 | 3477 | unit | 0
Schools K-12 | Turnover | Solar Pool Heater | 0 | 0.37007 |  | 10130.72 | 15 |  | 3477 | 3477 | unit | 0
Warehouse | Turnover | Solar Pool Heater | 0 | 0.37007 |  | 10130.72 | 15 |  | 3477 | 3477 | unit | 0
Assembly | New | Solar Pool Heater | 0 | 0.37007 |  | 10130.72 | 15 |  | 3477 | 3477 | unit | 0
College and University | New | Solar Pool Heater | 0 | 0.37007 |  | 10130.72 | 15 |  | 3477 | 3477 | unit | 0
Grocery | New | Solar Pool Heater | 0 | 0.37007 |  | 10130.72 | 15 |  | 3477 | 3477 | unit | 0
Healthcare | New | Solar Pool Heater | 0 | 0.37007 |  | 10130.72 | 15 |  | 3477 | 3477 | unit | 0
Hospitals | New | Solar Pool Heater | 0 | 0.37007 |  | 10130.72 | 15 |  | 3477 | 3477 | unit | 0
Institutional | New | Solar Pool Heater | 0 | 0.37007 |  | 10130.72 | 15 |  | 3477 | 3477 | unit | 0
Lodging/Hospitality | New | Solar Pool Heater | 0 | 0.37007 |  | 10130.72 | 15 |  | 3477 | 3477 | unit | 0
Miscellaneous | New | Solar Pool Heater | 0 | 0.37007 |  | 10130.72 | 15 |  | 3477 | 3477 | unit | 0
Offices | New | Solar Pool Heater | 0 | 0.37007 |  | 10130.72 | 15 |  | 3477 | 3477 | unit | 0
Restaurants | New | Solar Pool Heater | 0 | 0.37007 |  | 10130.72 | 15 |  | 3477 | 3477 | unit | 0
Retail | New | Solar Pool Heater | 0 | 0.37007 |  | 10130.72 | 15 |  | 3477 | 3477 | unit | 0
Schools K-12 | New | Solar Pool Heater | 0 | 0.37007 |  | 10130.72 | 15 |  | 3477 | 3477 | unit | 0
Warehouse | New | Solar Pool Heater | 0 | 0.37007 |  | 10130.72 | 15 |  | 3477 | 3477 | unit | 0
Assembly | Turnover | Solar Powered Pool Pump | 0.9567 | 0.1485 |  | 4065.188 | 10 |  | 2259.01 | 2259.01 | motor | 0
College and University | Turnover | Solar Powered Pool Pump | 0.9567 | 0.1485 |  | 4065.188 | 10 |  | 2259.01 | 2259.01 | motor | 0
Grocery | Turnover | Solar Powered Pool Pump | 0.9567 | 0.1485 |  | 4065.188 | 10 |  | 2259.01 | 2259.01 | motor | 0
Healthcare | Turnover | Solar Powered Pool Pump | 0.9567 | 0.1485 |  | 4065.188 | 10 |  | 2259.01 | 2259.01 | motor | 0
Hospitals | Turnover | Solar Powered Pool Pump | 0.9567 | 0.1485 |  | 4065.188 | 10 |  | 2259.01 | 2259.01 | motor | 0
Institutional | Turnover | Solar Powered Pool Pump | 0.9567 | 0.1485 |  | 4065.188 | 10 |  | 2259.01 | 2259.01 | motor | 0
Lodging/Hospitality | Turnover | Solar Powered Pool Pump | 0.9567 | 0.1485 |  | 4065.188 | 10 |  | 2259.01 | 2259.01 | motor | 0
Miscellaneous | Turnover | Solar Powered Pool Pump | 0.9567 | 0.1485 |  | 4065.188 | 10 |  | 2259.01 | 2259.01 | motor | 0
Offices | Turnover | Solar Powered Pool Pump | 0.9567 | 0.1485 |  | 4065.188 | 10 |  | 2259.01 | 2259.01 | motor | 0
Restaurants | Turnover | Solar Powered Pool Pump | 0.9567 | 0.1485 |  | 4065.188 | 10 |  | 2259.01 | 2259.01 | motor | 0
Retail | Turnover | Solar Powered Pool Pump | 0.9567 | 0.1485 |  | 4065.188 | 10 |  | 2259.01 | 2259.01 | motor | 0
Schools K-12 | Turnover | Solar Powered Pool Pump | 0.9567 | 0.1485 |  | 4065.188 | 10 |  | 2259.01 | 2259.01 | motor | 0
Assembly | New | Solar Powered Pool Pump | 0.9567 | 0.1485 |  | 4065.188 | 10 |  | 2259.01 | 2259.01 | motor | 0
College and University | New | Solar Powered Pool Pump | 0.9567 | 0.1485 |  | 4065.188 | 10 |  | 2259.01 | 2259.01 | motor | 0
Grocery | New | Solar Powered Pool Pump | 0.9567 | 0.1485 |  | 4065.188 | 10 |  | 2259.01 | 2259.01 | motor | 0
Healthcare | New | Solar Powered Pool Pump | 0.9567 | 0.1485 |  | 4065.188 | 10 |  | 2259.01 | 2259.01 | motor | 0
Hospitals | New | Solar Powered Pool Pump | 0.9567 | 0.1485 |  | 4065.188 | 10 |  | 2259.01 | 2259.01 | motor | 0
Institutional | New | Solar Powered Pool Pump | 0.9567 | 0.1485 |  | 4065.188 | 10 |  | 2259.01 | 2259.01 | motor | 0
Lodging/Hospitality | New | Solar Powered Pool Pump | 0.9567 | 0.1485 |  | 4065.188 | 10 |  | 2259.01 | 2259.01 | motor | 0
Miscellaneous | New | Solar Powered Pool Pump | 0.9567 | 0.1485 |  | 4065.188 | 10 |  | 2259.01 | 2259.01 | motor | 0
Offices | New | Solar Powered Pool Pump | 0.9567 | 0.1485 |  | 4065.188 | 10 |  | 2259.01 | 2259.01 | motor | 0
Restaurants | New | Solar Powered Pool Pump | 0.9567 | 0.1485 |  | 4065.188 | 10 |  | 2259.01 | 2259.01 | motor | 0
Retail | New | Solar Powered Pool Pump | 0.9567 | 0.1485 |  | 4065.188 | 10 |  | 2259.01 | 2259.01 | motor | 0
Schools K-12 | New | Solar Powered Pool Pump | 0.9567 | 0.1485 |  | 4065.188 | 10 |  | 2259.01 | 2259.01 | motor | 0
Assembly | Turnover | Two Speed Pool Pump | 0.72975 | 0.11327 |  | 3100.841 | 10 |  | 359.01 | 359.01 | motor | 0
College and University | Turnover | Two Speed Pool Pump | 0.72975 | 0.11327 |  | 3100.841 | 10 |  | 359.01 | 359.01 | motor | 0
Grocery | Turnover | Two Speed Pool Pump | 0.72975 | 0.11327 |  | 3100.841 | 10 |  | 359.01 | 359.01 | motor | 0
Healthcare | Turnover | Two Speed Pool Pump | 0.72975 | 0.11327 |  | 3100.841 | 10 |  | 359.01 | 359.01 | motor | 0
Hospitals | Turnover | Two Speed Pool Pump | 0.72975 | 0.11327 |  | 3100.841 | 10 |  | 359.01 | 359.01 | motor | 0
Institutional | Turnover | Two Speed Pool Pump | 0.72975 | 0.11327 |  | 3100.841 | 10 |  | 359.01 | 359.01 | motor | 0
Lodging/Hospitality | Turnover | Two Speed Pool Pump | 0.72975 | 0.11327 |  | 3100.841 | 10 |  | 359.01 | 359.01 | motor | 0
Miscellaneous | Turnover | Two Speed Pool Pump | 0.72975 | 0.11327 |  | 3100.841 | 10 |  | 359.01 | 359.01 | motor | 0
Offices | Turnover | Two Speed Pool Pump | 0.72975 | 0.11327 |  | 3100.841 | 10 |  | 359.01 | 359.01 | motor | 0
Restaurants | Turnover | Two Speed Pool Pump | 0.72975 | 0.11327 |  | 3100.841 | 10 |  | 359.01 | 359.01 | motor | 0
Retail | Turnover | Two Speed Pool Pump | 0.72975 | 0.11327 |  | 3100.841 | 10 |  | 359.01 | 359.01 | motor | 0
Schools K-12 | Turnover | Two Speed Pool Pump | 0.72975 | 0.11327 |  | 3100.841 | 10 |  | 359.01 | 359.01 | motor | 0
Warehouse | Turnover | Two Speed Pool Pump | 0.72975 | 0.11327 |  | 3100.841 | 10 |  | 359.01 | 359.01 | motor | 0
Assembly | New | Two Speed Pool Pump | 0.72975 | 0.11327 |  | 3100.841 | 10 |  | 359.01 | 359.01 | motor | 0
College and University | New | Two Speed Pool Pump | 0.72975 | 0.11327 |  | 3100.841 | 10 |  | 359.01 | 359.01 | motor | 0
Grocery | New | Two Speed Pool Pump | 0.72975 | 0.11327 |  | 3100.841 | 10 |  | 359.01 | 359.01 | motor | 0
Healthcare | New | Two Speed Pool Pump | 0.72975 | 0.11327 |  | 3100.841 | 10 |  | 359.01 | 359.01 | motor | 0
Hospitals | New | Two Speed Pool Pump | 0.72975 | 0.11327 |  | 3100.841 | 10 |  | 359.01 | 359.01 | motor | 0
Institutional | New | Two Speed Pool Pump | 0.72975 | 0.11327 |  | 3100.841 | 10 |  | 359.01 | 359.01 | motor | 0
Lodging/Hospitality | New | Two Speed Pool Pump | 0.72975 | 0.11327 |  | 3100.841 | 10 |  | 359.01 | 359.01 | motor | 0
Miscellaneous | New | Two Speed Pool Pump | 0.72975 | 0.11327 |  | 3100.841 | 10 |  | 359.01 | 359.01 | motor | 0
Offices | New | Two Speed Pool Pump | 0.72975 | 0.11327 |  | 3100.841 | 10 |  | 359.01 | 359.01 | motor | 0
Restaurants | New | Two Speed Pool Pump | 0.72975 | 0.11327 |  | 3100.841 | 10 |  | 359.01 | 359.01 | motor | 0
Retail | New | Two Speed Pool Pump | 0.72975 | 0.11327 |  | 3100.841 | 10 |  | 359.01 | 359.01 | motor | 0
Schools K-12 | New | Two Speed Pool Pump | 0.72975 | 0.11327 |  | 3100.841 | 10 |  | 359.01 | 359.01 | motor | 0
Warehouse | New | Two Speed Pool Pump | 0.72975 | 0.11327 |  | 3100.841 | 10 |  | 359.01 | 359.01 | motor | 0
Assembly | Turnover | Variable Speed Pool Pump | 0.7602 | 0.118 |  | 3230.25 | 10 |  | 1085.01 | 1085.01 | motor | 0
College and University | Turnover | Variable Speed Pool Pump | 0.7602 | 0.118 |  | 3230.25 | 10 |  | 1085.01 | 1085.01 | motor | 0
Grocery | Turnover | Variable Speed Pool Pump | 0.7602 | 0.118 |  | 3230.25 | 10 |  | 1085.01 | 1085.01 | motor | 0
Healthcare | Turnover | Variable Speed Pool Pump | 0.7602 | 0.118 |  | 3230.25 | 10 |  | 1085.01 | 1085.01 | motor | 0
Hospitals | Turnover | Variable Speed Pool Pump | 0.7602 | 0.118 |  | 3230.25 | 10 |  | 1085.01 | 1085.01 | motor | 0
Institutional | Turnover | Variable Speed Pool Pump | 0.7602 | 0.118 |  | 3230.25 | 10 |  | 1085.01 | 1085.01 | motor | 0
Lodging/Hospitality | Turnover | Variable Speed Pool Pump | 0.7602 | 0.118 |  | 3230.25 | 10 |  | 1085.01 | 1085.01 | motor | 0
Miscellaneous | Turnover | Variable Speed Pool Pump | 0.7602 | 0.118 |  | 3230.25 | 10 |  | 1085.01 | 1085.01 | motor | 0
Offices | Turnover | Variable Speed Pool Pump | 0.7602 | 0.118 |  | 3230.25 | 10 |  | 1085.01 | 1085.01 | motor | 0
Restaurants | Turnover | Variable Speed Pool Pump | 0.7602 | 0.118 |  | 3230.25 | 10 |  | 1085.01 | 1085.01 | motor | 0
Retail | Turnover | Variable Speed Pool Pump | 0.7602 | 0.118 |  | 3230.25 | 10 |  | 1085.01 | 1085.01 | motor | 0
Schools K-12 | Turnover | Variable Speed Pool Pump | 0.7602 | 0.118 |  | 3230.25 | 10 |  | 1085.01 | 1085.01 | motor | 0
Assembly | New | Variable Speed Pool Pump | 0.7602 | 0.118 |  | 3230.25 | 10 |  | 1085.01 | 1085.01 | motor | 0
College and University | New | Variable Speed Pool Pump | 0.7602 | 0.118 |  | 3230.25 | 10 |  | 1085.01 | 1085.01 | motor | 0
Grocery | New | Variable Speed Pool Pump | 0.7602 | 0.118 |  | 3230.25 | 10 |  | 1085.01 | 1085.01 | motor | 0
Healthcare | New | Variable Speed Pool Pump | 0.7602 | 0.118 |  | 3230.25 | 10 |  | 1085.01 | 1085.01 | motor | 0
Hospitals | New | Variable Speed Pool Pump | 0.7602 | 0.118 |  | 3230.25 | 10 |  | 1085.01 | 1085.01 | motor | 0
Institutional | New | Variable Speed Pool Pump | 0.7602 | 0.118 |  | 3230.25 | 10 |  | 1085.01 | 1085.01 | motor | 0
Lodging/Hospitality | New | Variable Speed Pool Pump | 0.7602 | 0.118 |  | 3230.25 | 10 |  | 1085.01 | 1085.01 | motor | 0
Miscellaneous | New | Variable Speed Pool Pump | 0.7602 | 0.118 |  | 3230.25 | 10 |  | 1085.01 | 1085.01 | motor | 0
Offices | New | Variable Speed Pool Pump | 0.7602 | 0.118 |  | 3230.25 | 10 |  | 1085.01 | 1085.01 | motor | 0
Restaurants | New | Variable Speed Pool Pump | 0.7602 | 0.118 |  | 3230.25 | 10 |  | 1085.01 | 1085.01 | motor | 0
Retail | New | Variable Speed Pool Pump | 0.7602 | 0.118 |  | 3230.25 | 10 |  | 1085.01 | 1085.01 | motor | 0
Schools K-12 | New | Variable Speed Pool Pump | 0.7602 | 0.118 |  | 3230.25 | 10 |  | 1085.01 | 1085.01 | motor | 0
Assembly | Turnover | ENERGY STAR Imaging Equipment | 0.0578 | 0.038813 |  | 416.8 | 6 |  | 585.14 | 585.14 | unit | 0
College and University | Turnover | ENERGY STAR Imaging Equipment | 0.0578 | 0.038813 |  | 416.8 | 6 |  | 585.14 | 585.14 | unit | 0
Grocery | Turnover | ENERGY STAR Imaging Equipment | 0.0578 | 0.038813 |  | 416.8 | 6 |  | 585.14 | 585.14 | unit | 0
Healthcare | Turnover | ENERGY STAR Imaging Equipment | 0.0578 | 0.038813 |  | 416.8 | 6 |  | 585.14 | 585.14 | unit | 0
Hospitals | Turnover | ENERGY STAR Imaging Equipment | 0.0578 | 0.038813 |  | 416.8 | 6 |  | 585.14 | 585.14 | unit | 0
Institutional | Turnover | ENERGY STAR Imaging Equipment | 0.0578 | 0.038813 |  | 416.8 | 6 |  | 585.14 | 585.14 | unit | 0
Lodging/Hospitality | Turnover | ENERGY STAR Imaging Equipment | 0.0578 | 0.038813 |  | 416.8 | 6 |  | 585.14 | 585.14 | unit | 0
Miscellaneous | Turnover | ENERGY STAR Imaging Equipment | 0.0578 | 0.038813 |  | 416.8 | 6 |  | 585.14 | 585.14 | unit | 0
Offices | Turnover | ENERGY STAR Imaging Equipment | 0.0578 | 0.038813 |  | 416.8 | 6 |  | 585.14 | 585.14 | unit | 0
Restaurants | Turnover | ENERGY STAR Imaging Equipment | 0.0578 | 0.038813 |  | 416.8 | 6 |  | 585.14 | 585.14 | unit | 0
Retail | Turnover | ENERGY STAR Imaging Equipment | 0.0578 | 0.038813 |  | 416.8 | 6 |  | 585.14 | 585.14 | unit | 0
Schools K-12 | Turnover | ENERGY STAR Imaging Equipment | 0.0578 | 0.038813 |  | 416.8 | 6 |  | 585.14 | 585.14 | unit | 0
Warehouse | Turnover | ENERGY STAR Imaging Equipment | 0.0578 | 0.038813 |  | 416.8 | 6 |  | 585.14 | 585.14 | unit | 0
Assembly | New | ENERGY STAR Imaging Equipment | 0.0578 | 0.038813 |  | 416.8 | 6 |  | 585.14 | 585.14 | unit | 0
College and University | New | ENERGY STAR Imaging Equipment | 0.0578 | 0.038813 |  | 416.8 | 6 |  | 585.14 | 585.14 | unit | 0
Grocery | New | ENERGY STAR Imaging Equipment | 0.0578 | 0.038813 |  | 416.8 | 6 |  | 585.14 | 585.14 | unit | 0
Healthcare | New | ENERGY STAR Imaging Equipment | 0.0578 | 0.038813 |  | 416.8 | 6 |  | 585.14 | 585.14 | unit | 0
Hospitals | New | ENERGY STAR Imaging Equipment | 0.0578 | 0.038813 |  | 416.8 | 6 |  | 585.14 | 585.14 | unit | 0
Institutional | New | ENERGY STAR Imaging Equipment | 0.0578 | 0.038813 |  | 416.8 | 6 |  | 585.14 | 585.14 | unit | 0
Lodging/Hospitality | New | ENERGY STAR Imaging Equipment | 0.0578 | 0.038813 |  | 416.8 | 6 |  | 585.14 | 585.14 | unit | 0
Miscellaneous | New | ENERGY STAR Imaging Equipment | 0.0578 | 0.038813 |  | 416.8 | 6 |  | 585.14 | 585.14 | unit | 0
Offices | New | ENERGY STAR Imaging Equipment | 0.0578 | 0.038813 |  | 416.8 | 6 |  | 585.14 | 585.14 | unit | 0
Restaurants | New | ENERGY STAR Imaging Equipment | 0.0578 | 0.038813 |  | 416.8 | 6 |  | 585.14 | 585.14 | unit | 0
Retail | New | ENERGY STAR Imaging Equipment | 0.0578 | 0.038813 |  | 416.8 | 6 |  | 585.14 | 585.14 | unit | 0
Schools K-12 | New | ENERGY STAR Imaging Equipment | 0.0578 | 0.038813 |  | 416.8 | 6 |  | 585.14 | 585.14 | unit | 0
Warehouse | New | ENERGY STAR Imaging Equipment | 0.0578 | 0.038813 |  | 416.8 | 6 |  | 585.14 | 585.14 | unit | 0
Assembly | Turnover | Energy Star PCs | 0.017591 | 0 |  | 123.5154 | 4 |  | 20 | 20 | unit | 0
College and University | Turnover | Energy Star PCs | 0.023703 | 0.023703 |  | 123.5154 | 4 |  | 20 | 20 | unit | 0
Grocery | Turnover | Energy Star PCs | 0.017591 | 0.006823 |  | 123.5154 | 4 |  | 20 | 20 | unit | 0
Healthcare | Turnover | Energy Star PCs | 0.017591 | 0.006823 |  | 123.5154 | 4 |  | 20 | 20 | unit | 0
Hospitals | Turnover | Energy Star PCs | 0.023703 | 0.023703 |  | 123.5154 | 4 |  | 20 | 20 | unit | 0
Institutional | Turnover | Energy Star PCs | 0.017591 | 0 |  | 123.5154 | 4 |  | 20 | 20 | unit | 0
Lodging/Hospitality | Turnover | Energy Star PCs | 0.017591 | 0.006823 |  | 123.5154 | 4 |  | 20 | 20 | unit | 0
Miscellaneous | Turnover | Energy Star PCs | 0.017591 | 0 |  | 123.5154 | 4 |  | 20 | 20 | unit | 0
Offices | Turnover | Energy Star PCs | 0.017591 | 0.006823 |  | 123.5154 | 4 |  | 20 | 20 | unit | 0
Restaurants | Turnover | Energy Star PCs | 0.017591 | 0 |  | 123.5154 | 4 |  | 20 | 20 | unit | 0
Retail | Turnover | Energy Star PCs | 0.017591 | 0.006823 |  | 123.5154 | 4 |  | 20 | 20 | unit | 0
Schools K-12 | Turnover | Energy Star PCs | 0.017591 | 0.006823 |  | 123.5154 | 4 |  | 20 | 20 | unit | 0
Warehouse | Turnover | Energy Star PCs | 0.017591 | 0 |  | 123.5154 | 4 |  | 20 | 20 | unit | 0
Assembly | New | Energy Star PCs | 0.017591 | 0 |  | 123.5154 | 4 |  | 20 | 20 | unit | 0
College and University | New | Energy Star PCs | 0.023703 | 0.023703 |  | 123.5154 | 4 |  | 20 | 20 | unit | 0
Grocery | New | Energy Star PCs | 0.017591 | 0.006823 |  | 123.5154 | 4 |  | 20 | 20 | unit | 0
Healthcare | New | Energy Star PCs | 0.017591 | 0.006823 |  | 123.5154 | 4 |  | 20 | 20 | unit | 0
Hospitals | New | Energy Star PCs | 0.023703 | 0.023703 |  | 123.5154 | 4 |  | 20 | 20 | unit | 0
Institutional | New | Energy Star PCs | 0.017591 | 0 |  | 123.5154 | 4 |  | 20 | 20 | unit | 0
Lodging/Hospitality | New | Energy Star PCs | 0.017591 | 0.006823 |  | 123.5154 | 4 |  | 20 | 20 | unit | 0
Miscellaneous | New | Energy Star PCs | 0.017591 | 0 |  | 123.5154 | 4 |  | 20 | 20 | unit | 0
Offices | New | Energy Star PCs | 0.017591 | 0.006823 |  | 123.5154 | 4 |  | 20 | 20 | unit | 0
Restaurants | New | Energy Star PCs | 0.017591 | 0 |  | 123.5154 | 4 |  | 20 | 20 | unit | 0
Retail | New | Energy Star PCs | 0.017591 | 0.006823 |  | 123.5154 | 4 |  | 20 | 20 | unit | 0
Schools K-12 | New | Energy Star PCs | 0.017591 | 0.006823 |  | 123.5154 | 4 |  | 20 | 20 | unit | 0
Warehouse | New | Energy Star PCs | 0.017591 | 0 |  | 123.5154 | 4 |  | 20 | 20 | unit | 0
Assembly | Turnover | Energy Star Servers | 0.16919 | 0.11767 |  | 1136.7 | 4 |  | 70 | 70 | unit | 0
College and University | Turnover | Energy Star Servers | 0.16919 | 0.11767 |  | 1136.7 | 4 |  | 70 | 70 | unit | 0
Grocery | Turnover | Energy Star Servers | 0.16919 | 0.11767 |  | 1136.7 | 4 |  | 70 | 70 | unit | 0
Healthcare | Turnover | Energy Star Servers | 0.16919 | 0.11767 |  | 1136.7 | 4 |  | 70 | 70 | unit | 0
Hospitals | Turnover | Energy Star Servers | 0.16919 | 0.11767 |  | 1136.7 | 4 |  | 70 | 70 | unit | 0
Institutional | Turnover | Energy Star Servers | 0.16919 | 0.11767 |  | 1136.7 | 4 |  | 70 | 70 | unit | 0
Lodging/Hospitality | Turnover | Energy Star Servers | 0.16919 | 0.11767 |  | 1136.7 | 4 |  | 70 | 70 | unit | 0
Miscellaneous | Turnover | Energy Star Servers | 0.16919 | 0.11767 |  | 1136.7 | 4 |  | 70 | 70 | unit | 0
Offices | Turnover | Energy Star Servers | 0.16919 | 0.11767 |  | 1136.7 | 4 |  | 70 | 70 | unit | 0
Restaurants | Turnover | Energy Star Servers | 0.16919 | 0.11767 |  | 1136.7 | 4 |  | 70 | 70 | unit | 0
Retail | Turnover | Energy Star Servers | 0.16919 | 0.11767 |  | 1136.7 | 4 |  | 70 | 70 | unit | 0
Schools K-12 | Turnover | Energy Star Servers | 0.16919 | 0.11767 |  | 1136.7 | 4 |  | 70 | 70 | unit | 0
Warehouse | Turnover | Energy Star Servers | 0.16919 | 0.11767 |  | 1136.7 | 4 |  | 70 | 70 | unit | 0
Assembly | New | Energy Star Servers | 0.16919 | 0.11767 |  | 1136.7 | 4 |  | 70 | 70 | unit | 0
College and University | New | Energy Star Servers | 0.16919 | 0.11767 |  | 1136.7 | 4 |  | 70 | 70 | unit | 0
Grocery | New | Energy Star Servers | 0.16919 | 0.11767 |  | 1136.7 | 4 |  | 70 | 70 | unit | 0
Healthcare | New | Energy Star Servers | 0.16919 | 0.11767 |  | 1136.7 | 4 |  | 70 | 70 | unit | 0
Hospitals | New | Energy Star Servers | 0.16919 | 0.11767 |  | 1136.7 | 4 |  | 70 | 70 | unit | 0
Institutional | New | Energy Star Servers | 0.16919 | 0.11767 |  | 1136.7 | 4 |  | 70 | 70 | unit | 0
Lodging/Hospitality | New | Energy Star Servers | 0.16919 | 0.11767 |  | 1136.7 | 4 |  | 70 | 70 | unit | 0
Miscellaneous | New | Energy Star Servers | 0.16919 | 0.11767 |  | 1136.7 | 4 |  | 70 | 70 | unit | 0
Offices | New | Energy Star Servers | 0.16919 | 0.11767 |  | 1136.7 | 4 |  | 70 | 70 | unit | 0
Restaurants | New | Energy Star Servers | 0.16919 | 0.11767 |  | 1136.7 | 4 |  | 70 | 70 | unit | 0
Retail | New | Energy Star Servers | 0.16919 | 0.11767 |  | 1136.7 | 4 |  | 70 | 70 | unit | 0
Schools K-12 | New | Energy Star Servers | 0.16919 | 0.11767 |  | 1136.7 | 4 |  | 70 | 70 | unit | 0
Warehouse | New | Energy Star Servers | 0.16919 | 0.11767 |  | 1136.7 | 4 |  | 70 | 70 | unit | 0
Assembly | Turnover | Energy Star Uninterruptable Power Supply | 0.000611 | 0.000611 |  | 5.3521 | 10 |  | 1.5473 | 1.5473 | unit | 0
College and University | Turnover | Energy Star Uninterruptable Power Supply | 0.000611 | 0.000611 |  | 5.3521 | 10 |  | 1.5473 | 1.5473 | unit | 0
Grocery | Turnover | Energy Star Uninterruptable Power Supply | 0.000611 | 0.000611 |  | 5.3521 | 10 |  | 1.5473 | 1.5473 | unit | 0
Healthcare | Turnover | Energy Star Uninterruptable Power Supply | 0.000611 | 0.000611 |  | 5.3521 | 10 |  | 1.5473 | 1.5473 | unit | 0
Hospitals | Turnover | Energy Star Uninterruptable Power Supply | 0.000611 | 0.000611 |  | 5.3521 | 10 |  | 1.5473 | 1.5473 | unit | 0
Institutional | Turnover | Energy Star Uninterruptable Power Supply | 0.000611 | 0.000611 |  | 5.3521 | 10 |  | 1.5473 | 1.5473 | unit | 0
Lodging/Hospitality | Turnover | Energy Star Uninterruptable Power Supply | 0.000611 | 0.000611 |  | 5.3521 | 10 |  | 1.5473 | 1.5473 | unit | 0
Miscellaneous | Turnover | Energy Star Uninterruptable Power Supply | 0.000611 | 0.000611 |  | 5.3521 | 10 |  | 1.5473 | 1.5473 | unit | 0
Offices | Turnover | Energy Star Uninterruptable Power Supply | 0.000611 | 0.000611 |  | 5.3521 | 10 |  | 1.5473 | 1.5473 | unit | 0
Restaurants | Turnover | Energy Star Uninterruptable Power Supply | 0.000611 | 0.000611 |  | 5.3521 | 10 |  | 1.5473 | 1.5473 | unit | 0
Retail | Turnover | Energy Star Uninterruptable Power Supply | 0.000611 | 0.000611 |  | 5.3521 | 10 |  | 1.5473 | 1.5473 | unit | 0
Schools K-12 | Turnover | Energy Star Uninterruptable Power Supply | 0.000611 | 0.000611 |  | 5.3521 | 10 |  | 1.5473 | 1.5473 | unit | 0
Warehouse | Turnover | Energy Star Uninterruptable Power Supply | 0.000611 | 0.000611 |  | 5.3521 | 10 |  | 1.5473 | 1.5473 | unit | 0
Assembly | New | Energy Star Uninterruptable Power Supply | 0.000611 | 0.000611 |  | 5.3521 | 10 |  | 1.5473 | 1.5473 | unit | 0
College and University | New | Energy Star Uninterruptable Power Supply | 0.000611 | 0.000611 |  | 5.3521 | 10 |  | 1.5473 | 1.5473 | unit | 0
Grocery | New | Energy Star Uninterruptable Power Supply | 0.000611 | 0.000611 |  | 5.3521 | 10 |  | 1.5473 | 1.5473 | unit | 0
Healthcare | New | Energy Star Uninterruptable Power Supply | 0.000611 | 0.000611 |  | 5.3521 | 10 |  | 1.5473 | 1.5473 | unit | 0
Hospitals | New | Energy Star Uninterruptable Power Supply | 0.000611 | 0.000611 |  | 5.3521 | 10 |  | 1.5473 | 1.5473 | unit | 0
Institutional | New | Energy Star Uninterruptable Power Supply | 0.000611 | 0.000611 |  | 5.3521 | 10 |  | 1.5473 | 1.5473 | unit | 0
Lodging/Hospitality | New | Energy Star Uninterruptable Power Supply | 0.000611 | 0.000611 |  | 5.3521 | 10 |  | 1.5473 | 1.5473 | unit | 0
Miscellaneous | New | Energy Star Uninterruptable Power Supply | 0.000611 | 0.000611 |  | 5.3521 | 10 |  | 1.5473 | 1.5473 | unit | 0
Offices | New | Energy Star Uninterruptable Power Supply | 0.000611 | 0.000611 |  | 5.3521 | 10 |  | 1.5473 | 1.5473 | unit | 0
Restaurants | New | Energy Star Uninterruptable Power Supply | 0.000611 | 0.000611 |  | 5.3521 | 10 |  | 1.5473 | 1.5473 | unit | 0
Retail | New | Energy Star Uninterruptable Power Supply | 0.000611 | 0.000611 |  | 5.3521 | 10 |  | 1.5473 | 1.5473 | unit | 0
Schools K-12 | New | Energy Star Uninterruptable Power Supply | 0.000611 | 0.000611 |  | 5.3521 | 10 |  | 1.5473 | 1.5473 | unit | 0
Warehouse | New | Energy Star Uninterruptable Power Supply | 0.000611 | 0.000611 |  | 5.3521 | 10 |  | 1.5473 | 1.5473 | unit | 0
Assembly | Turnover | Server Virtualization | 3.1292 | 2.1764 |  | 21024 | 3 |  | 17700 | 17700 | system | 0
College and University | Turnover | Server Virtualization | 3.1292 | 2.1764 |  | 21024 | 3 |  | 17700 | 17700 | system | 0
Grocery | Turnover | Server Virtualization | 3.1292 | 2.1764 |  | 21024 | 3 |  | 17700 | 17700 | system | 0
Healthcare | Turnover | Server Virtualization | 3.1292 | 2.1764 |  | 21024 | 3 |  | 17700 | 17700 | system | 0
Hospitals | Turnover | Server Virtualization | 3.1292 | 2.1764 |  | 21024 | 3 |  | 17700 | 17700 | system | 0
Institutional | Turnover | Server Virtualization | 3.1292 | 2.1764 |  | 21024 | 3 |  | 17700 | 17700 | system | 0
Lodging/Hospitality | Turnover | Server Virtualization | 3.1292 | 2.1764 |  | 21024 | 3 |  | 17700 | 17700 | system | 0
Miscellaneous | Turnover | Server Virtualization | 3.1292 | 2.1764 |  | 21024 | 3 |  | 17700 | 17700 | system | 0
Offices | Turnover | Server Virtualization | 3.1292 | 2.1764 |  | 21024 | 3 |  | 17700 | 17700 | system | 0
Restaurants | Turnover | Server Virtualization | 3.1292 | 2.1764 |  | 21024 | 3 |  | 17700 | 17700 | system | 0
Retail | Turnover | Server Virtualization | 3.1292 | 2.1764 |  | 21024 | 3 |  | 17700 | 17700 | system | 0
Schools K-12 | Turnover | Server Virtualization | 3.1292 | 2.1764 |  | 21024 | 3 |  | 17700 | 17700 | system | 0
Warehouse | Turnover | Server Virtualization | 3.1292 | 2.1764 |  | 21024 | 3 |  | 17700 | 17700 | system | 0
Assembly | New | Server Virtualization | 3.1292 | 2.1764 |  | 21024 | 3 |  | 17700 | 17700 | system | 0
College and University | New | Server Virtualization | 3.1292 | 2.1764 |  | 21024 | 3 |  | 17700 | 17700 | system | 0
Grocery | New | Server Virtualization | 3.1292 | 2.1764 |  | 21024 | 3 |  | 17700 | 17700 | system | 0
Healthcare | New | Server Virtualization | 3.1292 | 2.1764 |  | 21024 | 3 |  | 17700 | 17700 | system | 0
Hospitals | New | Server Virtualization | 3.1292 | 2.1764 |  | 21024 | 3 |  | 17700 | 17700 | system | 0
Institutional | New | Server Virtualization | 3.1292 | 2.1764 |  | 21024 | 3 |  | 17700 | 17700 | system | 0
Lodging/Hospitality | New | Server Virtualization | 3.1292 | 2.1764 |  | 21024 | 3 |  | 17700 | 17700 | system | 0
Miscellaneous | New | Server Virtualization | 3.1292 | 2.1764 |  | 21024 | 3 |  | 17700 | 17700 | system | 0
Offices | New | Server Virtualization | 3.1292 | 2.1764 |  | 21024 | 3 |  | 17700 | 17700 | system | 0
Restaurants | New | Server Virtualization | 3.1292 | 2.1764 |  | 21024 | 3 |  | 17700 | 17700 | system | 0
Retail | New | Server Virtualization | 3.1292 | 2.1764 |  | 21024 | 3 |  | 17700 | 17700 | system | 0
Schools K-12 | New | Server Virtualization | 3.1292 | 2.1764 |  | 21024 | 3 |  | 17700 | 17700 | system | 0
Warehouse | New | Server Virtualization | 3.1292 | 2.1764 |  | 21024 | 3 |  | 17700 | 17700 | system | 0
Assembly | Turnover | Energy Star Commercial Glass Door Freezer | 0.64112 | 0.22051 |  | 4389.982 | 12 |  | 166 | 166 | freezer | 0
College and University | Turnover | Energy Star Commercial Glass Door Freezer | 0.56918 | 0.47676 |  | 4389.982 | 12 |  | 166 | 166 | freezer | 0
Grocery | Turnover | Energy Star Commercial Glass Door Freezer | 0.64112 | 0.22051 |  | 4389.982 | 12 |  | 166 | 166 | freezer | 0
Healthcare | Turnover | Energy Star Commercial Glass Door Freezer | 0.56918 | 0.47676 |  | 4389.982 | 12 |  | 166 | 166 | freezer | 0
Hospitals | Turnover | Energy Star Commercial Glass Door Freezer | 0.56918 | 0.47676 |  | 4389.982 | 12 |  | 166 | 166 | freezer | 0
Institutional | Turnover | Energy Star Commercial Glass Door Freezer | 0.64112 | 0.22051 |  | 4389.982 | 12 |  | 166 | 166 | freezer | 0
Lodging/Hospitality | Turnover | Energy Star Commercial Glass Door Freezer | 0.56918 | 0.47676 |  | 4389.982 | 12 |  | 166 | 166 | freezer | 0
Miscellaneous | Turnover | Energy Star Commercial Glass Door Freezer | 0.64112 | 0.22051 |  | 4389.982 | 12 |  | 166 | 166 | freezer | 0
Offices | Turnover | Energy Star Commercial Glass Door Freezer | 0.64112 | 0.22051 |  | 4389.982 | 12 |  | 166 | 166 | freezer | 0
Restaurants | Turnover | Energy Star Commercial Glass Door Freezer | 0.56918 | 0.47676 |  | 4389.982 | 12 |  | 166 | 166 | freezer | 0
Retail | Turnover | Energy Star Commercial Glass Door Freezer | 0.64112 | 0.22051 |  | 4389.982 | 12 |  | 166 | 166 | freezer | 0
Schools K-12 | Turnover | Energy Star Commercial Glass Door Freezer | 0.56918 | 0.47676 |  | 4389.982 | 12 |  | 166 | 166 | freezer | 0
Warehouse | Turnover | Energy Star Commercial Glass Door Freezer | 0.64112 | 0.22051 |  | 4389.982 | 12 |  | 166 | 166 | freezer | 0
Assembly | New | Energy Star Commercial Glass Door Freezer | 0.64112 | 0.22051 |  | 4389.982 | 12 |  | 166 | 166 | freezer | 0
College and University | New | Energy Star Commercial Glass Door Freezer | 0.56918 | 0.47676 |  | 4389.982 | 12 |  | 166 | 166 | freezer | 0
Grocery | New | Energy Star Commercial Glass Door Freezer | 0.64112 | 0.22051 |  | 4389.982 | 12 |  | 166 | 166 | freezer | 0
Healthcare | New | Energy Star Commercial Glass Door Freezer | 0.56918 | 0.47676 |  | 4389.982 | 12 |  | 166 | 166 | freezer | 0
Hospitals | New | Energy Star Commercial Glass Door Freezer | 0.56918 | 0.47676 |  | 4389.982 | 12 |  | 166 | 166 | freezer | 0
Institutional | New | Energy Star Commercial Glass Door Freezer | 0.64112 | 0.22051 |  | 4389.982 | 12 |  | 166 | 166 | freezer | 0
Lodging/Hospitality | New | Energy Star Commercial Glass Door Freezer | 0.56918 | 0.47676 |  | 4389.982 | 12 |  | 166 | 166 | freezer | 0
Miscellaneous | New | Energy Star Commercial Glass Door Freezer | 0.64112 | 0.22051 |  | 4389.982 | 12 |  | 166 | 166 | freezer | 0
Offices | New | Energy Star Commercial Glass Door Freezer | 0.64112 | 0.22051 |  | 4389.982 | 12 |  | 166 | 166 | freezer | 0
Restaurants | New | Energy Star Commercial Glass Door Freezer | 0.56918 | 0.47676 |  | 4389.982 | 12 |  | 166 | 166 | freezer | 0
Retail | New | Energy Star Commercial Glass Door Freezer | 0.64112 | 0.22051 |  | 4389.982 | 12 |  | 166 | 166 | freezer | 0
Schools K-12 | New | Energy Star Commercial Glass Door Freezer | 0.56918 | 0.47676 |  | 4389.982 | 12 |  | 166 | 166 | freezer | 0
Warehouse | New | Energy Star Commercial Glass Door Freezer | 0.64112 | 0.22051 |  | 4389.982 | 12 |  | 166 | 166 | freezer | 0
Assembly | Turnover | Energy Star Commercial Glass Door Refrigerator | 0.13478 | 0.046356 |  | 922.8665 | 12 |  | 164 | 164 | refrigerator | 0
College and University | Turnover | Energy Star Commercial Glass Door Refrigerator | 0.11965 | 0.10023 |  | 922.8665 | 12 |  | 164 | 164 | refrigerator | 0
Grocery | Turnover | Energy Star Commercial Glass Door Refrigerator | 0.13478 | 0.046356 |  | 922.8665 | 12 |  | 164 | 164 | refrigerator | 0
Healthcare | Turnover | Energy Star Commercial Glass Door Refrigerator | 0.11965 | 0.10023 |  | 922.8665 | 12 |  | 164 | 164 | refrigerator | 0
Hospitals | Turnover | Energy Star Commercial Glass Door Refrigerator | 0.11965 | 0.10023 |  | 922.8665 | 12 |  | 164 | 164 | refrigerator | 0
Institutional | Turnover | Energy Star Commercial Glass Door Refrigerator | 0.13478 | 0.046356 |  | 922.8665 | 12 |  | 164 | 164 | refrigerator | 0
Lodging/Hospitality | Turnover | Energy Star Commercial Glass Door Refrigerator | 0.11965 | 0.10023 |  | 922.8665 | 12 |  | 164 | 164 | refrigerator | 0
Miscellaneous | Turnover | Energy Star Commercial Glass Door Refrigerator | 0.13478 | 0.046356 |  | 922.8665 | 12 |  | 164 | 164 | refrigerator | 0
Offices | Turnover | Energy Star Commercial Glass Door Refrigerator | 0.13478 | 0.046356 |  | 922.8665 | 12 |  | 164 | 164 | refrigerator | 0
Restaurants | Turnover | Energy Star Commercial Glass Door Refrigerator | 0.11965 | 0.10023 |  | 922.8665 | 12 |  | 164 | 164 | refrigerator | 0
Retail | Turnover | Energy Star Commercial Glass Door Refrigerator | 0.13478 | 0.046356 |  | 922.8665 | 12 |  | 164 | 164 | refrigerator | 0
Schools K-12 | Turnover | Energy Star Commercial Glass Door Refrigerator | 0.11965 | 0.10023 |  | 922.8665 | 12 |  | 164 | 164 | refrigerator | 0
Warehouse | Turnover | Energy Star Commercial Glass Door Refrigerator | 0.13478 | 0.046356 |  | 922.8665 | 12 |  | 164 | 164 | refrigerator | 0
Assembly | New | Energy Star Commercial Glass Door Refrigerator | 0.13478 | 0.046356 |  | 922.8665 | 12 |  | 164 | 164 | refrigerator | 0
College and University | New | Energy Star Commercial Glass Door Refrigerator | 0.11965 | 0.10023 |  | 922.8665 | 12 |  | 164 | 164 | refrigerator | 0
Grocery | New | Energy Star Commercial Glass Door Refrigerator | 0.13478 | 0.046356 |  | 922.8665 | 12 |  | 164 | 164 | refrigerator | 0
Healthcare | New | Energy Star Commercial Glass Door Refrigerator | 0.11965 | 0.10023 |  | 922.8665 | 12 |  | 164 | 164 | refrigerator | 0
Hospitals | New | Energy Star Commercial Glass Door Refrigerator | 0.11965 | 0.10023 |  | 922.8665 | 12 |  | 164 | 164 | refrigerator | 0
Institutional | New | Energy Star Commercial Glass Door Refrigerator | 0.13478 | 0.046356 |  | 922.8665 | 12 |  | 164 | 164 | refrigerator | 0
Lodging/Hospitality | New | Energy Star Commercial Glass Door Refrigerator | 0.11965 | 0.10023 |  | 922.8665 | 12 |  | 164 | 164 | refrigerator | 0
Miscellaneous | New | Energy Star Commercial Glass Door Refrigerator | 0.13478 | 0.046356 |  | 922.8665 | 12 |  | 164 | 164 | refrigerator | 0
Offices | New | Energy Star Commercial Glass Door Refrigerator | 0.13478 | 0.046356 |  | 922.8665 | 12 |  | 164 | 164 | refrigerator | 0
Restaurants | New | Energy Star Commercial Glass Door Refrigerator | 0.11965 | 0.10023 |  | 922.8665 | 12 |  | 164 | 164 | refrigerator | 0
Retail | New | Energy Star Commercial Glass Door Refrigerator | 0.13478 | 0.046356 |  | 922.8665 | 12 |  | 164 | 164 | refrigerator | 0
Schools K-12 | New | Energy Star Commercial Glass Door Refrigerator | 0.11965 | 0.10023 |  | 922.8665 | 12 |  | 164 | 164 | refrigerator | 0
Warehouse | New | Energy Star Commercial Glass Door Refrigerator | 0.13478 | 0.046356 |  | 922.8665 | 12 |  | 164 | 164 | refrigerator | 0
Assembly | Turnover | Energy Star Commercial Solid Door Freezer | 0.37834 | 0.16907 |  | 2533.047 | 12 |  | 166 | 166 | freezer | 0
College and University | Turnover | Energy Star Commercial Solid Door Freezer | 0.32842 | 0.27509 |  | 2533.047 | 12 |  | 166 | 166 | freezer | 0
Grocery | Turnover | Energy Star Commercial Solid Door Freezer | 0.37834 | 0.16907 |  | 2533.047 | 12 |  | 166 | 166 | freezer | 0
Healthcare | Turnover | Energy Star Commercial Solid Door Freezer | 0.32842 | 0.27509 |  | 2533.047 | 12 |  | 166 | 166 | freezer | 0
Hospitals | Turnover | Energy Star Commercial Solid Door Freezer | 0.32842 | 0.27509 |  | 2533.047 | 12 |  | 166 | 166 | freezer | 0
Institutional | Turnover | Energy Star Commercial Solid Door Freezer | 0.37834 | 0.16907 |  | 2533.047 | 12 |  | 166 | 166 | freezer | 0
Lodging/Hospitality | Turnover | Energy Star Commercial Solid Door Freezer | 0.32842 | 0.27509 |  | 2533.047 | 12 |  | 166 | 166 | freezer | 0
Miscellaneous | Turnover | Energy Star Commercial Solid Door Freezer | 0.37834 | 0.16907 |  | 2533.047 | 12 |  | 166 | 166 | freezer | 0
Offices | Turnover | Energy Star Commercial Solid Door Freezer | 0.37834 | 0.16907 |  | 2533.047 | 12 |  | 166 | 166 | freezer | 0
Restaurants | Turnover | Energy Star Commercial Solid Door Freezer | 0.32842 | 0.27509 |  | 2533.047 | 12 |  | 166 | 166 | freezer | 0
Retail | Turnover | Energy Star Commercial Solid Door Freezer | 0.37834 | 0.16907 |  | 2533.047 | 12 |  | 166 | 166 | freezer | 0
Schools K-12 | Turnover | Energy Star Commercial Solid Door Freezer | 0.32842 | 0.27509 |  | 2533.047 | 12 |  | 166 | 166 | freezer | 0
Warehouse | Turnover | Energy Star Commercial Solid Door Freezer | 0.37834 | 0.16907 |  | 2533.047 | 12 |  | 166 | 166 | freezer | 0
Assembly | New | Energy Star Commercial Solid Door Freezer | 0.37834 | 0.16907 |  | 2533.047 | 12 |  | 166 | 166 | freezer | 0
College and University | New | Energy Star Commercial Solid Door Freezer | 0.32842 | 0.27509 |  | 2533.047 | 12 |  | 166 | 166 | freezer | 0
Grocery | New | Energy Star Commercial Solid Door Freezer | 0.37834 | 0.16907 |  | 2533.047 | 12 |  | 166 | 166 | freezer | 0
Healthcare | New | Energy Star Commercial Solid Door Freezer | 0.32842 | 0.27509 |  | 2533.047 | 12 |  | 166 | 166 | freezer | 0
Hospitals | New | Energy Star Commercial Solid Door Freezer | 0.32842 | 0.27509 |  | 2533.047 | 12 |  | 166 | 166 | freezer | 0
Institutional | New | Energy Star Commercial Solid Door Freezer | 0.37834 | 0.16907 |  | 2533.047 | 12 |  | 166 | 166 | freezer | 0
Lodging/Hospitality | New | Energy Star Commercial Solid Door Freezer | 0.32842 | 0.27509 |  | 2533.047 | 12 |  | 166 | 166 | freezer | 0
Miscellaneous | New | Energy Star Commercial Solid Door Freezer | 0.37834 | 0.16907 |  | 2533.047 | 12 |  | 166 | 166 | freezer | 0
Offices | New | Energy Star Commercial Solid Door Freezer | 0.37834 | 0.16907 |  | 2533.047 | 12 |  | 166 | 166 | freezer | 0
Restaurants | New | Energy Star Commercial Solid Door Freezer | 0.32842 | 0.27509 |  | 2533.047 | 12 |  | 166 | 166 | freezer | 0
Retail | New | Energy Star Commercial Solid Door Freezer | 0.37834 | 0.16907 |  | 2533.047 | 12 |  | 166 | 166 | freezer | 0
Schools K-12 | New | Energy Star Commercial Solid Door Freezer | 0.32842 | 0.27509 |  | 2533.047 | 12 |  | 166 | 166 | freezer | 0
Warehouse | New | Energy Star Commercial Solid Door Freezer | 0.37834 | 0.16907 |  | 2533.047 | 12 |  | 166 | 166 | freezer | 0
Assembly | Turnover | Energy Star Commercial Solid Door Refrigerator | 0.12695 | 0.056728 |  | 849.9239 | 12 |  | 164 | 164 | refrigerator | 0
College and University | Turnover | Energy Star Commercial Solid Door Refrigerator | 0.1102 | 0.092304 |  | 849.9239 | 12 |  | 164 | 164 | refrigerator | 0
Grocery | Turnover | Energy Star Commercial Solid Door Refrigerator | 0.12695 | 0.056728 |  | 849.9239 | 12 |  | 164 | 164 | refrigerator | 0
Healthcare | Turnover | Energy Star Commercial Solid Door Refrigerator | 0.1102 | 0.092304 |  | 849.9239 | 12 |  | 164 | 164 | refrigerator | 0
Hospitals | Turnover | Energy Star Commercial Solid Door Refrigerator | 0.1102 | 0.092304 |  | 849.9239 | 12 |  | 164 | 164 | refrigerator | 0
Institutional | Turnover | Energy Star Commercial Solid Door Refrigerator | 0.12695 | 0.056728 |  | 849.9239 | 12 |  | 164 | 164 | refrigerator | 0
Lodging/Hospitality | Turnover | Energy Star Commercial Solid Door Refrigerator | 0.1102 | 0.092304 |  | 849.9239 | 12 |  | 164 | 164 | refrigerator | 0
Miscellaneous | Turnover | Energy Star Commercial Solid Door Refrigerator | 0.12695 | 0.056728 |  | 849.9239 | 12 |  | 164 | 164 | refrigerator | 0
Offices | Turnover | Energy Star Commercial Solid Door Refrigerator | 0.12695 | 0.056728 |  | 849.9239 | 12 |  | 164 | 164 | refrigerator | 0
Restaurants | Turnover | Energy Star Commercial Solid Door Refrigerator | 0.1102 | 0.092304 |  | 849.9239 | 12 |  | 164 | 164 | refrigerator | 0
Retail | Turnover | Energy Star Commercial Solid Door Refrigerator | 0.12695 | 0.056728 |  | 849.9239 | 12 |  | 164 | 164 | refrigerator | 0
Schools K-12 | Turnover | Energy Star Commercial Solid Door Refrigerator | 0.1102 | 0.092304 |  | 849.9239 | 12 |  | 164 | 164 | refrigerator | 0
Warehouse | Turnover | Energy Star Commercial Solid Door Refrigerator | 0.12695 | 0.056728 |  | 849.9239 | 12 |  | 164 | 164 | refrigerator | 0
Assembly | New | Energy Star Commercial Solid Door Refrigerator | 0.12695 | 0.056728 |  | 849.9239 | 12 |  | 164 | 164 | refrigerator | 0
College and University | New | Energy Star Commercial Solid Door Refrigerator | 0.1102 | 0.092304 |  | 849.9239 | 12 |  | 164 | 164 | refrigerator | 0
Grocery | New | Energy Star Commercial Solid Door Refrigerator | 0.12695 | 0.056728 |  | 849.9239 | 12 |  | 164 | 164 | refrigerator | 0
Healthcare | New | Energy Star Commercial Solid Door Refrigerator | 0.1102 | 0.092304 |  | 849.9239 | 12 |  | 164 | 164 | refrigerator | 0
Hospitals | New | Energy Star Commercial Solid Door Refrigerator | 0.1102 | 0.092304 |  | 849.9239 | 12 |  | 164 | 164 | refrigerator | 0
Institutional | New | Energy Star Commercial Solid Door Refrigerator | 0.12695 | 0.056728 |  | 849.9239 | 12 |  | 164 | 164 | refrigerator | 0
Lodging/Hospitality | New | Energy Star Commercial Solid Door Refrigerator | 0.1102 | 0.092304 |  | 849.9239 | 12 |  | 164 | 164 | refrigerator | 0
Miscellaneous | New | Energy Star Commercial Solid Door Refrigerator | 0.12695 | 0.056728 |  | 849.9239 | 12 |  | 164 | 164 | refrigerator | 0
Offices | New | Energy Star Commercial Solid Door Refrigerator | 0.12695 | 0.056728 |  | 849.9239 | 12 |  | 164 | 164 | refrigerator | 0
Restaurants | New | Energy Star Commercial Solid Door Refrigerator | 0.1102 | 0.092304 |  | 849.9239 | 12 |  | 164 | 164 | refrigerator | 0
Retail | New | Energy Star Commercial Solid Door Refrigerator | 0.12695 | 0.056728 |  | 849.9239 | 12 |  | 164 | 164 | refrigerator | 0
Schools K-12 | New | Energy Star Commercial Solid Door Refrigerator | 0.1102 | 0.092304 |  | 849.9239 | 12 |  | 164 | 164 | refrigerator | 0
Warehouse | New | Energy Star Commercial Solid Door Refrigerator | 0.12695 | 0.056728 |  | 849.9239 | 12 |  | 164 | 164 | refrigerator | 0
Assembly | Turnover | Energy Star Ice Maker | 0.036863 | 0.023275 |  | 237.861 | 8 |  | 249 | 249 | ice maker | 0
College and University | Turnover | Energy Star Ice Maker | 0.03084 | 0.025832 |  | 237.861 | 8 |  | 249 | 249 | ice maker | 0
Grocery | Turnover | Energy Star Ice Maker | 0.036863 | 0.023275 |  | 237.861 | 8 |  | 249 | 249 | ice maker | 0
Healthcare | Turnover | Energy Star Ice Maker | 0.03084 | 0.025832 |  | 237.861 | 8 |  | 249 | 249 | ice maker | 0
Hospitals | Turnover | Energy Star Ice Maker | 0.03084 | 0.025832 |  | 237.861 | 8 |  | 249 | 249 | ice maker | 0
Institutional | Turnover | Energy Star Ice Maker | 0.036863 | 0.023275 |  | 237.861 | 8 |  | 249 | 249 | ice maker | 0
Lodging/Hospitality | Turnover | Energy Star Ice Maker | 0.03084 | 0.025832 |  | 237.861 | 8 |  | 249 | 249 | ice maker | 0
Miscellaneous | Turnover | Energy Star Ice Maker | 0.036863 | 0.023275 |  | 237.861 | 8 |  | 249 | 249 | ice maker | 0
Offices | Turnover | Energy Star Ice Maker | 0.036863 | 0.023275 |  | 237.861 | 8 |  | 249 | 249 | ice maker | 0
Restaurants | Turnover | Energy Star Ice Maker | 0.03084 | 0.025832 |  | 237.861 | 8 |  | 249 | 249 | ice maker | 0
Retail | Turnover | Energy Star Ice Maker | 0.036863 | 0.023275 |  | 237.861 | 8 |  | 249 | 249 | ice maker | 0
Schools K-12 | Turnover | Energy Star Ice Maker | 0.03084 | 0.025832 |  | 237.861 | 8 |  | 249 | 249 | ice maker | 0
Warehouse | Turnover | Energy Star Ice Maker | 0.036863 | 0.023275 |  | 237.861 | 8 |  | 249 | 249 | ice maker | 0
Assembly | New | Energy Star Ice Maker | 0.036863 | 0.023275 |  | 237.861 | 8 |  | 249 | 249 | ice maker | 0
College and University | New | Energy Star Ice Maker | 0.03084 | 0.025832 |  | 237.861 | 8 |  | 249 | 249 | ice maker | 0
Grocery | New | Energy Star Ice Maker | 0.036863 | 0.023275 |  | 237.861 | 8 |  | 249 | 249 | ice maker | 0
Healthcare | New | Energy Star Ice Maker | 0.03084 | 0.025832 |  | 237.861 | 8 |  | 249 | 249 | ice maker | 0
Hospitals | New | Energy Star Ice Maker | 0.03084 | 0.025832 |  | 237.861 | 8 |  | 249 | 249 | ice maker | 0
Institutional | New | Energy Star Ice Maker | 0.036863 | 0.023275 |  | 237.861 | 8 |  | 249 | 249 | ice maker | 0
Lodging/Hospitality | New | Energy Star Ice Maker | 0.03084 | 0.025832 |  | 237.861 | 8 |  | 249 | 249 | ice maker | 0
Miscellaneous | New | Energy Star Ice Maker | 0.036863 | 0.023275 |  | 237.861 | 8 |  | 249 | 249 | ice maker | 0
Offices | New | Energy Star Ice Maker | 0.036863 | 0.023275 |  | 237.861 | 8 |  | 249 | 249 | ice maker | 0
Restaurants | New | Energy Star Ice Maker | 0.03084 | 0.025832 |  | 237.861 | 8 |  | 249 | 249 | ice maker | 0
Retail | New | Energy Star Ice Maker | 0.036863 | 0.023275 |  | 237.861 | 8 |  | 249 | 249 | ice maker | 0
Schools K-12 | New | Energy Star Ice Maker | 0.03084 | 0.025832 |  | 237.861 | 8 |  | 249 | 249 | ice maker | 0
Warehouse | New | Energy Star Ice Maker | 0.036863 | 0.023275 |  | 237.861 | 8 |  | 249 | 249 | ice maker | 0
Assembly | Turnover | Energy Star Refrigerator | 0.017577 | 0.01383 |  | 133.5 | 12 |  | 122 | 122 | refrigerator | 0
College and University | Turnover | Energy Star Refrigerator | 0.017577 | 0.01383 |  | 133.5 | 12 |  | 122 | 122 | refrigerator | 0
Grocery | Turnover | Energy Star Refrigerator | 0.017577 | 0.01383 |  | 133.5 | 12 |  | 122 | 122 | refrigerator | 0
Healthcare | Turnover | Energy Star Refrigerator | 0.017577 | 0.01383 |  | 133.5 | 12 |  | 122 | 122 | refrigerator | 0
Hospitals | Turnover | Energy Star Refrigerator | 0.017577 | 0.01383 |  | 133.5 | 12 |  | 122 | 122 | refrigerator | 0
Institutional | Turnover | Energy Star Refrigerator | 0.017577 | 0.01383 |  | 133.5 | 12 |  | 122 | 122 | refrigerator | 0
Lodging/Hospitality | Turnover | Energy Star Refrigerator | 0.017577 | 0.01383 |  | 133.5 | 12 |  | 122 | 122 | refrigerator | 0
Miscellaneous | Turnover | Energy Star Refrigerator | 0.017577 | 0.01383 |  | 133.5 | 12 |  | 122 | 122 | refrigerator | 0
Offices | Turnover | Energy Star Refrigerator | 0.017577 | 0.01383 |  | 133.5 | 12 |  | 122 | 122 | refrigerator | 0
Restaurants | Turnover | Energy Star Refrigerator | 0.017577 | 0.01383 |  | 133.5 | 12 |  | 122 | 122 | refrigerator | 0
Retail | Turnover | Energy Star Refrigerator | 0.017577 | 0.01383 |  | 133.5 | 12 |  | 122 | 122 | refrigerator | 0
Schools K-12 | Turnover | Energy Star Refrigerator | 0.017577 | 0.01383 |  | 133.5 | 12 |  | 122 | 122 | refrigerator | 0
Warehouse | Turnover | Energy Star Refrigerator | 0.017577 | 0.01383 |  | 133.5 | 12 |  | 122 | 122 | refrigerator | 0
Assembly | New | Energy Star Refrigerator | 0.017577 | 0.01383 |  | 133.5 | 12 |  | 122 | 122 | refrigerator | 0
College and University | New | Energy Star Refrigerator | 0.017577 | 0.01383 |  | 133.5 | 12 |  | 122 | 122 | refrigerator | 0
Grocery | New | Energy Star Refrigerator | 0.017577 | 0.01383 |  | 133.5 | 12 |  | 122 | 122 | refrigerator | 0
Healthcare | New | Energy Star Refrigerator | 0.017577 | 0.01383 |  | 133.5 | 12 |  | 122 | 122 | refrigerator | 0
Hospitals | New | Energy Star Refrigerator | 0.017577 | 0.01383 |  | 133.5 | 12 |  | 122 | 122 | refrigerator | 0
Institutional | New | Energy Star Refrigerator | 0.017577 | 0.01383 |  | 133.5 | 12 |  | 122 | 122 | refrigerator | 0
Lodging/Hospitality | New | Energy Star Refrigerator | 0.017577 | 0.01383 |  | 133.5 | 12 |  | 122 | 122 | refrigerator | 0
Miscellaneous | New | Energy Star Refrigerator | 0.017577 | 0.01383 |  | 133.5 | 12 |  | 122 | 122 | refrigerator | 0
Offices | New | Energy Star Refrigerator | 0.017577 | 0.01383 |  | 133.5 | 12 |  | 122 | 122 | refrigerator | 0
Restaurants | New | Energy Star Refrigerator | 0.017577 | 0.01383 |  | 133.5 | 12 |  | 122 | 122 | refrigerator | 0
Retail | New | Energy Star Refrigerator | 0.017577 | 0.01383 |  | 133.5 | 12 |  | 122 | 122 | refrigerator | 0
Schools K-12 | New | Energy Star Refrigerator | 0.017577 | 0.01383 |  | 133.5 | 12 |  | 122 | 122 | refrigerator | 0
Warehouse | New | Energy Star Refrigerator | 0.017577 | 0.01383 |  | 133.5 | 12 |  | 122 | 122 | refrigerator | 0
Assembly | Turnover | Energy Star Vending Machine | 0.082226 | 0.051367 |  | 525.7314 | 14 |  | 500 | 500 | vending machine | 0
College and University | Turnover | Energy Star Vending Machine | 0.082504 | 0.051277 |  | 525.7314 | 14 |  | 500 | 500 | vending machine | 0
Grocery | Turnover | Energy Star Vending Machine | 0.082226 | 0.051367 |  | 525.7314 | 14 |  | 500 | 500 | vending machine | 0
Healthcare | Turnover | Energy Star Vending Machine | 0.082504 | 0.051277 |  | 525.7314 | 14 |  | 500 | 500 | vending machine | 0
Hospitals | Turnover | Energy Star Vending Machine | 0.082504 | 0.051277 |  | 525.7314 | 14 |  | 500 | 500 | vending machine | 0
Institutional | Turnover | Energy Star Vending Machine | 0.082226 | 0.051367 |  | 525.7314 | 14 |  | 500 | 500 | vending machine | 0
Lodging/Hospitality | Turnover | Energy Star Vending Machine | 0.082504 | 0.051277 |  | 525.7314 | 14 |  | 500 | 500 | vending machine | 0
Miscellaneous | Turnover | Energy Star Vending Machine | 0.082226 | 0.051367 |  | 525.7314 | 14 |  | 500 | 500 | vending machine | 0
Offices | Turnover | Energy Star Vending Machine | 0.082226 | 0.051367 |  | 525.7314 | 14 |  | 500 | 500 | vending machine | 0
Restaurants | Turnover | Energy Star Vending Machine | 0.082504 | 0.051277 |  | 525.7314 | 14 |  | 500 | 500 | vending machine | 0
Retail | Turnover | Energy Star Vending Machine | 0.082226 | 0.051367 |  | 525.7314 | 14 |  | 500 | 500 | vending machine | 0
Schools K-12 | Turnover | Energy Star Vending Machine | 0.082504 | 0.051277 |  | 525.7314 | 14 |  | 500 | 500 | vending machine | 0
Warehouse | Turnover | Energy Star Vending Machine | 0.082226 | 0.051367 |  | 525.7314 | 14 |  | 500 | 500 | vending machine | 0
Assembly | New | Energy Star Vending Machine | 0.082226 | 0.051367 |  | 525.7314 | 14 |  | 500 | 500 | vending machine | 0
College and University | New | Energy Star Vending Machine | 0.082504 | 0.051277 |  | 525.7314 | 14 |  | 500 | 500 | vending machine | 0
Grocery | New | Energy Star Vending Machine | 0.082226 | 0.051367 |  | 525.7314 | 14 |  | 500 | 500 | vending machine | 0
Healthcare | New | Energy Star Vending Machine | 0.082504 | 0.051277 |  | 525.7314 | 14 |  | 500 | 500 | vending machine | 0
Hospitals | New | Energy Star Vending Machine | 0.082504 | 0.051277 |  | 525.7314 | 14 |  | 500 | 500 | vending machine | 0
Institutional | New | Energy Star Vending Machine | 0.082226 | 0.051367 |  | 525.7314 | 14 |  | 500 | 500 | vending machine | 0
Lodging/Hospitality | New | Energy Star Vending Machine | 0.082504 | 0.051277 |  | 525.7314 | 14 |  | 500 | 500 | vending machine | 0
Miscellaneous | New | Energy Star Vending Machine | 0.082226 | 0.051367 |  | 525.7314 | 14 |  | 500 | 500 | vending machine | 0
Offices | New | Energy Star Vending Machine | 0.082226 | 0.051367 |  | 525.7314 | 14 |  | 500 | 500 | vending machine | 0
Restaurants | New | Energy Star Vending Machine | 0.082504 | 0.051277 |  | 525.7314 | 14 |  | 500 | 500 | vending machine | 0
Retail | New | Energy Star Vending Machine | 0.082226 | 0.051367 |  | 525.7314 | 14 |  | 500 | 500 | vending machine | 0
Schools K-12 | New | Energy Star Vending Machine | 0.082504 | 0.051277 |  | 525.7314 | 14 |  | 500 | 500 | vending machine | 0
Warehouse | New | Energy Star Vending Machine | 0.082226 | 0.051367 |  | 525.7314 | 14 |  | 500 | 500 | vending machine | 0
Assembly | Turnover | Refrigerated Display Case LED Lighting | 0.024002 | 0.013074 |  | 160.9897 | 8 |  | 55 | 55 | fixture (5 ft lamp) | 0
College and University | Turnover | Refrigerated Display Case LED Lighting | 0.020873 | 0.017484 |  | 160.9897 | 8 |  | 55 | 55 | fixture (5 ft lamp) | 0
Grocery | Turnover | Refrigerated Display Case LED Lighting | 0.024002 | 0.013074 |  | 160.9897 | 8 |  | 55 | 55 | fixture (5 ft lamp) | 0
Healthcare | Turnover | Refrigerated Display Case LED Lighting | 0.020873 | 0.017484 |  | 160.9897 | 8 |  | 55 | 55 | fixture (5 ft lamp) | 0
Hospitals | Turnover | Refrigerated Display Case LED Lighting | 0.020873 | 0.017484 |  | 160.9897 | 8 |  | 55 | 55 | fixture (5 ft lamp) | 0
Institutional | Turnover | Refrigerated Display Case LED Lighting | 0.024002 | 0.013074 |  | 160.9897 | 8 |  | 55 | 55 | fixture (5 ft lamp) | 0
Lodging/Hospitality | Turnover | Refrigerated Display Case LED Lighting | 0.020873 | 0.017484 |  | 160.9897 | 8 |  | 55 | 55 | fixture (5 ft lamp) | 0
Miscellaneous | Turnover | Refrigerated Display Case LED Lighting | 0.024002 | 0.013074 |  | 160.9897 | 8 |  | 55 | 55 | fixture (5 ft lamp) | 0
Offices | Turnover | Refrigerated Display Case LED Lighting | 0.024002 | 0.013074 |  | 160.9897 | 8 |  | 55 | 55 | fixture (5 ft lamp) | 0
Restaurants | Turnover | Refrigerated Display Case LED Lighting | 0.020873 | 0.017484 |  | 160.9897 | 8 |  | 55 | 55 | fixture (5 ft lamp) | 0
Retail | Turnover | Refrigerated Display Case LED Lighting | 0.024002 | 0.013074 |  | 160.9897 | 8 |  | 55 | 55 | fixture (5 ft lamp) | 0
Schools K-12 | Turnover | Refrigerated Display Case LED Lighting | 0.020873 | 0.017484 |  | 160.9897 | 8 |  | 55 | 55 | fixture (5 ft lamp) | 0
Warehouse | Turnover | Refrigerated Display Case LED Lighting | 0.024002 | 0.013074 |  | 160.9897 | 8 |  | 55 | 55 | fixture (5 ft lamp) | 0
Assembly | New | Refrigerated Display Case LED Lighting | 0 | 0 |  | 0 | 8 |  | 55 | 55 | fixture (5 ft lamp) | 0
College and University | New | Refrigerated Display Case LED Lighting | 0 | 0 |  | 0 | 8 |  | 55 | 55 | fixture (5 ft lamp) | 0
Grocery | New | Refrigerated Display Case LED Lighting | 0 | 0 |  | 0 | 8 |  | 55 | 55 | fixture (5 ft lamp) | 0
Healthcare | New | Refrigerated Display Case LED Lighting | 0 | 0 |  | 0 | 8 |  | 55 | 55 | fixture (5 ft lamp) | 0
Hospitals | New | Refrigerated Display Case LED Lighting | 0 | 0 |  | 0 | 8 |  | 55 | 55 | fixture (5 ft lamp) | 0
Institutional | New | Refrigerated Display Case LED Lighting | 0 | 0 |  | 0 | 8 |  | 55 | 55 | fixture (5 ft lamp) | 0
Lodging/Hospitality | New | Refrigerated Display Case LED Lighting | 0 | 0 |  | 0 | 8 |  | 55 | 55 | fixture (5 ft lamp) | 0
Miscellaneous | New | Refrigerated Display Case LED Lighting | 0 | 0 |  | 0 | 8 |  | 55 | 55 | fixture (5 ft lamp) | 0
Offices | New | Refrigerated Display Case LED Lighting | 0 | 0 |  | 0 | 8 |  | 55 | 55 | fixture (5 ft lamp) | 0
Restaurants | New | Refrigerated Display Case LED Lighting | 0 | 0 |  | 0 | 8 |  | 55 | 55 | fixture (5 ft lamp) | 0
Retail | New | Refrigerated Display Case LED Lighting | 0 | 0 |  | 0 | 8 |  | 55 | 55 | fixture (5 ft lamp) | 0
Schools K-12 | New | Refrigerated Display Case LED Lighting | 0 | 0 |  | 0 | 8 |  | 55 | 55 | fixture (5 ft lamp) | 0
Warehouse | New | Refrigerated Display Case LED Lighting | 0 | 0 |  | 0 | 8 |  | 55 | 55 | fixture (5 ft lamp) | 0
Assembly | Turnover | 10HP Open Drip-Proof(ODP) Motor | 0.030596 | 0.007555 |  | 223.1921 | 15 |  | 745.15 | 745.15 | motor (10 hp) | 0
College and University | Turnover | 10HP Open Drip-Proof(ODP) Motor | 0.028938 | 0.024239 |  | 223.1921 | 15 |  | 745.15 | 745.15 | motor (10 hp) | 0
Grocery | Turnover | 10HP Open Drip-Proof(ODP) Motor | 0.030596 | 0.007555 |  | 223.1921 | 15 |  | 745.15 | 745.15 | motor (10 hp) | 0
Healthcare | Turnover | 10HP Open Drip-Proof(ODP) Motor | 0.028938 | 0.024239 |  | 223.1921 | 15 |  | 745.15 | 745.15 | motor (10 hp) | 0
Hospitals | Turnover | 10HP Open Drip-Proof(ODP) Motor | 0.028938 | 0.024239 |  | 223.1921 | 15 |  | 745.15 | 745.15 | motor (10 hp) | 0
Institutional | Turnover | 10HP Open Drip-Proof(ODP) Motor | 0.030596 | 0.007555 |  | 223.1921 | 15 |  | 745.15 | 745.15 | motor (10 hp) | 0
Lodging/Hospitality | Turnover | 10HP Open Drip-Proof(ODP) Motor | 0.028938 | 0.024239 |  | 223.1921 | 15 |  | 745.15 | 745.15 | motor (10 hp) | 0
Miscellaneous | Turnover | 10HP Open Drip-Proof(ODP) Motor | 0.030596 | 0.007555 |  | 223.1921 | 15 |  | 745.15 | 745.15 | motor (10 hp) | 0
Offices | Turnover | 10HP Open Drip-Proof(ODP) Motor | 0.030596 | 0.007555 |  | 223.1921 | 15 |  | 745.15 | 745.15 | motor (10 hp) | 0
Restaurants | Turnover | 10HP Open Drip-Proof(ODP) Motor | 0.028938 | 0.024239 |  | 223.1921 | 15 |  | 745.15 | 745.15 | motor (10 hp) | 0
Retail | Turnover | 10HP Open Drip-Proof(ODP) Motor | 0.030596 | 0.007555 |  | 223.1921 | 15 |  | 745.15 | 745.15 | motor (10 hp) | 0
Schools K-12 | Turnover | 10HP Open Drip-Proof(ODP) Motor | 0.028938 | 0.024239 |  | 223.1921 | 15 |  | 745.15 | 745.15 | motor (10 hp) | 0
Warehouse | Turnover | 10HP Open Drip-Proof(ODP) Motor | 0.030596 | 0.007555 |  | 223.1921 | 15 |  | 745.15 | 745.15 | motor (10 hp) | 0
Assembly | New | 10HP Open Drip-Proof(ODP) Motor | 0.030596 | 0.007555 |  | 223.1921 | 15 |  | 745.15 | 745.15 | motor (10 hp) | 0
College and University | New | 10HP Open Drip-Proof(ODP) Motor | 0.028938 | 0.024239 |  | 223.1921 | 15 |  | 745.15 | 745.15 | motor (10 hp) | 0
Grocery | New | 10HP Open Drip-Proof(ODP) Motor | 0.030596 | 0.007555 |  | 223.1921 | 15 |  | 745.15 | 745.15 | motor (10 hp) | 0
Healthcare | New | 10HP Open Drip-Proof(ODP) Motor | 0.028938 | 0.024239 |  | 223.1921 | 15 |  | 745.15 | 745.15 | motor (10 hp) | 0
Hospitals | New | 10HP Open Drip-Proof(ODP) Motor | 0.028938 | 0.024239 |  | 223.1921 | 15 |  | 745.15 | 745.15 | motor (10 hp) | 0
Institutional | New | 10HP Open Drip-Proof(ODP) Motor | 0.030596 | 0.007555 |  | 223.1921 | 15 |  | 745.15 | 745.15 | motor (10 hp) | 0
Lodging/Hospitality | New | 10HP Open Drip-Proof(ODP) Motor | 0.028938 | 0.024239 |  | 223.1921 | 15 |  | 745.15 | 745.15 | motor (10 hp) | 0
Miscellaneous | New | 10HP Open Drip-Proof(ODP) Motor | 0.030596 | 0.007555 |  | 223.1921 | 15 |  | 745.15 | 745.15 | motor (10 hp) | 0
Offices | New | 10HP Open Drip-Proof(ODP) Motor | 0.030596 | 0.007555 |  | 223.1921 | 15 |  | 745.15 | 745.15 | motor (10 hp) | 0
Restaurants | New | 10HP Open Drip-Proof(ODP) Motor | 0.028938 | 0.024239 |  | 223.1921 | 15 |  | 745.15 | 745.15 | motor (10 hp) | 0
Retail | New | 10HP Open Drip-Proof(ODP) Motor | 0.030596 | 0.007555 |  | 223.1921 | 15 |  | 745.15 | 745.15 | motor (10 hp) | 0
Schools K-12 | New | 10HP Open Drip-Proof(ODP) Motor | 0.028938 | 0.024239 |  | 223.1921 | 15 |  | 745.15 | 745.15 | motor (10 hp) | 0
Warehouse | New | 10HP Open Drip-Proof(ODP) Motor | 0.030596 | 0.007555 |  | 223.1921 | 15 |  | 745.15 | 745.15 | motor (10 hp) | 0
Assembly | Turnover | High Speed Fans | 0.070783 | 0.006484 |  | 508.5618 | 7 |  | 150 | 150 | fan | 0
College and University | Turnover | High Speed Fans | 0.065938 | 0.055231 |  | 508.5618 | 7 |  | 150 | 150 | fan | 0
Grocery | Turnover | High Speed Fans | 0.070783 | 0.006484 |  | 508.5618 | 7 |  | 150 | 150 | fan | 0
Healthcare | Turnover | High Speed Fans | 0.065938 | 0.055231 |  | 508.5618 | 7 |  | 150 | 150 | fan | 0
Hospitals | Turnover | High Speed Fans | 0.065938 | 0.055231 |  | 508.5618 | 7 |  | 150 | 150 | fan | 0
Institutional | Turnover | High Speed Fans | 0.070783 | 0.006484 |  | 508.5618 | 7 |  | 150 | 150 | fan | 0
Lodging/Hospitality | Turnover | High Speed Fans | 0.065938 | 0.055231 |  | 508.5618 | 7 |  | 150 | 150 | fan | 0
Miscellaneous | Turnover | High Speed Fans | 0.070783 | 0.006484 |  | 508.5618 | 7 |  | 150 | 150 | fan | 0
Offices | Turnover | High Speed Fans | 0.070783 | 0.006484 |  | 508.5618 | 7 |  | 150 | 150 | fan | 0
Restaurants | Turnover | High Speed Fans | 0.065938 | 0.055231 |  | 508.5618 | 7 |  | 150 | 150 | fan | 0
Retail | Turnover | High Speed Fans | 0.070783 | 0.006484 |  | 508.5618 | 7 |  | 150 | 150 | fan | 0
Schools K-12 | Turnover | High Speed Fans | 0.065938 | 0.055231 |  | 508.5618 | 7 |  | 150 | 150 | fan | 0
Warehouse | Turnover | High Speed Fans | 0.070783 | 0.006484 |  | 508.5618 | 7 |  | 150 | 150 | fan | 0
Assembly | New | High Speed Fans | 0.070783 | 0.006484 |  | 508.5618 | 7 |  | 150 | 150 | fan | 0
College and University | New | High Speed Fans | 0.065938 | 0.055231 |  | 508.5618 | 7 |  | 150 | 150 | fan | 0
Grocery | New | High Speed Fans | 0.070783 | 0.006484 |  | 508.5618 | 7 |  | 150 | 150 | fan | 0
Healthcare | New | High Speed Fans | 0.065938 | 0.055231 |  | 508.5618 | 7 |  | 150 | 150 | fan | 0
Hospitals | New | High Speed Fans | 0.065938 | 0.055231 |  | 508.5618 | 7 |  | 150 | 150 | fan | 0
Institutional | New | High Speed Fans | 0.070783 | 0.006484 |  | 508.5618 | 7 |  | 150 | 150 | fan | 0
Lodging/Hospitality | New | High Speed Fans | 0.065938 | 0.055231 |  | 508.5618 | 7 |  | 150 | 150 | fan | 0
Miscellaneous | New | High Speed Fans | 0.070783 | 0.006484 |  | 508.5618 | 7 |  | 150 | 150 | fan | 0
Offices | New | High Speed Fans | 0.070783 | 0.006484 |  | 508.5618 | 7 |  | 150 | 150 | fan | 0
Restaurants | New | High Speed Fans | 0.065938 | 0.055231 |  | 508.5618 | 7 |  | 150 | 150 | fan | 0
Retail | New | High Speed Fans | 0.070783 | 0.006484 |  | 508.5618 | 7 |  | 150 | 150 | fan | 0
Schools K-12 | New | High Speed Fans | 0.065938 | 0.055231 |  | 508.5618 | 7 |  | 150 | 150 | fan | 0
Warehouse | New | High Speed Fans | 0.070783 | 0.006484 |  | 508.5618 | 7 |  | 150 | 150 | fan | 0
Assembly | Existing | Drain Water Heat Recovery | 0.22336 | 0.10621 |  | 922.7493 | 15 |  | 7592 | 7592 | system | 1
College and University | Existing | Drain Water Heat Recovery | 2.1673 | 4.8102 |  | 21223.23 | 15 |  | 75920 | 7592 | system | 10
Grocery | Existing | Drain Water Heat Recovery | 0.11154 | 0.77467 |  | 1845.499 | 15 |  | 7592 | 7592 | system | 1
Healthcare | Existing | Drain Water Heat Recovery | 0.29781 | 0.14162 |  | 1230.332 | 15 |  | 7592 | 7592 | system | 1
Hospitals | Existing | Drain Water Heat Recovery | 3.8005 | 8.4354 |  | 37217.55 | 15 |  | 113880 | 7592 | system | 15
Institutional | Existing | Drain Water Heat Recovery | 17.8685 | 8.497 |  | 73819.94 | 15 |  | 189800 | 7592 | system | 25
Lodging/Hospitality | Existing | Drain Water Heat Recovery | 0.53539 | 3.7184 |  | 8858.393 | 15 |  | 22776 | 7592 | system | 3
Miscellaneous | Existing | Drain Water Heat Recovery | 13.4014 | 6.3728 |  | 55364.96 | 15 |  | 151840 | 7592 | system | 20
Offices | Existing | Drain Water Heat Recovery | 1.8613 | 0.88511 |  | 7689.577 | 15 |  | 22776 | 7592 | system | 3
Restaurants | Existing | Drain Water Heat Recovery | 0.1859 | 1.2911 |  | 3075.831 | 15 |  | 15184 | 7592 | system | 2
Retail | Existing | Drain Water Heat Recovery | 0.33127 | 2.3008 |  | 5481.131 | 15 |  | 22776 | 7592 | system | 3
Schools K-12 | Existing | Drain Water Heat Recovery | 0.093067 | 0.044256 |  | 384.4873 | 15 |  | 7592 | 7592 | system | 1
Warehouse | Existing | Drain Water Heat Recovery | 0.44671 | 0.21243 |  | 1845.499 | 15 |  | 7592 | 7592 | system | 1
Assembly | New | Drain Water Heat Recovery | 0.21366 | 0.10161 |  | 882.7147 | 15 |  | 7592 | 7592 | system | 1
College and University | New | Drain Water Heat Recovery | 2.0732 | 4.6015 |  | 20302.44 | 15 |  | 75920 | 7592 | system | 10
Grocery | New | Drain Water Heat Recovery | 0.1067 | 0.74106 |  | 1765.429 | 15 |  | 7592 | 7592 | system | 1
Healthcare | New | Drain Water Heat Recovery | 0.28489 | 0.13547 |  | 1176.953 | 15 |  | 7592 | 7592 | system | 1
Hospitals | New | Drain Water Heat Recovery | 3.6357 | 8.0694 |  | 35602.82 | 15 |  | 113880 | 7592 | system | 15
Institutional | New | Drain Water Heat Recovery | 17.0932 | 8.1284 |  | 70617.17 | 15 |  | 189800 | 7592 | system | 25
Lodging/Hospitality | New | Drain Water Heat Recovery | 0.51216 | 3.5571 |  | 8474.061 | 15 |  | 22776 | 7592 | system | 3
Miscellaneous | New | Drain Water Heat Recovery | 12.8199 | 6.0963 |  | 52962.88 | 15 |  | 151840 | 7592 | system | 20
Offices | New | Drain Water Heat Recovery | 1.7805 | 0.84671 |  | 7355.955 | 15 |  | 22776 | 7592 | system | 3
Restaurants | New | Drain Water Heat Recovery | 0.17783 | 1.2351 |  | 2942.382 | 15 |  | 15184 | 7592 | system | 2
Retail | New | Drain Water Heat Recovery | 0.3169 | 2.201 |  | 5243.325 | 15 |  | 22776 | 7592 | system | 3
Schools K-12 | New | Drain Water Heat Recovery | 0.089029 | 0.042336 |  | 367.8058 | 15 |  | 7592 | 7592 | system | 1
Warehouse | New | Drain Water Heat Recovery | 0.42733 | 0.20321 |  | 1765.429 | 15 |  | 7592 | 7592 | system | 1
Assembly | Existing | Faucet Aerator | 0.05118 | 0.030823 |  | 245.5646 | 10 |  | 19.65 | 6.55 | aerator | 3
College and University | Existing | Faucet Aerator | 0.25657 | 0.6707 |  | 2783.065 | 10 |  | 222.7 | 6.55 | aerator | 34
Grocery | Existing | Faucet Aerator | 0.013033 | 0.11121 |  | 245.5646 | 10 |  | 19.65 | 6.55 | aerator | 3
Healthcare | Existing | Faucet Aerator | 0.05118 | 0.030823 |  | 245.5646 | 10 |  | 19.65 | 6.55 | aerator | 3
Hospitals | Existing | Faucet Aerator | 0.2943 | 0.76934 |  | 3192.339 | 10 |  | 255.45 | 6.55 | aerator | 39
Institutional | Existing | Faucet Aerator | 2.7637 | 1.6644 |  | 13260.49 | 10 |  | 1061.1 | 6.55 | aerator | 162
Lodging/Hospitality | Existing | Faucet Aerator | 0.034753 | 0.29655 |  | 654.8388 | 10 |  | 52.4 | 6.55 | aerator | 8
Miscellaneous | Existing | Faucet Aerator | 0.40944 | 0.24658 |  | 1964.516 | 10 |  | 157.2 | 6.55 | aerator | 24
Offices | Existing | Faucet Aerator | 0.05118 | 0.030823 |  | 245.5646 | 10 |  | 19.65 | 6.55 | aerator | 3
Restaurants | Existing | Faucet Aerator | 0.004344 | 0.037069 |  | 81.8548 | 10 |  | 6.55 | 6.55 | aerator | 1
Retail | Existing | Faucet Aerator | 0.008688 | 0.074138 |  | 163.7097 | 10 |  | 13.1 | 6.55 | aerator | 2
Schools K-12 | Existing | Faucet Aerator | 0.01706 | 0.010274 |  | 81.8548 | 10 |  | 6.55 | 6.55 | aerator | 1
Warehouse | Existing | Faucet Aerator | 0.01706 | 0.010274 |  | 81.8548 | 10 |  | 6.55 | 6.55 | aerator | 1
Assembly | New | Faucet Aerator | 0.05118 | 0.030823 |  | 245.5646 | 10 |  | 19.65 | 6.55 | aerator | 3
College and University | New | Faucet Aerator | 0.25657 | 0.6707 |  | 2783.065 | 10 |  | 222.7 | 6.55 | aerator | 34
Grocery | New | Faucet Aerator | 0.013033 | 0.11121 |  | 245.5646 | 10 |  | 19.65 | 6.55 | aerator | 3
Healthcare | New | Faucet Aerator | 0.05118 | 0.030823 |  | 245.5646 | 10 |  | 19.65 | 6.55 | aerator | 3
Hospitals | New | Faucet Aerator | 0.2943 | 0.76934 |  | 3192.339 | 10 |  | 255.45 | 6.55 | aerator | 39
Institutional | New | Faucet Aerator | 2.7637 | 1.6644 |  | 13260.49 | 10 |  | 1061.1 | 6.55 | aerator | 162
Lodging/Hospitality | New | Faucet Aerator | 0.034753 | 0.29655 |  | 654.8388 | 10 |  | 52.4 | 6.55 | aerator | 8
Miscellaneous | New | Faucet Aerator | 0.40944 | 0.24658 |  | 1964.516 | 10 |  | 157.2 | 6.55 | aerator | 24
Offices | New | Faucet Aerator | 0.05118 | 0.030823 |  | 245.5646 | 10 |  | 19.65 | 6.55 | aerator | 3
Restaurants | New | Faucet Aerator | 0.004344 | 0.037069 |  | 81.8548 | 10 |  | 6.55 | 6.55 | aerator | 1
Retail | New | Faucet Aerator | 0.008688 | 0.074138 |  | 163.7097 | 10 |  | 13.1 | 6.55 | aerator | 2
Schools K-12 | New | Faucet Aerator | 0.01706 | 0.010274 |  | 81.8548 | 10 |  | 6.55 | 6.55 | aerator | 1
Warehouse | New | Faucet Aerator | 0.01706 | 0.010274 |  | 81.8548 | 10 |  | 6.55 | 6.55 | aerator | 1
Assembly | Existing | Hot Water Circulation Pump Control | 0.030962 | 0.032526 |  | 651 | 15 |  | 459 | 459 | pump | 1
College and University | Existing | Hot Water Circulation Pump Control | 0.81071 | 0.81071 |  | 6510 | 15 |  | 4590 | 459 | pump | 10
Grocery | Existing | Hot Water Circulation Pump Control | 0 | 0 |  | 651 | 15 |  | 459 | 459 | pump | 1
Healthcare | Existing | Hot Water Circulation Pump Control | 0.030962 | 0.032526 |  | 651 | 15 |  | 459 | 459 | pump | 1
Hospitals | Existing | Hot Water Circulation Pump Control | 1.2161 | 1.2161 |  | 9765 | 15 |  | 6885 | 459 | pump | 15
Institutional | Existing | Hot Water Circulation Pump Control | 0.77405 | 0.81316 |  | 16275 | 15 |  | 11475 | 459 | pump | 25
Lodging/Hospitality | Existing | Hot Water Circulation Pump Control | 0 | 0 |  | 1953 | 15 |  | 1377 | 459 | pump | 3
Miscellaneous | Existing | Hot Water Circulation Pump Control | 0.61924 | 0.65053 |  | 13020 | 15 |  | 9180 | 459 | pump | 20
Offices | Existing | Hot Water Circulation Pump Control | 0.092886 | 0.097579 |  | 1953 | 15 |  | 1377 | 459 | pump | 3
Restaurants | Existing | Hot Water Circulation Pump Control | 0 | 0 |  | 1302 | 15 |  | 918 | 459 | pump | 2
Retail | Existing | Hot Water Circulation Pump Control | 0 | 0 |  | 1953 | 15 |  | 1377 | 459 | pump | 3
Schools K-12 | Existing | Hot Water Circulation Pump Control | 0.030962 | 0.032526 |  | 651 | 15 |  | 459 | 459 | pump | 1
Warehouse | Existing | Hot Water Circulation Pump Control | 0.030962 | 0.032526 |  | 651 | 15 |  | 459 | 459 | pump | 1
Assembly | New | Hot Water Circulation Pump Control | 0.030962 | 0.032526 |  | 651 | 15 |  | 459 | 459 | pump | 1
College and University | New | Hot Water Circulation Pump Control | 0.81071 | 0.81071 |  | 6510 | 15 |  | 4590 | 459 | pump | 10
Grocery | New | Hot Water Circulation Pump Control | 0 | 0 |  | 651 | 15 |  | 459 | 459 | pump | 1
Healthcare | New | Hot Water Circulation Pump Control | 0.030962 | 0.032526 |  | 651 | 15 |  | 459 | 459 | pump | 1
Hospitals | New | Hot Water Circulation Pump Control | 1.2161 | 1.2161 |  | 9765 | 15 |  | 6885 | 459 | pump | 15
Institutional | New | Hot Water Circulation Pump Control | 0.77405 | 0.81316 |  | 16275 | 15 |  | 11475 | 459 | pump | 25
Lodging/Hospitality | New | Hot Water Circulation Pump Control | 0 | 0 |  | 1953 | 15 |  | 1377 | 459 | pump | 3
Miscellaneous | New | Hot Water Circulation Pump Control | 0.61924 | 0.65053 |  | 13020 | 15 |  | 9180 | 459 | pump | 20
Offices | New | Hot Water Circulation Pump Control | 0.092886 | 0.097579 |  | 1953 | 15 |  | 1377 | 459 | pump | 3
Restaurants | New | Hot Water Circulation Pump Control | 0 | 0 |  | 1302 | 15 |  | 918 | 459 | pump | 2
Retail | New | Hot Water Circulation Pump Control | 0 | 0 |  | 1953 | 15 |  | 1377 | 459 | pump | 3
Schools K-12 | New | Hot Water Circulation Pump Control | 0.030962 | 0.032526 |  | 651 | 15 |  | 459 | 459 | pump | 1
Warehouse | New | Hot Water Circulation Pump Control | 0.030962 | 0.032526 |  | 651 | 15 |  | 459 | 459 | pump | 1
Assembly | Existing | Hot Water Pipe Insulation | 0.15144 | 0.1702 |  | 1355.592 | 13 |  | 180 | 3 | linear ft | 60
College and University | Existing | Hot Water Pipe Insulation | 1.5475 | 1.5475 |  | 13555.92 | 13 |  | 1800 | 3 | linear ft | 600
Grocery | Existing | Hot Water Pipe Insulation | 0.10667 | 0.18442 |  | 1355.592 | 13 |  | 180 | 3 | linear ft | 60
Healthcare | Existing | Hot Water Pipe Insulation | 0.15144 | 0.1702 |  | 1355.592 | 13 |  | 180 | 3 | linear ft | 60
Hospitals | Existing | Hot Water Pipe Insulation | 2.3212 | 2.3212 |  | 20333.88 | 13 |  | 2700 | 3 | linear ft | 900
Institutional | Existing | Hot Water Pipe Insulation | 3.786 | 4.255 |  | 33889.8 | 13 |  | 4500 | 3 | linear ft | 1500
Lodging/Hospitality | Existing | Hot Water Pipe Insulation | 0.32002 | 0.55325 |  | 4066.776 | 13 |  | 540 | 3 | linear ft | 180
Miscellaneous | Existing | Hot Water Pipe Insulation | 3.0288 | 3.404 |  | 27111.84 | 13 |  | 3600 | 3 | linear ft | 1200
Offices | Existing | Hot Water Pipe Insulation | 0.45432 | 0.5106 |  | 4066.776 | 13 |  | 540 | 3 | linear ft | 180
Restaurants | Existing | Hot Water Pipe Insulation | 0.21335 | 0.36883 |  | 2711.184 | 13 |  | 360 | 3 | linear ft | 120
Retail | Existing | Hot Water Pipe Insulation | 0.32002 | 0.55325 |  | 4066.776 | 13 |  | 540 | 3 | linear ft | 180
Schools K-12 | Existing | Hot Water Pipe Insulation | 0.15144 | 0.1702 |  | 1355.592 | 13 |  | 180 | 3 | linear ft | 60
Warehouse | Existing | Hot Water Pipe Insulation | 0.15144 | 0.1702 |  | 1355.592 | 13 |  | 180 | 3 | linear ft | 60
Assembly | New | Hot Water Pipe Insulation | 0.15144 | 0.1702 |  | 1355.592 | 13 |  | 180 | 3 | linear ft | 60
College and University | New | Hot Water Pipe Insulation | 1.5475 | 1.5475 |  | 13555.92 | 13 |  | 1800 | 3 | linear ft | 600
Grocery | New | Hot Water Pipe Insulation | 0.10667 | 0.18442 |  | 1355.592 | 13 |  | 180 | 3 | linear ft | 60
Healthcare | New | Hot Water Pipe Insulation | 0.15144 | 0.1702 |  | 1355.592 | 13 |  | 180 | 3 | linear ft | 60
Hospitals | New | Hot Water Pipe Insulation | 2.3212 | 2.3212 |  | 20333.88 | 13 |  | 2700 | 3 | linear ft | 900
Institutional | New | Hot Water Pipe Insulation | 3.786 | 4.255 |  | 33889.8 | 13 |  | 4500 | 3 | linear ft | 1500
Lodging/Hospitality | New | Hot Water Pipe Insulation | 0.32002 | 0.55325 |  | 4066.776 | 13 |  | 540 | 3 | linear ft | 180
Miscellaneous | New | Hot Water Pipe Insulation | 3.0288 | 3.404 |  | 27111.84 | 13 |  | 3600 | 3 | linear ft | 1200
Offices | New | Hot Water Pipe Insulation | 0.45432 | 0.5106 |  | 4066.776 | 13 |  | 540 | 3 | linear ft | 180
Restaurants | New | Hot Water Pipe Insulation | 0.21335 | 0.36883 |  | 2711.184 | 13 |  | 360 | 3 | linear ft | 120
Retail | New | Hot Water Pipe Insulation | 0.32002 | 0.55325 |  | 4066.776 | 13 |  | 540 | 3 | linear ft | 180
Schools K-12 | New | Hot Water Pipe Insulation | 0.15144 | 0.1702 |  | 1355.592 | 13 |  | 180 | 3 | linear ft | 60
Warehouse | New | Hot Water Pipe Insulation | 0.15144 | 0.1702 |  | 1355.592 | 13 |  | 180 | 3 | linear ft | 60
Assembly | Existing | Low Flow Shower Head | 0.029366 | 0.019532 |  | 173.768 | 10 |  | 12 | 12 | shower head | 1
College and University | Existing | Low Flow Shower Head | 0.47547 | 2.4944 |  | 6776.952 | 10 |  | 468 | 12 | shower head | 39
Grocery | Existing | Low Flow Shower Head | 0.012191 | 0.063959 |  | 173.768 | 10 |  | 12 | 12 | shower head | 1
Healthcare | Existing | Low Flow Shower Head | 0.01602 | 0.041877 |  | 173.768 | 10 |  | 12 | 12 | shower head | 1
Hospitals | Existing | Low Flow Shower Head | 0.41652 | 1.0888 |  | 4517.968 | 10 |  | 312 | 12 | shower head | 26
Institutional | Existing | Low Flow Shower Head | 0.64604 | 0.4297 |  | 3822.896 | 10 |  | 264 | 12 | shower head | 22
Lodging/Hospitality | Existing | Low Flow Shower Head | 0.10115 | 0.86313 |  | 1911.448 | 10 |  | 132 | 12 | shower head | 11
Miscellaneous | Existing | Low Flow Shower Head | 0.49922 | 0.33204 |  | 2954.056 | 10 |  | 204 | 12 | shower head | 17
Offices | Existing | Low Flow Shower Head | 0.058731 | 0.039063 |  | 347.536 | 10 |  | 24 | 12 | shower head | 2
Restaurants | Existing | Low Flow Shower Head | 0.012191 | 0.063959 |  | 173.768 | 10 |  | 12 | 12 | shower head | 1
Retail | Existing | Low Flow Shower Head | 0.024383 | 0.12792 |  | 347.536 | 10 |  | 24 | 12 | shower head | 2
Schools K-12 | Existing | Low Flow Shower Head | 0.029366 | 0.019532 |  | 173.768 | 10 |  | 12 | 12 | shower head | 1
Warehouse | Existing | Low Flow Shower Head | 0.029366 | 0.019532 |  | 173.768 | 10 |  | 12 | 12 | shower head | 1
Assembly | New | Low Flow Shower Head | 0.029366 | 0.019532 |  | 173.768 | 10 |  | 12 | 12 | shower head | 1
College and University | New | Low Flow Shower Head | 0.47547 | 2.4944 |  | 6776.952 | 10 |  | 468 | 12 | shower head | 39
Grocery | New | Low Flow Shower Head | 0.012191 | 0.063959 |  | 173.768 | 10 |  | 12 | 12 | shower head | 1
Healthcare | New | Low Flow Shower Head | 0.01602 | 0.041877 |  | 173.768 | 10 |  | 12 | 12 | shower head | 1
Hospitals | New | Low Flow Shower Head | 0.41652 | 1.0888 |  | 4517.968 | 10 |  | 312 | 12 | shower head | 26
Institutional | New | Low Flow Shower Head | 0.64604 | 0.4297 |  | 3822.896 | 10 |  | 264 | 12 | shower head | 22
Lodging/Hospitality | New | Low Flow Shower Head | 0.10115 | 0.86313 |  | 1911.448 | 10 |  | 132 | 12 | shower head | 11
Miscellaneous | New | Low Flow Shower Head | 0.49922 | 0.33204 |  | 2954.056 | 10 |  | 204 | 12 | shower head | 17
Offices | New | Low Flow Shower Head | 0.058731 | 0.039063 |  | 347.536 | 10 |  | 24 | 12 | shower head | 2
Restaurants | New | Low Flow Shower Head | 0.012191 | 0.063959 |  | 173.768 | 10 |  | 12 | 12 | shower head | 1
Retail | New | Low Flow Shower Head | 0.024383 | 0.12792 |  | 347.536 | 10 |  | 24 | 12 | shower head | 2
Schools K-12 | New | Low Flow Shower Head | 0.029366 | 0.019532 |  | 173.768 | 10 |  | 12 | 12 | shower head | 1
Warehouse | New | Low Flow Shower Head | 0.029366 | 0.019532 |  | 173.768 | 10 |  | 12 | 12 | shower head | 1
Assembly | Existing | Low-Flow Pre-Rinse Sprayers | 0.20853 | 0.54512 |  | 2261.974 | 5 |  | 185.8 | 92.9 | sprayer | 2
College and University | Existing | Low-Flow Pre-Rinse Sprayers | 0.20853 | 0.54512 |  | 2261.974 | 5 |  | 185.8 | 92.9 | sprayer | 2
Grocery | Existing | Low-Flow Pre-Rinse Sprayers | 0.20853 | 0.54512 |  | 2261.974 | 5 |  | 185.8 | 92.9 | sprayer | 2
Healthcare | Existing | Low-Flow Pre-Rinse Sprayers | 0.20853 | 0.54512 |  | 2261.974 | 5 |  | 185.8 | 92.9 | sprayer | 2
Hospitals | Existing | Low-Flow Pre-Rinse Sprayers | 0.20853 | 0.54512 |  | 2261.974 | 5 |  | 185.8 | 92.9 | sprayer | 2
Institutional | Existing | Low-Flow Pre-Rinse Sprayers | 0.20853 | 0.54512 |  | 2261.974 | 5 |  | 185.8 | 92.9 | sprayer | 2
Lodging/Hospitality | Existing | Low-Flow Pre-Rinse Sprayers | 0.12005 | 1.0244 |  | 2261.974 | 5 |  | 185.8 | 92.9 | sprayer | 2
Miscellaneous | Existing | Low-Flow Pre-Rinse Sprayers | 0.20853 | 0.54512 |  | 2261.974 | 5 |  | 185.8 | 92.9 | sprayer | 2
Offices | Existing | Low-Flow Pre-Rinse Sprayers | 0.20853 | 0.54512 |  | 2261.974 | 5 |  | 185.8 | 92.9 | sprayer | 2
Restaurants | Existing | Low-Flow Pre-Rinse Sprayers | 0.35603 | 0.19768 |  | 2261.974 | 5 |  | 185.8 | 92.9 | sprayer | 2
Retail | Existing | Low-Flow Pre-Rinse Sprayers | 0.20853 | 0.54512 |  | 2261.974 | 5 |  | 185.8 | 92.9 | sprayer | 2
Schools K-12 | Existing | Low-Flow Pre-Rinse Sprayers | 0.10427 | 0.27256 |  | 1130.987 | 5 |  | 92.9 | 92.9 | sprayer | 1
Warehouse | Existing | Low-Flow Pre-Rinse Sprayers | 0.20853 | 0.54512 |  | 2261.974 | 5 |  | 185.8 | 92.9 | sprayer | 2
Assembly | New | Low-Flow Pre-Rinse Sprayers | 0.20853 | 0.54512 |  | 2261.974 | 5 |  | 185.8 | 92.9 | sprayer | 2
College and University | New | Low-Flow Pre-Rinse Sprayers | 0.20853 | 0.54512 |  | 2261.974 | 5 |  | 185.8 | 92.9 | sprayer | 2
Grocery | New | Low-Flow Pre-Rinse Sprayers | 0.20853 | 0.54512 |  | 2261.974 | 5 |  | 185.8 | 92.9 | sprayer | 2
Healthcare | New | Low-Flow Pre-Rinse Sprayers | 0.20853 | 0.54512 |  | 2261.974 | 5 |  | 185.8 | 92.9 | sprayer | 2
Hospitals | New | Low-Flow Pre-Rinse Sprayers | 0.20853 | 0.54512 |  | 2261.974 | 5 |  | 185.8 | 92.9 | sprayer | 2
Institutional | New | Low-Flow Pre-Rinse Sprayers | 0.20853 | 0.54512 |  | 2261.974 | 5 |  | 185.8 | 92.9 | sprayer | 2
Lodging/Hospitality | New | Low-Flow Pre-Rinse Sprayers | 0.12005 | 1.0244 |  | 2261.974 | 5 |  | 185.8 | 92.9 | sprayer | 2
Miscellaneous | New | Low-Flow Pre-Rinse Sprayers | 0.20853 | 0.54512 |  | 2261.974 | 5 |  | 185.8 | 92.9 | sprayer | 2
Offices | New | Low-Flow Pre-Rinse Sprayers | 0.20853 | 0.54512 |  | 2261.974 | 5 |  | 185.8 | 92.9 | sprayer | 2
Restaurants | New | Low-Flow Pre-Rinse Sprayers | 0.35603 | 0.19768 |  | 2261.974 | 5 |  | 185.8 | 92.9 | sprayer | 2
Retail | New | Low-Flow Pre-Rinse Sprayers | 0.20853 | 0.54512 |  | 2261.974 | 5 |  | 185.8 | 92.9 | sprayer | 2
Schools K-12 | New | Low-Flow Pre-Rinse Sprayers | 0.10427 | 0.27256 |  | 1130.987 | 5 |  | 92.9 | 92.9 | sprayer | 1
Warehouse | New | Low-Flow Pre-Rinse Sprayers | 0.20853 | 0.54512 |  | 2261.974 | 5 |  | 185.8 | 92.9 | sprayer | 2
Assembly | Existing | Tank Wrap on Water Heater | 0.026439 | 0.026975 |  | 263.9459 | 7 |  | 167.92 | 167.92 | blanket | 1
College and University | Existing | Tank Wrap on Water Heater | 0.26439 | 0.26975 |  | 2639.459 | 7 |  | 1679.2 | 167.92 | blanket | 10
Grocery | Existing | Tank Wrap on Water Heater | 0.026439 | 0.026975 |  | 263.9459 | 7 |  | 167.92 | 167.92 | blanket | 1
Healthcare | Existing | Tank Wrap on Water Heater | 0.026439 | 0.026975 |  | 263.9459 | 7 |  | 167.92 | 167.92 | blanket | 1
Hospitals | Existing | Tank Wrap on Water Heater | 0.39659 | 0.40463 |  | 3959.189 | 7 |  | 2518.8 | 167.92 | blanket | 15
Institutional | Existing | Tank Wrap on Water Heater | 0.66098 | 0.67439 |  | 6598.648 | 7 |  | 4198 | 167.92 | blanket | 25
Lodging/Hospitality | Existing | Tank Wrap on Water Heater | 0.079318 | 0.080926 |  | 791.8378 | 7 |  | 503.76 | 167.92 | blanket | 3
Miscellaneous | Existing | Tank Wrap on Water Heater | 0.52878 | 0.53951 |  | 5278.919 | 7 |  | 3358.4 | 167.92 | blanket | 20
Offices | Existing | Tank Wrap on Water Heater | 0.079318 | 0.080926 |  | 791.8378 | 7 |  | 503.76 | 167.92 | blanket | 3
Restaurants | Existing | Tank Wrap on Water Heater | 0.052878 | 0.053951 |  | 527.8919 | 7 |  | 335.84 | 167.92 | blanket | 2
Retail | Existing | Tank Wrap on Water Heater | 0.079318 | 0.080926 |  | 791.8378 | 7 |  | 503.76 | 167.92 | blanket | 3
Schools K-12 | Existing | Tank Wrap on Water Heater | 0.026439 | 0.026975 |  | 263.9459 | 7 |  | 167.92 | 167.92 | blanket | 1
Warehouse | Existing | Tank Wrap on Water Heater | 0.026439 | 0.026975 |  | 263.9459 | 7 |  | 167.92 | 167.92 | blanket | 1
Assembly | New | Tank Wrap on Water Heater | 0.025292 | 0.025805 |  | 252.4943 | 7 |  | 167.92 | 167.92 | blanket | 1
College and University | New | Tank Wrap on Water Heater | 0.25292 | 0.25805 |  | 2524.943 | 7 |  | 1679.2 | 167.92 | blanket | 10
Grocery | New | Tank Wrap on Water Heater | 0.025292 | 0.025805 |  | 252.4943 | 7 |  | 167.92 | 167.92 | blanket | 1
Healthcare | New | Tank Wrap on Water Heater | 0.025292 | 0.025805 |  | 252.4943 | 7 |  | 167.92 | 167.92 | blanket | 1
Hospitals | New | Tank Wrap on Water Heater | 0.37938 | 0.38708 |  | 3787.415 | 7 |  | 2518.8 | 167.92 | blanket | 15
Institutional | New | Tank Wrap on Water Heater | 0.6323 | 0.64513 |  | 6312.358 | 7 |  | 4198 | 167.92 | blanket | 25
Lodging/Hospitality | New | Tank Wrap on Water Heater | 0.075876 | 0.077415 |  | 757.4829 | 7 |  | 503.76 | 167.92 | blanket | 3
Miscellaneous | New | Tank Wrap on Water Heater | 0.50584 | 0.5161 |  | 5049.886 | 7 |  | 3358.4 | 167.92 | blanket | 20
Offices | New | Tank Wrap on Water Heater | 0.075876 | 0.077415 |  | 757.4829 | 7 |  | 503.76 | 167.92 | blanket | 3
Restaurants | New | Tank Wrap on Water Heater | 0.050584 | 0.05161 |  | 504.9886 | 7 |  | 335.84 | 167.92 | blanket | 2
Retail | New | Tank Wrap on Water Heater | 0.075876 | 0.077415 |  | 757.4829 | 7 |  | 503.76 | 167.92 | blanket | 3
Schools K-12 | New | Tank Wrap on Water Heater | 0.025292 | 0.025805 |  | 252.4943 | 7 |  | 167.92 | 167.92 | blanket | 1
Warehouse | New | Tank Wrap on Water Heater | 0.025292 | 0.025805 |  | 252.4943 | 7 |  | 167.92 | 167.92 | blanket | 1
Assembly | Existing | Thermostatic Shower Restriction Valve | 0.14494 | 0.096401 |  | 857.6505 | 10 |  | 29.95 | 29.95 | unit | 1
College and University | Existing | Thermostatic Shower Restriction Valve | 2.3467 | 12.3114 |  | 33448.37 | 10 |  | 1168.05 | 29.95 | unit | 39
Grocery | Existing | Thermostatic Shower Restriction Valve | 0.060172 | 0.31568 |  | 857.6505 | 10 |  | 29.95 | 29.95 | unit | 1
Healthcare | Existing | Thermostatic Shower Restriction Valve | 0.079067 | 0.20669 |  | 857.6505 | 10 |  | 29.95 | 29.95 | unit | 1
Hospitals | Existing | Thermostatic Shower Restriction Valve | 2.0558 | 5.3739 |  | 22298.91 | 10 |  | 778.7 | 29.95 | unit | 26
Institutional | Existing | Thermostatic Shower Restriction Valve | 3.1886 | 2.1208 |  | 18868.31 | 10 |  | 658.9 | 29.95 | unit | 22
Lodging/Hospitality | Existing | Thermostatic Shower Restriction Valve | 0.49923 | 4.2601 |  | 9434.155 | 10 |  | 329.45 | 29.95 | unit | 11
Miscellaneous | Existing | Thermostatic Shower Restriction Valve | 2.4639 | 1.6388 |  | 14580.06 | 10 |  | 509.15 | 29.95 | unit | 17
Offices | Existing | Thermostatic Shower Restriction Valve | 0.28987 | 0.1928 |  | 1715.301 | 10 |  | 59.9 | 29.95 | unit | 2
Restaurants | Existing | Thermostatic Shower Restriction Valve | 0.060172 | 0.31568 |  | 857.6505 | 10 |  | 29.95 | 29.95 | unit | 1
Retail | Existing | Thermostatic Shower Restriction Valve | 0.12034 | 0.63135 |  | 1715.301 | 10 |  | 59.9 | 29.95 | unit | 2
Schools K-12 | Existing | Thermostatic Shower Restriction Valve | 0.14494 | 0.096401 |  | 857.6505 | 10 |  | 29.95 | 29.95 | unit | 1
Warehouse | Existing | Thermostatic Shower Restriction Valve | 0.14494 | 0.096401 |  | 857.6505 | 10 |  | 29.95 | 29.95 | unit | 1
Assembly | New | Thermostatic Shower Restriction Valve | 0.14494 | 0.096401 |  | 857.6505 | 10 |  | 29.95 | 29.95 | unit | 1
College and University | New | Thermostatic Shower Restriction Valve | 2.3467 | 12.3114 |  | 33448.37 | 10 |  | 1168.05 | 29.95 | unit | 39
Grocery | New | Thermostatic Shower Restriction Valve | 0.060172 | 0.31568 |  | 857.6505 | 10 |  | 29.95 | 29.95 | unit | 1
Healthcare | New | Thermostatic Shower Restriction Valve | 0.079067 | 0.20669 |  | 857.6505 | 10 |  | 29.95 | 29.95 | unit | 1
Hospitals | New | Thermostatic Shower Restriction Valve | 2.0558 | 5.3739 |  | 22298.91 | 10 |  | 778.7 | 29.95 | unit | 26
Institutional | New | Thermostatic Shower Restriction Valve | 3.1886 | 2.1208 |  | 18868.31 | 10 |  | 658.9 | 29.95 | unit | 22
Lodging/Hospitality | New | Thermostatic Shower Restriction Valve | 0.49923 | 4.2601 |  | 9434.155 | 10 |  | 329.45 | 29.95 | unit | 11
Miscellaneous | New | Thermostatic Shower Restriction Valve | 2.4639 | 1.6388 |  | 14580.06 | 10 |  | 509.15 | 29.95 | unit | 17
Offices | New | Thermostatic Shower Restriction Valve | 0.28987 | 0.1928 |  | 1715.301 | 10 |  | 59.9 | 29.95 | unit | 2
Restaurants | New | Thermostatic Shower Restriction Valve | 0.060172 | 0.31568 |  | 857.6505 | 10 |  | 29.95 | 29.95 | unit | 1
Retail | New | Thermostatic Shower Restriction Valve | 0.12034 | 0.63135 |  | 1715.301 | 10 |  | 59.9 | 29.95 | unit | 2
Schools K-12 | New | Thermostatic Shower Restriction Valve | 0.14494 | 0.096401 |  | 857.6505 | 10 |  | 29.95 | 29.95 | unit | 1
Warehouse | New | Thermostatic Shower Restriction Valve | 0.14494 | 0.096401 |  | 857.6505 | 10 |  | 29.95 | 29.95 | unit | 1
Assembly | Existing | Bi-Level Lighting Control (Exterior) | 0 | 0 |  | 1357.8 | 9 |  | 399 | 399 | 500-watts controlled | 0
College and University | Existing | Bi-Level Lighting Control (Exterior) | 0 | 0 |  | 1357.8 | 9 |  | 399 | 399 | 500-watts controlled | 0
Grocery | Existing | Bi-Level Lighting Control (Exterior) | 0 | 0 |  | 1357.8 | 9 |  | 399 | 399 | 500-watts controlled | 0
Healthcare | Existing | Bi-Level Lighting Control (Exterior) | 0 | 0 |  | 1357.8 | 9 |  | 399 | 399 | 500-watts controlled | 0
Hospitals | Existing | Bi-Level Lighting Control (Exterior) | 0 | 0 |  | 1357.8 | 9 |  | 399 | 399 | 500-watts controlled | 0
Institutional | Existing | Bi-Level Lighting Control (Exterior) | 0 | 0 |  | 1357.8 | 9 |  | 399 | 399 | 500-watts controlled | 0
Lodging/Hospitality | Existing | Bi-Level Lighting Control (Exterior) | 0 | 0 |  | 1357.8 | 9 |  | 399 | 399 | 500-watts controlled | 0
Miscellaneous | Existing | Bi-Level Lighting Control (Exterior) | 0 | 0 |  | 1357.8 | 9 |  | 399 | 399 | 500-watts controlled | 0
Offices | Existing | Bi-Level Lighting Control (Exterior) | 0 | 0 |  | 1357.8 | 9 |  | 399 | 399 | 500-watts controlled | 0
Restaurants | Existing | Bi-Level Lighting Control (Exterior) | 0 | 0 |  | 1357.8 | 9 |  | 399 | 399 | 500-watts controlled | 0
Retail | Existing | Bi-Level Lighting Control (Exterior) | 0 | 0 |  | 1357.8 | 9 |  | 399 | 399 | 500-watts controlled | 0
Schools K-12 | Existing | Bi-Level Lighting Control (Exterior) | 0 | 0 |  | 1357.8 | 9 |  | 399 | 399 | 500-watts controlled | 0
Warehouse | Existing | Bi-Level Lighting Control (Exterior) | 0 | 0 |  | 1357.8 | 9 |  | 399 | 399 | 500-watts controlled | 0
Assembly | New | Bi-Level Lighting Control (Exterior) | 0 | 0 |  | 1357.8 | 9 |  | 399 | 399 | 500-watts controlled | 0
College and University | New | Bi-Level Lighting Control (Exterior) | 0 | 0 |  | 1357.8 | 9 |  | 399 | 399 | 500-watts controlled | 0
Grocery | New | Bi-Level Lighting Control (Exterior) | 0 | 0 |  | 1357.8 | 9 |  | 399 | 399 | 500-watts controlled | 0
Healthcare | New | Bi-Level Lighting Control (Exterior) | 0 | 0 |  | 1357.8 | 9 |  | 399 | 399 | 500-watts controlled | 0
Hospitals | New | Bi-Level Lighting Control (Exterior) | 0 | 0 |  | 1357.8 | 9 |  | 399 | 399 | 500-watts controlled | 0
Institutional | New | Bi-Level Lighting Control (Exterior) | 0 | 0 |  | 1357.8 | 9 |  | 399 | 399 | 500-watts controlled | 0
Lodging/Hospitality | New | Bi-Level Lighting Control (Exterior) | 0 | 0 |  | 1357.8 | 9 |  | 399 | 399 | 500-watts controlled | 0
Miscellaneous | New | Bi-Level Lighting Control (Exterior) | 0 | 0 |  | 1357.8 | 9 |  | 399 | 399 | 500-watts controlled | 0
Offices | New | Bi-Level Lighting Control (Exterior) | 0 | 0 |  | 1357.8 | 9 |  | 399 | 399 | 500-watts controlled | 0
Restaurants | New | Bi-Level Lighting Control (Exterior) | 0 | 0 |  | 1357.8 | 9 |  | 399 | 399 | 500-watts controlled | 0
Retail | New | Bi-Level Lighting Control (Exterior) | 0 | 0 |  | 1357.8 | 9 |  | 399 | 399 | 500-watts controlled | 0
Schools K-12 | New | Bi-Level Lighting Control (Exterior) | 0 | 0 |  | 1357.8 | 9 |  | 399 | 399 | 500-watts controlled | 0
Warehouse | New | Bi-Level Lighting Control (Exterior) | 0 | 0 |  | 1357.8 | 9 |  | 399 | 399 | 500-watts controlled | 0
Assembly | Existing | Outdoor Lighting Controls | 0 | 0 |  | 562.52 | 8 |  | 130 | 130 | 500-watts controlled | 0
College and University | Existing | Outdoor Lighting Controls | 0 | 0 |  | 562.52 | 8 |  | 130 | 130 | 500-watts controlled | 0
Grocery | Existing | Outdoor Lighting Controls | 0 | 0 |  | 562.52 | 8 |  | 130 | 130 | 500-watts controlled | 0
Healthcare | Existing | Outdoor Lighting Controls | 0 | 0 |  | 562.52 | 8 |  | 130 | 130 | 500-watts controlled | 0
Hospitals | Existing | Outdoor Lighting Controls | 0 | 0 |  | 562.52 | 8 |  | 130 | 130 | 500-watts controlled | 0
Institutional | Existing | Outdoor Lighting Controls | 0 | 0 |  | 562.52 | 8 |  | 130 | 130 | 500-watts controlled | 0
Lodging/Hospitality | Existing | Outdoor Lighting Controls | 0 | 0 |  | 562.52 | 8 |  | 130 | 130 | 500-watts controlled | 0
Miscellaneous | Existing | Outdoor Lighting Controls | 0 | 0 |  | 562.52 | 8 |  | 130 | 130 | 500-watts controlled | 0
Offices | Existing | Outdoor Lighting Controls | 0 | 0 |  | 562.52 | 8 |  | 130 | 130 | 500-watts controlled | 0
Restaurants | Existing | Outdoor Lighting Controls | 0 | 0 |  | 562.52 | 8 |  | 130 | 130 | 500-watts controlled | 0
Retail | Existing | Outdoor Lighting Controls | 0 | 0 |  | 562.52 | 8 |  | 130 | 130 | 500-watts controlled | 0
Schools K-12 | Existing | Outdoor Lighting Controls | 0 | 0 |  | 562.52 | 8 |  | 130 | 130 | 500-watts controlled | 0
Warehouse | Existing | Outdoor Lighting Controls | 0 | 0 |  | 562.52 | 8 |  | 130 | 130 | 500-watts controlled | 0
Assembly | New | Outdoor Lighting Controls | 0 | 0 |  | 562.52 | 8 |  | 130 | 130 | 500-watts controlled | 0
College and University | New | Outdoor Lighting Controls | 0 | 0 |  | 562.52 | 8 |  | 130 | 130 | 500-watts controlled | 0
Grocery | New | Outdoor Lighting Controls | 0 | 0 |  | 562.52 | 8 |  | 130 | 130 | 500-watts controlled | 0
Healthcare | New | Outdoor Lighting Controls | 0 | 0 |  | 562.52 | 8 |  | 130 | 130 | 500-watts controlled | 0
Hospitals | New | Outdoor Lighting Controls | 0 | 0 |  | 562.52 | 8 |  | 130 | 130 | 500-watts controlled | 0
Institutional | New | Outdoor Lighting Controls | 0 | 0 |  | 562.52 | 8 |  | 130 | 130 | 500-watts controlled | 0
Lodging/Hospitality | New | Outdoor Lighting Controls | 0 | 0 |  | 562.52 | 8 |  | 130 | 130 | 500-watts controlled | 0
Miscellaneous | New | Outdoor Lighting Controls | 0 | 0 |  | 562.52 | 8 |  | 130 | 130 | 500-watts controlled | 0
Offices | New | Outdoor Lighting Controls | 0 | 0 |  | 562.52 | 8 |  | 130 | 130 | 500-watts controlled | 0
Restaurants | New | Outdoor Lighting Controls | 0 | 0 |  | 562.52 | 8 |  | 130 | 130 | 500-watts controlled | 0
Retail | New | Outdoor Lighting Controls | 0 | 0 |  | 562.52 | 8 |  | 130 | 130 | 500-watts controlled | 0
Schools K-12 | New | Outdoor Lighting Controls | 0 | 0 |  | 562.52 | 8 |  | 130 | 130 | 500-watts controlled | 0
Warehouse | New | Outdoor Lighting Controls | 0 | 0 |  | 562.52 | 8 |  | 130 | 130 | 500-watts controlled | 0
Assembly | Existing | Air Curtains | 0.011723 | 0.003229 |  | 81.081 | 8 |  | 3600 | 3600 | door | 0
College and University | Existing | Air Curtains | 0.010513 | 0.008806 |  | 81.081 | 8 |  | 3600 | 3600 | door | 0
Grocery | Existing | Air Curtains | 0.011723 | 0.003229 |  | 81.081 | 8 |  | 3600 | 3600 | door | 0
Healthcare | Existing | Air Curtains | 0.010513 | 0.008806 |  | 81.081 | 8 |  | 3600 | 3600 | door | 0
Hospitals | Existing | Air Curtains | 0.010513 | 0.008806 |  | 81.081 | 8 |  | 3600 | 3600 | door | 0
Institutional | Existing | Air Curtains | 0.011723 | 0.003229 |  | 81.081 | 8 |  | 3600 | 3600 | door | 0
Lodging/Hospitality | Existing | Air Curtains | 0.010513 | 0.008806 |  | 81.081 | 8 |  | 3600 | 3600 | door | 0
Miscellaneous | Existing | Air Curtains | 0.011723 | 0.003229 |  | 81.081 | 8 |  | 3600 | 3600 | door | 0
Offices | Existing | Air Curtains | 0.011723 | 0.003229 |  | 81.081 | 8 |  | 3600 | 3600 | door | 0
Restaurants | Existing | Air Curtains | 0.010513 | 0.008806 |  | 81.081 | 8 |  | 3600 | 3600 | door | 0
Retail | Existing | Air Curtains | 0.011723 | 0.003229 |  | 81.081 | 8 |  | 3600 | 3600 | door | 0
Schools K-12 | Existing | Air Curtains | 0.010513 | 0.008806 |  | 81.081 | 8 |  | 3600 | 3600 | door | 0
Warehouse | Existing | Air Curtains | 0.011723 | 0.003229 |  | 81.081 | 8 |  | 3600 | 3600 | door | 0
Assembly | New | Air Curtains | 0.011723 | 0.003229 |  | 81.081 | 8 |  | 3600 | 3600 | door | 0
College and University | New | Air Curtains | 0.010513 | 0.008806 |  | 81.081 | 8 |  | 3600 | 3600 | door | 0
Grocery | New | Air Curtains | 0.011723 | 0.003229 |  | 81.081 | 8 |  | 3600 | 3600 | door | 0
Healthcare | New | Air Curtains | 0.010513 | 0.008806 |  | 81.081 | 8 |  | 3600 | 3600 | door | 0
Hospitals | New | Air Curtains | 0.010513 | 0.008806 |  | 81.081 | 8 |  | 3600 | 3600 | door | 0
Institutional | New | Air Curtains | 0.011723 | 0.003229 |  | 81.081 | 8 |  | 3600 | 3600 | door | 0
Lodging/Hospitality | New | Air Curtains | 0.010513 | 0.008806 |  | 81.081 | 8 |  | 3600 | 3600 | door | 0
Miscellaneous | New | Air Curtains | 0.011723 | 0.003229 |  | 81.081 | 8 |  | 3600 | 3600 | door | 0
Offices | New | Air Curtains | 0.011723 | 0.003229 |  | 81.081 | 8 |  | 3600 | 3600 | door | 0
Restaurants | New | Air Curtains | 0.010513 | 0.008806 |  | 81.081 | 8 |  | 3600 | 3600 | door | 0
Retail | New | Air Curtains | 0.011723 | 0.003229 |  | 81.081 | 8 |  | 3600 | 3600 | door | 0
Schools K-12 | New | Air Curtains | 0.010513 | 0.008806 |  | 81.081 | 8 |  | 3600 | 3600 | door | 0
Warehouse | New | Air Curtains | 0.011723 | 0.003229 |  | 81.081 | 8 |  | 3600 | 3600 | door | 0
Assembly | Existing | Airside Economizer | -0.46324 | 2.04e-05 |  | 2253.231 | 10 |  | 55.8035 | 144.6333 | ton | 0.38583
College and University | Existing | Airside Economizer | -1.6012 | 1.8007 |  | 13457.66 | 10 |  | 333.2922 | 144.6333 | ton | 2.3044
Grocery | Existing | Airside Economizer | -1.2116 | 0.036509 |  | 5424.873 | 10 |  | 134.3523 | 144.6333 | ton | 0.92892
Healthcare | Existing | Airside Economizer | -1.9468 | 8.59e-05 |  | 9469.139 | 10 |  | 234.5125 | 144.6333 | ton | 1.6214
Hospitals | Existing | Airside Economizer | -11.7391 | 13.202 |  | 98666.94 | 10 |  | 2443.584 | 144.6333 | ton | 16.895
Institutional | Existing | Airside Economizer | -2.2505 | 9.93e-05 |  | 10946.43 | 10 |  | 271.099 | 144.6333 | ton | 1.8744
Lodging/Hospitality | Existing | Airside Economizer | -2.0055 | 0.060432 |  | 8979.614 | 10 |  | 222.389 | 144.6333 | ton | 1.5376
Miscellaneous | Existing | Airside Economizer | -21.4554 | 0.000947 |  | 104359.8 | 10 |  | 2584.572 | 144.6333 | ton | 17.8698
Offices | Existing | Airside Economizer | -1.6038 | 7.08e-05 |  | 7800.932 | 10 |  | 193.1977 | 144.6333 | ton | 1.3358
Restaurants | Existing | Airside Economizer | -1.2625 | 0.038043 |  | 5652.75 | 10 |  | 139.9959 | 144.6333 | ton | 0.96794
Retail | Existing | Airside Economizer | -0.55142 | 0.016616 |  | 2468.984 | 10 |  | 61.1468 | 144.6333 | ton | 0.42277
Schools K-12 | Existing | Airside Economizer | -1.8969 | 8.37e-05 |  | 9226.823 | 10 |  | 228.5113 | 144.6333 | ton | 1.5799
Warehouse | Existing | Airside Economizer | -0.18844 | 8.31e-06 |  | 916.5961 | 10 |  | 22.7004 | 144.6333 | ton | 0.15695
Assembly | New | Airside Economizer | -0.46324 | 2.04e-05 |  | 2253.231 | 10 |  | 55.8035 | 144.6333 | ton | 0.38583
College and University | New | Airside Economizer | -1.6012 | 1.8007 |  | 13457.66 | 10 |  | 333.2922 | 144.6333 | ton | 2.3044
Grocery | New | Airside Economizer | -1.2116 | 0.036509 |  | 5424.873 | 10 |  | 134.3523 | 144.6333 | ton | 0.92892
Healthcare | New | Airside Economizer | -1.9468 | 8.59e-05 |  | 9469.139 | 10 |  | 234.5125 | 144.6333 | ton | 1.6214
Hospitals | New | Airside Economizer | -11.7391 | 13.202 |  | 98666.94 | 10 |  | 2443.584 | 144.6333 | ton | 16.895
Institutional | New | Airside Economizer | -2.2505 | 9.93e-05 |  | 10946.43 | 10 |  | 271.099 | 144.6333 | ton | 1.8744
Lodging/Hospitality | New | Airside Economizer | -2.0055 | 0.060432 |  | 8979.614 | 10 |  | 222.389 | 144.6333 | ton | 1.5376
Miscellaneous | New | Airside Economizer | -21.4554 | 0.000947 |  | 104359.8 | 10 |  | 2584.572 | 144.6333 | ton | 17.8698
Offices | New | Airside Economizer | -1.6038 | 7.08e-05 |  | 7800.932 | 10 |  | 193.1977 | 144.6333 | ton | 1.3358
Restaurants | New | Airside Economizer | -1.2625 | 0.038043 |  | 5652.75 | 10 |  | 139.9959 | 144.6333 | ton | 0.96794
Retail | New | Airside Economizer | -0.55142 | 0.016616 |  | 2468.984 | 10 |  | 61.1468 | 144.6333 | ton | 0.42277
Schools K-12 | New | Airside Economizer | -1.8969 | 8.37e-05 |  | 9226.823 | 10 |  | 228.5113 | 144.6333 | ton | 1.5799
Warehouse | New | Airside Economizer | -0.18844 | 8.31e-06 |  | 916.5961 | 10 |  | 22.7004 | 144.6333 | ton | 0.15695
Assembly | Existing | Ceiling Insulation(R12 to R38) | 4.61e-06 | 0.000104 |  | 0.23042 | 20 |  | 0.53388 | 0.53388 | sq ft | 0
College and University | Existing | Ceiling Insulation(R12 to R38) | 9.53e-05 | 5.61e-05 |  | 0.23042 | 20 |  | 0.53388 | 0.53388 | sq ft | 0
Grocery | Existing | Ceiling Insulation(R12 to R38) | 4.7e-05 | 0.000108 |  | 0.23042 | 20 |  | 0.53388 | 0.53388 | sq ft | 0
Healthcare | Existing | Ceiling Insulation(R12 to R38) | 4.61e-06 | 0.000104 |  | 0.23042 | 20 |  | 0.53388 | 0.53388 | sq ft | 0
Hospitals | Existing | Ceiling Insulation(R12 to R38) | 9.53e-05 | 5.61e-05 |  | 0.23042 | 20 |  | 0.53388 | 0.53388 | sq ft | 0
Institutional | Existing | Ceiling Insulation(R12 to R38) | 4.61e-06 | 0.000104 |  | 0.23042 | 20 |  | 0.53388 | 0.53388 | sq ft | 0
Lodging/Hospitality | Existing | Ceiling Insulation(R12 to R38) | 9.53e-05 | 5.61e-05 |  | 0.23042 | 20 |  | 0.53388 | 0.53388 | sq ft | 0
Miscellaneous | Existing | Ceiling Insulation(R12 to R38) | 4.61e-06 | 0.000104 |  | 0.23042 | 20 |  | 0.53388 | 0.53388 | sq ft | 0
Offices | Existing | Ceiling Insulation(R12 to R38) | 4.61e-06 | 0.000104 |  | 0.23042 | 20 |  | 0.53388 | 0.53388 | sq ft | 0
Restaurants | Existing | Ceiling Insulation(R12 to R38) | 4.7e-05 | 0.000108 |  | 0.23042 | 20 |  | 0.53388 | 0.53388 | sq ft | 0
Retail | Existing | Ceiling Insulation(R12 to R38) | 4.7e-05 | 0.000108 |  | 0.23042 | 20 |  | 0.53388 | 0.53388 | sq ft | 0
Schools K-12 | Existing | Ceiling Insulation(R12 to R38) | 4.61e-06 | 0.000104 |  | 0.23042 | 20 |  | 0.53388 | 0.53388 | sq ft | 0
Warehouse | Existing | Ceiling Insulation(R12 to R38) | 2.61e-05 | 4.67e-05 |  | 0.23042 | 20 |  | 0.53388 | 0.53388 | sq ft | 0
Assembly | New | Ceiling Insulation(R12 to R38) | 4.43e-06 | 9.98e-05 |  | 0.22128 | 20 |  | 0.53388 | 0.53388 | sq ft | 0
College and University | New | Ceiling Insulation(R12 to R38) | 9.15e-05 | 5.39e-05 |  | 0.22128 | 20 |  | 0.53388 | 0.53388 | sq ft | 0
Grocery | New | Ceiling Insulation(R12 to R38) | 4.52e-05 | 0.000103 |  | 0.22128 | 20 |  | 0.53388 | 0.53388 | sq ft | 0
Healthcare | New | Ceiling Insulation(R12 to R38) | 4.43e-06 | 9.98e-05 |  | 0.22128 | 20 |  | 0.53388 | 0.53388 | sq ft | 0
Hospitals | New | Ceiling Insulation(R12 to R38) | 9.15e-05 | 5.39e-05 |  | 0.22128 | 20 |  | 0.53388 | 0.53388 | sq ft | 0
Institutional | New | Ceiling Insulation(R12 to R38) | 4.43e-06 | 9.98e-05 |  | 0.22128 | 20 |  | 0.53388 | 0.53388 | sq ft | 0
Lodging/Hospitality | New | Ceiling Insulation(R12 to R38) | 9.15e-05 | 5.39e-05 |  | 0.22128 | 20 |  | 0.53388 | 0.53388 | sq ft | 0
Miscellaneous | New | Ceiling Insulation(R12 to R38) | 4.43e-06 | 9.98e-05 |  | 0.22128 | 20 |  | 0.53388 | 0.53388 | sq ft | 0
Offices | New | Ceiling Insulation(R12 to R38) | 4.43e-06 | 9.98e-05 |  | 0.22128 | 20 |  | 0.53388 | 0.53388 | sq ft | 0
Restaurants | New | Ceiling Insulation(R12 to R38) | 4.52e-05 | 0.000103 |  | 0.22128 | 20 |  | 0.53388 | 0.53388 | sq ft | 0
Retail | New | Ceiling Insulation(R12 to R38) | 4.52e-05 | 0.000103 |  | 0.22128 | 20 |  | 0.53388 | 0.53388 | sq ft | 0
Schools K-12 | New | Ceiling Insulation(R12 to R38) | 4.43e-06 | 9.98e-05 |  | 0.22128 | 20 |  | 0.53388 | 0.53388 | sq ft | 0
Warehouse | New | Ceiling Insulation(R12 to R38) | 2.51e-05 | 4.48e-05 |  | 0.22128 | 20 |  | 0.53388 | 0.53388 | sq ft | 0
Assembly | Existing | Ceiling Insulation(R19 to R38) | 2.13e-06 | 4.8e-05 |  | 0.10635 | 20 |  | 0.45751 | 0.45751 | sq ft | 0
College and University | Existing | Ceiling Insulation(R19 to R38) | 4.4e-05 | 2.59e-05 |  | 0.10635 | 20 |  | 0.45751 | 0.45751 | sq ft | 0
Grocery | Existing | Ceiling Insulation(R19 to R38) | 2.17e-05 | 4.96e-05 |  | 0.10635 | 20 |  | 0.45751 | 0.45751 | sq ft | 0
Healthcare | Existing | Ceiling Insulation(R19 to R38) | 2.13e-06 | 4.8e-05 |  | 0.10635 | 20 |  | 0.45751 | 0.45751 | sq ft | 0
Hospitals | Existing | Ceiling Insulation(R19 to R38) | 4.4e-05 | 2.59e-05 |  | 0.10635 | 20 |  | 0.45751 | 0.45751 | sq ft | 0
Institutional | Existing | Ceiling Insulation(R19 to R38) | 2.13e-06 | 4.8e-05 |  | 0.10635 | 20 |  | 0.45751 | 0.45751 | sq ft | 0
Lodging/Hospitality | Existing | Ceiling Insulation(R19 to R38) | 4.4e-05 | 2.59e-05 |  | 0.10635 | 20 |  | 0.45751 | 0.45751 | sq ft | 0
Miscellaneous | Existing | Ceiling Insulation(R19 to R38) | 2.13e-06 | 4.8e-05 |  | 0.10635 | 20 |  | 0.45751 | 0.45751 | sq ft | 0
Offices | Existing | Ceiling Insulation(R19 to R38) | 2.13e-06 | 4.8e-05 |  | 0.10635 | 20 |  | 0.45751 | 0.45751 | sq ft | 0
Restaurants | Existing | Ceiling Insulation(R19 to R38) | 2.17e-05 | 4.96e-05 |  | 0.10635 | 20 |  | 0.45751 | 0.45751 | sq ft | 0
Retail | Existing | Ceiling Insulation(R19 to R38) | 2.17e-05 | 4.96e-05 |  | 0.10635 | 20 |  | 0.45751 | 0.45751 | sq ft | 0
Schools K-12 | Existing | Ceiling Insulation(R19 to R38) | 2.13e-06 | 4.8e-05 |  | 0.10635 | 20 |  | 0.45751 | 0.45751 | sq ft | 0
Warehouse | Existing | Ceiling Insulation(R19 to R38) | 1.21e-05 | 2.15e-05 |  | 0.10635 | 20 |  | 0.45751 | 0.45751 | sq ft | 0
Assembly | New | Ceiling Insulation(R19 to R38) | 2.04e-06 | 4.61e-05 |  | 0.10213 | 20 |  | 0.45751 | 0.45751 | sq ft | 0
College and University | New | Ceiling Insulation(R19 to R38) | 4.22e-05 | 2.49e-05 |  | 0.10213 | 20 |  | 0.45751 | 0.45751 | sq ft | 0
Grocery | New | Ceiling Insulation(R19 to R38) | 2.08e-05 | 4.77e-05 |  | 0.10213 | 20 |  | 0.45751 | 0.45751 | sq ft | 0
Healthcare | New | Ceiling Insulation(R19 to R38) | 2.04e-06 | 4.61e-05 |  | 0.10213 | 20 |  | 0.45751 | 0.45751 | sq ft | 0
Hospitals | New | Ceiling Insulation(R19 to R38) | 4.22e-05 | 2.49e-05 |  | 0.10213 | 20 |  | 0.45751 | 0.45751 | sq ft | 0
Institutional | New | Ceiling Insulation(R19 to R38) | 2.04e-06 | 4.61e-05 |  | 0.10213 | 20 |  | 0.45751 | 0.45751 | sq ft | 0
Lodging/Hospitality | New | Ceiling Insulation(R19 to R38) | 4.22e-05 | 2.49e-05 |  | 0.10213 | 20 |  | 0.45751 | 0.45751 | sq ft | 0
Miscellaneous | New | Ceiling Insulation(R19 to R38) | 2.04e-06 | 4.61e-05 |  | 0.10213 | 20 |  | 0.45751 | 0.45751 | sq ft | 0
Offices | New | Ceiling Insulation(R19 to R38) | 2.04e-06 | 4.61e-05 |  | 0.10213 | 20 |  | 0.45751 | 0.45751 | sq ft | 0
Restaurants | New | Ceiling Insulation(R19 to R38) | 2.08e-05 | 4.77e-05 |  | 0.10213 | 20 |  | 0.45751 | 0.45751 | sq ft | 0
Retail | New | Ceiling Insulation(R19 to R38) | 2.08e-05 | 4.77e-05 |  | 0.10213 | 20 |  | 0.45751 | 0.45751 | sq ft | 0
Schools K-12 | New | Ceiling Insulation(R19 to R38) | 2.04e-06 | 4.61e-05 |  | 0.10213 | 20 |  | 0.45751 | 0.45751 | sq ft | 0
Warehouse | New | Ceiling Insulation(R19 to R38) | 1.16e-05 | 2.07e-05 |  | 0.10213 | 20 |  | 0.45751 | 0.45751 | sq ft | 0
Assembly | Existing | Ceiling Insulation(R2 to R38) | 3.33e-05 | 0.000751 |  | 1.6651 | 20 |  | 0.64299 | 0.64299 | sq ft | 0
College and University | Existing | Ceiling Insulation(R2 to R38) | 0.000792 | 0.000466 |  | 1.9143 | 20 |  | 0.64299 | 0.64299 | sq ft | 0
Grocery | Existing | Ceiling Insulation(R2 to R38) | 0.000391 | 0.000893 |  | 1.9143 | 20 |  | 0.64299 | 0.64299 | sq ft | 0
Healthcare | Existing | Ceiling Insulation(R2 to R38) | 3.83e-05 | 0.000863 |  | 1.9143 | 20 |  | 0.64299 | 0.64299 | sq ft | 0
Hospitals | Existing | Ceiling Insulation(R2 to R38) | 0.000792 | 0.000466 |  | 1.9143 | 20 |  | 0.64299 | 0.64299 | sq ft | 0
Institutional | Existing | Ceiling Insulation(R2 to R38) | 3.83e-05 | 0.000863 |  | 1.9143 | 20 |  | 0.64299 | 0.64299 | sq ft | 0
Lodging/Hospitality | Existing | Ceiling Insulation(R2 to R38) | 0.000792 | 0.000466 |  | 1.9143 | 20 |  | 0.64299 | 0.64299 | sq ft | 0
Miscellaneous | Existing | Ceiling Insulation(R2 to R38) | 3.83e-05 | 0.000863 |  | 1.9143 | 20 |  | 0.64299 | 0.64299 | sq ft | 0
Offices | Existing | Ceiling Insulation(R2 to R38) | 3.83e-05 | 0.000863 |  | 1.9143 | 20 |  | 0.64299 | 0.64299 | sq ft | 0
Restaurants | Existing | Ceiling Insulation(R2 to R38) | 0.000391 | 0.000893 |  | 1.9143 | 20 |  | 0.64299 | 0.64299 | sq ft | 0
Retail | Existing | Ceiling Insulation(R2 to R38) | 0.000391 | 0.000893 |  | 1.9143 | 20 |  | 0.64299 | 0.64299 | sq ft | 0
Schools K-12 | Existing | Ceiling Insulation(R2 to R38) | 3.72e-05 | 0.000839 |  | 1.8604 | 20 |  | 0.64299 | 0.64299 | sq ft | 0
Warehouse | Existing | Ceiling Insulation(R2 to R38) | 0.000149 | 0.000266 |  | 1.3117 | 20 |  | 0.64299 | 0.64299 | sq ft | 0
Assembly | New | Ceiling Insulation(R2 to R38) | 3.33e-05 | 0.000751 |  | 1.6651 | 20 |  | 0.64299 | 0.64299 | sq ft | 0
College and University | New | Ceiling Insulation(R2 to R38) | 0.00076 | 0.000448 |  | 1.8383 | 20 |  | 0.64299 | 0.64299 | sq ft | 0
Grocery | New | Ceiling Insulation(R2 to R38) | 0.000375 | 0.000858 |  | 1.8383 | 20 |  | 0.64299 | 0.64299 | sq ft | 0
Healthcare | New | Ceiling Insulation(R2 to R38) | 3.68e-05 | 0.000829 |  | 1.8383 | 20 |  | 0.64299 | 0.64299 | sq ft | 0
Hospitals | New | Ceiling Insulation(R2 to R38) | 0.00076 | 0.000448 |  | 1.8383 | 20 |  | 0.64299 | 0.64299 | sq ft | 0
Institutional | New | Ceiling Insulation(R2 to R38) | 3.68e-05 | 0.000829 |  | 1.8383 | 20 |  | 0.64299 | 0.64299 | sq ft | 0
Lodging/Hospitality | New | Ceiling Insulation(R2 to R38) | 0.00076 | 0.000448 |  | 1.8383 | 20 |  | 0.64299 | 0.64299 | sq ft | 0
Miscellaneous | New | Ceiling Insulation(R2 to R38) | 3.68e-05 | 0.000829 |  | 1.8383 | 20 |  | 0.64299 | 0.64299 | sq ft | 0
Offices | New | Ceiling Insulation(R2 to R38) | 3.68e-05 | 0.000829 |  | 1.8383 | 20 |  | 0.64299 | 0.64299 | sq ft | 0
Restaurants | New | Ceiling Insulation(R2 to R38) | 0.000375 | 0.000858 |  | 1.8383 | 20 |  | 0.64299 | 0.64299 | sq ft | 0
Retail | New | Ceiling Insulation(R2 to R38) | 0.000375 | 0.000858 |  | 1.8383 | 20 |  | 0.64299 | 0.64299 | sq ft | 0
Schools K-12 | New | Ceiling Insulation(R2 to R38) | 3.68e-05 | 0.000829 |  | 1.8383 | 20 |  | 0.64299 | 0.64299 | sq ft | 0
Warehouse | New | Ceiling Insulation(R2 to R38) | 0.000149 | 0.000266 |  | 1.3117 | 20 |  | 0.64299 | 0.64299 | sq ft | 0
Assembly | Existing | Ceiling Insulation(R30 to R38) | 5.67e-07 | 1.28e-05 |  | 0.02836 | 20 |  | 0.3484 | 0.3484 | sq ft | 0
College and University | Existing | Ceiling Insulation(R30 to R38) | 1.17e-05 | 6.91e-06 |  | 0.02836 | 20 |  | 0.3484 | 0.3484 | sq ft | 0
Grocery | Existing | Ceiling Insulation(R30 to R38) | 5.79e-06 | 1.32e-05 |  | 0.02836 | 20 |  | 0.3484 | 0.3484 | sq ft | 0
Healthcare | Existing | Ceiling Insulation(R30 to R38) | 5.67e-07 | 1.28e-05 |  | 0.02836 | 20 |  | 0.3484 | 0.3484 | sq ft | 0
Hospitals | Existing | Ceiling Insulation(R30 to R38) | 1.17e-05 | 6.91e-06 |  | 0.02836 | 20 |  | 0.3484 | 0.3484 | sq ft | 0
Institutional | Existing | Ceiling Insulation(R30 to R38) | 5.67e-07 | 1.28e-05 |  | 0.02836 | 20 |  | 0.3484 | 0.3484 | sq ft | 0
Lodging/Hospitality | Existing | Ceiling Insulation(R30 to R38) | 1.17e-05 | 6.91e-06 |  | 0.02836 | 20 |  | 0.3484 | 0.3484 | sq ft | 0
Miscellaneous | Existing | Ceiling Insulation(R30 to R38) | 5.67e-07 | 1.28e-05 |  | 0.02836 | 20 |  | 0.3484 | 0.3484 | sq ft | 0
Offices | Existing | Ceiling Insulation(R30 to R38) | 5.67e-07 | 1.28e-05 |  | 0.02836 | 20 |  | 0.3484 | 0.3484 | sq ft | 0
Restaurants | Existing | Ceiling Insulation(R30 to R38) | 5.79e-06 | 1.32e-05 |  | 0.02836 | 20 |  | 0.3484 | 0.3484 | sq ft | 0
Retail | Existing | Ceiling Insulation(R30 to R38) | 5.79e-06 | 1.32e-05 |  | 0.02836 | 20 |  | 0.3484 | 0.3484 | sq ft | 0
Schools K-12 | Existing | Ceiling Insulation(R30 to R38) | 5.67e-07 | 1.28e-05 |  | 0.02836 | 20 |  | 0.3484 | 0.3484 | sq ft | 0
Warehouse | Existing | Ceiling Insulation(R30 to R38) | 3.22e-06 | 5.74e-06 |  | 0.02836 | 20 |  | 0.3484 | 0.3484 | sq ft | 0
Assembly | New | Ceiling Insulation(R30 to R38) | 5.45e-07 | 1.23e-05 |  | 0.027234 | 20 |  | 0.3484 | 0.3484 | sq ft | 0
College and University | New | Ceiling Insulation(R30 to R38) | 1.13e-05 | 6.63e-06 |  | 0.027234 | 20 |  | 0.3484 | 0.3484 | sq ft | 0
Grocery | New | Ceiling Insulation(R30 to R38) | 5.56e-06 | 1.27e-05 |  | 0.027234 | 20 |  | 0.3484 | 0.3484 | sq ft | 0
Healthcare | New | Ceiling Insulation(R30 to R38) | 5.45e-07 | 1.23e-05 |  | 0.027234 | 20 |  | 0.3484 | 0.3484 | sq ft | 0
Hospitals | New | Ceiling Insulation(R30 to R38) | 1.13e-05 | 6.63e-06 |  | 0.027234 | 20 |  | 0.3484 | 0.3484 | sq ft | 0
Institutional | New | Ceiling Insulation(R30 to R38) | 5.45e-07 | 1.23e-05 |  | 0.027234 | 20 |  | 0.3484 | 0.3484 | sq ft | 0
Lodging/Hospitality | New | Ceiling Insulation(R30 to R38) | 1.13e-05 | 6.63e-06 |  | 0.027234 | 20 |  | 0.3484 | 0.3484 | sq ft | 0
Miscellaneous | New | Ceiling Insulation(R30 to R38) | 5.45e-07 | 1.23e-05 |  | 0.027234 | 20 |  | 0.3484 | 0.3484 | sq ft | 0
Offices | New | Ceiling Insulation(R30 to R38) | 5.45e-07 | 1.23e-05 |  | 0.027234 | 20 |  | 0.3484 | 0.3484 | sq ft | 0
Restaurants | New | Ceiling Insulation(R30 to R38) | 5.56e-06 | 1.27e-05 |  | 0.027234 | 20 |  | 0.3484 | 0.3484 | sq ft | 0
Retail | New | Ceiling Insulation(R30 to R38) | 5.56e-06 | 1.27e-05 |  | 0.027234 | 20 |  | 0.3484 | 0.3484 | sq ft | 0
Schools K-12 | New | Ceiling Insulation(R30 to R38) | 5.45e-07 | 1.23e-05 |  | 0.027234 | 20 |  | 0.3484 | 0.3484 | sq ft | 0
Warehouse | New | Ceiling Insulation(R30 to R38) | 3.09e-06 | 5.51e-06 |  | 0.027234 | 20 |  | 0.3484 | 0.3484 | sq ft | 0
Assembly | Existing | Chilled Water Controls Optimization | 0.74029 | 0.000738 |  | 1824.762 | 10 |  | 108 | 108 | system | 0
College and University | Existing | Chilled Water Controls Optimization | 1.3731 | 0.65476 |  | 5840.837 | 10 |  | 108 | 108 | system | 0
Grocery | Existing | Chilled Water Controls Optimization | 0 | 0 |  | 0 | 10 |  | 108 | 108 | system | 0
Healthcare | Existing | Chilled Water Controls Optimization | 1.1301 | 0.001126 |  | 2785.523 | 10 |  | 108 | 108 | system | 0
Hospitals | Existing | Chilled Water Controls Optimization | 3.803 | 1.8135 |  | 16177.06 | 10 |  | 108 | 108 | system | 0
Institutional | Existing | Chilled Water Controls Optimization | 0.39988 | 0.000399 |  | 985.6784 | 10 |  | 108 | 108 | system | 0
Lodging/Hospitality | Existing | Chilled Water Controls Optimization | 3.0759 | 0.003066 |  | 7581.829 | 10 |  | 108 | 108 | system | 0
Miscellaneous | Existing | Chilled Water Controls Optimization | 0.95247 | 0.000949 |  | 2347.767 | 10 |  | 108 | 108 | system | 0
Offices | Existing | Chilled Water Controls Optimization | 0.97559 | 0.000972 |  | 2404.749 | 10 |  | 108 | 108 | system | 0
Restaurants | Existing | Chilled Water Controls Optimization | 1.1996 | 0.001196 |  | 2957.035 | 10 |  | 108 | 108 | system | 0
Retail | Existing | Chilled Water Controls Optimization | 0.87787 | 0.000875 |  | 2163.882 | 10 |  | 108 | 108 | system | 0
Schools K-12 | Existing | Chilled Water Controls Optimization | 0.67346 | 0.000671 |  | 1660.02 | 10 |  | 108 | 108 | system | 0
Warehouse | Existing | Chilled Water Controls Optimization | 0.26016 | 0.000259 |  | 641.2864 | 10 |  | 108 | 108 | system | 0
Assembly | New | Chilled Water Controls Optimization | 0.74029 | 0.000738 |  | 1824.762 | 10 |  | 108 | 108 | system | 0
College and University | New | Chilled Water Controls Optimization | 1.3731 | 0.65476 |  | 5840.837 | 10 |  | 108 | 108 | system | 0
Grocery | New | Chilled Water Controls Optimization | 0 | 0 |  | 0 | 10 |  | 108 | 108 | system | 0
Healthcare | New | Chilled Water Controls Optimization | 1.1301 | 0.001126 |  | 2785.523 | 10 |  | 108 | 108 | system | 0
Hospitals | New | Chilled Water Controls Optimization | 3.803 | 1.8135 |  | 16177.06 | 10 |  | 108 | 108 | system | 0
Institutional | New | Chilled Water Controls Optimization | 0.39988 | 0.000399 |  | 985.6784 | 10 |  | 108 | 108 | system | 0
Lodging/Hospitality | New | Chilled Water Controls Optimization | 3.0759 | 0.003066 |  | 7581.829 | 10 |  | 108 | 108 | system | 0
Miscellaneous | New | Chilled Water Controls Optimization | 0.95247 | 0.000949 |  | 2347.767 | 10 |  | 108 | 108 | system | 0
Offices | New | Chilled Water Controls Optimization | 0.97559 | 0.000972 |  | 2404.749 | 10 |  | 108 | 108 | system | 0
Restaurants | New | Chilled Water Controls Optimization | 1.1996 | 0.001196 |  | 2957.035 | 10 |  | 108 | 108 | system | 0
Retail | New | Chilled Water Controls Optimization | 0.87787 | 0.000875 |  | 2163.882 | 10 |  | 108 | 108 | system | 0
Schools K-12 | New | Chilled Water Controls Optimization | 0.67346 | 0.000671 |  | 1660.02 | 10 |  | 108 | 108 | system | 0
Warehouse | New | Chilled Water Controls Optimization | 0.26016 | 0.000259 |  | 641.2864 | 10 |  | 108 | 108 | system | 0
Assembly | Existing | Chilled Water System - Variable Speed Drives | 1.0305 | 1.0305 |  | 9027.411 | 13 |  | 1898 | 1898 | motor (10 hp) | 0
College and University | Existing | Chilled Water System - Variable Speed Drives | 1.0305 | 1.0305 |  | 9027.411 | 13 |  | 1898 | 1898 | motor (10 hp) | 0
Grocery | Existing | Chilled Water System - Variable Speed Drives | 1.0305 | 1.0305 |  | 9027.411 | 13 |  | 1898 | 1898 | motor (10 hp) | 0
Healthcare | Existing | Chilled Water System - Variable Speed Drives | 1.0305 | 1.0305 |  | 9027.411 | 13 |  | 1898 | 1898 | motor (10 hp) | 0
Hospitals | Existing | Chilled Water System - Variable Speed Drives | 1.0305 | 1.0305 |  | 9027.411 | 13 |  | 1898 | 1898 | motor (10 hp) | 0
Institutional | Existing | Chilled Water System - Variable Speed Drives | 1.0305 | 1.0305 |  | 9027.411 | 13 |  | 1898 | 1898 | motor (10 hp) | 0
Lodging/Hospitality | Existing | Chilled Water System - Variable Speed Drives | 1.0305 | 1.0305 |  | 9027.411 | 13 |  | 1898 | 1898 | motor (10 hp) | 0
Miscellaneous | Existing | Chilled Water System - Variable Speed Drives | 1.0305 | 1.0305 |  | 9027.411 | 13 |  | 1898 | 1898 | motor (10 hp) | 0
Offices | Existing | Chilled Water System - Variable Speed Drives | 1.0305 | 1.0305 |  | 9027.411 | 13 |  | 1898 | 1898 | motor (10 hp) | 0
Restaurants | Existing | Chilled Water System - Variable Speed Drives | 1.0305 | 1.0305 |  | 9027.411 | 13 |  | 1898 | 1898 | motor (10 hp) | 0
Retail | Existing | Chilled Water System - Variable Speed Drives | 1.0305 | 1.0305 |  | 9027.411 | 13 |  | 1898 | 1898 | motor (10 hp) | 0
Schools K-12 | Existing | Chilled Water System - Variable Speed Drives | 1.0305 | 1.0305 |  | 9027.411 | 13 |  | 1898 | 1898 | motor (10 hp) | 0
Warehouse | Existing | Chilled Water System - Variable Speed Drives | 1.0305 | 1.0305 |  | 9027.411 | 13 |  | 1898 | 1898 | motor (10 hp) | 0
Assembly | New | Chilled Water System - Variable Speed Drives | 1.0305 | 1.0305 |  | 9027.411 | 13 |  | 1898 | 1898 | motor (10 hp) | 0
College and University | New | Chilled Water System - Variable Speed Drives | 1.0305 | 1.0305 |  | 9027.411 | 13 |  | 1898 | 1898 | motor (10 hp) | 0
Grocery | New | Chilled Water System - Variable Speed Drives | 1.0305 | 1.0305 |  | 9027.411 | 13 |  | 1898 | 1898 | motor (10 hp) | 0
Healthcare | New | Chilled Water System - Variable Speed Drives | 1.0305 | 1.0305 |  | 9027.411 | 13 |  | 1898 | 1898 | motor (10 hp) | 0
Hospitals | New | Chilled Water System - Variable Speed Drives | 1.0305 | 1.0305 |  | 9027.411 | 13 |  | 1898 | 1898 | motor (10 hp) | 0
Institutional | New | Chilled Water System - Variable Speed Drives | 1.0305 | 1.0305 |  | 9027.411 | 13 |  | 1898 | 1898 | motor (10 hp) | 0
Lodging/Hospitality | New | Chilled Water System - Variable Speed Drives | 1.0305 | 1.0305 |  | 9027.411 | 13 |  | 1898 | 1898 | motor (10 hp) | 0
Miscellaneous | New | Chilled Water System - Variable Speed Drives | 1.0305 | 1.0305 |  | 9027.411 | 13 |  | 1898 | 1898 | motor (10 hp) | 0
Offices | New | Chilled Water System - Variable Speed Drives | 1.0305 | 1.0305 |  | 9027.411 | 13 |  | 1898 | 1898 | motor (10 hp) | 0
Restaurants | New | Chilled Water System - Variable Speed Drives | 1.0305 | 1.0305 |  | 9027.411 | 13 |  | 1898 | 1898 | motor (10 hp) | 0
Retail | New | Chilled Water System - Variable Speed Drives | 1.0305 | 1.0305 |  | 9027.411 | 13 |  | 1898 | 1898 | motor (10 hp) | 0
Schools K-12 | New | Chilled Water System - Variable Speed Drives | 1.0305 | 1.0305 |  | 9027.411 | 13 |  | 1898 | 1898 | motor (10 hp) | 0
Warehouse | New | Chilled Water System - Variable Speed Drives | 1.0305 | 1.0305 |  | 9027.411 | 13 |  | 1898 | 1898 | motor (10 hp) | 0
Assembly | Existing | Cool Roof | 7.57e-05 | 0 |  | 0.17819 | 15 |  | 1.5929 | 1.5929 | sq ft | 0
College and University | Existing | Cool Roof | 7.57e-05 | 0 |  | 0.17819 | 15 |  | 1.5929 | 1.5929 | sq ft | 0
Grocery | Existing | Cool Roof | 7.57e-05 | 0 |  | 0.17819 | 15 |  | 1.5929 | 1.5929 | sq ft | 0
Healthcare | Existing | Cool Roof | 7.57e-05 | 0 |  | 0.17819 | 15 |  | 1.5929 | 1.5929 | sq ft | 0
Hospitals | Existing | Cool Roof | 7.57e-05 | 0 |  | 0.17819 | 15 |  | 1.5929 | 1.5929 | sq ft | 0
Institutional | Existing | Cool Roof | 7.57e-05 | 0 |  | 0.17819 | 15 |  | 1.5929 | 1.5929 | sq ft | 0
Lodging/Hospitality | Existing | Cool Roof | 0.0001 | 0 |  | 0.17819 | 15 |  | 1.5929 | 1.5929 | sq ft | 0
Miscellaneous | Existing | Cool Roof | 2.3e-05 | 0 |  | 0.17819 | 15 |  | 1.5929 | 1.5929 | sq ft | 0
Offices | Existing | Cool Roof | 7.57e-05 | 0 |  | 0.17819 | 15 |  | 1.5929 | 1.5929 | sq ft | 0
Restaurants | Existing | Cool Roof | 7.57e-05 | 0 |  | 0.17819 | 15 |  | 1.5929 | 1.5929 | sq ft | 0
Retail | Existing | Cool Roof | 7.57e-05 | 0 |  | 0.17819 | 15 |  | 1.5929 | 1.5929 | sq ft | 0
Schools K-12 | Existing | Cool Roof | 7.57e-05 | 0 |  | 0.17819 | 15 |  | 1.5929 | 1.5929 | sq ft | 0
Warehouse | Existing | Cool Roof | 2.3e-05 | 0 |  | 0.17819 | 15 |  | 1.5929 | 1.5929 | sq ft | 0
Assembly | New | Cool Roof | 7.55e-05 | 0 |  | 0.17775 | 15 |  | 1.5929 | 1.5929 | sq ft | 0
College and University | New | Cool Roof | 7.55e-05 | 0 |  | 0.17775 | 15 |  | 1.5929 | 1.5929 | sq ft | 0
Grocery | New | Cool Roof | 7.55e-05 | 0 |  | 0.17775 | 15 |  | 1.5929 | 1.5929 | sq ft | 0
Healthcare | New | Cool Roof | 7.55e-05 | 0 |  | 0.17775 | 15 |  | 1.5929 | 1.5929 | sq ft | 0
Hospitals | New | Cool Roof | 7.55e-05 | 0 |  | 0.17775 | 15 |  | 1.5929 | 1.5929 | sq ft | 0
Institutional | New | Cool Roof | 7.55e-05 | 0 |  | 0.17775 | 15 |  | 1.5929 | 1.5929 | sq ft | 0
Lodging/Hospitality | New | Cool Roof | 0.0001 | 0 |  | 0.17775 | 15 |  | 1.5929 | 1.5929 | sq ft | 0
Miscellaneous | New | Cool Roof | 2.29e-05 | 0 |  | 0.17775 | 15 |  | 1.5929 | 1.5929 | sq ft | 0
Offices | New | Cool Roof | 7.55e-05 | 0 |  | 0.17775 | 15 |  | 1.5929 | 1.5929 | sq ft | 0
Restaurants | New | Cool Roof | 7.55e-05 | 0 |  | 0.17775 | 15 |  | 1.5929 | 1.5929 | sq ft | 0
Retail | New | Cool Roof | 7.55e-05 | 0 |  | 0.17775 | 15 |  | 1.5929 | 1.5929 | sq ft | 0
Schools K-12 | New | Cool Roof | 7.55e-05 | 0 |  | 0.17775 | 15 |  | 1.5929 | 1.5929 | sq ft | 0
Warehouse | New | Cool Roof | 2.29e-05 | 0 |  | 0.17775 | 15 |  | 1.5929 | 1.5929 | sq ft | 0
Assembly | Existing | Dedicated Outdoor Air System on VRF unit | 0.24347 | 0.24609 |  | 800.1307 | 15 |  | 1000.58 | 1000.58 | unit (4 tons) | 0
College and University | Existing | Dedicated Outdoor Air System on VRF unit | 0.1876 | 0.13783 |  | 884.2265 | 15 |  | 1000.58 | 1000.58 | unit (4 tons) | 0
Grocery | Existing | Dedicated Outdoor Air System on VRF unit | 0.14569 | 0.14726 |  | 478.7875 | 15 |  | 1000.58 | 1000.58 | unit (4 tons) | 0
Healthcare | Existing | Dedicated Outdoor Air System on VRF unit | 0.52396 | 0.52959 |  | 1721.909 | 15 |  | 1000.58 | 1000.58 | unit (4 tons) | 0
Hospitals | Existing | Dedicated Outdoor Air System on VRF unit | 0.49919 | 0.50455 |  | 1640.503 | 15 |  | 1000.58 | 1000.58 | unit (4 tons) | 0
Institutional | Existing | Dedicated Outdoor Air System on VRF unit | 0.1347 | 0.13614 |  | 442.6603 | 15 |  | 1000.58 | 1000.58 | unit (4 tons) | 0
Lodging/Hospitality | Existing | Dedicated Outdoor Air System on VRF unit | 0.27644 | 0.2031 |  | 1302.941 | 15 |  | 1000.58 | 1000.58 | unit (4 tons) | 0
Miscellaneous | Existing | Dedicated Outdoor Air System on VRF unit | 0.13592 | 0.13738 |  | 446.692 | 15 |  | 1000.58 | 1000.58 | unit (4 tons) | 0
Offices | Existing | Dedicated Outdoor Air System on VRF unit | 0.26883 | 0.27172 |  | 883.4693 | 15 |  | 1000.58 | 1000.58 | unit (4 tons) | 0
Restaurants | Existing | Dedicated Outdoor Air System on VRF unit | 0.41437 | 0.41882 |  | 1361.756 | 15 |  | 1000.58 | 1000.58 | unit (4 tons) | 0
Retail | Existing | Dedicated Outdoor Air System on VRF unit | 0.31922 | 0.32265 |  | 1049.061 | 15 |  | 1000.58 | 1000.58 | unit (4 tons) | 0
Schools K-12 | Existing | Dedicated Outdoor Air System on VRF unit | 0.27863 | 0.28162 |  | 915.6498 | 15 |  | 1000.58 | 1000.58 | unit (4 tons) | 0
Warehouse | Existing | Dedicated Outdoor Air System on VRF unit | 0.062019 | 0.062685 |  | 203.814 | 15 |  | 1000.58 | 1000.58 | unit (4 tons) | 0
Assembly | New | Dedicated Outdoor Air System on VRF unit | 0.24347 | 0.24609 |  | 800.1307 | 15 |  | 1000.58 | 1000.58 | unit (4 tons) | 0
College and University | New | Dedicated Outdoor Air System on VRF unit | 0.1876 | 0.13783 |  | 884.2265 | 15 |  | 1000.58 | 1000.58 | unit (4 tons) | 0
Grocery | New | Dedicated Outdoor Air System on VRF unit | 0.14569 | 0.14726 |  | 478.7875 | 15 |  | 1000.58 | 1000.58 | unit (4 tons) | 0
Healthcare | New | Dedicated Outdoor Air System on VRF unit | 0.52396 | 0.52959 |  | 1721.909 | 15 |  | 1000.58 | 1000.58 | unit (4 tons) | 0
Hospitals | New | Dedicated Outdoor Air System on VRF unit | 0.49919 | 0.50455 |  | 1640.503 | 15 |  | 1000.58 | 1000.58 | unit (4 tons) | 0
Institutional | New | Dedicated Outdoor Air System on VRF unit | 0.1347 | 0.13614 |  | 442.6603 | 15 |  | 1000.58 | 1000.58 | unit (4 tons) | 0
Lodging/Hospitality | New | Dedicated Outdoor Air System on VRF unit | 0.27644 | 0.2031 |  | 1302.941 | 15 |  | 1000.58 | 1000.58 | unit (4 tons) | 0
Miscellaneous | New | Dedicated Outdoor Air System on VRF unit | 0.13592 | 0.13738 |  | 446.692 | 15 |  | 1000.58 | 1000.58 | unit (4 tons) | 0
Offices | New | Dedicated Outdoor Air System on VRF unit | 0.26883 | 0.27172 |  | 883.4693 | 15 |  | 1000.58 | 1000.58 | unit (4 tons) | 0
Restaurants | New | Dedicated Outdoor Air System on VRF unit | 0.41437 | 0.41882 |  | 1361.756 | 15 |  | 1000.58 | 1000.58 | unit (4 tons) | 0
Retail | New | Dedicated Outdoor Air System on VRF unit | 0.31922 | 0.32265 |  | 1049.061 | 15 |  | 1000.58 | 1000.58 | unit (4 tons) | 0
Schools K-12 | New | Dedicated Outdoor Air System on VRF unit | 0.27863 | 0.28162 |  | 915.6498 | 15 |  | 1000.58 | 1000.58 | unit (4 tons) | 0
Warehouse | New | Dedicated Outdoor Air System on VRF unit | 0.062019 | 0.062685 |  | 203.814 | 15 |  | 1000.58 | 1000.58 | unit (4 tons) | 0
Assembly | Existing | Destratification Fans | 0 | 0.40688 |  | 2009.598 | 10 |  | 6800 | 6800 | unit | 0
College and University | Existing | Destratification Fans | 0 | 0.74017 |  | 3655.721 | 10 |  | 6800 | 6800 | unit | 0
Grocery | Existing | Destratification Fans | 0 | 0.26658 |  | 1316.664 | 10 |  | 6800 | 6800 | unit | 0
Healthcare | Existing | Destratification Fans | 0 | 0.66677 |  | 3293.159 | 10 |  | 6800 | 6800 | unit | 0
Hospitals | Existing | Destratification Fans | 0 | 1.3166 |  | 6502.801 | 10 |  | 6800 | 6800 | unit | 0
Institutional | Existing | Destratification Fans | 0 | 0.14656 |  | 723.871 | 10 |  | 6800 | 6800 | unit | 0
Lodging/Hospitality | Existing | Destratification Fans | 0 | 0.22109 |  | 1091.986 | 10 |  | 6800 | 6800 | unit | 0
Miscellaneous | Existing | Destratification Fans | 0 | 0.33789 |  | 1668.853 | 10 |  | 6800 | 6800 | unit | 0
Offices | Existing | Destratification Fans | 0 | 0.074003 |  | 365.5015 | 10 |  | 6800 | 6800 | unit | 0
Restaurants | Existing | Destratification Fans | 0 | 0.58488 |  | 2888.746 | 10 |  | 6800 | 6800 | unit | 0
Retail | Existing | Destratification Fans | 0 | 0.69991 |  | 3456.887 | 10 |  | 6800 | 6800 | unit | 0
Schools K-12 | Existing | Destratification Fans | 0 | 2.2131 |  | 10930.3 | 10 |  | 6800 | 6800 | unit | 0
Warehouse | Existing | Destratification Fans | 0 | 0.2426 |  | 1198.183 | 10 |  | 6800 | 6800 | unit | 0
Assembly | New | Destratification Fans | 0 | 0.40688 |  | 2009.598 | 10 |  | 6800 | 6800 | unit | 0
College and University | New | Destratification Fans | 0 | 0.74017 |  | 3655.721 | 10 |  | 6800 | 6800 | unit | 0
Grocery | New | Destratification Fans | 0 | 0.26658 |  | 1316.664 | 10 |  | 6800 | 6800 | unit | 0
Healthcare | New | Destratification Fans | 0 | 0.66677 |  | 3293.159 | 10 |  | 6800 | 6800 | unit | 0
Hospitals | New | Destratification Fans | 0 | 1.3166 |  | 6502.801 | 10 |  | 6800 | 6800 | unit | 0
Institutional | New | Destratification Fans | 0 | 0.14656 |  | 723.871 | 10 |  | 6800 | 6800 | unit | 0
Lodging/Hospitality | New | Destratification Fans | 0 | 0.22109 |  | 1091.986 | 10 |  | 6800 | 6800 | unit | 0
Miscellaneous | New | Destratification Fans | 0 | 0.33789 |  | 1668.853 | 10 |  | 6800 | 6800 | unit | 0
Offices | New | Destratification Fans | 0 | 0.074003 |  | 365.5015 | 10 |  | 6800 | 6800 | unit | 0
Restaurants | New | Destratification Fans | 0 | 0.58488 |  | 2888.746 | 10 |  | 6800 | 6800 | unit | 0
Retail | New | Destratification Fans | 0 | 0.69991 |  | 3456.887 | 10 |  | 6800 | 6800 | unit | 0
Schools K-12 | New | Destratification Fans | 0 | 2.2131 |  | 10930.3 | 10 |  | 6800 | 6800 | unit | 0
Warehouse | New | Destratification Fans | 0 | 0.2426 |  | 1198.183 | 10 |  | 6800 | 6800 | unit | 0
Assembly | Existing | Duct Insulation | 0.26714 | 0.57411 |  | 983.3201 | 15 |  | 18520.65 | 0.96125 | sq ft | 19267.25
College and University | Existing | Duct Insulation | 1.5955 | 3.429 |  | 5872.983 | 15 |  | 72990.8 | 0.96125 | sq ft | 75933.21
Grocery | Existing | Duct Insulation | 0.64315 | 1.3822 |  | 2367.438 | 15 |  | 4529.119 | 0.96125 | sq ft | 4711.697
Healthcare | Existing | Duct Insulation | 1.1226 | 2.4127 |  | 4132.374 | 15 |  | 19341.09 | 0.96125 | sq ft | 20120.77
Hospitals | Existing | Duct Insulation | 11.6976 | 25.1399 |  | 43058.69 | 15 |  | 201531.1 | 0.96125 | sq ft | 209655.2
Institutional | Existing | Duct Insulation | 1.2978 | 2.7891 |  | 4777.068 | 15 |  | 19830.86 | 0.96125 | sq ft | 20630.29
Lodging/Hospitality | Existing | Duct Insulation | 1.0646 | 2.288 |  | 3918.744 | 15 |  | 32495.38 | 0.96125 | sq ft | 33805.34
Miscellaneous | Existing | Duct Insulation | 12.3725 | 26.5904 |  | 45543.06 | 15 |  | 277506.5 | 0.96125 | sq ft | 288693.3
Offices | Existing | Duct Insulation | 0.92485 | 1.9876 |  | 3404.361 | 15 |  | 15442.51 | 0.96125 | sq ft | 16065.03
Restaurants | Existing | Duct Insulation | 0.67017 | 1.4403 |  | 2466.885 | 15 |  | 4882.948 | 0.96125 | sq ft | 5079.789
Retail | Existing | Duct Insulation | 0.29271 | 0.62909 |  | 1077.475 | 15 |  | 11000.4 | 0.96125 | sq ft | 11443.85
Schools K-12 | Existing | Duct Insulation | 1.0939 | 2.351 |  | 4026.626 | 15 |  | 50043.85 | 0.96125 | sq ft | 52061.22
Warehouse | Existing | Duct Insulation | 0.10867 | 0.23355 |  | 400.0066 | 15 |  | 15441.51 | 0.96125 | sq ft | 16063.99
Assembly | New | Duct Insulation | 0.26714 | 0.57411 |  | 983.3201 | 15 |  | 18520.65 | 0.96125 | sq ft | 19267.25
College and University | New | Duct Insulation | 1.5955 | 3.429 |  | 5872.983 | 15 |  | 72990.8 | 0.96125 | sq ft | 75933.21
Grocery | New | Duct Insulation | 0.64315 | 1.3822 |  | 2367.438 | 15 |  | 4529.119 | 0.96125 | sq ft | 4711.697
Healthcare | New | Duct Insulation | 1.1226 | 2.4127 |  | 4132.374 | 15 |  | 19341.09 | 0.96125 | sq ft | 20120.77
Hospitals | New | Duct Insulation | 11.6976 | 25.1399 |  | 43058.69 | 15 |  | 201531.1 | 0.96125 | sq ft | 209655.2
Institutional | New | Duct Insulation | 1.2978 | 2.7891 |  | 4777.068 | 15 |  | 19830.86 | 0.96125 | sq ft | 20630.29
Lodging/Hospitality | New | Duct Insulation | 1.0646 | 2.288 |  | 3918.744 | 15 |  | 32495.38 | 0.96125 | sq ft | 33805.34
Miscellaneous | New | Duct Insulation | 12.3725 | 26.5904 |  | 45543.06 | 15 |  | 277506.5 | 0.96125 | sq ft | 288693.3
Offices | New | Duct Insulation | 0.92485 | 1.9876 |  | 3404.361 | 15 |  | 15442.51 | 0.96125 | sq ft | 16065.03
Restaurants | New | Duct Insulation | 0.67017 | 1.4403 |  | 2466.885 | 15 |  | 4882.948 | 0.96125 | sq ft | 5079.789
Retail | New | Duct Insulation | 0.29271 | 0.62909 |  | 1077.475 | 15 |  | 11000.4 | 0.96125 | sq ft | 11443.85
Schools K-12 | New | Duct Insulation | 1.0939 | 2.351 |  | 4026.626 | 15 |  | 50043.85 | 0.96125 | sq ft | 52061.22
Warehouse | New | Duct Insulation | 0.10867 | 0.23355 |  | 400.0066 | 15 |  | 15441.51 | 0.96125 | sq ft | 16063.99
Assembly | Existing | Duct Sealing Repair | 1.1367 | 4.0258 |  | 5769.388 | 15 |  | 2119.398 | 0.11 | sq ft | 19267.25
College and University | Existing | Duct Sealing Repair | 6.789 | 24.0448 |  | 34458.28 | 15 |  | 8352.653 | 0.11 | sq ft | 75933.21
Grocery | Existing | Duct Sealing Repair | 2.7367 | 9.6926 |  | 13890.36 | 15 |  | 518.2866 | 0.11 | sq ft | 4711.697
Healthcare | Existing | Duct Sealing Repair | 4.7769 | 16.9185 |  | 24245.69 | 15 |  | 2213.284 | 0.11 | sq ft | 20120.77
Hospitals | Existing | Duct Sealing Repair | 49.7747 | 176.288 |  | 252636.2 | 15 |  | 23062.07 | 0.11 | sq ft | 209655.2
Institutional | Existing | Duct Sealing Repair | 5.5222 | 19.558 |  | 28028.27 | 15 |  | 2269.331 | 0.11 | sq ft | 20630.29
Lodging/Hospitality | Existing | Duct Sealing Repair | 4.53 | 16.0439 |  | 22992.26 | 15 |  | 3718.587 | 0.11 | sq ft | 33805.34
Miscellaneous | Existing | Duct Sealing Repair | 52.6466 | 186.4593 |  | 267212.7 | 15 |  | 31756.27 | 0.11 | sq ft | 288693.3
Offices | Existing | Duct Sealing Repair | 3.9354 | 13.9379 |  | 19974.25 | 15 |  | 1767.154 | 0.11 | sq ft | 16065.03
Restaurants | Existing | Duct Sealing Repair | 2.8517 | 10.0998 |  | 14473.84 | 15 |  | 558.7768 | 0.11 | sq ft | 5079.789
Retail | Existing | Duct Sealing Repair | 1.2455 | 4.4113 |  | 6321.821 | 15 |  | 1258.823 | 0.11 | sq ft | 11443.85
Schools K-12 | Existing | Duct Sealing Repair | 4.6547 | 16.4855 |  | 23625.24 | 15 |  | 5726.734 | 0.11 | sq ft | 52061.22
Warehouse | Existing | Duct Sealing Repair | 0.4624 | 1.6377 |  | 2346.94 | 15 |  | 1767.039 | 0.11 | sq ft | 16063.99
Assembly | New | Duct Sealing Repair | 1.1367 | 4.0258 |  | 5769.388 | 15 |  | 2119.398 | 0.11 | sq ft | 19267.25
College and University | New | Duct Sealing Repair | 6.789 | 24.0448 |  | 34458.28 | 15 |  | 8352.653 | 0.11 | sq ft | 75933.21
Grocery | New | Duct Sealing Repair | 2.7367 | 9.6926 |  | 13890.36 | 15 |  | 518.2866 | 0.11 | sq ft | 4711.697
Healthcare | New | Duct Sealing Repair | 4.7769 | 16.9185 |  | 24245.69 | 15 |  | 2213.284 | 0.11 | sq ft | 20120.77
Hospitals | New | Duct Sealing Repair | 49.7747 | 176.288 |  | 252636.2 | 15 |  | 23062.07 | 0.11 | sq ft | 209655.2
Institutional | New | Duct Sealing Repair | 5.5222 | 19.558 |  | 28028.27 | 15 |  | 2269.331 | 0.11 | sq ft | 20630.29
Lodging/Hospitality | New | Duct Sealing Repair | 4.53 | 16.0439 |  | 22992.26 | 15 |  | 3718.587 | 0.11 | sq ft | 33805.34
Miscellaneous | New | Duct Sealing Repair | 52.6466 | 186.4593 |  | 267212.7 | 15 |  | 31756.27 | 0.11 | sq ft | 288693.3
Offices | New | Duct Sealing Repair | 3.9354 | 13.9379 |  | 19974.25 | 15 |  | 1767.154 | 0.11 | sq ft | 16065.03
Restaurants | New | Duct Sealing Repair | 2.8517 | 10.0998 |  | 14473.84 | 15 |  | 558.7768 | 0.11 | sq ft | 5079.789
Retail | New | Duct Sealing Repair | 1.2455 | 4.4113 |  | 6321.821 | 15 |  | 1258.823 | 0.11 | sq ft | 11443.85
Schools K-12 | New | Duct Sealing Repair | 4.6547 | 16.4855 |  | 23625.24 | 15 |  | 5726.734 | 0.11 | sq ft | 52061.22
Warehouse | New | Duct Sealing Repair | 0.4624 | 1.6377 |  | 2346.94 | 15 |  | 1767.039 | 0.11 | sq ft | 16063.99
Assembly | Existing | ECM Motors on Furnaces | 0 | 0 |  | 1264.664 | 15 |  | 287 | 287 | furnace | 0
College and University | Existing | ECM Motors on Furnaces | 0 | 0.19298 |  | 1264.664 | 15 |  | 287 | 287 | furnace | 0
Grocery | Existing | ECM Motors on Furnaces | 0 | 0.24831 |  | 2175.223 | 15 |  | 287 | 287 | furnace | 0
Healthcare | Existing | ECM Motors on Furnaces | 0 | 0 |  | 1982.994 | 15 |  | 287 | 287 | furnace | 0
Hospitals | Existing | ECM Motors on Furnaces | 0 | 0.34427 |  | 2256.161 | 15 |  | 287 | 287 | furnace | 0
Institutional | Existing | ECM Motors on Furnaces | 0 | 0 |  | 1102.787 | 15 |  | 287 | 287 | furnace | 0
Lodging/Hospitality | Existing | ECM Motors on Furnaces | 0 | 0.15245 |  | 1335.486 | 15 |  | 287 | 287 | furnace | 0
Miscellaneous | Existing | ECM Motors on Furnaces | 0 | 0 |  | 698.0947 | 15 |  | 287 | 287 | furnace | 0
Offices | Existing | ECM Motors on Furnaces | 0 | 0 |  | 738.564 | 15 |  | 287 | 287 | furnace | 0
Restaurants | Existing | ECM Motors on Furnaces | 0 | 0.53243 |  | 4664.082 | 15 |  | 287 | 287 | furnace | 0
Retail | Existing | ECM Motors on Furnaces | 0 | 0.33378 |  | 2923.904 | 15 |  | 287 | 287 | furnace | 0
Schools K-12 | Existing | ECM Motors on Furnaces | 0 | 0 |  | 2691.206 | 15 |  | 287 | 287 | furnace | 0
Warehouse | Existing | ECM Motors on Furnaces | 0 | 0 |  | 698.0947 | 15 |  | 287 | 287 | furnace | 0
Assembly | New | ECM Motors on Furnaces | 0 | 0 |  | 1264.664 | 15 |  | 287 | 287 | furnace | 0
College and University | New | ECM Motors on Furnaces | 0 | 0.19298 |  | 1264.664 | 15 |  | 287 | 287 | furnace | 0
Grocery | New | ECM Motors on Furnaces | 0 | 0.24831 |  | 2175.223 | 15 |  | 287 | 287 | furnace | 0
Healthcare | New | ECM Motors on Furnaces | 0 | 0 |  | 1982.994 | 15 |  | 287 | 287 | furnace | 0
Hospitals | New | ECM Motors on Furnaces | 0 | 0.34427 |  | 2256.161 | 15 |  | 287 | 287 | furnace | 0
Institutional | New | ECM Motors on Furnaces | 0 | 0 |  | 1102.787 | 15 |  | 287 | 287 | furnace | 0
Lodging/Hospitality | New | ECM Motors on Furnaces | 0 | 0.15245 |  | 1335.486 | 15 |  | 287 | 287 | furnace | 0
Miscellaneous | New | ECM Motors on Furnaces | 0 | 0 |  | 698.0947 | 15 |  | 287 | 287 | furnace | 0
Offices | New | ECM Motors on Furnaces | 0 | 0 |  | 738.564 | 15 |  | 287 | 287 | furnace | 0
Restaurants | New | ECM Motors on Furnaces | 0 | 0.53243 |  | 4664.082 | 15 |  | 287 | 287 | furnace | 0
Retail | New | ECM Motors on Furnaces | 0 | 0.33378 |  | 2923.904 | 15 |  | 287 | 287 | furnace | 0
Schools K-12 | New | ECM Motors on Furnaces | 0 | 0 |  | 2691.206 | 15 |  | 287 | 287 | furnace | 0
Warehouse | New | ECM Motors on Furnaces | 0 | 0 |  | 698.0947 | 15 |  | 287 | 287 | furnace | 0
Assembly | Existing | Energy Recovery Ventilation System (ERV) | 13.3127 | 11.3508 |  | 7397.809 | 15 |  | 115603.5 | 6 | CFM | 19267.25
College and University | Existing | Energy Recovery Ventilation System (ERV) | 44.638 | 38.0597 |  | 24805.16 | 15 |  | 455599.3 | 6 | CFM | 75933.21
Grocery | Existing | Energy Recovery Ventilation System (ERV) | 17.4579 | 14.8851 |  | 9701.3 | 15 |  | 28270.18 | 6 | CFM | 4711.697
Healthcare | Existing | Energy Recovery Ventilation System (ERV) | 30.4729 | 25.9821 |  | 16933.66 | 15 |  | 120724.6 | 6 | CFM | 20120.77
Hospitals | Existing | Energy Recovery Ventilation System (ERV) | 317.5226 | 270.7292 |  | 176446.1 | 15 |  | 1257931 | 6 | CFM | 209655.2
Institutional | Existing | Energy Recovery Ventilation System (ERV) | 35.227 | 30.0356 |  | 19575.49 | 15 |  | 123781.7 | 6 | CFM | 20630.29
Lodging/Hospitality | Existing | Energy Recovery Ventilation System (ERV) | 28.8975 | 24.6389 |  | 16058.24 | 15 |  | 202832 | 6 | CFM | 33805.34
Miscellaneous | Existing | Energy Recovery Ventilation System (ERV) | 335.8429 | 286.3496 |  | 186626.6 | 15 |  | 1731577 | 6 | CFM | 288596.2
Offices | Existing | Energy Recovery Ventilation System (ERV) | 15.4644 | 13.1854 |  | 8593.507 | 15 |  | 96390.2 | 6 | CFM | 16065.03
Restaurants | Existing | Energy Recovery Ventilation System (ERV) | 19.9582 | 17.017 |  | 11090.7 | 15 |  | 30478.74 | 6 | CFM | 5079.789
Retail | Existing | Energy Recovery Ventilation System (ERV) | 9.9809 | 8.51 |  | 5546.325 | 15 |  | 68663.08 | 6 | CFM | 11443.85
Schools K-12 | Existing | Energy Recovery Ventilation System (ERV) | 30.6046 | 26.0944 |  | 17006.88 | 15 |  | 312367.3 | 6 | CFM | 52061.22
Warehouse | Existing | Energy Recovery Ventilation System (ERV) | 2.9497 | 2.515 |  | 1639.149 | 15 |  | 96383.95 | 6 | CFM | 16063.99
Assembly | New | Energy Recovery Ventilation System (ERV) | 13.3127 | 11.3508 |  | 7397.809 | 15 |  | 115603.5 | 6 | CFM | 19267.25
College and University | New | Energy Recovery Ventilation System (ERV) | 44.638 | 38.0597 |  | 24805.16 | 15 |  | 455599.3 | 6 | CFM | 75933.21
Grocery | New | Energy Recovery Ventilation System (ERV) | 17.4579 | 14.8851 |  | 9701.3 | 15 |  | 28270.18 | 6 | CFM | 4711.697
Healthcare | New | Energy Recovery Ventilation System (ERV) | 30.4729 | 25.9821 |  | 16933.66 | 15 |  | 120724.6 | 6 | CFM | 20120.77
Hospitals | New | Energy Recovery Ventilation System (ERV) | 317.5226 | 270.7292 |  | 176446.1 | 15 |  | 1257931 | 6 | CFM | 209655.2
Institutional | New | Energy Recovery Ventilation System (ERV) | 35.227 | 30.0356 |  | 19575.49 | 15 |  | 123781.7 | 6 | CFM | 20630.29
Lodging/Hospitality | New | Energy Recovery Ventilation System (ERV) | 28.8975 | 24.6389 |  | 16058.24 | 15 |  | 202832 | 6 | CFM | 33805.34
Miscellaneous | New | Energy Recovery Ventilation System (ERV) | 335.8429 | 286.3496 |  | 186626.6 | 15 |  | 1731577 | 6 | CFM | 288596.2
Offices | New | Energy Recovery Ventilation System (ERV) | 15.4644 | 13.1854 |  | 8593.507 | 15 |  | 96390.2 | 6 | CFM | 16065.03
Restaurants | New | Energy Recovery Ventilation System (ERV) | 19.9582 | 17.017 |  | 11090.7 | 15 |  | 30478.74 | 6 | CFM | 5079.789
Retail | New | Energy Recovery Ventilation System (ERV) | 9.9809 | 8.51 |  | 5546.325 | 15 |  | 68663.08 | 6 | CFM | 11443.85
Schools K-12 | New | Energy Recovery Ventilation System (ERV) | 30.6046 | 26.0944 |  | 17006.88 | 15 |  | 312367.3 | 6 | CFM | 52061.22
Warehouse | New | Energy Recovery Ventilation System (ERV) | 2.9497 | 2.515 |  | 1639.149 | 15 |  | 96383.95 | 6 | CFM | 16063.99
Assembly | Existing | Facility Commissioning | 0 | 0 |  | 0 | 10 |  | 22350.01 | 1.16 | sq ft | 19267.25
College and University | Existing | Facility Commissioning | 0 | 0 |  | 0 | 10 |  | 88082.52 | 1.16 | sq ft | 75933.21
Grocery | Existing | Facility Commissioning | 0 | 0 |  | 0 | 10 |  | 5465.568 | 1.16 | sq ft | 4711.697
Healthcare | Existing | Facility Commissioning | 0 | 0 |  | 0 | 10 |  | 23340.09 | 1.16 | sq ft | 20120.77
Hospitals | Existing | Facility Commissioning | 0 | 0 |  | 0 | 10 |  | 243200 | 1.16 | sq ft | 209655.2
Institutional | Existing | Facility Commissioning | 0 | 0 |  | 0 | 10 |  | 23931.13 | 1.16 | sq ft | 20630.29
Lodging/Hospitality | Existing | Facility Commissioning | 0 | 0 |  | 0 | 10 |  | 39214.19 | 1.16 | sq ft | 33805.34
Miscellaneous | Existing | Facility Commissioning | 0 | 0 |  | 0 | 10 |  | 334055.6 | 1.16 | sq ft | 287978.9
Offices | Existing | Facility Commissioning | 0 | 0 |  | 0 | 10 |  | 18635.44 | 1.16 | sq ft | 16065.03
Restaurants | Existing | Facility Commissioning | 0 | 0 |  | 0 | 10 |  | 5892.556 | 1.16 | sq ft | 5079.789
Retail | Existing | Facility Commissioning | 0 | 0 |  | 0 | 10 |  | 13274.86 | 1.16 | sq ft | 11443.85
Schools K-12 | Existing | Facility Commissioning | 0 | 0 |  | 0 | 10 |  | 60391.02 | 1.16 | sq ft | 52061.22
Warehouse | Existing | Facility Commissioning | 0 | 0 |  | 0 | 10 |  | 18634.23 | 1.16 | sq ft | 16063.99
Assembly | New | Facility Commissioning | 1.3944 | 0.13997 |  | 6489.306 | 10 |  | 22350.01 | 1.16 | sq ft | 19267.25
College and University | New | Facility Commissioning | 7.1769 | 5.9242 |  | 38758.06 | 10 |  | 88082.52 | 1.16 | sq ft | 75933.21
Grocery | New | Facility Commissioning | 3.3572 | 0.33698 |  | 15623.63 | 10 |  | 5465.568 | 1.16 | sq ft | 4711.697
Healthcare | New | Facility Commissioning | 5.8599 | 0.5882 |  | 27271.12 | 10 |  | 23340.09 | 1.16 | sq ft | 20120.77
Hospitals | New | Facility Commissioning | 52.6188 | 43.4343 |  | 284160.8 | 10 |  | 243200 | 1.16 | sq ft | 209655.2
Institutional | New | Facility Commissioning | 6.7742 | 0.67997 |  | 31525.7 | 10 |  | 23931.13 | 1.16 | sq ft | 20630.29
Lodging/Hospitality | New | Facility Commissioning | 5.557 | 0.55779 |  | 25861.29 | 10 |  | 39214.19 | 1.16 | sq ft | 33805.34
Miscellaneous | New | Facility Commissioning | 64.5827 | 6.4826 |  | 300556.1 | 10 |  | 334055.6 | 1.16 | sq ft | 287978.9
Offices | New | Facility Commissioning | 4.8276 | 0.48457 |  | 22466.68 | 10 |  | 18635.44 | 1.16 | sq ft | 16065.03
Restaurants | New | Facility Commissioning | 3.4982 | 0.35113 |  | 16279.92 | 10 |  | 5892.556 | 1.16 | sq ft | 5079.789
Retail | New | Facility Commissioning | 1.5279 | 0.15337 |  | 7110.673 | 10 |  | 13274.86 | 1.16 | sq ft | 11443.85
Schools K-12 | New | Facility Commissioning | 5.71 | 0.57315 |  | 26573.25 | 10 |  | 60391.02 | 1.16 | sq ft | 52061.22
Warehouse | New | Facility Commissioning | 0.56723 | 0.056937 |  | 2639.797 | 10 |  | 18634.23 | 1.16 | sq ft | 16063.99
Assembly | Existing | Facility Energy Management System | 3.8562 | 0.3316 |  | 18398.42 | 15 |  | 14450.44 | 0.75 | sq ft | 19267.25
College and University | Existing | Facility Energy Management System | 16.2679 | 14.0526 |  | 109886.5 | 15 |  | 56949.91 | 0.75 | sq ft | 75933.21
Grocery | Existing | Facility Energy Management System | 11.5595 | 5.3149 |  | 44295.99 | 15 |  | 3533.773 | 0.75 | sq ft | 4711.697
Healthcare | Existing | Facility Energy Management System | 16.2055 | 1.3935 |  | 77318.84 | 15 |  | 15090.57 | 0.75 | sq ft | 20120.77
Hospitals | Existing | Facility Energy Management System | 119.2704 | 103.029 |  | 805650.1 | 15 |  | 157241.4 | 0.75 | sq ft | 209655.2
Institutional | Existing | Facility Energy Management System | 18.7338 | 1.6109 |  | 89381.4 | 15 |  | 15472.71 | 0.75 | sq ft | 20630.29
Lodging/Hospitality | Existing | Facility Energy Management System | 19.134 | 8.7976 |  | 73321.7 | 15 |  | 25354 | 0.75 | sq ft | 33805.34
Miscellaneous | Existing | Facility Energy Management System | 178.6019 | 15.3582 |  | 852134 | 15 |  | 216520 | 0.75 | sq ft | 288693.3
Offices | Existing | Facility Energy Management System | 13.3506 | 1.148 |  | 63697.35 | 15 |  | 12048.77 | 0.75 | sq ft | 16065.03
Restaurants | Existing | Facility Energy Management System | 12.0451 | 5.5382 |  | 46156.69 | 15 |  | 3809.842 | 0.75 | sq ft | 5079.789
Retail | Existing | Facility Energy Management System | 5.261 | 2.419 |  | 20160.12 | 15 |  | 8582.884 | 0.75 | sq ft | 11443.85
Schools K-12 | Existing | Facility Energy Management System | 15.7908 | 1.3579 |  | 75340.24 | 15 |  | 39045.92 | 0.75 | sq ft | 52061.22
Warehouse | Existing | Facility Energy Management System | 1.5687 | 0.13489 |  | 7484.329 | 15 |  | 12047.99 | 0.75 | sq ft | 16063.99
Assembly | New | Facility Energy Management System | 3.8562 | 0.3316 |  | 18398.42 | 15 |  | 14450.44 | 0.75 | sq ft | 19267.25
College and University | New | Facility Energy Management System | 16.2679 | 14.0526 |  | 109886.5 | 15 |  | 56949.91 | 0.75 | sq ft | 75933.21
Grocery | New | Facility Energy Management System | 11.5595 | 5.3149 |  | 44295.99 | 15 |  | 3533.773 | 0.75 | sq ft | 4711.697
Healthcare | New | Facility Energy Management System | 16.2055 | 1.3935 |  | 77318.84 | 15 |  | 15090.57 | 0.75 | sq ft | 20120.77
Hospitals | New | Facility Energy Management System | 119.2704 | 103.029 |  | 805650.1 | 15 |  | 157241.4 | 0.75 | sq ft | 209655.2
Institutional | New | Facility Energy Management System | 18.7338 | 1.6109 |  | 89381.4 | 15 |  | 15472.71 | 0.75 | sq ft | 20630.29
Lodging/Hospitality | New | Facility Energy Management System | 19.134 | 8.7976 |  | 73321.7 | 15 |  | 25354 | 0.75 | sq ft | 33805.34
Miscellaneous | New | Facility Energy Management System | 178.6019 | 15.3582 |  | 852134 | 15 |  | 216520 | 0.75 | sq ft | 288693.3
Offices | New | Facility Energy Management System | 13.3506 | 1.148 |  | 63697.35 | 15 |  | 12048.77 | 0.75 | sq ft | 16065.03
Restaurants | New | Facility Energy Management System | 12.0451 | 5.5382 |  | 46156.69 | 15 |  | 3809.842 | 0.75 | sq ft | 5079.789
Retail | New | Facility Energy Management System | 5.261 | 2.419 |  | 20160.12 | 15 |  | 8582.884 | 0.75 | sq ft | 11443.85
Schools K-12 | New | Facility Energy Management System | 15.7908 | 1.3579 |  | 75340.24 | 15 |  | 39045.92 | 0.75 | sq ft | 52061.22
Warehouse | New | Facility Energy Management System | 1.5687 | 0.13489 |  | 7484.329 | 15 |  | 12047.99 | 0.75 | sq ft | 16063.99
Assembly | Existing | Floor Insulation | 1.47e-06 | 3.32e-05 |  | 0.073626 | 20 |  | 1.3958 | 1.3958 | sq ft | 0
College and University | Existing | Floor Insulation | 3.05e-05 | 1.79e-05 |  | 0.073626 | 20 |  | 1.3958 | 1.3958 | sq ft | 0
Grocery | Existing | Floor Insulation | 1.5e-05 | 3.44e-05 |  | 0.073626 | 20 |  | 1.3958 | 1.3958 | sq ft | 0
Healthcare | Existing | Floor Insulation | 1.47e-06 | 3.32e-05 |  | 0.073626 | 20 |  | 1.3958 | 1.3958 | sq ft | 0
Hospitals | Existing | Floor Insulation | 3.05e-05 | 1.79e-05 |  | 0.073626 | 20 |  | 1.3958 | 1.3958 | sq ft | 0
Institutional | Existing | Floor Insulation | 1.47e-06 | 3.32e-05 |  | 0.073626 | 20 |  | 1.3958 | 1.3958 | sq ft | 0
Lodging/Hospitality | Existing | Floor Insulation | 3.05e-05 | 1.79e-05 |  | 0.073626 | 20 |  | 1.3958 | 1.3958 | sq ft | 0
Miscellaneous | Existing | Floor Insulation | 1.47e-06 | 3.32e-05 |  | 0.073626 | 20 |  | 1.3958 | 1.3958 | sq ft | 0
Offices | Existing | Floor Insulation | 1.47e-06 | 3.32e-05 |  | 0.073626 | 20 |  | 1.3958 | 1.3958 | sq ft | 0
Restaurants | Existing | Floor Insulation | 1.5e-05 | 3.44e-05 |  | 0.073626 | 20 |  | 1.3958 | 1.3958 | sq ft | 0
Retail | Existing | Floor Insulation | 1.5e-05 | 3.44e-05 |  | 0.073626 | 20 |  | 1.3958 | 1.3958 | sq ft | 0
Schools K-12 | Existing | Floor Insulation | 1.47e-06 | 3.32e-05 |  | 0.073626 | 20 |  | 1.3958 | 1.3958 | sq ft | 0
Warehouse | Existing | Floor Insulation | 8.35e-06 | 1.49e-05 |  | 0.073626 | 20 |  | 1.3958 | 1.3958 | sq ft | 0
Assembly | New | Floor Insulation | 1.41e-06 | 3.19e-05 |  | 0.070704 | 20 |  | 1.3958 | 1.3958 | sq ft | 0
College and University | New | Floor Insulation | 2.92e-05 | 1.72e-05 |  | 0.070704 | 20 |  | 1.3958 | 1.3958 | sq ft | 0
Grocery | New | Floor Insulation | 1.44e-05 | 3.3e-05 |  | 0.070704 | 20 |  | 1.3958 | 1.3958 | sq ft | 0
Healthcare | New | Floor Insulation | 1.41e-06 | 3.19e-05 |  | 0.070704 | 20 |  | 1.3958 | 1.3958 | sq ft | 0
Hospitals | New | Floor Insulation | 2.92e-05 | 1.72e-05 |  | 0.070704 | 20 |  | 1.3958 | 1.3958 | sq ft | 0
Institutional | New | Floor Insulation | 1.41e-06 | 3.19e-05 |  | 0.070704 | 20 |  | 1.3958 | 1.3958 | sq ft | 0
Lodging/Hospitality | New | Floor Insulation | 2.92e-05 | 1.72e-05 |  | 0.070704 | 20 |  | 1.3958 | 1.3958 | sq ft | 0
Miscellaneous | New | Floor Insulation | 1.41e-06 | 3.19e-05 |  | 0.070704 | 20 |  | 1.3958 | 1.3958 | sq ft | 0
Offices | New | Floor Insulation | 1.41e-06 | 3.19e-05 |  | 0.070704 | 20 |  | 1.3958 | 1.3958 | sq ft | 0
Restaurants | New | Floor Insulation | 1.44e-05 | 3.3e-05 |  | 0.070704 | 20 |  | 1.3958 | 1.3958 | sq ft | 0
Retail | New | Floor Insulation | 1.44e-05 | 3.3e-05 |  | 0.070704 | 20 |  | 1.3958 | 1.3958 | sq ft | 0
Schools K-12 | New | Floor Insulation | 1.41e-06 | 3.19e-05 |  | 0.070704 | 20 |  | 1.3958 | 1.3958 | sq ft | 0
Warehouse | New | Floor Insulation | 8.02e-06 | 1.43e-05 |  | 0.070704 | 20 |  | 1.3958 | 1.3958 | sq ft | 0
Assembly | Existing | Green Roof | 7.88e-05 | 0 |  | 0.18559 | 15 |  | 16.0523 | 16.0523 | sq ft | 0
College and University | Existing | Green Roof | 7.88e-05 | 0 |  | 0.18559 | 15 |  | 16.0523 | 16.0523 | sq ft | 0
Grocery | Existing | Green Roof | 7.88e-05 | 0 |  | 0.18559 | 15 |  | 16.0523 | 16.0523 | sq ft | 0
Healthcare | Existing | Green Roof | 7.88e-05 | 0 |  | 0.18559 | 15 |  | 16.0523 | 16.0523 | sq ft | 0
Hospitals | Existing | Green Roof | 7.88e-05 | 0 |  | 0.18559 | 15 |  | 16.0523 | 16.0523 | sq ft | 0
Institutional | Existing | Green Roof | 7.88e-05 | 0 |  | 0.18559 | 15 |  | 16.0523 | 16.0523 | sq ft | 0
Lodging/Hospitality | Existing | Green Roof | 0.000105 | 0 |  | 0.18559 | 15 |  | 16.0523 | 16.0523 | sq ft | 0
Miscellaneous | Existing | Green Roof | 2.39e-05 | 0 |  | 0.18559 | 15 |  | 16.0523 | 16.0523 | sq ft | 0
Offices | Existing | Green Roof | 7.88e-05 | 0 |  | 0.18559 | 15 |  | 16.0523 | 16.0523 | sq ft | 0
Restaurants | Existing | Green Roof | 7.88e-05 | 0 |  | 0.18559 | 15 |  | 16.0523 | 16.0523 | sq ft | 0
Retail | Existing | Green Roof | 7.88e-05 | 0 |  | 0.18559 | 15 |  | 16.0523 | 16.0523 | sq ft | 0
Schools K-12 | Existing | Green Roof | 7.88e-05 | 0 |  | 0.18559 | 15 |  | 16.0523 | 16.0523 | sq ft | 0
Warehouse | Existing | Green Roof | 2.39e-05 | 0 |  | 0.18559 | 15 |  | 16.0523 | 16.0523 | sq ft | 0
Assembly | New | Green Roof | 7.52e-05 | 0 |  | 0.17699 | 15 |  | 16.0523 | 16.0523 | sq ft | 0
College and University | New | Green Roof | 7.52e-05 | 0 |  | 0.17699 | 15 |  | 16.0523 | 16.0523 | sq ft | 0
Grocery | New | Green Roof | 7.52e-05 | 0 |  | 0.17699 | 15 |  | 16.0523 | 16.0523 | sq ft | 0
Healthcare | New | Green Roof | 7.52e-05 | 0 |  | 0.17699 | 15 |  | 16.0523 | 16.0523 | sq ft | 0
Hospitals | New | Green Roof | 7.52e-05 | 0 |  | 0.17699 | 15 |  | 16.0523 | 16.0523 | sq ft | 0
Institutional | New | Green Roof | 7.52e-05 | 0 |  | 0.17699 | 15 |  | 16.0523 | 16.0523 | sq ft | 0
Lodging/Hospitality | New | Green Roof | 9.97e-05 | 0 |  | 0.17699 | 15 |  | 16.0523 | 16.0523 | sq ft | 0
Miscellaneous | New | Green Roof | 2.28e-05 | 0 |  | 0.17699 | 15 |  | 16.0523 | 16.0523 | sq ft | 0
Offices | New | Green Roof | 7.52e-05 | 0 |  | 0.17699 | 15 |  | 16.0523 | 16.0523 | sq ft | 0
Restaurants | New | Green Roof | 7.52e-05 | 0 |  | 0.17699 | 15 |  | 16.0523 | 16.0523 | sq ft | 0
Retail | New | Green Roof | 7.52e-05 | 0 |  | 0.17699 | 15 |  | 16.0523 | 16.0523 | sq ft | 0
Schools K-12 | New | Green Roof | 7.52e-05 | 0 |  | 0.17699 | 15 |  | 16.0523 | 16.0523 | sq ft | 0
Warehouse | New | Green Roof | 2.28e-05 | 0 |  | 0.17699 | 15 |  | 16.0523 | 16.0523 | sq ft | 0
Assembly | Existing | Hotel Card Energy Control Systems | 0 | 0 |  | 0 | 15 |  | 260 | 260 | guest room | 0
College and University | Existing | Hotel Card Energy Control Systems | 0 | 0 |  | 0 | 15 |  | 260 | 260 | guest room | 0
Grocery | Existing | Hotel Card Energy Control Systems | 0 | 0 |  | 0 | 15 |  | 260 | 260 | guest room | 0
Healthcare | Existing | Hotel Card Energy Control Systems | 0 | 0 |  | 0 | 15 |  | 260 | 260 | guest room | 0
Hospitals | Existing | Hotel Card Energy Control Systems | 0 | 0 |  | 0 | 15 |  | 260 | 260 | guest room | 0
Institutional | Existing | Hotel Card Energy Control Systems | 0 | 0 |  | 0 | 15 |  | 260 | 260 | guest room | 0
Lodging/Hospitality | Existing | Hotel Card Energy Control Systems | 0.004488 | -0.01689 |  | 561.42 | 15 |  | 260 | 260 | guest room | 0
Miscellaneous | Existing | Hotel Card Energy Control Systems | 0 | 0 |  | 0 | 15 |  | 260 | 260 | guest room | 0
Offices | Existing | Hotel Card Energy Control Systems | 0 | 0 |  | 0 | 15 |  | 260 | 260 | guest room | 0
Restaurants | Existing | Hotel Card Energy Control Systems | 0 | 0 |  | 0 | 15 |  | 260 | 260 | guest room | 0
Retail | Existing | Hotel Card Energy Control Systems | 0 | 0 |  | 0 | 15 |  | 260 | 260 | guest room | 0
Schools K-12 | Existing | Hotel Card Energy Control Systems | 0 | 0 |  | 0 | 15 |  | 260 | 260 | guest room | 0
Warehouse | Existing | Hotel Card Energy Control Systems | 0 | 0 |  | 0 | 15 |  | 260 | 260 | guest room | 0
Assembly | New | Hotel Card Energy Control Systems | 0 | 0 |  | 0 | 15 |  | 260 | 260 | guest room | 0
College and University | New | Hotel Card Energy Control Systems | 0 | 0 |  | 0 | 15 |  | 260 | 260 | guest room | 0
Grocery | New | Hotel Card Energy Control Systems | 0 | 0 |  | 0 | 15 |  | 260 | 260 | guest room | 0
Healthcare | New | Hotel Card Energy Control Systems | 0 | 0 |  | 0 | 15 |  | 260 | 260 | guest room | 0
Hospitals | New | Hotel Card Energy Control Systems | 0 | 0 |  | 0 | 15 |  | 260 | 260 | guest room | 0
Institutional | New | Hotel Card Energy Control Systems | 0 | 0 |  | 0 | 15 |  | 260 | 260 | guest room | 0
Lodging/Hospitality | New | Hotel Card Energy Control Systems | 0.004488 | -0.01689 |  | 561.42 | 15 |  | 260 | 260 | guest room | 0
Miscellaneous | New | Hotel Card Energy Control Systems | 0 | 0 |  | 0 | 15 |  | 260 | 260 | guest room | 0
Offices | New | Hotel Card Energy Control Systems | 0 | 0 |  | 0 | 15 |  | 260 | 260 | guest room | 0
Restaurants | New | Hotel Card Energy Control Systems | 0 | 0 |  | 0 | 15 |  | 260 | 260 | guest room | 0
Retail | New | Hotel Card Energy Control Systems | 0 | 0 |  | 0 | 15 |  | 260 | 260 | guest room | 0
Schools K-12 | New | Hotel Card Energy Control Systems | 0 | 0 |  | 0 | 15 |  | 260 | 260 | guest room | 0
Warehouse | New | Hotel Card Energy Control Systems | 0 | 0 |  | 0 | 15 |  | 260 | 260 | guest room | 0
Assembly | Existing | HVAC tune-up | 0.023914 | 0.004353 |  | 120.4529 | 5 |  | 52.5 | 52.5 | unit (1.5 ton) | 0
College and University | Existing | HVAC tune-up | 0.050504 | 0.017071 |  | 133.6318 | 5 |  | 52.5 | 52.5 | unit (1.5 ton) | 0
Grocery | Existing | HVAC tune-up | 0.01321 | 0.002405 |  | 66.5394 | 5 |  | 52.5 | 52.5 | unit (1.5 ton) | 0
Healthcare | Existing | HVAC tune-up | 0.092058 | 0.011178 |  | 262.1026 | 5 |  | 52.5 | 52.5 | unit (1.5 ton) | 0
Hospitals | Existing | HVAC tune-up | 0.093834 | 0.031716 |  | 248.2786 | 5 |  | 52.5 | 52.5 | unit (1.5 ton) | 0
Institutional | Existing | HVAC tune-up | 0.012918 | 0.002352 |  | 65.0649 | 5 |  | 52.5 | 52.5 | unit (1.5 ton) | 0
Lodging/Hospitality | Existing | HVAC tune-up | 0.069885 | 0.008485 |  | 198.9731 | 5 |  | 52.5 | 52.5 | unit (1.5 ton) | 0
Miscellaneous | Existing | HVAC tune-up | 0.013357 | 0.002431 |  | 67.2767 | 5 |  | 52.5 | 52.5 | unit (1.5 ton) | 0
Offices | Existing | HVAC tune-up | 0.026915 | 0.0049 |  | 135.5671 | 5 |  | 52.5 | 52.5 | unit (1.5 ton) | 0
Restaurants | Existing | HVAC tune-up | 0.038753 | 0.007055 |  | 195.1946 | 5 |  | 52.5 | 52.5 | unit (1.5 ton) | 0
Retail | Existing | HVAC tune-up | 0.030373 | 0.005529 |  | 152.9854 | 5 |  | 52.5 | 52.5 | unit (1.5 ton) | 0
Schools K-12 | Existing | HVAC tune-up | 0.026402 | 0.004806 |  | 132.9867 | 5 |  | 52.5 | 52.5 | unit (1.5 ton) | 0
Warehouse | Existing | HVAC tune-up | 0.0058 | 0.001056 |  | 29.2147 | 5 |  | 52.5 | 52.5 | unit (1.5 ton) | 0
Assembly | New | HVAC tune-up | 0.023914 | 0.004353 |  | 120.4529 | 5 |  | 52.5 | 52.5 | unit (1.5 ton) | 0
College and University | New | HVAC tune-up | 0.050504 | 0.017071 |  | 133.6318 | 5 |  | 52.5 | 52.5 | unit (1.5 ton) | 0
Grocery | New | HVAC tune-up | 0.01321 | 0.002405 |  | 66.5394 | 5 |  | 52.5 | 52.5 | unit (1.5 ton) | 0
Healthcare | New | HVAC tune-up | 0.092058 | 0.011178 |  | 262.1026 | 5 |  | 52.5 | 52.5 | unit (1.5 ton) | 0
Hospitals | New | HVAC tune-up | 0.093834 | 0.031716 |  | 248.2786 | 5 |  | 52.5 | 52.5 | unit (1.5 ton) | 0
Institutional | New | HVAC tune-up | 0.012918 | 0.002352 |  | 65.0649 | 5 |  | 52.5 | 52.5 | unit (1.5 ton) | 0
Lodging/Hospitality | New | HVAC tune-up | 0.069885 | 0.008485 |  | 198.9731 | 5 |  | 52.5 | 52.5 | unit (1.5 ton) | 0
Miscellaneous | New | HVAC tune-up | 0.013357 | 0.002431 |  | 67.2767 | 5 |  | 52.5 | 52.5 | unit (1.5 ton) | 0
Offices | New | HVAC tune-up | 0.026915 | 0.0049 |  | 135.5671 | 5 |  | 52.5 | 52.5 | unit (1.5 ton) | 0
Restaurants | New | HVAC tune-up | 0.038753 | 0.007055 |  | 195.1946 | 5 |  | 52.5 | 52.5 | unit (1.5 ton) | 0
Retail | New | HVAC tune-up | 0.030373 | 0.005529 |  | 152.9854 | 5 |  | 52.5 | 52.5 | unit (1.5 ton) | 0
Schools K-12 | New | HVAC tune-up | 0.026402 | 0.004806 |  | 132.9867 | 5 |  | 52.5 | 52.5 | unit (1.5 ton) | 0
Warehouse | New | HVAC tune-up | 0.0058 | 0.001056 |  | 29.2147 | 5 |  | 52.5 | 52.5 | unit (1.5 ton) | 0
Assembly | Existing | HVAC tune-up_RTU | 0.15571 | 0.028346 |  | 784.3099 | 5 |  | 350 | 350 | unit (10 ton) | 0
College and University | Existing | HVAC tune-up_RTU | 0.32885 | 0.11115 |  | 870.122 | 5 |  | 350 | 350 | unit (10 ton) | 0
Grocery | Existing | HVAC tune-up_RTU | 0.086017 | 0.015659 |  | 433.2607 | 5 |  | 350 | 350 | unit (10 ton) | 0
Healthcare | Existing | HVAC tune-up_RTU | 0.59942 | 0.072781 |  | 1706.639 | 5 |  | 350 | 350 | unit (10 ton) | 0
Hospitals | Existing | HVAC tune-up_RTU | 0.61098 | 0.20652 |  | 1616.627 | 5 |  | 350 | 350 | unit (10 ton) | 0
Institutional | Existing | HVAC tune-up_RTU | 0.084111 | 0.015312 |  | 423.6594 | 5 |  | 350 | 350 | unit (10 ton) | 0
Lodging/Hospitality | Existing | HVAC tune-up_RTU | 0.45504 | 0.055251 |  | 1295.582 | 5 |  | 350 | 350 | unit (10 ton) | 0
Miscellaneous | Existing | HVAC tune-up_RTU | 0.08697 | 0.015832 |  | 438.0614 | 5 |  | 350 | 350 | unit (10 ton) | 0
Offices | Existing | HVAC tune-up_RTU | 0.17525 | 0.031903 |  | 882.7237 | 5 |  | 350 | 350 | unit (10 ton) | 0
Restaurants | Existing | HVAC tune-up_RTU | 0.25233 | 0.045935 |  | 1270.978 | 5 |  | 350 | 350 | unit (10 ton) | 0
Retail | Existing | HVAC tune-up_RTU | 0.19777 | 0.036002 |  | 996.1396 | 5 |  | 350 | 350 | unit (10 ton) | 0
Schools K-12 | Existing | HVAC tune-up_RTU | 0.17192 | 0.031296 |  | 865.9214 | 5 |  | 350 | 350 | unit (10 ton) | 0
Warehouse | Existing | HVAC tune-up_RTU | 0.037766 | 0.006875 |  | 190.2267 | 5 |  | 350 | 350 | unit (10 ton) | 0
Assembly | New | HVAC tune-up_RTU | 0.15571 | 0.028346 |  | 784.3099 | 5 |  | 350 | 350 | unit (10 ton) | 0
College and University | New | HVAC tune-up_RTU | 0.32885 | 0.11115 |  | 870.122 | 5 |  | 350 | 350 | unit (10 ton) | 0
Grocery | New | HVAC tune-up_RTU | 0.086017 | 0.015659 |  | 433.2607 | 5 |  | 350 | 350 | unit (10 ton) | 0
Healthcare | New | HVAC tune-up_RTU | 0.59942 | 0.072781 |  | 1706.639 | 5 |  | 350 | 350 | unit (10 ton) | 0
Hospitals | New | HVAC tune-up_RTU | 0.61098 | 0.20652 |  | 1616.627 | 5 |  | 350 | 350 | unit (10 ton) | 0
Institutional | New | HVAC tune-up_RTU | 0.084111 | 0.015312 |  | 423.6594 | 5 |  | 350 | 350 | unit (10 ton) | 0
Lodging/Hospitality | New | HVAC tune-up_RTU | 0.45504 | 0.055251 |  | 1295.582 | 5 |  | 350 | 350 | unit (10 ton) | 0
Miscellaneous | New | HVAC tune-up_RTU | 0.08697 | 0.015832 |  | 438.0614 | 5 |  | 350 | 350 | unit (10 ton) | 0
Offices | New | HVAC tune-up_RTU | 0.17525 | 0.031903 |  | 882.7237 | 5 |  | 350 | 350 | unit (10 ton) | 0
Restaurants | New | HVAC tune-up_RTU | 0.25233 | 0.045935 |  | 1270.978 | 5 |  | 350 | 350 | unit (10 ton) | 0
Retail | New | HVAC tune-up_RTU | 0.19777 | 0.036002 |  | 996.1396 | 5 |  | 350 | 350 | unit (10 ton) | 0
Schools K-12 | New | HVAC tune-up_RTU | 0.17192 | 0.031296 |  | 865.9214 | 5 |  | 350 | 350 | unit (10 ton) | 0
Warehouse | New | HVAC tune-up_RTU | 0.037766 | 0.006875 |  | 190.2267 | 5 |  | 350 | 350 | unit (10 ton) | 0
Assembly | Existing | Infiltration Reduction - Air Sealing | 7.92e-06 | 2.35e-05 |  | 0.035817 | 11 |  | 0.262 | 0.262 | sq ft | 0
College and University | Existing | Infiltration Reduction - Air Sealing | 3.87e-06 | 1.15e-05 |  | 0.017496 | 11 |  | 0.262 | 0.262 | sq ft | 0
Grocery | Existing | Infiltration Reduction - Air Sealing | 2.69e-05 | 8e-05 |  | 0.1218 | 11 |  | 0.262 | 0.262 | sq ft | 0
Healthcare | Existing | Infiltration Reduction - Air Sealing | 7.51e-06 | 2.23e-05 |  | 0.033939 | 11 |  | 0.262 | 0.262 | sq ft | 0
Hospitals | Existing | Infiltration Reduction - Air Sealing | 3.88e-06 | 1.15e-05 |  | 0.017556 | 11 |  | 0.262 | 0.262 | sq ft | 0
Institutional | Existing | Infiltration Reduction - Air Sealing | 2.42e-05 | 7.19e-05 |  | 0.10953 | 11 |  | 0.262 | 0.262 | sq ft | 0
Lodging/Hospitality | Existing | Infiltration Reduction - Air Sealing | 1.82e-05 | 5.41e-05 |  | 0.082397 | 11 |  | 0.262 | 0.262 | sq ft | 0
Miscellaneous | Existing | Infiltration Reduction - Air Sealing | 4.84e-06 | 1.44e-05 |  | 0.021894 | 11 |  | 0.262 | 0.262 | sq ft | 0
Offices | Existing | Infiltration Reduction - Air Sealing | 3.52e-05 | 0.000104 |  | 0.15896 | 11 |  | 0.262 | 0.262 | sq ft | 0
Restaurants | Existing | Infiltration Reduction - Air Sealing | 2.61e-05 | 7.76e-05 |  | 0.11818 | 11 |  | 0.262 | 0.262 | sq ft | 0
Retail | Existing | Infiltration Reduction - Air Sealing | 1.14e-05 | 3.39e-05 |  | 0.051626 | 11 |  | 0.262 | 0.262 | sq ft | 0
Schools K-12 | Existing | Infiltration Reduction - Air Sealing | 2.61e-06 | 7.74e-06 |  | 0.01179 | 11 |  | 0.262 | 0.262 | sq ft | 0
Warehouse | Existing | Infiltration Reduction - Air Sealing | 7.21e-06 | 2.14e-05 |  | 0.032603 | 11 |  | 0.262 | 0.262 | sq ft | 0
Assembly | New | Infiltration Reduction - Air Sealing | 7.61e-06 | 2.26e-05 |  | 0.034395 | 11 |  | 0.262 | 0.262 | sq ft | 0
College and University | New | Infiltration Reduction - Air Sealing | 3.72e-06 | 1.1e-05 |  | 0.016801 | 11 |  | 0.262 | 0.262 | sq ft | 0
Grocery | New | Infiltration Reduction - Air Sealing | 2.59e-05 | 7.68e-05 |  | 0.11696 | 11 |  | 0.262 | 0.262 | sq ft | 0
Healthcare | New | Infiltration Reduction - Air Sealing | 7.21e-06 | 2.14e-05 |  | 0.032592 | 11 |  | 0.262 | 0.262 | sq ft | 0
Hospitals | New | Infiltration Reduction - Air Sealing | 3.73e-06 | 1.11e-05 |  | 0.016859 | 11 |  | 0.262 | 0.262 | sq ft | 0
Institutional | New | Infiltration Reduction - Air Sealing | 2.33e-05 | 6.91e-05 |  | 0.10518 | 11 |  | 0.262 | 0.262 | sq ft | 0
Lodging/Hospitality | New | Infiltration Reduction - Air Sealing | 1.75e-05 | 5.2e-05 |  | 0.079127 | 11 |  | 0.262 | 0.262 | sq ft | 0
Miscellaneous | New | Infiltration Reduction - Air Sealing | 4.65e-06 | 1.38e-05 |  | 0.021025 | 11 |  | 0.262 | 0.262 | sq ft | 0
Offices | New | Infiltration Reduction - Air Sealing | 3.38e-05 | 0.0001 |  | 0.15265 | 11 |  | 0.262 | 0.262 | sq ft | 0
Restaurants | New | Infiltration Reduction - Air Sealing | 2.51e-05 | 7.45e-05 |  | 0.11349 | 11 |  | 0.262 | 0.262 | sq ft | 0
Retail | New | Infiltration Reduction - Air Sealing | 1.1e-05 | 3.26e-05 |  | 0.049577 | 11 |  | 0.262 | 0.262 | sq ft | 0
Schools K-12 | New | Infiltration Reduction - Air Sealing | 2.5e-06 | 7.44e-06 |  | 0.011322 | 11 |  | 0.262 | 0.262 | sq ft | 0
Warehouse | New | Infiltration Reduction - Air Sealing | 6.93e-06 | 2.06e-05 |  | 0.031309 | 11 |  | 0.262 | 0.262 | sq ft | 0
Assembly | Existing | Low U-Value Windows | 0.12838 | 0.001435 |  | 345.3939 | 20 |  | 360 | 360 | 100 sq ft | 0
College and University | Existing | Low U-Value Windows | 0.12838 | 0.001435 |  | 345.3939 | 20 |  | 360 | 360 | 100 sq ft | 0
Grocery | Existing | Low U-Value Windows | 0.12838 | 0.001435 |  | 345.3939 | 20 |  | 360 | 360 | 100 sq ft | 0
Healthcare | Existing | Low U-Value Windows | 0.12838 | 0.001435 |  | 345.3939 | 20 |  | 360 | 360 | 100 sq ft | 0
Hospitals | Existing | Low U-Value Windows | 0.12838 | 0.001435 |  | 345.3939 | 20 |  | 360 | 360 | 100 sq ft | 0
Institutional | Existing | Low U-Value Windows | 0.12838 | 0.001435 |  | 345.3939 | 20 |  | 360 | 360 | 100 sq ft | 0
Lodging/Hospitality | Existing | Low U-Value Windows | 0.15241 | -0.0343 |  | 345.3939 | 20 |  | 360 | 360 | 100 sq ft | 0
Miscellaneous | Existing | Low U-Value Windows | 0.11891 | -0.02008 |  | 345.3939 | 20 |  | 360 | 360 | 100 sq ft | 0
Offices | Existing | Low U-Value Windows | 0.12838 | 0.001435 |  | 345.3939 | 20 |  | 360 | 360 | 100 sq ft | 0
Restaurants | Existing | Low U-Value Windows | 0.12838 | 0.001435 |  | 345.3939 | 20 |  | 360 | 360 | 100 sq ft | 0
Retail | Existing | Low U-Value Windows | 0.12838 | 0.001435 |  | 345.3939 | 20 |  | 360 | 360 | 100 sq ft | 0
Schools K-12 | Existing | Low U-Value Windows | 0.12838 | 0.001435 |  | 345.3939 | 20 |  | 360 | 360 | 100 sq ft | 0
Warehouse | Existing | Low U-Value Windows | 0.11891 | -0.02008 |  | 345.3939 | 20 |  | 360 | 360 | 100 sq ft | 0
Assembly | New | Low U-Value Windows | 0.016746 | 0.000187 |  | 45.0514 | 20 |  | 360 | 360 | 100 sq ft | 0
College and University | New | Low U-Value Windows | 0.016746 | 0.000187 |  | 45.0514 | 20 |  | 360 | 360 | 100 sq ft | 0
Grocery | New | Low U-Value Windows | 0.016746 | 0.000187 |  | 45.0514 | 20 |  | 360 | 360 | 100 sq ft | 0
Healthcare | New | Low U-Value Windows | 0.016746 | 0.000187 |  | 45.0514 | 20 |  | 360 | 360 | 100 sq ft | 0
Hospitals | New | Low U-Value Windows | 0.016746 | 0.000187 |  | 45.0514 | 20 |  | 360 | 360 | 100 sq ft | 0
Institutional | New | Low U-Value Windows | 0.016746 | 0.000187 |  | 45.0514 | 20 |  | 360 | 360 | 100 sq ft | 0
Lodging/Hospitality | New | Low U-Value Windows | 0.019879 | -0.00447 |  | 45.0514 | 20 |  | 360 | 360 | 100 sq ft | 0
Miscellaneous | New | Low U-Value Windows | 0.01551 | -0.00262 |  | 45.0514 | 20 |  | 360 | 360 | 100 sq ft | 0
Offices | New | Low U-Value Windows | 0.016746 | 0.000187 |  | 45.0514 | 20 |  | 360 | 360 | 100 sq ft | 0
Restaurants | New | Low U-Value Windows | 0.016746 | 0.000187 |  | 45.0514 | 20 |  | 360 | 360 | 100 sq ft | 0
Retail | New | Low U-Value Windows | 0.016746 | 0.000187 |  | 45.0514 | 20 |  | 360 | 360 | 100 sq ft | 0
Schools K-12 | New | Low U-Value Windows | 0.016746 | 0.000187 |  | 45.0514 | 20 |  | 360 | 360 | 100 sq ft | 0
Warehouse | New | Low U-Value Windows | 0.01551 | -0.00262 |  | 45.0514 | 20 |  | 360 | 360 | 100 sq ft | 0
Assembly | Existing | Programmable Thermostat | 0.020551 | -0.2844 |  | 1730.816 | 11 |  | 2799.84 | 174.99 | thermostat | 16
College and University | Existing | Programmable Thermostat | 0.86408 | 0.25527 |  | 10337.48 | 11 |  | 10674.39 | 174.99 | thermostat | 61
Grocery | Existing | Programmable Thermostat | 1.5442 | -0.00293 |  | 4167.108 | 11 |  | 699.96 | 174.99 | thermostat | 4
Healthcare | Existing | Programmable Thermostat | 0.086367 | -1.1952 |  | 7273.706 | 11 |  | 2974.83 | 174.99 | thermostat | 17
Hospitals | Existing | Programmable Thermostat | 6.3351 | 1.8716 |  | 75790.87 | 11 |  | 29398.32 | 174.99 | thermostat | 168
Institutional | Existing | Programmable Thermostat | 0.099841 | -1.3816 |  | 8408.481 | 11 |  | 2974.83 | 174.99 | thermostat | 17
Lodging/Hospitality | Existing | Programmable Thermostat | -0.22094 | 20.6086 |  | 6897.678 | 11 |  | 4724.73 | 174.99 | thermostat | 27
Miscellaneous | Existing | Programmable Thermostat | 0.95185 | -13.172 |  | 80163.8 | 11 |  | 40422.69 | 174.99 | thermostat | 231
Offices | Existing | Programmable Thermostat | 0.071151 | -0.98461 |  | 5992.275 | 11 |  | 2274.87 | 174.99 | thermostat | 13
Restaurants | Existing | Programmable Thermostat | 1.6091 | -0.00305 |  | 4342.152 | 11 |  | 874.95 | 174.99 | thermostat | 5
Retail | Existing | Programmable Thermostat | 0.70282 | -0.00133 |  | 1896.546 | 11 |  | 1749.9 | 174.99 | thermostat | 10
Schools K-12 | Existing | Programmable Thermostat | 0.084157 | -1.1646 |  | 7087.571 | 11 |  | 7349.58 | 174.99 | thermostat | 42
Warehouse | Existing | Programmable Thermostat | 0.00836 | -0.11569 |  | 704.082 | 11 |  | 2274.87 | 174.99 | thermostat | 13
Assembly | New | Programmable Thermostat | 0.020551 | -0.2844 |  | 1730.816 | 11 |  | 2799.84 | 174.99 | thermostat | 16
College and University | New | Programmable Thermostat | 0.86408 | 0.25527 |  | 10337.48 | 11 |  | 10674.39 | 174.99 | thermostat | 61
Grocery | New | Programmable Thermostat | 1.5442 | -0.00293 |  | 4167.108 | 11 |  | 699.96 | 174.99 | thermostat | 4
Healthcare | New | Programmable Thermostat | 0.086367 | -1.1952 |  | 7273.706 | 11 |  | 2974.83 | 174.99 | thermostat | 17
Hospitals | New | Programmable Thermostat | 6.3351 | 1.8716 |  | 75790.87 | 11 |  | 29398.32 | 174.99 | thermostat | 168
Institutional | New | Programmable Thermostat | 0.099841 | -1.3816 |  | 8408.481 | 11 |  | 2974.83 | 174.99 | thermostat | 17
Lodging/Hospitality | New | Programmable Thermostat | -0.22094 | 20.6086 |  | 6897.678 | 11 |  | 4724.73 | 174.99 | thermostat | 27
Miscellaneous | New | Programmable Thermostat | 0.95185 | -13.172 |  | 80163.8 | 11 |  | 40422.69 | 174.99 | thermostat | 231
Offices | New | Programmable Thermostat | 0.071151 | -0.98461 |  | 5992.275 | 11 |  | 2274.87 | 174.99 | thermostat | 13
Restaurants | New | Programmable Thermostat | 1.6091 | -0.00305 |  | 4342.152 | 11 |  | 874.95 | 174.99 | thermostat | 5
Retail | New | Programmable Thermostat | 0.70282 | -0.00133 |  | 1896.546 | 11 |  | 1749.9 | 174.99 | thermostat | 10
Schools K-12 | New | Programmable Thermostat | 0.084157 | -1.1646 |  | 7087.571 | 11 |  | 7349.58 | 174.99 | thermostat | 42
Warehouse | New | Programmable Thermostat | 0.00836 | -0.11569 |  | 704.082 | 11 |  | 2274.87 | 174.99 | thermostat | 13
Assembly | Existing | Roof Insulation | 5.62e-06 | 0.000127 |  | 0.28064 | 20 |  | 0.68 | 0.68 | sq ft | 0
College and University | Existing | Roof Insulation | 0.000116 | 6.84e-05 |  | 0.28064 | 20 |  | 0.68 | 0.68 | sq ft | 0
Grocery | Existing | Roof Insulation | 5.73e-05 | 0.000131 |  | 0.28064 | 20 |  | 0.68 | 0.68 | sq ft | 0
Healthcare | Existing | Roof Insulation | 5.62e-06 | 0.000127 |  | 0.28064 | 20 |  | 0.68 | 0.68 | sq ft | 0
Hospitals | Existing | Roof Insulation | 0.000116 | 6.84e-05 |  | 0.28064 | 20 |  | 0.68 | 0.68 | sq ft | 0
Institutional | Existing | Roof Insulation | 5.62e-06 | 0.000127 |  | 0.28064 | 20 |  | 0.68 | 0.68 | sq ft | 0
Lodging/Hospitality | Existing | Roof Insulation | 0.000116 | 6.84e-05 |  | 0.28064 | 20 |  | 0.68 | 0.68 | sq ft | 0
Miscellaneous | Existing | Roof Insulation | 5.62e-06 | 0.000127 |  | 0.28064 | 20 |  | 0.68 | 0.68 | sq ft | 0
Offices | Existing | Roof Insulation | 5.62e-06 | 0.000127 |  | 0.28064 | 20 |  | 0.68 | 0.68 | sq ft | 0
Restaurants | Existing | Roof Insulation | 5.73e-05 | 0.000131 |  | 0.28064 | 20 |  | 0.68 | 0.68 | sq ft | 0
Retail | Existing | Roof Insulation | 5.73e-05 | 0.000131 |  | 0.28064 | 20 |  | 0.68 | 0.68 | sq ft | 0
Schools K-12 | Existing | Roof Insulation | 5.62e-06 | 0.000127 |  | 0.28064 | 20 |  | 0.68 | 0.68 | sq ft | 0
Warehouse | Existing | Roof Insulation | 3.18e-05 | 5.68e-05 |  | 0.28064 | 20 |  | 0.68 | 0.68 | sq ft | 0
Assembly | New | Roof Insulation | 2.7e-06 | 6.08e-05 |  | 0.13475 | 20 |  | 0.68 | 0.68 | sq ft | 0
College and University | New | Roof Insulation | 5.57e-05 | 3.28e-05 |  | 0.13475 | 20 |  | 0.68 | 0.68 | sq ft | 0
Grocery | New | Roof Insulation | 2.75e-05 | 6.29e-05 |  | 0.13475 | 20 |  | 0.68 | 0.68 | sq ft | 0
Healthcare | New | Roof Insulation | 2.7e-06 | 6.08e-05 |  | 0.13475 | 20 |  | 0.68 | 0.68 | sq ft | 0
Hospitals | New | Roof Insulation | 5.57e-05 | 3.28e-05 |  | 0.13475 | 20 |  | 0.68 | 0.68 | sq ft | 0
Institutional | New | Roof Insulation | 2.7e-06 | 6.08e-05 |  | 0.13475 | 20 |  | 0.68 | 0.68 | sq ft | 0
Lodging/Hospitality | New | Roof Insulation | 5.57e-05 | 3.28e-05 |  | 0.13475 | 20 |  | 0.68 | 0.68 | sq ft | 0
Miscellaneous | New | Roof Insulation | 2.7e-06 | 6.08e-05 |  | 0.13475 | 20 |  | 0.68 | 0.68 | sq ft | 0
Offices | New | Roof Insulation | 2.7e-06 | 6.08e-05 |  | 0.13475 | 20 |  | 0.68 | 0.68 | sq ft | 0
Restaurants | New | Roof Insulation | 2.75e-05 | 6.29e-05 |  | 0.13475 | 20 |  | 0.68 | 0.68 | sq ft | 0
Retail | New | Roof Insulation | 2.75e-05 | 6.29e-05 |  | 0.13475 | 20 |  | 0.68 | 0.68 | sq ft | 0
Schools K-12 | New | Roof Insulation | 2.7e-06 | 6.08e-05 |  | 0.13475 | 20 |  | 0.68 | 0.68 | sq ft | 0
Warehouse | New | Roof Insulation | 1.53e-05 | 2.73e-05 |  | 0.13475 | 20 |  | 0.68 | 0.68 | sq ft | 0
Assembly | Existing | Smart Thermostat | 0.057087 | -0.78999 |  | 4807.824 | 11 |  | 4384 | 274 | unit | 16
College and University | Existing | Smart Thermostat | 2.4002 | 0.70909 |  | 28715.23 | 11 |  | 16714 | 274 | unit | 61
Grocery | Existing | Smart Thermostat | 4.2896 | -0.00814 |  | 11575.3 | 11 |  | 1096 | 274 | unit | 4
Healthcare | Existing | Smart Thermostat | 0.23991 | -3.3199 |  | 20204.74 | 11 |  | 4658 | 274 | unit | 17
Hospitals | Existing | Smart Thermostat | 17.5975 | 5.1988 |  | 210530.2 | 11 |  | 46032 | 274 | unit | 168
Institutional | Existing | Smart Thermostat | 0.27734 | -3.8379 |  | 23356.89 | 11 |  | 4658 | 274 | unit | 17
Lodging/Hospitality | Existing | Smart Thermostat | -0.61374 | 57.2461 |  | 19160.22 | 11 |  | 7398 | 274 | unit | 27
Miscellaneous | Existing | Smart Thermostat | 2.644 | -36.5889 |  | 222677.2 | 11 |  | 63294 | 274 | unit | 231
Offices | Existing | Smart Thermostat | 0.19764 | -2.735 |  | 16645.21 | 11 |  | 3562 | 274 | unit | 13
Restaurants | Existing | Smart Thermostat | 4.4698 | -0.00848 |  | 12061.53 | 11 |  | 1370 | 274 | unit | 5
Retail | Existing | Smart Thermostat | 1.9523 | -0.0037 |  | 5268.184 | 11 |  | 2740 | 274 | unit | 10
Schools K-12 | Existing | Smart Thermostat | 0.23377 | -3.235 |  | 19687.7 | 11 |  | 11508 | 274 | unit | 42
Warehouse | Existing | Smart Thermostat | 0.023223 | -0.32136 |  | 1955.783 | 11 |  | 3562 | 274 | unit | 13
Assembly | New | Smart Thermostat | 0.057087 | -0.78999 |  | 4807.824 | 11 |  | 4384 | 274 | unit | 16
College and University | New | Smart Thermostat | 2.4002 | 0.70909 |  | 28715.23 | 11 |  | 16714 | 274 | unit | 61
Grocery | New | Smart Thermostat | 4.2896 | -0.00814 |  | 11575.3 | 11 |  | 1096 | 274 | unit | 4
Healthcare | New | Smart Thermostat | 0.23991 | -3.3199 |  | 20204.74 | 11 |  | 4658 | 274 | unit | 17
Hospitals | New | Smart Thermostat | 17.5975 | 5.1988 |  | 210530.2 | 11 |  | 46032 | 274 | unit | 168
Institutional | New | Smart Thermostat | 0.27734 | -3.8379 |  | 23356.89 | 11 |  | 4658 | 274 | unit | 17
Lodging/Hospitality | New | Smart Thermostat | -0.61374 | 57.2461 |  | 19160.22 | 11 |  | 7398 | 274 | unit | 27
Miscellaneous | New | Smart Thermostat | 2.644 | -36.5889 |  | 222677.2 | 11 |  | 63294 | 274 | unit | 231
Offices | New | Smart Thermostat | 0.19764 | -2.735 |  | 16645.21 | 11 |  | 3562 | 274 | unit | 13
Restaurants | New | Smart Thermostat | 4.4698 | -0.00848 |  | 12061.53 | 11 |  | 1370 | 274 | unit | 5
Retail | New | Smart Thermostat | 1.9523 | -0.0037 |  | 5268.184 | 11 |  | 2740 | 274 | unit | 10
Schools K-12 | New | Smart Thermostat | 0.23377 | -3.235 |  | 19687.7 | 11 |  | 11508 | 274 | unit | 42
Warehouse | New | Smart Thermostat | 0.023223 | -0.32136 |  | 1955.783 | 11 |  | 3562 | 274 | unit | 13
Assembly | Existing | Thermal Energy Storage | 3.9872 | 1.1505 |  | -633.779 | 20 |  | 4786.796 | 1200.527 | kW | 3.9872
College and University | Existing | Thermal Energy Storage | 23.8142 | 6.8715 |  | -3785.31 | 20 |  | 28589.64 | 1200.527 | kW | 23.8142
Grocery | Existing | Thermal Energy Storage | 9.5997 | 2.77 |  | -1525.88 | 20 |  | 11524.67 | 1200.527 | kW | 9.5997
Healthcare | Existing | Thermal Energy Storage | 16.7563 | 4.835 |  | -2663.44 | 20 |  | 20116.37 | 1200.527 | kW | 16.7563
Hospitals | Existing | Thermal Energy Storage | 174.5978 | 50.3796 |  | -27752.6 | 20 |  | 209609.4 | 1200.527 | kW | 174.5978
Institutional | Existing | Thermal Energy Storage | 19.3704 | 5.5893 |  | -3078.96 | 20 |  | 23254.74 | 1200.527 | kW | 19.3704
Lodging/Hospitality | Existing | Thermal Energy Storage | 15.89 | 4.585 |  | -2525.75 | 20 |  | 19076.42 | 1200.527 | kW | 15.89
Miscellaneous | Existing | Thermal Energy Storage | 184.6717 | 53.2863 |  | -29353.8 | 20 |  | 221703.3 | 1200.527 | kW | 184.6717
Offices | Existing | Thermal Energy Storage | 13.8043 | 3.9832 |  | -2194.21 | 20 |  | 16572.41 | 1200.527 | kW | 13.8043
Restaurants | Existing | Thermal Energy Storage | 10.0029 | 2.8863 |  | -1589.98 | 20 |  | 12008.78 | 1200.527 | kW | 10.0029
Retail | Existing | Thermal Energy Storage | 4.369 | 1.2607 |  | -694.465 | 20 |  | 5245.143 | 1200.527 | kW | 4.369
Schools K-12 | Existing | Thermal Energy Storage | 16.3275 | 4.7112 |  | -2595.28 | 20 |  | 19601.59 | 1200.527 | kW | 16.3275
Warehouse | Existing | Thermal Energy Storage | 1.622 | 0.46802 |  | -257.816 | 20 |  | 1947.23 | 1200.527 | kW | 1.622
Assembly | New | Thermal Energy Storage | 3.9872 | 1.1505 |  | -633.779 | 20 |  | 4786.796 | 1200.527 | kW | 3.9872
College and University | New | Thermal Energy Storage | 23.8142 | 6.8715 |  | -3785.31 | 20 |  | 28589.64 | 1200.527 | kW | 23.8142
Grocery | New | Thermal Energy Storage | 9.5997 | 2.77 |  | -1525.88 | 20 |  | 11524.67 | 1200.527 | kW | 9.5997
Healthcare | New | Thermal Energy Storage | 16.7563 | 4.835 |  | -2663.44 | 20 |  | 20116.37 | 1200.527 | kW | 16.7563
Hospitals | New | Thermal Energy Storage | 174.5978 | 50.3796 |  | -27752.6 | 20 |  | 209609.4 | 1200.527 | kW | 174.5978
Institutional | New | Thermal Energy Storage | 19.3704 | 5.5893 |  | -3078.96 | 20 |  | 23254.74 | 1200.527 | kW | 19.3704
Lodging/Hospitality | New | Thermal Energy Storage | 15.89 | 4.585 |  | -2525.75 | 20 |  | 19076.42 | 1200.527 | kW | 15.89
Miscellaneous | New | Thermal Energy Storage | 184.6717 | 53.2863 |  | -29353.8 | 20 |  | 221703.3 | 1200.527 | kW | 184.6717
Offices | New | Thermal Energy Storage | 13.8043 | 3.9832 |  | -2194.21 | 20 |  | 16572.41 | 1200.527 | kW | 13.8043
Restaurants | New | Thermal Energy Storage | 10.0029 | 2.8863 |  | -1589.98 | 20 |  | 12008.78 | 1200.527 | kW | 10.0029
Retail | New | Thermal Energy Storage | 4.369 | 1.2607 |  | -694.465 | 20 |  | 5245.143 | 1200.527 | kW | 4.369
Schools K-12 | New | Thermal Energy Storage | 16.3275 | 4.7112 |  | -2595.28 | 20 |  | 19601.59 | 1200.527 | kW | 16.3275
Warehouse | New | Thermal Energy Storage | 1.622 | 0.46802 |  | -257.816 | 20 |  | 1947.23 | 1200.527 | kW | 1.622
Assembly | Existing | Wall Insulation | 3.91e-05 | 0.00088 |  | 1.9515 | 20 |  | 0.9419 | 0.9419 | sq ft | 0
College and University | Existing | Wall Insulation | 0.000784 | 0.000462 |  | 1.8954 | 20 |  | 0.9419 | 0.9419 | sq ft | 0
Grocery | Existing | Wall Insulation | 0.000392 | 0.000898 |  | 1.9231 | 20 |  | 0.9419 | 0.9419 | sq ft | 0
Healthcare | Existing | Wall Insulation | 3.74e-05 | 0.000843 |  | 1.8684 | 20 |  | 0.9419 | 0.9419 | sq ft | 0
Hospitals | Existing | Wall Insulation | 0.000795 | 0.000468 |  | 1.9231 | 20 |  | 0.9419 | 0.9419 | sq ft | 0
Institutional | Existing | Wall Insulation | 3.79e-05 | 0.000855 |  | 1.8954 | 20 |  | 0.9419 | 0.9419 | sq ft | 0
Lodging/Hospitality | Existing | Wall Insulation | 0.000784 | 0.000462 |  | 1.8954 | 20 |  | 0.9419 | 0.9419 | sq ft | 0
Miscellaneous | Existing | Wall Insulation | 3.85e-05 | 0.000867 |  | 1.9231 | 20 |  | 0.9419 | 0.9419 | sq ft | 0
Offices | Existing | Wall Insulation | 3.85e-05 | 0.000867 |  | 1.9231 | 20 |  | 0.9419 | 0.9419 | sq ft | 0
Restaurants | Existing | Wall Insulation | 0.000398 | 0.000911 |  | 1.9515 | 20 |  | 0.9419 | 0.9419 | sq ft | 0
Retail | Existing | Wall Insulation | 0.000392 | 0.000898 |  | 1.9231 | 20 |  | 0.9419 | 0.9419 | sq ft | 0
Schools K-12 | Existing | Wall Insulation | 3.96e-05 | 0.000893 |  | 1.9807 | 20 |  | 0.9419 | 0.9419 | sq ft | 0
Warehouse | Existing | Wall Insulation | 0.000221 | 0.000395 |  | 1.9515 | 20 |  | 0.9419 | 0.9419 | sq ft | 0
Assembly | New | Wall Insulation | 0 | 0 |  | 0 | 20 |  | 0.9419 | 0.9419 | sq ft | 0
College and University | New | Wall Insulation | 0 | 0 |  | 0 | 20 |  | 0.9419 | 0.9419 | sq ft | 0
Grocery | New | Wall Insulation | 0 | 0 |  | 0 | 20 |  | 0.9419 | 0.9419 | sq ft | 0
Healthcare | New | Wall Insulation | 0 | 0 |  | 0 | 20 |  | 0.9419 | 0.9419 | sq ft | 0
Hospitals | New | Wall Insulation | 0 | 0 |  | 0 | 20 |  | 0.9419 | 0.9419 | sq ft | 0
Institutional | New | Wall Insulation | 0 | 0 |  | 0 | 20 |  | 0.9419 | 0.9419 | sq ft | 0
Lodging/Hospitality | New | Wall Insulation | 0 | 0 |  | 0 | 20 |  | 0.9419 | 0.9419 | sq ft | 0
Miscellaneous | New | Wall Insulation | 0 | 0 |  | 0 | 20 |  | 0.9419 | 0.9419 | sq ft | 0
Offices | New | Wall Insulation | 0 | 0 |  | 0 | 20 |  | 0.9419 | 0.9419 | sq ft | 0
Restaurants | New | Wall Insulation | 0 | 0 |  | 0 | 20 |  | 0.9419 | 0.9419 | sq ft | 0
Retail | New | Wall Insulation | 0 | 0 |  | 0 | 20 |  | 0.9419 | 0.9419 | sq ft | 0
Schools K-12 | New | Wall Insulation | 0 | 0 |  | 0 | 20 |  | 0.9419 | 0.9419 | sq ft | 0
Warehouse | New | Wall Insulation | 0 | 0 |  | 0 | 20 |  | 0.9419 | 0.9419 | sq ft | 0
Assembly | Existing | Warehouse Loading Dock Seals | 8.13e-06 | 1.45e-05 |  | 0.071633 | 18 |  | 0.2857 | 0.2857 | facility sq ft | 0
College and University | Existing | Warehouse Loading Dock Seals | 3.97e-06 | 7.08e-06 |  | 0.034992 | 18 |  | 0.2857 | 0.2857 | facility sq ft | 0
Grocery | Existing | Warehouse Loading Dock Seals | 2.76e-05 | 4.93e-05 |  | 0.24359 | 18 |  | 0.2857 | 0.2857 | facility sq ft | 0
Healthcare | Existing | Warehouse Loading Dock Seals | 7.7e-06 | 1.37e-05 |  | 0.067877 | 18 |  | 0.2857 | 0.2857 | facility sq ft | 0
Hospitals | Existing | Warehouse Loading Dock Seals | 3.98e-06 | 7.11e-06 |  | 0.035112 | 18 |  | 0.2857 | 0.2857 | facility sq ft | 0
Institutional | Existing | Warehouse Loading Dock Seals | 2.49e-05 | 4.44e-05 |  | 0.21906 | 18 |  | 0.2857 | 0.2857 | facility sq ft | 0
Lodging/Hospitality | Existing | Warehouse Loading Dock Seals | 1.87e-05 | 3.34e-05 |  | 0.16479 | 18 |  | 0.2857 | 0.2857 | facility sq ft | 0
Miscellaneous | Existing | Warehouse Loading Dock Seals | 4.97e-06 | 8.87e-06 |  | 0.043787 | 18 |  | 0.2857 | 0.2857 | facility sq ft | 0
Offices | Existing | Warehouse Loading Dock Seals | 3.61e-05 | 6.44e-05 |  | 0.31791 | 18 |  | 0.2857 | 0.2857 | facility sq ft | 0
Restaurants | Existing | Warehouse Loading Dock Seals | 2.68e-05 | 4.79e-05 |  | 0.23636 | 18 |  | 0.2857 | 0.2857 | facility sq ft | 0
Retail | Existing | Warehouse Loading Dock Seals | 1.17e-05 | 2.09e-05 |  | 0.10325 | 18 |  | 0.2857 | 0.2857 | facility sq ft | 0
Schools K-12 | Existing | Warehouse Loading Dock Seals | 2.68e-06 | 4.77e-06 |  | 0.023581 | 18 |  | 0.2857 | 0.2857 | facility sq ft | 0
Warehouse | Existing | Warehouse Loading Dock Seals | 7.4e-06 | 1.32e-05 |  | 0.065206 | 18 |  | 0.2857 | 0.2857 | facility sq ft | 0
Assembly | New | Warehouse Loading Dock Seals | 7.81e-06 | 1.39e-05 |  | 0.06879 | 18 |  | 0.2857 | 0.2857 | facility sq ft | 0
College and University | New | Warehouse Loading Dock Seals | 3.81e-06 | 6.8e-06 |  | 0.033603 | 18 |  | 0.2857 | 0.2857 | facility sq ft | 0
Grocery | New | Warehouse Loading Dock Seals | 2.65e-05 | 4.74e-05 |  | 0.23393 | 18 |  | 0.2857 | 0.2857 | facility sq ft | 0
Healthcare | New | Warehouse Loading Dock Seals | 7.4e-06 | 1.32e-05 |  | 0.065183 | 18 |  | 0.2857 | 0.2857 | facility sq ft | 0
Hospitals | New | Warehouse Loading Dock Seals | 3.83e-06 | 6.83e-06 |  | 0.033718 | 18 |  | 0.2857 | 0.2857 | facility sq ft | 0
Institutional | New | Warehouse Loading Dock Seals | 2.39e-05 | 4.26e-05 |  | 0.21037 | 18 |  | 0.2857 | 0.2857 | facility sq ft | 0
Lodging/Hospitality | New | Warehouse Loading Dock Seals | 1.8e-05 | 3.2e-05 |  | 0.15825 | 18 |  | 0.2857 | 0.2857 | facility sq ft | 0
Miscellaneous | New | Warehouse Loading Dock Seals | 4.77e-06 | 8.51e-06 |  | 0.042049 | 18 |  | 0.2857 | 0.2857 | facility sq ft | 0
Offices | New | Warehouse Loading Dock Seals | 3.46e-05 | 6.18e-05 |  | 0.30529 | 18 |  | 0.2857 | 0.2857 | facility sq ft | 0
Restaurants | New | Warehouse Loading Dock Seals | 2.58e-05 | 4.6e-05 |  | 0.22698 | 18 |  | 0.2857 | 0.2857 | facility sq ft | 0
Retail | New | Warehouse Loading Dock Seals | 1.13e-05 | 2.01e-05 |  | 0.099155 | 18 |  | 0.2857 | 0.2857 | facility sq ft | 0
Schools K-12 | New | Warehouse Loading Dock Seals | 2.57e-06 | 4.58e-06 |  | 0.022645 | 18 |  | 0.2857 | 0.2857 | facility sq ft | 0
Warehouse | New | Warehouse Loading Dock Seals | 7.11e-06 | 1.27e-05 |  | 0.062618 | 18 |  | 0.2857 | 0.2857 | facility sq ft | 0
Assembly | Existing | Water Cooled Refrigeration Heat Recovery | 0 | 0.050273 |  | 752.0072 | 20 |  | 12234.71 | 254 | ton | 48.1681
College and University | Existing | Water Cooled Refrigeration Heat Recovery | 0 | 0.48778 |  | 4491.442 | 20 |  | 48217.59 | 254 | ton | 189.833
Grocery | Existing | Water Cooled Refrigeration Heat Recovery | 0 | 0.12104 |  | 1810.53 | 20 |  | 2991.927 | 254 | ton | 11.7792
Healthcare | Existing | Water Cooled Refrigeration Heat Recovery | 0 | 0.34321 |  | 3160.288 | 20 |  | 12776.69 | 254 | ton | 50.3019
Hospitals | Existing | Water Cooled Refrigeration Heat Recovery | 0 | 3.5762 |  | 32929.71 | 20 |  | 133131.1 | 254 | ton | 524.138
Institutional | Existing | Water Cooled Refrigeration Heat Recovery | 0 | 0.24423 |  | 3653.327 | 20 |  | 13100.23 | 254 | ton | 51.5757
Lodging/Hospitality | Existing | Water Cooled Refrigeration Heat Recovery | 0 | 0.32547 |  | 2996.912 | 20 |  | 21466.39 | 254 | ton | 84.5133
Miscellaneous | Existing | Water Cooled Refrigeration Heat Recovery | 0 | 2.3284 |  | 34829.67 | 20 |  | 19473.46 | 254 | ton | 76.6672
Offices | Existing | Water Cooled Refrigeration Heat Recovery | 0 | 0.17405 |  | 2603.531 | 20 |  | 10201.3 | 254 | ton | 40.1626
Restaurants | Existing | Water Cooled Refrigeration Heat Recovery | 0 | 0.20489 |  | 1886.584 | 20 |  | 3225.666 | 254 | ton | 12.6995
Retail | Existing | Water Cooled Refrigeration Heat Recovery | 0 | 0.055087 |  | 824.0137 | 20 |  | 7266.842 | 254 | ton | 28.6096
Schools K-12 | Existing | Water Cooled Refrigeration Heat Recovery | 0 | 0.33443 |  | 3079.416 | 20 |  | 33058.88 | 254 | ton | 130.1531
Warehouse | Existing | Water Cooled Refrigeration Heat Recovery | 0 | 0.020451 |  | 305.9104 | 20 |  | 10200.64 | 254 | ton | 40.16
Assembly | New | Water Cooled Refrigeration Heat Recovery | 0 | 0.050273 |  | 752.0072 | 20 |  | 12234.71 | 254 | ton | 48.1681
College and University | New | Water Cooled Refrigeration Heat Recovery | 0 | 0.48778 |  | 4491.442 | 20 |  | 48217.59 | 254 | ton | 189.833
Grocery | New | Water Cooled Refrigeration Heat Recovery | 0 | 0.12104 |  | 1810.53 | 20 |  | 2991.927 | 254 | ton | 11.7792
Healthcare | New | Water Cooled Refrigeration Heat Recovery | 0 | 0.34321 |  | 3160.288 | 20 |  | 12776.69 | 254 | ton | 50.3019
Hospitals | New | Water Cooled Refrigeration Heat Recovery | 0 | 3.5762 |  | 32929.71 | 20 |  | 133131.1 | 254 | ton | 524.138
Institutional | New | Water Cooled Refrigeration Heat Recovery | 0 | 0.24423 |  | 3653.327 | 20 |  | 13100.23 | 254 | ton | 51.5757
Lodging/Hospitality | New | Water Cooled Refrigeration Heat Recovery | 0 | 0.32547 |  | 2996.912 | 20 |  | 21466.39 | 254 | ton | 84.5133
Miscellaneous | New | Water Cooled Refrigeration Heat Recovery | 0 | 2.3284 |  | 34829.67 | 20 |  | 19473.46 | 254 | ton | 76.6672
Offices | New | Water Cooled Refrigeration Heat Recovery | 0 | 0.17405 |  | 2603.531 | 20 |  | 10201.3 | 254 | ton | 40.1626
Restaurants | New | Water Cooled Refrigeration Heat Recovery | 0 | 0.20489 |  | 1886.584 | 20 |  | 3225.666 | 254 | ton | 12.6995
Retail | New | Water Cooled Refrigeration Heat Recovery | 0 | 0.055087 |  | 824.0137 | 20 |  | 7266.842 | 254 | ton | 28.6096
Schools K-12 | New | Water Cooled Refrigeration Heat Recovery | 0 | 0.33443 |  | 3079.416 | 20 |  | 33058.88 | 254 | ton | 130.1531
Warehouse | New | Water Cooled Refrigeration Heat Recovery | 0 | 0.020451 |  | 305.9104 | 20 |  | 10200.64 | 254 | ton | 40.16
Assembly | Existing | Waterside Economizer | 3.0223 | 0 |  | 7444.883 | 20 |  | 286420.8 | 7160.52 | economizer | 40
College and University | Existing | Waterside Economizer | 3.353 | 0 |  | 8259.434 | 20 |  | 286420.8 | 7160.52 | economizer | 40
Grocery | Existing | Waterside Economizer | 1.6696 | 0 |  | 4112.629 | 20 |  | 286420.8 | 7160.52 | economizer | 40
Healthcare | Existing | Waterside Economizer | 6.5765 | 0 |  | 16199.88 | 20 |  | 286420.8 | 7160.52 | economizer | 40
Hospitals | Existing | Waterside Economizer | 6.2297 | 0 |  | 15345.46 | 20 |  | 286420.8 | 7160.52 | economizer | 40
Institutional | Existing | Waterside Economizer | 1.6326 | 0 |  | 4021.49 | 20 |  | 286420.8 | 7160.52 | economizer | 40
Lodging/Hospitality | Existing | Waterside Economizer | 4.9925 | 0 |  | 12298.01 | 20 |  | 286420.8 | 7160.52 | economizer | 40
Miscellaneous | Existing | Waterside Economizer | 1.6881 | 0 |  | 4158.198 | 20 |  | 286420.8 | 7160.52 | economizer | 40
Offices | Existing | Waterside Economizer | 3.4016 | 0 |  | 8379.054 | 20 |  | 286420.8 | 7160.52 | economizer | 40
Restaurants | Existing | Waterside Economizer | 4.8977 | 0 |  | 12064.47 | 20 |  | 286420.8 | 7160.52 | economizer | 40
Retail | Existing | Waterside Economizer | 3.8386 | 0 |  | 9455.628 | 20 |  | 286420.8 | 7160.52 | economizer | 40
Schools K-12 | Existing | Waterside Economizer | 3.3368 | 0 |  | 8219.561 | 20 |  | 286420.8 | 7160.52 | economizer | 40
Warehouse | Existing | Waterside Economizer | 0.73304 | 0 |  | 1805.683 | 20 |  | 286420.8 | 7160.52 | economizer | 40
Assembly | New | Waterside Economizer | 3.0223 | 0 |  | 7444.883 | 20 |  | 286420.8 | 7160.52 | economizer | 40
College and University | New | Waterside Economizer | 3.353 | 0 |  | 8259.434 | 20 |  | 286420.8 | 7160.52 | economizer | 40
Grocery | New | Waterside Economizer | 1.6696 | 0 |  | 4112.629 | 20 |  | 286420.8 | 7160.52 | economizer | 40
Healthcare | New | Waterside Economizer | 6.5765 | 0 |  | 16199.88 | 20 |  | 286420.8 | 7160.52 | economizer | 40
Hospitals | New | Waterside Economizer | 6.2297 | 0 |  | 15345.46 | 20 |  | 286420.8 | 7160.52 | economizer | 40
Institutional | New | Waterside Economizer | 1.6326 | 0 |  | 4021.49 | 20 |  | 286420.8 | 7160.52 | economizer | 40
Lodging/Hospitality | New | Waterside Economizer | 4.9925 | 0 |  | 12298.01 | 20 |  | 286420.8 | 7160.52 | economizer | 40
Miscellaneous | New | Waterside Economizer | 1.6881 | 0 |  | 4158.198 | 20 |  | 286420.8 | 7160.52 | economizer | 40
Offices | New | Waterside Economizer | 3.4016 | 0 |  | 8379.054 | 20 |  | 286420.8 | 7160.52 | economizer | 40
Restaurants | New | Waterside Economizer | 4.8977 | 0 |  | 12064.47 | 20 |  | 286420.8 | 7160.52 | economizer | 40
Retail | New | Waterside Economizer | 3.8386 | 0 |  | 9455.628 | 20 |  | 286420.8 | 7160.52 | economizer | 40
Schools K-12 | New | Waterside Economizer | 3.3368 | 0 |  | 8219.561 | 20 |  | 286420.8 | 7160.52 | economizer | 40
Warehouse | New | Waterside Economizer | 0.73304 | 0 |  | 1805.683 | 20 |  | 286420.8 | 7160.52 | economizer | 40
Assembly | Existing | Window Sun Protection | 0.029451 | -0.0073 |  | 77.0692 | 10 |  | 350 | 3.5 | sq ft | 100
College and University | Existing | Window Sun Protection | 0.029451 | -0.0073 |  | 77.0692 | 10 |  | 350 | 3.5 | sq ft | 100
Grocery | Existing | Window Sun Protection | 0.029451 | -0.0073 |  | 77.0692 | 10 |  | 350 | 3.5 | sq ft | 100
Healthcare | Existing | Window Sun Protection | 0.029451 | -0.0073 |  | 77.0692 | 10 |  | 350 | 3.5 | sq ft | 100
Hospitals | Existing | Window Sun Protection | 0.029451 | -0.0073 |  | 77.0692 | 10 |  | 350 | 3.5 | sq ft | 100
Institutional | Existing | Window Sun Protection | 0.029451 | -0.0073 |  | 77.0692 | 10 |  | 350 | 3.5 | sq ft | 100
Lodging/Hospitality | Existing | Window Sun Protection | 0.034404 | -0.01701 |  | 77.0692 | 10 |  | 350 | 3.5 | sq ft | 100
Miscellaneous | Existing | Window Sun Protection | 0.040496 | -0.02969 |  | 77.0692 | 10 |  | 350 | 3.5 | sq ft | 100
Offices | Existing | Window Sun Protection | 0.029451 | -0.0073 |  | 77.0692 | 10 |  | 350 | 3.5 | sq ft | 100
Restaurants | Existing | Window Sun Protection | 0.029451 | -0.0073 |  | 77.0692 | 10 |  | 350 | 3.5 | sq ft | 100
Retail | Existing | Window Sun Protection | 0.029451 | -0.0073 |  | 77.0692 | 10 |  | 350 | 3.5 | sq ft | 100
Schools K-12 | Existing | Window Sun Protection | 0.029451 | -0.0073 |  | 77.0692 | 10 |  | 350 | 3.5 | sq ft | 100
Warehouse | Existing | Window Sun Protection | 0.040496 | -0.02969 |  | 77.0692 | 10 |  | 350 | 3.5 | sq ft | 100
Assembly | New | Window Sun Protection | 0.017671 | -0.00438 |  | 46.2415 | 10 |  | 350 | 3.5 | sq ft | 100
College and University | New | Window Sun Protection | 0.017671 | -0.00438 |  | 46.2415 | 10 |  | 350 | 3.5 | sq ft | 100
Grocery | New | Window Sun Protection | 0.017671 | -0.00438 |  | 46.2415 | 10 |  | 350 | 3.5 | sq ft | 100
Healthcare | New | Window Sun Protection | 0.017671 | -0.00438 |  | 46.2415 | 10 |  | 350 | 3.5 | sq ft | 100
Hospitals | New | Window Sun Protection | 0.017671 | -0.00438 |  | 46.2415 | 10 |  | 350 | 3.5 | sq ft | 100
Institutional | New | Window Sun Protection | 0.017671 | -0.00438 |  | 46.2415 | 10 |  | 350 | 3.5 | sq ft | 100
Lodging/Hospitality | New | Window Sun Protection | 0.020642 | -0.01021 |  | 46.2415 | 10 |  | 350 | 3.5 | sq ft | 100
Miscellaneous | New | Window Sun Protection | 0.024298 | -0.01782 |  | 46.2415 | 10 |  | 350 | 3.5 | sq ft | 100
Offices | New | Window Sun Protection | 0.017671 | -0.00438 |  | 46.2415 | 10 |  | 350 | 3.5 | sq ft | 100
Restaurants | New | Window Sun Protection | 0.017671 | -0.00438 |  | 46.2415 | 10 |  | 350 | 3.5 | sq ft | 100
Retail | New | Window Sun Protection | 0.017671 | -0.00438 |  | 46.2415 | 10 |  | 350 | 3.5 | sq ft | 100
Schools K-12 | New | Window Sun Protection | 0.017671 | -0.00438 |  | 46.2415 | 10 |  | 350 | 3.5 | sq ft | 100
Warehouse | New | Window Sun Protection | 0.024298 | -0.01782 |  | 46.2415 | 10 |  | 350 | 3.5 | sq ft | 100
Assembly | Existing | Bi-Level Lighting Control (Interior) | 0.001226 | 0 |  | 445.78 | 8 |  | 373 | 373 | unit | 0
College and University | Existing | Bi-Level Lighting Control (Interior) | 0.001878 | 0 |  | 683.24 | 8 |  | 373 | 373 | unit | 0
Grocery | Existing | Bi-Level Lighting Control (Interior) | 0.010616 | 0 |  | 859.32 | 8 |  | 373 | 373 | unit | 0
Healthcare | Existing | Bi-Level Lighting Control (Interior) | 0.002143 | 0 |  | 779.34 | 8 |  | 373 | 373 | unit | 0
Hospitals | Existing | Bi-Level Lighting Control (Interior) | 0.002899 | 0 |  | 1054.31 | 8 |  | 373 | 373 | unit | 0
Institutional | Existing | Bi-Level Lighting Control (Interior) | 0.001406 | 0 |  | 511.345 | 8 |  | 373 | 373 | unit | 0
Lodging/Hospitality | Existing | Bi-Level Lighting Control (Interior) | 0.007188 | 0 |  | 581.87 | 8 |  | 373 | 373 | unit | 0
Miscellaneous | Existing | Bi-Level Lighting Control (Interior) | 0.001878 | 0 |  | 683.24 | 8 |  | 373 | 373 | unit | 0
Offices | Existing | Bi-Level Lighting Control (Interior) | 0.001386 | 0 |  | 504.215 | 8 |  | 373 | 373 | unit | 0
Restaurants | Existing | Bi-Level Lighting Control (Interior) | 0.006428 | 0 |  | 520.335 | 8 |  | 373 | 373 | unit | 0
Retail | Existing | Bi-Level Lighting Control (Interior) | 0.009543 | 0 |  | 772.52 | 8 |  | 373 | 373 | unit | 0
Schools K-12 | Existing | Bi-Level Lighting Control (Interior) | 0.001014 | 0 |  | 368.745 | 8 |  | 373 | 373 | unit | 0
Warehouse | Existing | Bi-Level Lighting Control (Interior) | 0.00163 | 0 |  | 592.72 | 8 |  | 373 | 373 | unit | 0
Assembly | New | Bi-Level Lighting Control (Interior) | 0.001226 | 0 |  | 445.78 | 8 |  | 373 | 373 | unit | 0
College and University | New | Bi-Level Lighting Control (Interior) | 0.001878 | 0 |  | 683.24 | 8 |  | 373 | 373 | unit | 0
Grocery | New | Bi-Level Lighting Control (Interior) | 0.010616 | 0 |  | 859.32 | 8 |  | 373 | 373 | unit | 0
Healthcare | New | Bi-Level Lighting Control (Interior) | 0.002143 | 0 |  | 779.34 | 8 |  | 373 | 373 | unit | 0
Hospitals | New | Bi-Level Lighting Control (Interior) | 0.002899 | 0 |  | 1054.31 | 8 |  | 373 | 373 | unit | 0
Institutional | New | Bi-Level Lighting Control (Interior) | 0.001406 | 0 |  | 511.345 | 8 |  | 373 | 373 | unit | 0
Lodging/Hospitality | New | Bi-Level Lighting Control (Interior) | 0.007188 | 0 |  | 581.87 | 8 |  | 373 | 373 | unit | 0
Miscellaneous | New | Bi-Level Lighting Control (Interior) | 0.001878 | 0 |  | 683.24 | 8 |  | 373 | 373 | unit | 0
Offices | New | Bi-Level Lighting Control (Interior) | 0.001386 | 0 |  | 504.215 | 8 |  | 373 | 373 | unit | 0
Restaurants | New | Bi-Level Lighting Control (Interior) | 0.006428 | 0 |  | 520.335 | 8 |  | 373 | 373 | unit | 0
Retail | New | Bi-Level Lighting Control (Interior) | 0.009543 | 0 |  | 772.52 | 8 |  | 373 | 373 | unit | 0
Schools K-12 | New | Bi-Level Lighting Control (Interior) | 0.001014 | 0 |  | 368.745 | 8 |  | 373 | 373 | unit | 0
Warehouse | New | Bi-Level Lighting Control (Interior) | 0.00163 | 0 |  | 592.72 | 8 |  | 373 | 373 | unit | 0
Assembly | Existing | Interior Lighting Controls | 0 | 0 |  | 402.64 | 8 |  | 156.3796 | 156.3796 | unit | 0
College and University | Existing | Interior Lighting Controls | 0 | 0 |  | 617.12 | 8 |  | 156.3796 | 156.3796 | unit | 0
Grocery | Existing | Interior Lighting Controls | 0 | 0 |  | 776.16 | 8 |  | 156.3796 | 156.3796 | unit | 0
Healthcare | Existing | Interior Lighting Controls | 0 | 0 |  | 703.92 | 8 |  | 156.3796 | 156.3796 | unit | 0
Hospitals | Existing | Interior Lighting Controls | 0 | 0 |  | 952.28 | 8 |  | 156.3796 | 156.3796 | unit | 0
Institutional | Existing | Interior Lighting Controls | 0 | 0 |  | 461.86 | 8 |  | 156.3796 | 156.3796 | unit | 0
Lodging/Hospitality | Existing | Interior Lighting Controls | 0 | 0 |  | 525.56 | 8 |  | 156.3796 | 156.3796 | unit | 0
Miscellaneous | Existing | Interior Lighting Controls | 0 | 0 |  | 617.12 | 8 |  | 156.3796 | 156.3796 | unit | 0
Offices | Existing | Interior Lighting Controls | 0 | 0 |  | 455.42 | 8 |  | 156.3796 | 156.3796 | unit | 0
Restaurants | Existing | Interior Lighting Controls | 0 | 0 |  | 469.98 | 8 |  | 156.3796 | 156.3796 | unit | 0
Retail | Existing | Interior Lighting Controls | 0 | 0 |  | 697.76 | 8 |  | 156.3796 | 156.3796 | unit | 0
Schools K-12 | Existing | Interior Lighting Controls | 0 | 0 |  | 333.06 | 8 |  | 156.3796 | 156.3796 | unit | 0
Warehouse | Existing | Interior Lighting Controls | 0 | 0 |  | 535.36 | 8 |  | 156.3796 | 156.3796 | unit | 0
Assembly | New | Interior Lighting Controls | 0 | 0 |  | 402.64 | 8 |  | 156.3796 | 156.3796 | unit | 0
College and University | New | Interior Lighting Controls | 0 | 0 |  | 617.12 | 8 |  | 156.3796 | 156.3796 | unit | 0
Grocery | New | Interior Lighting Controls | 0 | 0 |  | 776.16 | 8 |  | 156.3796 | 156.3796 | unit | 0
Healthcare | New | Interior Lighting Controls | 0 | 0 |  | 703.92 | 8 |  | 156.3796 | 156.3796 | unit | 0
Hospitals | New | Interior Lighting Controls | 0 | 0 |  | 952.28 | 8 |  | 156.3796 | 156.3796 | unit | 0
Institutional | New | Interior Lighting Controls | 0 | 0 |  | 461.86 | 8 |  | 156.3796 | 156.3796 | unit | 0
Lodging/Hospitality | New | Interior Lighting Controls | 0 | 0 |  | 525.56 | 8 |  | 156.3796 | 156.3796 | unit | 0
Miscellaneous | New | Interior Lighting Controls | 0 | 0 |  | 617.12 | 8 |  | 156.3796 | 156.3796 | unit | 0
Offices | New | Interior Lighting Controls | 0 | 0 |  | 455.42 | 8 |  | 156.3796 | 156.3796 | unit | 0
Restaurants | New | Interior Lighting Controls | 0 | 0 |  | 469.98 | 8 |  | 156.3796 | 156.3796 | unit | 0
Retail | New | Interior Lighting Controls | 0 | 0 |  | 697.76 | 8 |  | 156.3796 | 156.3796 | unit | 0
Schools K-12 | New | Interior Lighting Controls | 0 | 0 |  | 333.06 | 8 |  | 156.3796 | 156.3796 | unit | 0
Warehouse | New | Interior Lighting Controls | 0 | 0 |  | 535.36 | 8 |  | 156.3796 | 156.3796 | unit | 0
Assembly | Existing | Efficient Motor Belts | 0.012997 | 0.003209 |  | 94.8071 | 10 |  | 396.51 | 396.51 | motor belt | 0
College and University | Existing | Efficient Motor Belts | 0.012292 | 0.010296 |  | 94.8071 | 10 |  | 396.51 | 396.51 | motor belt | 0
Grocery | Existing | Efficient Motor Belts | 0.012997 | 0.003209 |  | 94.8071 | 10 |  | 396.51 | 396.51 | motor belt | 0
Healthcare | Existing | Efficient Motor Belts | 0.012292 | 0.010296 |  | 94.8071 | 10 |  | 396.51 | 396.51 | motor belt | 0
Hospitals | Existing | Efficient Motor Belts | 0.012292 | 0.010296 |  | 94.8071 | 10 |  | 396.51 | 396.51 | motor belt | 0
Institutional | Existing | Efficient Motor Belts | 0.012997 | 0.003209 |  | 94.8071 | 10 |  | 396.51 | 396.51 | motor belt | 0
Lodging/Hospitality | Existing | Efficient Motor Belts | 0.012292 | 0.010296 |  | 94.8071 | 10 |  | 396.51 | 396.51 | motor belt | 0
Miscellaneous | Existing | Efficient Motor Belts | 0.012997 | 0.003209 |  | 94.8071 | 10 |  | 396.51 | 396.51 | motor belt | 0
Offices | Existing | Efficient Motor Belts | 0.012997 | 0.003209 |  | 94.8071 | 10 |  | 396.51 | 396.51 | motor belt | 0
Restaurants | Existing | Efficient Motor Belts | 0.012292 | 0.010296 |  | 94.8071 | 10 |  | 396.51 | 396.51 | motor belt | 0
Retail | Existing | Efficient Motor Belts | 0.012997 | 0.003209 |  | 94.8071 | 10 |  | 396.51 | 396.51 | motor belt | 0
Schools K-12 | Existing | Efficient Motor Belts | 0.012292 | 0.010296 |  | 94.8071 | 10 |  | 396.51 | 396.51 | motor belt | 0
Warehouse | Existing | Efficient Motor Belts | 0.012997 | 0.003209 |  | 94.8071 | 10 |  | 396.51 | 396.51 | motor belt | 0
Assembly | New | Efficient Motor Belts | 0.012997 | 0.003209 |  | 94.8071 | 10 |  | 396.51 | 396.51 | motor belt | 0
College and University | New | Efficient Motor Belts | 0.012292 | 0.010296 |  | 94.8071 | 10 |  | 396.51 | 396.51 | motor belt | 0
Grocery | New | Efficient Motor Belts | 0.012997 | 0.003209 |  | 94.8071 | 10 |  | 396.51 | 396.51 | motor belt | 0
Healthcare | New | Efficient Motor Belts | 0.012292 | 0.010296 |  | 94.8071 | 10 |  | 396.51 | 396.51 | motor belt | 0
Hospitals | New | Efficient Motor Belts | 0.012292 | 0.010296 |  | 94.8071 | 10 |  | 396.51 | 396.51 | motor belt | 0
Institutional | New | Efficient Motor Belts | 0.012997 | 0.003209 |  | 94.8071 | 10 |  | 396.51 | 396.51 | motor belt | 0
Lodging/Hospitality | New | Efficient Motor Belts | 0.012292 | 0.010296 |  | 94.8071 | 10 |  | 396.51 | 396.51 | motor belt | 0
Miscellaneous | New | Efficient Motor Belts | 0.012997 | 0.003209 |  | 94.8071 | 10 |  | 396.51 | 396.51 | motor belt | 0
Offices | New | Efficient Motor Belts | 0.012997 | 0.003209 |  | 94.8071 | 10 |  | 396.51 | 396.51 | motor belt | 0
Restaurants | New | Efficient Motor Belts | 0.012292 | 0.010296 |  | 94.8071 | 10 |  | 396.51 | 396.51 | motor belt | 0
Retail | New | Efficient Motor Belts | 0.012997 | 0.003209 |  | 94.8071 | 10 |  | 396.51 | 396.51 | motor belt | 0
Schools K-12 | New | Efficient Motor Belts | 0.012292 | 0.010296 |  | 94.8071 | 10 |  | 396.51 | 396.51 | motor belt | 0
Warehouse | New | Efficient Motor Belts | 0.012997 | 0.003209 |  | 94.8071 | 10 |  | 396.51 | 396.51 | motor belt | 0
Assembly | Existing | Engine Block Timer | 0 | 0 |  | 259.2 | 5 |  | 78.49 | 78.49 | timer | 0
College and University | Existing | Engine Block Timer | 0.032279 | 0.032279 |  | 259.2 | 5 |  | 78.49 | 78.49 | timer | 0
Grocery | Existing | Engine Block Timer | 0 | 0 |  | 259.2 | 5 |  | 78.49 | 78.49 | timer | 0
Healthcare | Existing | Engine Block Timer | 0 | 0 |  | 259.2 | 5 |  | 78.49 | 78.49 | timer | 0
Hospitals | Existing | Engine Block Timer | 0.032279 | 0.032279 |  | 259.2 | 5 |  | 78.49 | 78.49 | timer | 0
Institutional | Existing | Engine Block Timer | 0.012328 | 0.012951 |  | 259.2 | 5 |  | 78.49 | 78.49 | timer | 0
Lodging/Hospitality | Existing | Engine Block Timer | 0 | 0 |  | 259.2 | 5 |  | 78.49 | 78.49 | timer | 0
Miscellaneous | Existing | Engine Block Timer | 0.012328 | 0.012951 |  | 259.2 | 5 |  | 78.49 | 78.49 | timer | 0
Offices | Existing | Engine Block Timer | 0.012328 | 0.012951 |  | 259.2 | 5 |  | 78.49 | 78.49 | timer | 0
Restaurants | Existing | Engine Block Timer | 0.012328 | 0.012951 |  | 259.2 | 5 |  | 78.49 | 78.49 | timer | 0
Retail | Existing | Engine Block Timer | 0.012328 | 0.012951 |  | 259.2 | 5 |  | 78.49 | 78.49 | timer | 0
Schools K-12 | Existing | Engine Block Timer | 0.012328 | 0.012951 |  | 259.2 | 5 |  | 78.49 | 78.49 | timer | 0
Warehouse | Existing | Engine Block Timer | 0.012328 | 0.012951 |  | 259.2 | 5 |  | 78.49 | 78.49 | timer | 0
Assembly | New | Engine Block Timer | 0 | 0 |  | 259.2 | 5 |  | 78.49 | 78.49 | timer | 0
College and University | New | Engine Block Timer | 0.032279 | 0.032279 |  | 259.2 | 5 |  | 78.49 | 78.49 | timer | 0
Grocery | New | Engine Block Timer | 0 | 0 |  | 259.2 | 5 |  | 78.49 | 78.49 | timer | 0
Healthcare | New | Engine Block Timer | 0 | 0 |  | 259.2 | 5 |  | 78.49 | 78.49 | timer | 0
Hospitals | New | Engine Block Timer | 0.032279 | 0.032279 |  | 259.2 | 5 |  | 78.49 | 78.49 | timer | 0
Institutional | New | Engine Block Timer | 0.012328 | 0.012951 |  | 259.2 | 5 |  | 78.49 | 78.49 | timer | 0
Lodging/Hospitality | New | Engine Block Timer | 0 | 0 |  | 259.2 | 5 |  | 78.49 | 78.49 | timer | 0
Miscellaneous | New | Engine Block Timer | 0.012328 | 0.012951 |  | 259.2 | 5 |  | 78.49 | 78.49 | timer | 0
Offices | New | Engine Block Timer | 0.012328 | 0.012951 |  | 259.2 | 5 |  | 78.49 | 78.49 | timer | 0
Restaurants | New | Engine Block Timer | 0.012328 | 0.012951 |  | 259.2 | 5 |  | 78.49 | 78.49 | timer | 0
Retail | New | Engine Block Timer | 0.012328 | 0.012951 |  | 259.2 | 5 |  | 78.49 | 78.49 | timer | 0
Schools K-12 | New | Engine Block Timer | 0.012328 | 0.012951 |  | 259.2 | 5 |  | 78.49 | 78.49 | timer | 0
Warehouse | New | Engine Block Timer | 0.012328 | 0.012951 |  | 259.2 | 5 |  | 78.49 | 78.49 | timer | 0
Assembly | Existing | Regenerative Drive Elevator Motor | 0.28225 | 0.025857 |  | 2027.935 | 13 |  | 10000 | 10000 | elevator motor | 0
College and University | Existing | Regenerative Drive Elevator Motor | 0.26293 | 0.22024 |  | 2027.935 | 13 |  | 10000 | 10000 | elevator motor | 0
Grocery | Existing | Regenerative Drive Elevator Motor | 0.28225 | 0.025857 |  | 2027.935 | 13 |  | 10000 | 10000 | elevator motor | 0
Healthcare | Existing | Regenerative Drive Elevator Motor | 0.26293 | 0.22024 |  | 2027.935 | 13 |  | 10000 | 10000 | elevator motor | 0
Hospitals | Existing | Regenerative Drive Elevator Motor | 0.26293 | 0.22024 |  | 2027.935 | 13 |  | 10000 | 10000 | elevator motor | 0
Institutional | Existing | Regenerative Drive Elevator Motor | 0.28225 | 0.025857 |  | 2027.935 | 13 |  | 10000 | 10000 | elevator motor | 0
Lodging/Hospitality | Existing | Regenerative Drive Elevator Motor | 0.26293 | 0.22024 |  | 2027.935 | 13 |  | 10000 | 10000 | elevator motor | 0
Miscellaneous | Existing | Regenerative Drive Elevator Motor | 0.28225 | 0.025857 |  | 2027.935 | 13 |  | 10000 | 10000 | elevator motor | 0
Offices | Existing | Regenerative Drive Elevator Motor | 0.28225 | 0.025857 |  | 2027.935 | 13 |  | 10000 | 10000 | elevator motor | 0
Restaurants | Existing | Regenerative Drive Elevator Motor | 0.26293 | 0.22024 |  | 2027.935 | 13 |  | 10000 | 10000 | elevator motor | 0
Retail | Existing | Regenerative Drive Elevator Motor | 0.28225 | 0.025857 |  | 2027.935 | 13 |  | 10000 | 10000 | elevator motor | 0
Schools K-12 | Existing | Regenerative Drive Elevator Motor | 0.26293 | 0.22024 |  | 2027.935 | 13 |  | 10000 | 10000 | elevator motor | 0
Warehouse | Existing | Regenerative Drive Elevator Motor | 0.28225 | 0.025857 |  | 2027.935 | 13 |  | 10000 | 10000 | elevator motor | 0
Assembly | New | Regenerative Drive Elevator Motor | 0.28225 | 0.025857 |  | 2027.935 | 13 |  | 10000 | 10000 | elevator motor | 0
College and University | New | Regenerative Drive Elevator Motor | 0.26293 | 0.22024 |  | 2027.935 | 13 |  | 10000 | 10000 | elevator motor | 0
Grocery | New | Regenerative Drive Elevator Motor | 0.28225 | 0.025857 |  | 2027.935 | 13 |  | 10000 | 10000 | elevator motor | 0
Healthcare | New | Regenerative Drive Elevator Motor | 0.26293 | 0.22024 |  | 2027.935 | 13 |  | 10000 | 10000 | elevator motor | 0
Hospitals | New | Regenerative Drive Elevator Motor | 0.26293 | 0.22024 |  | 2027.935 | 13 |  | 10000 | 10000 | elevator motor | 0
Institutional | New | Regenerative Drive Elevator Motor | 0.28225 | 0.025857 |  | 2027.935 | 13 |  | 10000 | 10000 | elevator motor | 0
Lodging/Hospitality | New | Regenerative Drive Elevator Motor | 0.26293 | 0.22024 |  | 2027.935 | 13 |  | 10000 | 10000 | elevator motor | 0
Miscellaneous | New | Regenerative Drive Elevator Motor | 0.28225 | 0.025857 |  | 2027.935 | 13 |  | 10000 | 10000 | elevator motor | 0
Offices | New | Regenerative Drive Elevator Motor | 0.28225 | 0.025857 |  | 2027.935 | 13 |  | 10000 | 10000 | elevator motor | 0
Restaurants | New | Regenerative Drive Elevator Motor | 0.26293 | 0.22024 |  | 2027.935 | 13 |  | 10000 | 10000 | elevator motor | 0
Retail | New | Regenerative Drive Elevator Motor | 0.28225 | 0.025857 |  | 2027.935 | 13 |  | 10000 | 10000 | elevator motor | 0
Schools K-12 | New | Regenerative Drive Elevator Motor | 0.26293 | 0.22024 |  | 2027.935 | 13 |  | 10000 | 10000 | elevator motor | 0
Warehouse | New | Regenerative Drive Elevator Motor | 0.28225 | 0.025857 |  | 2027.935 | 13 |  | 10000 | 10000 | elevator motor | 0
Assembly | Existing | VSD Controlled Compressor | 1.9843 | 0.92875 |  | 13160.16 | 15 |  | 3986 | 3986 | compressor (20hp) | 1
College and University | Existing | VSD Controlled Compressor | 1.7063 | 1.4292 |  | 13160.16 | 15 |  | 3986 | 3986 | compressor (20hp) | 1
Grocery | Existing | VSD Controlled Compressor | 1.9843 | 0.92875 |  | 13160.16 | 15 |  | 3986 | 3986 | compressor (20hp) | 1
Healthcare | Existing | VSD Controlled Compressor | 1.7063 | 1.4292 |  | 13160.16 | 15 |  | 3986 | 3986 | compressor (20hp) | 1
Hospitals | Existing | VSD Controlled Compressor | 1.7063 | 1.4292 |  | 13160.16 | 15 |  | 3986 | 3986 | compressor (20hp) | 1
Institutional | Existing | VSD Controlled Compressor | 1.9843 | 0.92875 |  | 13160.16 | 15 |  | 3986 | 3986 | compressor (20hp) | 1
Lodging/Hospitality | Existing | VSD Controlled Compressor | 1.7063 | 1.4292 |  | 13160.16 | 15 |  | 3986 | 3986 | compressor (20hp) | 1
Miscellaneous | Existing | VSD Controlled Compressor | 1.9843 | 0.92875 |  | 13160.16 | 15 |  | 3986 | 3986 | compressor (20hp) | 1
Offices | Existing | VSD Controlled Compressor | 1.9843 | 0.92875 |  | 13160.16 | 15 |  | 3986 | 3986 | compressor (20hp) | 1
Restaurants | Existing | VSD Controlled Compressor | 1.7063 | 1.4292 |  | 13160.16 | 15 |  | 3986 | 3986 | compressor (20hp) | 1
Retail | Existing | VSD Controlled Compressor | 1.9843 | 0.92875 |  | 13160.16 | 15 |  | 3986 | 3986 | compressor (20hp) | 1
Schools K-12 | Existing | VSD Controlled Compressor | 1.7063 | 1.4292 |  | 13160.16 | 15 |  | 3986 | 3986 | compressor (20hp) | 1
Warehouse | Existing | VSD Controlled Compressor | 1.9843 | 0.92875 |  | 13160.16 | 15 |  | 3986 | 3986 | compressor (20hp) | 1
Assembly | New | VSD Controlled Compressor | 1.9843 | 0.92875 |  | 13160.16 | 15 |  | 3986 | 3986 | compressor (20hp) | 1
College and University | New | VSD Controlled Compressor | 1.7063 | 1.4292 |  | 13160.16 | 15 |  | 3986 | 3986 | compressor (20hp) | 1
Grocery | New | VSD Controlled Compressor | 1.9843 | 0.92875 |  | 13160.16 | 15 |  | 3986 | 3986 | compressor (20hp) | 1
Healthcare | New | VSD Controlled Compressor | 1.7063 | 1.4292 |  | 13160.16 | 15 |  | 3986 | 3986 | compressor (20hp) | 1
Hospitals | New | VSD Controlled Compressor | 1.7063 | 1.4292 |  | 13160.16 | 15 |  | 3986 | 3986 | compressor (20hp) | 1
Institutional | New | VSD Controlled Compressor | 1.9843 | 0.92875 |  | 13160.16 | 15 |  | 3986 | 3986 | compressor (20hp) | 1
Lodging/Hospitality | New | VSD Controlled Compressor | 1.7063 | 1.4292 |  | 13160.16 | 15 |  | 3986 | 3986 | compressor (20hp) | 1
Miscellaneous | New | VSD Controlled Compressor | 1.9843 | 0.92875 |  | 13160.16 | 15 |  | 3986 | 3986 | compressor (20hp) | 1
Offices | New | VSD Controlled Compressor | 1.9843 | 0.92875 |  | 13160.16 | 15 |  | 3986 | 3986 | compressor (20hp) | 1
Restaurants | New | VSD Controlled Compressor | 1.7063 | 1.4292 |  | 13160.16 | 15 |  | 3986 | 3986 | compressor (20hp) | 1
Retail | New | VSD Controlled Compressor | 1.9843 | 0.92875 |  | 13160.16 | 15 |  | 3986 | 3986 | compressor (20hp) | 1
Schools K-12 | New | VSD Controlled Compressor | 1.7063 | 1.4292 |  | 13160.16 | 15 |  | 3986 | 3986 | compressor (20hp) | 1
Warehouse | New | VSD Controlled Compressor | 1.9843 | 0.92875 |  | 13160.16 | 15 |  | 3986 | 3986 | compressor (20hp) | 1
Assembly | Existing | Network PC Power Management | 0.39582 | 0 |  | 2661.004 | 5 |  | 638 | 29 | computer | 22
College and University | Existing | Network PC Power Management | 0.93954 | 0.81114 |  | 6992.293 | 5 |  | 1653 | 29 | computer | 57
Grocery | Existing | Network PC Power Management | 0.5037 | 0.3508 |  | 3386.211 | 5 |  | 812 | 29 | computer | 28
Healthcare | Existing | Network PC Power Management | 0.70789 | 0.49301 |  | 4758.939 | 5 |  | 1131 | 29 | computer | 39
Hospitals | Existing | Network PC Power Management | 5.6089 | 4.8423 |  | 41742.7 | 5 |  | 9773 | 29 | computer | 337
Institutional | Existing | Network PC Power Management | 0.64622 | 0 |  | 4344.319 | 5 |  | 1044 | 29 | computer | 36
Lodging/Hospitality | Existing | Network PC Power Management | 0.58125 | 0.40481 |  | 3907.534 | 5 |  | 928 | 29 | computer | 32
Miscellaneous | Existing | Network PC Power Management | 8.6767 | 0 |  | 58330.53 | 5 |  | 13659 | 29 | computer | 471
Offices | Existing | Network PC Power Management | 0.49125 | 0.34213 |  | 3302.547 | 5 |  | 783 | 29 | computer | 27
Restaurants | Existing | Network PC Power Management | 0.47359 | 0 |  | 3183.805 | 5 |  | 754 | 29 | computer | 26
Retail | Existing | Network PC Power Management | 0.21429 | 0.14924 |  | 1440.592 | 5 |  | 348 | 29 | computer | 12
Schools K-12 | Existing | Network PC Power Management | 0.71311 | 0.49665 |  | 4794.046 | 5 |  | 1131 | 29 | computer | 39
Warehouse | Existing | Network PC Power Management | 0.058244 | 0 |  | 391.5584 | 5 |  | 116 | 29 | computer | 4
Assembly | New | Network PC Power Management | 0.39582 | 0 |  | 2661.004 | 5 |  | 638 | 29 | computer | 22
College and University | New | Network PC Power Management | 0.93954 | 0.81114 |  | 6992.293 | 5 |  | 1653 | 29 | computer | 57
Grocery | New | Network PC Power Management | 0.5037 | 0.3508 |  | 3386.211 | 5 |  | 812 | 29 | computer | 28
Healthcare | New | Network PC Power Management | 0.70789 | 0.49301 |  | 4758.939 | 5 |  | 1131 | 29 | computer | 39
Hospitals | New | Network PC Power Management | 5.6089 | 4.8423 |  | 41742.7 | 5 |  | 9773 | 29 | computer | 337
Institutional | New | Network PC Power Management | 0.64622 | 0 |  | 4344.319 | 5 |  | 1044 | 29 | computer | 36
Lodging/Hospitality | New | Network PC Power Management | 0.58125 | 0.40481 |  | 3907.534 | 5 |  | 928 | 29 | computer | 32
Miscellaneous | New | Network PC Power Management | 8.6767 | 0 |  | 58330.53 | 5 |  | 13659 | 29 | computer | 471
Offices | New | Network PC Power Management | 0.49125 | 0.34213 |  | 3302.547 | 5 |  | 783 | 29 | computer | 27
Restaurants | New | Network PC Power Management | 0.47359 | 0 |  | 3183.805 | 5 |  | 754 | 29 | computer | 26
Retail | New | Network PC Power Management | 0.21429 | 0.14924 |  | 1440.592 | 5 |  | 348 | 29 | computer | 12
Schools K-12 | New | Network PC Power Management | 0.71311 | 0.49665 |  | 4794.046 | 5 |  | 1131 | 29 | computer | 39
Warehouse | New | Network PC Power Management | 0.058244 | 0 |  | 391.5584 | 5 |  | 116 | 29 | computer | 4
Assembly | Existing | Smart Strip Plug Outlet | 0.008313 | 0 |  | 55.9044 | 4 |  | 10 | 10 | smart strip | 1
College and University | Existing | Smart Strip Plug Outlet | 0.021843 | 0.015181 |  | 146.8994 | 4 |  | 20 | 10 | smart strip | 2
Grocery | Existing | Smart Strip Plug Outlet | 0.010578 | 0.007352 |  | 71.1401 | 4 |  | 10 | 10 | smart strip | 1
Healthcare | Existing | Smart Strip Plug Outlet | 0.014866 | 0.010332 |  | 99.9794 | 4 |  | 10 | 10 | smart strip | 1
Hospitals | Existing | Smart Strip Plug Outlet | 0.1304 | 0.090625 |  | 876.9623 | 4 |  | 80 | 10 | smart strip | 8
Institutional | Existing | Smart Strip Plug Outlet | 0.013571 | 0 |  | 91.2687 | 4 |  | 10 | 10 | smart strip | 1
Lodging/Hospitality | Existing | Smart Strip Plug Outlet | 0.012207 | 0.008483 |  | 82.0924 | 4 |  | 10 | 10 | smart strip | 1
Miscellaneous | Existing | Smart Strip Plug Outlet | 0.18222 | 0 |  | 1225.452 | 4 |  | 110 | 10 | smart strip | 11
Offices | Existing | Smart Strip Plug Outlet | 0.010317 | 0.00717 |  | 69.3824 | 4 |  | 10 | 10 | smart strip | 1
Restaurants | Existing | Smart Strip Plug Outlet | 0.009946 | 0 |  | 66.8878 | 4 |  | 10 | 10 | smart strip | 1
Retail | Existing | Smart Strip Plug Outlet | 0.0045 | 0.003128 |  | 30.265 | 4 |  | 10 | 10 | smart strip | 1
Schools K-12 | Existing | Smart Strip Plug Outlet | 0.014976 | 0.010408 |  | 100.717 | 4 |  | 10 | 10 | smart strip | 1
Warehouse | Existing | Smart Strip Plug Outlet | 0.001223 | 0 |  | 8.2262 | 4 |  | 10 | 10 | smart strip | 1
Assembly | New | Smart Strip Plug Outlet | 0.008313 | 0 |  | 55.9044 | 4 |  | 10 | 10 | smart strip | 1
College and University | New | Smart Strip Plug Outlet | 0.021843 | 0.015181 |  | 146.8994 | 4 |  | 20 | 10 | smart strip | 2
Grocery | New | Smart Strip Plug Outlet | 0.010578 | 0.007352 |  | 71.1401 | 4 |  | 10 | 10 | smart strip | 1
Healthcare | New | Smart Strip Plug Outlet | 0.014866 | 0.010332 |  | 99.9794 | 4 |  | 10 | 10 | smart strip | 1
Hospitals | New | Smart Strip Plug Outlet | 0.1304 | 0.090625 |  | 876.9623 | 4 |  | 80 | 10 | smart strip | 8
Institutional | New | Smart Strip Plug Outlet | 0.013571 | 0 |  | 91.2687 | 4 |  | 10 | 10 | smart strip | 1
Lodging/Hospitality | New | Smart Strip Plug Outlet | 0.012207 | 0.008483 |  | 82.0924 | 4 |  | 10 | 10 | smart strip | 1
Miscellaneous | New | Smart Strip Plug Outlet | 0.18222 | 0 |  | 1225.452 | 4 |  | 110 | 10 | smart strip | 11
Offices | New | Smart Strip Plug Outlet | 0.010317 | 0.00717 |  | 69.3824 | 4 |  | 10 | 10 | smart strip | 1
Restaurants | New | Smart Strip Plug Outlet | 0.009946 | 0 |  | 66.8878 | 4 |  | 10 | 10 | smart strip | 1
Retail | New | Smart Strip Plug Outlet | 0.0045 | 0.003128 |  | 30.265 | 4 |  | 10 | 10 | smart strip | 1
Schools K-12 | New | Smart Strip Plug Outlet | 0.014976 | 0.010408 |  | 100.717 | 4 |  | 10 | 10 | smart strip | 1
Warehouse | New | Smart Strip Plug Outlet | 0.001223 | 0 |  | 8.2262 | 4 |  | 10 | 10 | smart strip | 1
Assembly | Existing | Anti-Sweat Controls | 0.081727 | 0.082167 |  | 1022.634 | 8 |  | 171 | 171 | door | 0
College and University | Existing | Anti-Sweat Controls | 0.13259 | 0.11106 |  | 1022.634 | 8 |  | 171 | 171 | door | 0
Grocery | Existing | Anti-Sweat Controls | 0.081727 | 0.082167 |  | 1022.634 | 8 |  | 171 | 171 | door | 0
Healthcare | Existing | Anti-Sweat Controls | 0.13259 | 0.11106 |  | 1022.634 | 8 |  | 171 | 171 | door | 0
Hospitals | Existing | Anti-Sweat Controls | 0.13259 | 0.11106 |  | 1022.634 | 8 |  | 171 | 171 | door | 0
Institutional | Existing | Anti-Sweat Controls | 0.081727 | 0.082167 |  | 1022.634 | 8 |  | 171 | 171 | door | 0
Lodging/Hospitality | Existing | Anti-Sweat Controls | 0.13259 | 0.11106 |  | 1022.634 | 8 |  | 171 | 171 | door | 0
Miscellaneous | Existing | Anti-Sweat Controls | 0.081727 | 0.082167 |  | 1022.634 | 8 |  | 171 | 171 | door | 0
Offices | Existing | Anti-Sweat Controls | 0.081727 | 0.082167 |  | 1022.634 | 8 |  | 171 | 171 | door | 0
Restaurants | Existing | Anti-Sweat Controls | 0.13259 | 0.11106 |  | 1022.634 | 8 |  | 171 | 171 | door | 0
Retail | Existing | Anti-Sweat Controls | 0.081727 | 0.082167 |  | 1022.634 | 8 |  | 171 | 171 | door | 0
Schools K-12 | Existing | Anti-Sweat Controls | 0.13259 | 0.11106 |  | 1022.634 | 8 |  | 171 | 171 | door | 0
Warehouse | Existing | Anti-Sweat Controls | 0.081727 | 0.082167 |  | 1022.634 | 8 |  | 171 | 171 | door | 0
Assembly | New | Anti-Sweat Controls | 0.081727 | 0.082167 |  | 1022.634 | 8 |  | 171 | 171 | door | 0
College and University | New | Anti-Sweat Controls | 0.13259 | 0.11106 |  | 1022.634 | 8 |  | 171 | 171 | door | 0
Grocery | New | Anti-Sweat Controls | 0.081727 | 0.082167 |  | 1022.634 | 8 |  | 171 | 171 | door | 0
Healthcare | New | Anti-Sweat Controls | 0.13259 | 0.11106 |  | 1022.634 | 8 |  | 171 | 171 | door | 0
Hospitals | New | Anti-Sweat Controls | 0.13259 | 0.11106 |  | 1022.634 | 8 |  | 171 | 171 | door | 0
Institutional | New | Anti-Sweat Controls | 0.081727 | 0.082167 |  | 1022.634 | 8 |  | 171 | 171 | door | 0
Lodging/Hospitality | New | Anti-Sweat Controls | 0.13259 | 0.11106 |  | 1022.634 | 8 |  | 171 | 171 | door | 0
Miscellaneous | New | Anti-Sweat Controls | 0.081727 | 0.082167 |  | 1022.634 | 8 |  | 171 | 171 | door | 0
Offices | New | Anti-Sweat Controls | 0.081727 | 0.082167 |  | 1022.634 | 8 |  | 171 | 171 | door | 0
Restaurants | New | Anti-Sweat Controls | 0.13259 | 0.11106 |  | 1022.634 | 8 |  | 171 | 171 | door | 0
Retail | New | Anti-Sweat Controls | 0.081727 | 0.082167 |  | 1022.634 | 8 |  | 171 | 171 | door | 0
Schools K-12 | New | Anti-Sweat Controls | 0.13259 | 0.11106 |  | 1022.634 | 8 |  | 171 | 171 | door | 0
Warehouse | New | Anti-Sweat Controls | 0.081727 | 0.082167 |  | 1022.634 | 8 |  | 171 | 171 | door | 0
Assembly | Existing | Automatic Door Closer for Walk-in Coolers and Freezers | 0.00543 | 0.001211 |  | 39.0829 | 8 |  | 156.82 | 156.82 | cooler/freezer | 0
College and University | Existing | Automatic Door Closer for Walk-in Coolers and Freezers | 0.005067 | 0.004244 |  | 39.0829 | 8 |  | 156.82 | 156.82 | cooler/freezer | 0
Grocery | Existing | Automatic Door Closer for Walk-in Coolers and Freezers | 0.00543 | 0.001211 |  | 39.0829 | 8 |  | 156.82 | 156.82 | cooler/freezer | 0
Healthcare | Existing | Automatic Door Closer for Walk-in Coolers and Freezers | 0.005067 | 0.004244 |  | 39.0829 | 8 |  | 156.82 | 156.82 | cooler/freezer | 0
Hospitals | Existing | Automatic Door Closer for Walk-in Coolers and Freezers | 0.005067 | 0.004244 |  | 39.0829 | 8 |  | 156.82 | 156.82 | cooler/freezer | 0
Institutional | Existing | Automatic Door Closer for Walk-in Coolers and Freezers | 0.00543 | 0.001211 |  | 39.0829 | 8 |  | 156.82 | 156.82 | cooler/freezer | 0
Lodging/Hospitality | Existing | Automatic Door Closer for Walk-in Coolers and Freezers | 0.005067 | 0.004244 |  | 39.0829 | 8 |  | 156.82 | 156.82 | cooler/freezer | 0
Miscellaneous | Existing | Automatic Door Closer for Walk-in Coolers and Freezers | 0.00543 | 0.001211 |  | 39.0829 | 8 |  | 156.82 | 156.82 | cooler/freezer | 0
Offices | Existing | Automatic Door Closer for Walk-in Coolers and Freezers | 0.00543 | 0.001211 |  | 39.0829 | 8 |  | 156.82 | 156.82 | cooler/freezer | 0
Restaurants | Existing | Automatic Door Closer for Walk-in Coolers and Freezers | 0.005067 | 0.004244 |  | 39.0829 | 8 |  | 156.82 | 156.82 | cooler/freezer | 0
Retail | Existing | Automatic Door Closer for Walk-in Coolers and Freezers | 0.00543 | 0.001211 |  | 39.0829 | 8 |  | 156.82 | 156.82 | cooler/freezer | 0
Schools K-12 | Existing | Automatic Door Closer for Walk-in Coolers and Freezers | 0.005067 | 0.004244 |  | 39.0829 | 8 |  | 156.82 | 156.82 | cooler/freezer | 0
Warehouse | Existing | Automatic Door Closer for Walk-in Coolers and Freezers | 0.00543 | 0.001211 |  | 39.0829 | 8 |  | 156.82 | 156.82 | cooler/freezer | 0
Assembly | New | Automatic Door Closer for Walk-in Coolers and Freezers | 0.00543 | 0.001211 |  | 39.0829 | 8 |  | 156.82 | 156.82 | cooler/freezer | 0
College and University | New | Automatic Door Closer for Walk-in Coolers and Freezers | 0.005067 | 0.004244 |  | 39.0829 | 8 |  | 156.82 | 156.82 | cooler/freezer | 0
Grocery | New | Automatic Door Closer for Walk-in Coolers and Freezers | 0.00543 | 0.001211 |  | 39.0829 | 8 |  | 156.82 | 156.82 | cooler/freezer | 0
Healthcare | New | Automatic Door Closer for Walk-in Coolers and Freezers | 0.005067 | 0.004244 |  | 39.0829 | 8 |  | 156.82 | 156.82 | cooler/freezer | 0
Hospitals | New | Automatic Door Closer for Walk-in Coolers and Freezers | 0.005067 | 0.004244 |  | 39.0829 | 8 |  | 156.82 | 156.82 | cooler/freezer | 0
Institutional | New | Automatic Door Closer for Walk-in Coolers and Freezers | 0.00543 | 0.001211 |  | 39.0829 | 8 |  | 156.82 | 156.82 | cooler/freezer | 0
Lodging/Hospitality | New | Automatic Door Closer for Walk-in Coolers and Freezers | 0.005067 | 0.004244 |  | 39.0829 | 8 |  | 156.82 | 156.82 | cooler/freezer | 0
Miscellaneous | New | Automatic Door Closer for Walk-in Coolers and Freezers | 0.00543 | 0.001211 |  | 39.0829 | 8 |  | 156.82 | 156.82 | cooler/freezer | 0
Offices | New | Automatic Door Closer for Walk-in Coolers and Freezers | 0.00543 | 0.001211 |  | 39.0829 | 8 |  | 156.82 | 156.82 | cooler/freezer | 0
Restaurants | New | Automatic Door Closer for Walk-in Coolers and Freezers | 0.005067 | 0.004244 |  | 39.0829 | 8 |  | 156.82 | 156.82 | cooler/freezer | 0
Retail | New | Automatic Door Closer for Walk-in Coolers and Freezers | 0.00543 | 0.001211 |  | 39.0829 | 8 |  | 156.82 | 156.82 | cooler/freezer | 0
Schools K-12 | New | Automatic Door Closer for Walk-in Coolers and Freezers | 0.005067 | 0.004244 |  | 39.0829 | 8 |  | 156.82 | 156.82 | cooler/freezer | 0
Warehouse | New | Automatic Door Closer for Walk-in Coolers and Freezers | 0.00543 | 0.001211 |  | 39.0829 | 8 |  | 156.82 | 156.82 | cooler/freezer | 0
Assembly | Existing | Demand Defrost | 0.054904 | 0.00503 |  | 394.47 | 10 |  | 666.68 | 666.68 | freezer | 0
College and University | Existing | Demand Defrost | 0.051145 | 0.04284 |  | 394.47 | 10 |  | 666.68 | 666.68 | freezer | 0
Grocery | Existing | Demand Defrost | 0.054904 | 0.00503 |  | 394.47 | 10 |  | 666.68 | 666.68 | freezer | 0
Healthcare | Existing | Demand Defrost | 0.051145 | 0.04284 |  | 394.47 | 10 |  | 666.68 | 666.68 | freezer | 0
Hospitals | Existing | Demand Defrost | 0.051145 | 0.04284 |  | 394.47 | 10 |  | 666.68 | 666.68 | freezer | 0
Institutional | Existing | Demand Defrost | 0.054904 | 0.00503 |  | 394.47 | 10 |  | 666.68 | 666.68 | freezer | 0
Lodging/Hospitality | Existing | Demand Defrost | 0.051145 | 0.04284 |  | 394.47 | 10 |  | 666.68 | 666.68 | freezer | 0
Miscellaneous | Existing | Demand Defrost | 0.054904 | 0.00503 |  | 394.47 | 10 |  | 666.68 | 666.68 | freezer | 0
Offices | Existing | Demand Defrost | 0.054904 | 0.00503 |  | 394.47 | 10 |  | 666.68 | 666.68 | freezer | 0
Restaurants | Existing | Demand Defrost | 0.051145 | 0.04284 |  | 394.47 | 10 |  | 666.68 | 666.68 | freezer | 0
Retail | Existing | Demand Defrost | 0.054904 | 0.00503 |  | 394.47 | 10 |  | 666.68 | 666.68 | freezer | 0
Schools K-12 | Existing | Demand Defrost | 0.051145 | 0.04284 |  | 394.47 | 10 |  | 666.68 | 666.68 | freezer | 0
Warehouse | Existing | Demand Defrost | 0.054904 | 0.00503 |  | 394.47 | 10 |  | 666.68 | 666.68 | freezer | 0
Assembly | New | Demand Defrost | 0.054904 | 0.00503 |  | 394.47 | 10 |  | 666.68 | 666.68 | freezer | 0
College and University | New | Demand Defrost | 0.051145 | 0.04284 |  | 394.47 | 10 |  | 666.68 | 666.68 | freezer | 0
Grocery | New | Demand Defrost | 0.054904 | 0.00503 |  | 394.47 | 10 |  | 666.68 | 666.68 | freezer | 0
Healthcare | New | Demand Defrost | 0.051145 | 0.04284 |  | 394.47 | 10 |  | 666.68 | 666.68 | freezer | 0
Hospitals | New | Demand Defrost | 0.051145 | 0.04284 |  | 394.47 | 10 |  | 666.68 | 666.68 | freezer | 0
Institutional | New | Demand Defrost | 0.054904 | 0.00503 |  | 394.47 | 10 |  | 666.68 | 666.68 | freezer | 0
Lodging/Hospitality | New | Demand Defrost | 0.051145 | 0.04284 |  | 394.47 | 10 |  | 666.68 | 666.68 | freezer | 0
Miscellaneous | New | Demand Defrost | 0.054904 | 0.00503 |  | 394.47 | 10 |  | 666.68 | 666.68 | freezer | 0
Offices | New | Demand Defrost | 0.054904 | 0.00503 |  | 394.47 | 10 |  | 666.68 | 666.68 | freezer | 0
Restaurants | New | Demand Defrost | 0.051145 | 0.04284 |  | 394.47 | 10 |  | 666.68 | 666.68 | freezer | 0
Retail | New | Demand Defrost | 0.054904 | 0.00503 |  | 394.47 | 10 |  | 666.68 | 666.68 | freezer | 0
Schools K-12 | New | Demand Defrost | 0.051145 | 0.04284 |  | 394.47 | 10 |  | 666.68 | 666.68 | freezer | 0
Warehouse | New | Demand Defrost | 0.054904 | 0.00503 |  | 394.47 | 10 |  | 666.68 | 666.68 | freezer | 0
Assembly | Existing | Floating Head Pressure Controls | 0.38051 | 0.1781 |  | 2523.571 | 15 |  | 307 | 307 | unit | 0
College and University | Existing | Floating Head Pressure Controls | 0.32719 | 0.27407 |  | 2523.571 | 15 |  | 307 | 307 | unit | 0
Grocery | Existing | Floating Head Pressure Controls | 0.38051 | 0.1781 |  | 2523.571 | 15 |  | 307 | 307 | unit | 0
Healthcare | Existing | Floating Head Pressure Controls | 0.32719 | 0.27407 |  | 2523.571 | 15 |  | 307 | 307 | unit | 0
Hospitals | Existing | Floating Head Pressure Controls | 0.32719 | 0.27407 |  | 2523.571 | 15 |  | 307 | 307 | unit | 0
Institutional | Existing | Floating Head Pressure Controls | 0.38051 | 0.1781 |  | 2523.571 | 15 |  | 307 | 307 | unit | 0
Lodging/Hospitality | Existing | Floating Head Pressure Controls | 0.32719 | 0.27407 |  | 2523.571 | 15 |  | 307 | 307 | unit | 0
Miscellaneous | Existing | Floating Head Pressure Controls | 0.38051 | 0.1781 |  | 2523.571 | 15 |  | 307 | 307 | unit | 0
Offices | Existing | Floating Head Pressure Controls | 0.38051 | 0.1781 |  | 2523.571 | 15 |  | 307 | 307 | unit | 0
Restaurants | Existing | Floating Head Pressure Controls | 0.32719 | 0.27407 |  | 2523.571 | 15 |  | 307 | 307 | unit | 0
Retail | Existing | Floating Head Pressure Controls | 0.38051 | 0.1781 |  | 2523.571 | 15 |  | 307 | 307 | unit | 0
Schools K-12 | Existing | Floating Head Pressure Controls | 0.32719 | 0.27407 |  | 2523.571 | 15 |  | 307 | 307 | unit | 0
Warehouse | Existing | Floating Head Pressure Controls | 0.38051 | 0.1781 |  | 2523.571 | 15 |  | 307 | 307 | unit | 0
Assembly | New | Floating Head Pressure Controls | 0.38051 | 0.1781 |  | 2523.571 | 15 |  | 307 | 307 | unit | 0
College and University | New | Floating Head Pressure Controls | 0.32719 | 0.27407 |  | 2523.571 | 15 |  | 307 | 307 | unit | 0
Grocery | New | Floating Head Pressure Controls | 0.38051 | 0.1781 |  | 2523.571 | 15 |  | 307 | 307 | unit | 0
Healthcare | New | Floating Head Pressure Controls | 0.32719 | 0.27407 |  | 2523.571 | 15 |  | 307 | 307 | unit | 0
Hospitals | New | Floating Head Pressure Controls | 0.32719 | 0.27407 |  | 2523.571 | 15 |  | 307 | 307 | unit | 0
Institutional | New | Floating Head Pressure Controls | 0.38051 | 0.1781 |  | 2523.571 | 15 |  | 307 | 307 | unit | 0
Lodging/Hospitality | New | Floating Head Pressure Controls | 0.32719 | 0.27407 |  | 2523.571 | 15 |  | 307 | 307 | unit | 0
Miscellaneous | New | Floating Head Pressure Controls | 0.38051 | 0.1781 |  | 2523.571 | 15 |  | 307 | 307 | unit | 0
Offices | New | Floating Head Pressure Controls | 0.38051 | 0.1781 |  | 2523.571 | 15 |  | 307 | 307 | unit | 0
Restaurants | New | Floating Head Pressure Controls | 0.32719 | 0.27407 |  | 2523.571 | 15 |  | 307 | 307 | unit | 0
Retail | New | Floating Head Pressure Controls | 0.38051 | 0.1781 |  | 2523.571 | 15 |  | 307 | 307 | unit | 0
Schools K-12 | New | Floating Head Pressure Controls | 0.32719 | 0.27407 |  | 2523.571 | 15 |  | 307 | 307 | unit | 0
Warehouse | New | Floating Head Pressure Controls | 0.38051 | 0.1781 |  | 2523.571 | 15 |  | 307 | 307 | unit | 0
Assembly | Existing | Freezer-Cooler Replacement Gaskets | 0.022767 | 0.007412 |  | 156.3315 | 4 |  | 96.8 | 96.8 | unit | 0
College and University | Existing | Freezer-Cooler Replacement Gaskets | 0.020269 | 0.016978 |  | 156.3315 | 4 |  | 96.8 | 96.8 | unit | 0
Grocery | Existing | Freezer-Cooler Replacement Gaskets | 0.022767 | 0.007412 |  | 156.3315 | 4 |  | 96.8 | 96.8 | unit | 0
Healthcare | Existing | Freezer-Cooler Replacement Gaskets | 0.020269 | 0.016978 |  | 156.3315 | 4 |  | 96.8 | 96.8 | unit | 0
Hospitals | Existing | Freezer-Cooler Replacement Gaskets | 0.020269 | 0.016978 |  | 156.3315 | 4 |  | 96.8 | 96.8 | unit | 0
Institutional | Existing | Freezer-Cooler Replacement Gaskets | 0.022767 | 0.007412 |  | 156.3315 | 4 |  | 96.8 | 96.8 | unit | 0
Lodging/Hospitality | Existing | Freezer-Cooler Replacement Gaskets | 0.020269 | 0.016978 |  | 156.3315 | 4 |  | 96.8 | 96.8 | unit | 0
Miscellaneous | Existing | Freezer-Cooler Replacement Gaskets | 0.022767 | 0.007412 |  | 156.3315 | 4 |  | 96.8 | 96.8 | unit | 0
Offices | Existing | Freezer-Cooler Replacement Gaskets | 0.022767 | 0.007412 |  | 156.3315 | 4 |  | 96.8 | 96.8 | unit | 0
Restaurants | Existing | Freezer-Cooler Replacement Gaskets | 0.020269 | 0.016978 |  | 156.3315 | 4 |  | 96.8 | 96.8 | unit | 0
Retail | Existing | Freezer-Cooler Replacement Gaskets | 0.022767 | 0.007412 |  | 156.3315 | 4 |  | 96.8 | 96.8 | unit | 0
Schools K-12 | Existing | Freezer-Cooler Replacement Gaskets | 0.020269 | 0.016978 |  | 156.3315 | 4 |  | 96.8 | 96.8 | unit | 0
Warehouse | Existing | Freezer-Cooler Replacement Gaskets | 0.022767 | 0.007412 |  | 156.3315 | 4 |  | 96.8 | 96.8 | unit | 0
Assembly | New | Freezer-Cooler Replacement Gaskets | 0 | 0 |  | 0 | 4 |  | 96.8 | 96.8 | unit | 0
College and University | New | Freezer-Cooler Replacement Gaskets | 0 | 0 |  | 0 | 4 |  | 96.8 | 96.8 | unit | 0
Grocery | New | Freezer-Cooler Replacement Gaskets | 0 | 0 |  | 0 | 4 |  | 96.8 | 96.8 | unit | 0
Healthcare | New | Freezer-Cooler Replacement Gaskets | 0 | 0 |  | 0 | 4 |  | 96.8 | 96.8 | unit | 0
Hospitals | New | Freezer-Cooler Replacement Gaskets | 0 | 0 |  | 0 | 4 |  | 96.8 | 96.8 | unit | 0
Institutional | New | Freezer-Cooler Replacement Gaskets | 0 | 0 |  | 0 | 4 |  | 96.8 | 96.8 | unit | 0
Lodging/Hospitality | New | Freezer-Cooler Replacement Gaskets | 0 | 0 |  | 0 | 4 |  | 96.8 | 96.8 | unit | 0
Miscellaneous | New | Freezer-Cooler Replacement Gaskets | 0 | 0 |  | 0 | 4 |  | 96.8 | 96.8 | unit | 0
Offices | New | Freezer-Cooler Replacement Gaskets | 0 | 0 |  | 0 | 4 |  | 96.8 | 96.8 | unit | 0
Restaurants | New | Freezer-Cooler Replacement Gaskets | 0 | 0 |  | 0 | 4 |  | 96.8 | 96.8 | unit | 0
Retail | New | Freezer-Cooler Replacement Gaskets | 0 | 0 |  | 0 | 4 |  | 96.8 | 96.8 | unit | 0
Schools K-12 | New | Freezer-Cooler Replacement Gaskets | 0 | 0 |  | 0 | 4 |  | 96.8 | 96.8 | unit | 0
Warehouse | New | Freezer-Cooler Replacement Gaskets | 0 | 0 |  | 0 | 4 |  | 96.8 | 96.8 | unit | 0
Assembly | Existing | High Efficiency Refrigeration Compressor | 0.020431 | 0.009563 |  | 135.5 | 13 |  | 221.64 | 221.64 | compressor | 0
College and University | Existing | High Efficiency Refrigeration Compressor | 0.017568 | 0.014716 |  | 135.5 | 13 |  | 221.64 | 221.64 | compressor | 0
Grocery | Existing | High Efficiency Refrigeration Compressor | 0.020431 | 0.009563 |  | 135.5 | 13 |  | 221.64 | 221.64 | compressor | 0
Healthcare | Existing | High Efficiency Refrigeration Compressor | 0.017568 | 0.014716 |  | 135.5 | 13 |  | 221.64 | 221.64 | compressor | 0
Hospitals | Existing | High Efficiency Refrigeration Compressor | 0.017568 | 0.014716 |  | 135.5 | 13 |  | 221.64 | 221.64 | compressor | 0
Institutional | Existing | High Efficiency Refrigeration Compressor | 0.020431 | 0.009563 |  | 135.5 | 13 |  | 221.64 | 221.64 | compressor | 0
Lodging/Hospitality | Existing | High Efficiency Refrigeration Compressor | 0.017568 | 0.014716 |  | 135.5 | 13 |  | 221.64 | 221.64 | compressor | 0
Miscellaneous | Existing | High Efficiency Refrigeration Compressor | 0.020431 | 0.009563 |  | 135.5 | 13 |  | 221.64 | 221.64 | compressor | 0
Offices | Existing | High Efficiency Refrigeration Compressor | 0.020431 | 0.009563 |  | 135.5 | 13 |  | 221.64 | 221.64 | compressor | 0
Restaurants | Existing | High Efficiency Refrigeration Compressor | 0.017568 | 0.014716 |  | 135.5 | 13 |  | 221.64 | 221.64 | compressor | 0
Retail | Existing | High Efficiency Refrigeration Compressor | 0.020431 | 0.009563 |  | 135.5 | 13 |  | 221.64 | 221.64 | compressor | 0
Schools K-12 | Existing | High Efficiency Refrigeration Compressor | 0.017568 | 0.014716 |  | 135.5 | 13 |  | 221.64 | 221.64 | compressor | 0
Warehouse | Existing | High Efficiency Refrigeration Compressor | 0.020431 | 0.009563 |  | 135.5 | 13 |  | 221.64 | 221.64 | compressor | 0
Assembly | New | High Efficiency Refrigeration Compressor | 0.020431 | 0.009563 |  | 135.5 | 13 |  | 221.64 | 221.64 | compressor | 0
College and University | New | High Efficiency Refrigeration Compressor | 0.017568 | 0.014716 |  | 135.5 | 13 |  | 221.64 | 221.64 | compressor | 0
Grocery | New | High Efficiency Refrigeration Compressor | 0.020431 | 0.009563 |  | 135.5 | 13 |  | 221.64 | 221.64 | compressor | 0
Healthcare | New | High Efficiency Refrigeration Compressor | 0.017568 | 0.014716 |  | 135.5 | 13 |  | 221.64 | 221.64 | compressor | 0
Hospitals | New | High Efficiency Refrigeration Compressor | 0.017568 | 0.014716 |  | 135.5 | 13 |  | 221.64 | 221.64 | compressor | 0
Institutional | New | High Efficiency Refrigeration Compressor | 0.020431 | 0.009563 |  | 135.5 | 13 |  | 221.64 | 221.64 | compressor | 0
Lodging/Hospitality | New | High Efficiency Refrigeration Compressor | 0.017568 | 0.014716 |  | 135.5 | 13 |  | 221.64 | 221.64 | compressor | 0
Miscellaneous | New | High Efficiency Refrigeration Compressor | 0.020431 | 0.009563 |  | 135.5 | 13 |  | 221.64 | 221.64 | compressor | 0
Offices | New | High Efficiency Refrigeration Compressor | 0.020431 | 0.009563 |  | 135.5 | 13 |  | 221.64 | 221.64 | compressor | 0
Restaurants | New | High Efficiency Refrigeration Compressor | 0.017568 | 0.014716 |  | 135.5 | 13 |  | 221.64 | 221.64 | compressor | 0
Retail | New | High Efficiency Refrigeration Compressor | 0.020431 | 0.009563 |  | 135.5 | 13 |  | 221.64 | 221.64 | compressor | 0
Schools K-12 | New | High Efficiency Refrigeration Compressor | 0.017568 | 0.014716 |  | 135.5 | 13 |  | 221.64 | 221.64 | compressor | 0
Warehouse | New | High Efficiency Refrigeration Compressor | 0.020431 | 0.009563 |  | 135.5 | 13 |  | 221.64 | 221.64 | compressor | 0
Assembly | Existing | High R-Value Glass Doors | 0.025557 | 0.00879 |  | 175 | 12 |  | 394 | 394 | door | 0
College and University | Existing | High R-Value Glass Doors | 0.02269 | 0.019005 |  | 175 | 12 |  | 394 | 394 | door | 0
Grocery | Existing | High R-Value Glass Doors | 0.025557 | 0.00879 |  | 175 | 12 |  | 394 | 394 | door | 0
Healthcare | Existing | High R-Value Glass Doors | 0.02269 | 0.019005 |  | 175 | 12 |  | 394 | 394 | door | 0
Hospitals | Existing | High R-Value Glass Doors | 0.02269 | 0.019005 |  | 175 | 12 |  | 394 | 394 | door | 0
Institutional | Existing | High R-Value Glass Doors | 0.025557 | 0.00879 |  | 175 | 12 |  | 394 | 394 | door | 0
Lodging/Hospitality | Existing | High R-Value Glass Doors | 0.02269 | 0.019005 |  | 175 | 12 |  | 394 | 394 | door | 0
Miscellaneous | Existing | High R-Value Glass Doors | 0.025557 | 0.00879 |  | 175 | 12 |  | 394 | 394 | door | 0
Offices | Existing | High R-Value Glass Doors | 0.025557 | 0.00879 |  | 175 | 12 |  | 394 | 394 | door | 0
Restaurants | Existing | High R-Value Glass Doors | 0.02269 | 0.019005 |  | 175 | 12 |  | 394 | 394 | door | 0
Retail | Existing | High R-Value Glass Doors | 0.025557 | 0.00879 |  | 175 | 12 |  | 394 | 394 | door | 0
Schools K-12 | Existing | High R-Value Glass Doors | 0.02269 | 0.019005 |  | 175 | 12 |  | 394 | 394 | door | 0
Warehouse | Existing | High R-Value Glass Doors | 0.025557 | 0.00879 |  | 175 | 12 |  | 394 | 394 | door | 0
Assembly | New | High R-Value Glass Doors | 0 | 0 |  | 0 | 12 |  | 394 | 394 | door | 0
College and University | New | High R-Value Glass Doors | 0 | 0 |  | 0 | 12 |  | 394 | 394 | door | 0
Grocery | New | High R-Value Glass Doors | 0 | 0 |  | 0 | 12 |  | 394 | 394 | door | 0
Healthcare | New | High R-Value Glass Doors | 0 | 0 |  | 0 | 12 |  | 394 | 394 | door | 0
Hospitals | New | High R-Value Glass Doors | 0 | 0 |  | 0 | 12 |  | 394 | 394 | door | 0
Institutional | New | High R-Value Glass Doors | 0 | 0 |  | 0 | 12 |  | 394 | 394 | door | 0
Lodging/Hospitality | New | High R-Value Glass Doors | 0 | 0 |  | 0 | 12 |  | 394 | 394 | door | 0
Miscellaneous | New | High R-Value Glass Doors | 0 | 0 |  | 0 | 12 |  | 394 | 394 | door | 0
Offices | New | High R-Value Glass Doors | 0 | 0 |  | 0 | 12 |  | 394 | 394 | door | 0
Restaurants | New | High R-Value Glass Doors | 0 | 0 |  | 0 | 12 |  | 394 | 394 | door | 0
Retail | New | High R-Value Glass Doors | 0 | 0 |  | 0 | 12 |  | 394 | 394 | door | 0
Schools K-12 | New | High R-Value Glass Doors | 0 | 0 |  | 0 | 12 |  | 394 | 394 | door | 0
Warehouse | New | High R-Value Glass Doors | 0 | 0 |  | 0 | 12 |  | 394 | 394 | door | 0
Assembly | Existing | Night Covers for Display Cases | 0.015518 | 0.006935 |  | 103.3118 | 5 |  | 714 | 714 | case | 0
College and University | Existing | Night Covers for Display Cases | 0.015518 | 0.006935 |  | 103.3118 | 5 |  | 714 | 714 | case | 0
Grocery | Existing | Night Covers for Display Cases | 0.015518 | 0.006935 |  | 103.3118 | 5 |  | 714 | 714 | case | 0
Healthcare | Existing | Night Covers for Display Cases | 0.015518 | 0.006935 |  | 103.3118 | 5 |  | 714 | 714 | case | 0
Hospitals | Existing | Night Covers for Display Cases | 0.015518 | 0.006935 |  | 103.3118 | 5 |  | 714 | 714 | case | 0
Institutional | Existing | Night Covers for Display Cases | 0.015518 | 0.006935 |  | 103.3118 | 5 |  | 714 | 714 | case | 0
Lodging/Hospitality | Existing | Night Covers for Display Cases | 0.015518 | 0.006935 |  | 103.3118 | 5 |  | 714 | 714 | case | 0
Miscellaneous | Existing | Night Covers for Display Cases | 0.015518 | 0.006935 |  | 103.3118 | 5 |  | 714 | 714 | case | 0
Offices | Existing | Night Covers for Display Cases | 0.015518 | 0.006935 |  | 103.3118 | 5 |  | 714 | 714 | case | 0
Restaurants | Existing | Night Covers for Display Cases | 0.015518 | 0.006935 |  | 103.3118 | 5 |  | 714 | 714 | case | 0
Retail | Existing | Night Covers for Display Cases | 0.015518 | 0.006935 |  | 103.3118 | 5 |  | 714 | 714 | case | 0
Schools K-12 | Existing | Night Covers for Display Cases | 0.015518 | 0.006935 |  | 103.3118 | 5 |  | 714 | 714 | case | 0
Warehouse | Existing | Night Covers for Display Cases | 0.015518 | 0.006935 |  | 103.3118 | 5 |  | 714 | 714 | case | 0
Assembly | New | Night Covers for Display Cases | 0.015518 | 0.006935 |  | 103.3118 | 5 |  | 714 | 714 | case | 0
College and University | New | Night Covers for Display Cases | 0.015518 | 0.006935 |  | 103.3118 | 5 |  | 714 | 714 | case | 0
Grocery | New | Night Covers for Display Cases | 0.015518 | 0.006935 |  | 103.3118 | 5 |  | 714 | 714 | case | 0
Healthcare | New | Night Covers for Display Cases | 0.015518 | 0.006935 |  | 103.3118 | 5 |  | 714 | 714 | case | 0
Hospitals | New | Night Covers for Display Cases | 0.015518 | 0.006935 |  | 103.3118 | 5 |  | 714 | 714 | case | 0
Institutional | New | Night Covers for Display Cases | 0.015518 | 0.006935 |  | 103.3118 | 5 |  | 714 | 714 | case | 0
Lodging/Hospitality | New | Night Covers for Display Cases | 0.015518 | 0.006935 |  | 103.3118 | 5 |  | 714 | 714 | case | 0
Miscellaneous | New | Night Covers for Display Cases | 0.015518 | 0.006935 |  | 103.3118 | 5 |  | 714 | 714 | case | 0
Offices | New | Night Covers for Display Cases | 0.015518 | 0.006935 |  | 103.3118 | 5 |  | 714 | 714 | case | 0
Restaurants | New | Night Covers for Display Cases | 0.015518 | 0.006935 |  | 103.3118 | 5 |  | 714 | 714 | case | 0
Retail | New | Night Covers for Display Cases | 0.015518 | 0.006935 |  | 103.3118 | 5 |  | 714 | 714 | case | 0
Schools K-12 | New | Night Covers for Display Cases | 0.015518 | 0.006935 |  | 103.3118 | 5 |  | 714 | 714 | case | 0
Warehouse | New | Night Covers for Display Cases | 0.015518 | 0.006935 |  | 103.3118 | 5 |  | 714 | 714 | case | 0
Assembly | Existing | PSC to ECM Evaporator Fan Motor (Reach-In) | 0.070139 | 0.006425 |  | 503.9324 | 15 |  | 177 | 177 | motor | 0
College and University | Existing | PSC to ECM Evaporator Fan Motor (Reach-In) | 0.065337 | 0.054728 |  | 503.9324 | 15 |  | 177 | 177 | motor | 0
Grocery | Existing | PSC to ECM Evaporator Fan Motor (Reach-In) | 0.070139 | 0.006425 |  | 503.9324 | 15 |  | 177 | 177 | motor | 0
Healthcare | Existing | PSC to ECM Evaporator Fan Motor (Reach-In) | 0.065337 | 0.054728 |  | 503.9324 | 15 |  | 177 | 177 | motor | 0
Hospitals | Existing | PSC to ECM Evaporator Fan Motor (Reach-In) | 0.065337 | 0.054728 |  | 503.9324 | 15 |  | 177 | 177 | motor | 0
Institutional | Existing | PSC to ECM Evaporator Fan Motor (Reach-In) | 0.070139 | 0.006425 |  | 503.9324 | 15 |  | 177 | 177 | motor | 0
Lodging/Hospitality | Existing | PSC to ECM Evaporator Fan Motor (Reach-In) | 0.065337 | 0.054728 |  | 503.9324 | 15 |  | 177 | 177 | motor | 0
Miscellaneous | Existing | PSC to ECM Evaporator Fan Motor (Reach-In) | 0.070139 | 0.006425 |  | 503.9324 | 15 |  | 177 | 177 | motor | 0
Offices | Existing | PSC to ECM Evaporator Fan Motor (Reach-In) | 0.070139 | 0.006425 |  | 503.9324 | 15 |  | 177 | 177 | motor | 0
Restaurants | Existing | PSC to ECM Evaporator Fan Motor (Reach-In) | 0.065337 | 0.054728 |  | 503.9324 | 15 |  | 177 | 177 | motor | 0
Retail | Existing | PSC to ECM Evaporator Fan Motor (Reach-In) | 0.070139 | 0.006425 |  | 503.9324 | 15 |  | 177 | 177 | motor | 0
Schools K-12 | Existing | PSC to ECM Evaporator Fan Motor (Reach-In) | 0.065337 | 0.054728 |  | 503.9324 | 15 |  | 177 | 177 | motor | 0
Warehouse | Existing | PSC to ECM Evaporator Fan Motor (Reach-In) | 0.070139 | 0.006425 |  | 503.9324 | 15 |  | 177 | 177 | motor | 0
Assembly | New | PSC to ECM Evaporator Fan Motor (Reach-In) | 0.070139 | 0.006425 |  | 503.9324 | 15 |  | 177 | 177 | motor | 0
College and University | New | PSC to ECM Evaporator Fan Motor (Reach-In) | 0.065337 | 0.054728 |  | 503.9324 | 15 |  | 177 | 177 | motor | 0
Grocery | New | PSC to ECM Evaporator Fan Motor (Reach-In) | 0.070139 | 0.006425 |  | 503.9324 | 15 |  | 177 | 177 | motor | 0
Healthcare | New | PSC to ECM Evaporator Fan Motor (Reach-In) | 0.065337 | 0.054728 |  | 503.9324 | 15 |  | 177 | 177 | motor | 0
Hospitals | New | PSC to ECM Evaporator Fan Motor (Reach-In) | 0.065337 | 0.054728 |  | 503.9324 | 15 |  | 177 | 177 | motor | 0
Institutional | New | PSC to ECM Evaporator Fan Motor (Reach-In) | 0.070139 | 0.006425 |  | 503.9324 | 15 |  | 177 | 177 | motor | 0
Lodging/Hospitality | New | PSC to ECM Evaporator Fan Motor (Reach-In) | 0.065337 | 0.054728 |  | 503.9324 | 15 |  | 177 | 177 | motor | 0
Miscellaneous | New | PSC to ECM Evaporator Fan Motor (Reach-In) | 0.070139 | 0.006425 |  | 503.9324 | 15 |  | 177 | 177 | motor | 0
Offices | New | PSC to ECM Evaporator Fan Motor (Reach-In) | 0.070139 | 0.006425 |  | 503.9324 | 15 |  | 177 | 177 | motor | 0
Restaurants | New | PSC to ECM Evaporator Fan Motor (Reach-In) | 0.065337 | 0.054728 |  | 503.9324 | 15 |  | 177 | 177 | motor | 0
Retail | New | PSC to ECM Evaporator Fan Motor (Reach-In) | 0.070139 | 0.006425 |  | 503.9324 | 15 |  | 177 | 177 | motor | 0
Schools K-12 | New | PSC to ECM Evaporator Fan Motor (Reach-In) | 0.065337 | 0.054728 |  | 503.9324 | 15 |  | 177 | 177 | motor | 0
Warehouse | New | PSC to ECM Evaporator Fan Motor (Reach-In) | 0.070139 | 0.006425 |  | 503.9324 | 15 |  | 177 | 177 | motor | 0
Assembly | Existing | PSC to ECM Evaporator Fan Motor (Walk-In, Refrigerator) | 0.04552 | 0.00417 |  | 327.0516 | 15 |  | 177 | 177 | motor | 0
College and University | Existing | PSC to ECM Evaporator Fan Motor (Walk-In, Refrigerator) | 0.042404 | 0.035519 |  | 327.0516 | 15 |  | 177 | 177 | motor | 0
Grocery | Existing | PSC to ECM Evaporator Fan Motor (Walk-In, Refrigerator) | 0.04552 | 0.00417 |  | 327.0516 | 15 |  | 177 | 177 | motor | 0
Healthcare | Existing | PSC to ECM Evaporator Fan Motor (Walk-In, Refrigerator) | 0.042404 | 0.035519 |  | 327.0516 | 15 |  | 177 | 177 | motor | 0
Hospitals | Existing | PSC to ECM Evaporator Fan Motor (Walk-In, Refrigerator) | 0.042404 | 0.035519 |  | 327.0516 | 15 |  | 177 | 177 | motor | 0
Institutional | Existing | PSC to ECM Evaporator Fan Motor (Walk-In, Refrigerator) | 0.04552 | 0.00417 |  | 327.0516 | 15 |  | 177 | 177 | motor | 0
Lodging/Hospitality | Existing | PSC to ECM Evaporator Fan Motor (Walk-In, Refrigerator) | 0.042404 | 0.035519 |  | 327.0516 | 15 |  | 177 | 177 | motor | 0
Miscellaneous | Existing | PSC to ECM Evaporator Fan Motor (Walk-In, Refrigerator) | 0.04552 | 0.00417 |  | 327.0516 | 15 |  | 177 | 177 | motor | 0
Offices | Existing | PSC to ECM Evaporator Fan Motor (Walk-In, Refrigerator) | 0.04552 | 0.00417 |  | 327.0516 | 15 |  | 177 | 177 | motor | 0
Restaurants | Existing | PSC to ECM Evaporator Fan Motor (Walk-In, Refrigerator) | 0.042404 | 0.035519 |  | 327.0516 | 15 |  | 177 | 177 | motor | 0
Retail | Existing | PSC to ECM Evaporator Fan Motor (Walk-In, Refrigerator) | 0.04552 | 0.00417 |  | 327.0516 | 15 |  | 177 | 177 | motor | 0
Schools K-12 | Existing | PSC to ECM Evaporator Fan Motor (Walk-In, Refrigerator) | 0.042404 | 0.035519 |  | 327.0516 | 15 |  | 177 | 177 | motor | 0
Warehouse | Existing | PSC to ECM Evaporator Fan Motor (Walk-In, Refrigerator) | 0.04552 | 0.00417 |  | 327.0516 | 15 |  | 177 | 177 | motor | 0
Assembly | New | PSC to ECM Evaporator Fan Motor (Walk-In, Refrigerator) | 0.04552 | 0.00417 |  | 327.0516 | 15 |  | 177 | 177 | motor | 0
College and University | New | PSC to ECM Evaporator Fan Motor (Walk-In, Refrigerator) | 0.042404 | 0.035519 |  | 327.0516 | 15 |  | 177 | 177 | motor | 0
Grocery | New | PSC to ECM Evaporator Fan Motor (Walk-In, Refrigerator) | 0.04552 | 0.00417 |  | 327.0516 | 15 |  | 177 | 177 | motor | 0
Healthcare | New | PSC to ECM Evaporator Fan Motor (Walk-In, Refrigerator) | 0.042404 | 0.035519 |  | 327.0516 | 15 |  | 177 | 177 | motor | 0
Hospitals | New | PSC to ECM Evaporator Fan Motor (Walk-In, Refrigerator) | 0.042404 | 0.035519 |  | 327.0516 | 15 |  | 177 | 177 | motor | 0
Institutional | New | PSC to ECM Evaporator Fan Motor (Walk-In, Refrigerator) | 0.04552 | 0.00417 |  | 327.0516 | 15 |  | 177 | 177 | motor | 0
Lodging/Hospitality | New | PSC to ECM Evaporator Fan Motor (Walk-In, Refrigerator) | 0.042404 | 0.035519 |  | 327.0516 | 15 |  | 177 | 177 | motor | 0
Miscellaneous | New | PSC to ECM Evaporator Fan Motor (Walk-In, Refrigerator) | 0.04552 | 0.00417 |  | 327.0516 | 15 |  | 177 | 177 | motor | 0
Offices | New | PSC to ECM Evaporator Fan Motor (Walk-In, Refrigerator) | 0.04552 | 0.00417 |  | 327.0516 | 15 |  | 177 | 177 | motor | 0
Restaurants | New | PSC to ECM Evaporator Fan Motor (Walk-In, Refrigerator) | 0.042404 | 0.035519 |  | 327.0516 | 15 |  | 177 | 177 | motor | 0
Retail | New | PSC to ECM Evaporator Fan Motor (Walk-In, Refrigerator) | 0.04552 | 0.00417 |  | 327.0516 | 15 |  | 177 | 177 | motor | 0
Schools K-12 | New | PSC to ECM Evaporator Fan Motor (Walk-In, Refrigerator) | 0.042404 | 0.035519 |  | 327.0516 | 15 |  | 177 | 177 | motor | 0
Warehouse | New | PSC to ECM Evaporator Fan Motor (Walk-In, Refrigerator) | 0.04552 | 0.00417 |  | 327.0516 | 15 |  | 177 | 177 | motor | 0
Assembly | Existing | Refrigerated Display Case Lighting Controls | 0.008439 | 0.007886 |  | 61.4361 | 8 |  | 104.14 | 104.14 | unit | 0
College and University | Existing | Refrigerated Display Case Lighting Controls | 0.008439 | 0.007886 |  | 61.4361 | 8 |  | 104.14 | 104.14 | unit | 0
Grocery | Existing | Refrigerated Display Case Lighting Controls | 0.008439 | 0.007886 |  | 61.4361 | 8 |  | 104.14 | 104.14 | unit | 0
Healthcare | Existing | Refrigerated Display Case Lighting Controls | 0.008439 | 0.007886 |  | 61.4361 | 8 |  | 104.14 | 104.14 | unit | 0
Hospitals | Existing | Refrigerated Display Case Lighting Controls | 0.008439 | 0.007886 |  | 61.4361 | 8 |  | 104.14 | 104.14 | unit | 0
Institutional | Existing | Refrigerated Display Case Lighting Controls | 0.008439 | 0.007886 |  | 61.4361 | 8 |  | 104.14 | 104.14 | unit | 0
Lodging/Hospitality | Existing | Refrigerated Display Case Lighting Controls | 0.008439 | 0.007886 |  | 61.4361 | 8 |  | 104.14 | 104.14 | unit | 0
Miscellaneous | Existing | Refrigerated Display Case Lighting Controls | 0.008439 | 0.007886 |  | 61.4361 | 8 |  | 104.14 | 104.14 | unit | 0
Offices | Existing | Refrigerated Display Case Lighting Controls | 0.008439 | 0.007886 |  | 61.4361 | 8 |  | 104.14 | 104.14 | unit | 0
Restaurants | Existing | Refrigerated Display Case Lighting Controls | 0.008439 | 0.007886 |  | 61.4361 | 8 |  | 104.14 | 104.14 | unit | 0
Retail | Existing | Refrigerated Display Case Lighting Controls | 0.008439 | 0.007886 |  | 61.4361 | 8 |  | 104.14 | 104.14 | unit | 0
Schools K-12 | Existing | Refrigerated Display Case Lighting Controls | 0.008439 | 0.007886 |  | 61.4361 | 8 |  | 104.14 | 104.14 | unit | 0
Warehouse | Existing | Refrigerated Display Case Lighting Controls | 0.008439 | 0.007886 |  | 61.4361 | 8 |  | 104.14 | 104.14 | unit | 0
Assembly | New | Refrigerated Display Case Lighting Controls | 0.003132 | 0.002926 |  | 22.7985 | 8 |  | 104.14 | 104.14 | unit | 0
College and University | New | Refrigerated Display Case Lighting Controls | 0.003132 | 0.002926 |  | 22.7985 | 8 |  | 104.14 | 104.14 | unit | 0
Grocery | New | Refrigerated Display Case Lighting Controls | 0.003132 | 0.002926 |  | 22.7985 | 8 |  | 104.14 | 104.14 | unit | 0
Healthcare | New | Refrigerated Display Case Lighting Controls | 0.003132 | 0.002926 |  | 22.7985 | 8 |  | 104.14 | 104.14 | unit | 0
Hospitals | New | Refrigerated Display Case Lighting Controls | 0.003132 | 0.002926 |  | 22.7985 | 8 |  | 104.14 | 104.14 | unit | 0
Institutional | New | Refrigerated Display Case Lighting Controls | 0.003132 | 0.002926 |  | 22.7985 | 8 |  | 104.14 | 104.14 | unit | 0
Lodging/Hospitality | New | Refrigerated Display Case Lighting Controls | 0.003132 | 0.002926 |  | 22.7985 | 8 |  | 104.14 | 104.14 | unit | 0
Miscellaneous | New | Refrigerated Display Case Lighting Controls | 0.003132 | 0.002926 |  | 22.7985 | 8 |  | 104.14 | 104.14 | unit | 0
Offices | New | Refrigerated Display Case Lighting Controls | 0.003132 | 0.002926 |  | 22.7985 | 8 |  | 104.14 | 104.14 | unit | 0
Restaurants | New | Refrigerated Display Case Lighting Controls | 0.003132 | 0.002926 |  | 22.7985 | 8 |  | 104.14 | 104.14 | unit | 0
Retail | New | Refrigerated Display Case Lighting Controls | 0.003132 | 0.002926 |  | 22.7985 | 8 |  | 104.14 | 104.14 | unit | 0
Schools K-12 | New | Refrigerated Display Case Lighting Controls | 0.003132 | 0.002926 |  | 22.7985 | 8 |  | 104.14 | 104.14 | unit | 0
Warehouse | New | Refrigerated Display Case Lighting Controls | 0.003132 | 0.002926 |  | 22.7985 | 8 |  | 104.14 | 104.14 | unit | 0
Assembly | Existing | Strip Curtains for Walk-ins | 0.060723 | 0.016724 |  | 420 | 4 |  | 214.62 | 10.22 | sq ft | 21
College and University | Existing | Strip Curtains for Walk-ins | 0.054455 | 0.045613 |  | 420 | 4 |  | 214.62 | 10.22 | sq ft | 21
Grocery | Existing | Strip Curtains for Walk-ins | 0.060723 | 0.016724 |  | 420 | 4 |  | 214.62 | 10.22 | sq ft | 21
Healthcare | Existing | Strip Curtains for Walk-ins | 0.054455 | 0.045613 |  | 420 | 4 |  | 214.62 | 10.22 | sq ft | 21
Hospitals | Existing | Strip Curtains for Walk-ins | 0.054455 | 0.045613 |  | 420 | 4 |  | 214.62 | 10.22 | sq ft | 21
Institutional | Existing | Strip Curtains for Walk-ins | 0.060723 | 0.016724 |  | 420 | 4 |  | 214.62 | 10.22 | sq ft | 21
Lodging/Hospitality | Existing | Strip Curtains for Walk-ins | 0.054455 | 0.045613 |  | 420 | 4 |  | 214.62 | 10.22 | sq ft | 21
Miscellaneous | Existing | Strip Curtains for Walk-ins | 0.060723 | 0.016724 |  | 420 | 4 |  | 214.62 | 10.22 | sq ft | 21
Offices | Existing | Strip Curtains for Walk-ins | 0.060723 | 0.016724 |  | 420 | 4 |  | 214.62 | 10.22 | sq ft | 21
Restaurants | Existing | Strip Curtains for Walk-ins | 0.054455 | 0.045613 |  | 420 | 4 |  | 214.62 | 10.22 | sq ft | 21
Retail | Existing | Strip Curtains for Walk-ins | 0.060723 | 0.016724 |  | 420 | 4 |  | 214.62 | 10.22 | sq ft | 21
Schools K-12 | Existing | Strip Curtains for Walk-ins | 0.054455 | 0.045613 |  | 420 | 4 |  | 214.62 | 10.22 | sq ft | 21
Warehouse | Existing | Strip Curtains for Walk-ins | 0.060723 | 0.016724 |  | 420 | 4 |  | 214.62 | 10.22 | sq ft | 21
Assembly | New | Strip Curtains for Walk-ins | 0.060723 | 0.016724 |  | 420 | 4 |  | 214.62 | 10.22 | sq ft | 21
College and University | New | Strip Curtains for Walk-ins | 0.054455 | 0.045613 |  | 420 | 4 |  | 214.62 | 10.22 | sq ft | 21
Grocery | New | Strip Curtains for Walk-ins | 0.060723 | 0.016724 |  | 420 | 4 |  | 214.62 | 10.22 | sq ft | 21
Healthcare | New | Strip Curtains for Walk-ins | 0.054455 | 0.045613 |  | 420 | 4 |  | 214.62 | 10.22 | sq ft | 21
Hospitals | New | Strip Curtains for Walk-ins | 0.054455 | 0.045613 |  | 420 | 4 |  | 214.62 | 10.22 | sq ft | 21
Institutional | New | Strip Curtains for Walk-ins | 0.060723 | 0.016724 |  | 420 | 4 |  | 214.62 | 10.22 | sq ft | 21
Lodging/Hospitality | New | Strip Curtains for Walk-ins | 0.054455 | 0.045613 |  | 420 | 4 |  | 214.62 | 10.22 | sq ft | 21
Miscellaneous | New | Strip Curtains for Walk-ins | 0.060723 | 0.016724 |  | 420 | 4 |  | 214.62 | 10.22 | sq ft | 21
Offices | New | Strip Curtains for Walk-ins | 0.060723 | 0.016724 |  | 420 | 4 |  | 214.62 | 10.22 | sq ft | 21
Restaurants | New | Strip Curtains for Walk-ins | 0.054455 | 0.045613 |  | 420 | 4 |  | 214.62 | 10.22 | sq ft | 21
Retail | New | Strip Curtains for Walk-ins | 0.060723 | 0.016724 |  | 420 | 4 |  | 214.62 | 10.22 | sq ft | 21
Schools K-12 | New | Strip Curtains for Walk-ins | 0.054455 | 0.045613 |  | 420 | 4 |  | 214.62 | 10.22 | sq ft | 21
Warehouse | New | Strip Curtains for Walk-ins | 0.060723 | 0.016724 |  | 420 | 4 |  | 214.62 | 10.22 | sq ft | 21
Assembly | Existing | CO Sensors for Parking Garage Exhaust | 0.20046 | 0.20046 |  | 4980.032 | 15 |  | 607 | 607 | exhaust fan system | 0
College and University | Existing | CO Sensors for Parking Garage Exhaust | 0.20046 | 0.20046 |  | 4980.032 | 15 |  | 607 | 607 | exhaust fan system | 0
Grocery | Existing | CO Sensors for Parking Garage Exhaust | 0.20046 | 0.20046 |  | 4980.032 | 15 |  | 607 | 607 | exhaust fan system | 0
Healthcare | Existing | CO Sensors for Parking Garage Exhaust | 0.20046 | 0.20046 |  | 4980.032 | 15 |  | 607 | 607 | exhaust fan system | 0
Hospitals | Existing | CO Sensors for Parking Garage Exhaust | 0.20046 | 0.20046 |  | 4980.032 | 15 |  | 607 | 607 | exhaust fan system | 0
Institutional | Existing | CO Sensors for Parking Garage Exhaust | 0.20046 | 0.20046 |  | 4980.032 | 15 |  | 607 | 607 | exhaust fan system | 0
Lodging/Hospitality | Existing | CO Sensors for Parking Garage Exhaust | 0.20046 | 0.20046 |  | 4980.032 | 15 |  | 607 | 607 | exhaust fan system | 0
Miscellaneous | Existing | CO Sensors for Parking Garage Exhaust | 0.20046 | 0.20046 |  | 4980.032 | 15 |  | 607 | 607 | exhaust fan system | 0
Offices | Existing | CO Sensors for Parking Garage Exhaust | 0.20046 | 0.20046 |  | 4980.032 | 15 |  | 607 | 607 | exhaust fan system | 0
Restaurants | Existing | CO Sensors for Parking Garage Exhaust | 0.20046 | 0.20046 |  | 4980.032 | 15 |  | 607 | 607 | exhaust fan system | 0
Retail | Existing | CO Sensors for Parking Garage Exhaust | 0.20046 | 0.20046 |  | 4980.032 | 15 |  | 607 | 607 | exhaust fan system | 0
Schools K-12 | Existing | CO Sensors for Parking Garage Exhaust | 0.20046 | 0.20046 |  | 4980.032 | 15 |  | 607 | 607 | exhaust fan system | 0
Warehouse | Existing | CO Sensors for Parking Garage Exhaust | 0.20046 | 0.20046 |  | 4980.032 | 15 |  | 607 | 607 | exhaust fan system | 0
Assembly | New | CO Sensors for Parking Garage Exhaust | 0.20046 | 0.20046 |  | 4980.032 | 15 |  | 607 | 607 | exhaust fan system | 0
College and University | New | CO Sensors for Parking Garage Exhaust | 0.20046 | 0.20046 |  | 4980.032 | 15 |  | 607 | 607 | exhaust fan system | 0
Grocery | New | CO Sensors for Parking Garage Exhaust | 0.20046 | 0.20046 |  | 4980.032 | 15 |  | 607 | 607 | exhaust fan system | 0
Healthcare | New | CO Sensors for Parking Garage Exhaust | 0.20046 | 0.20046 |  | 4980.032 | 15 |  | 607 | 607 | exhaust fan system | 0
Hospitals | New | CO Sensors for Parking Garage Exhaust | 0.20046 | 0.20046 |  | 4980.032 | 15 |  | 607 | 607 | exhaust fan system | 0
Institutional | New | CO Sensors for Parking Garage Exhaust | 0.20046 | 0.20046 |  | 4980.032 | 15 |  | 607 | 607 | exhaust fan system | 0
Lodging/Hospitality | New | CO Sensors for Parking Garage Exhaust | 0.20046 | 0.20046 |  | 4980.032 | 15 |  | 607 | 607 | exhaust fan system | 0
Miscellaneous | New | CO Sensors for Parking Garage Exhaust | 0.20046 | 0.20046 |  | 4980.032 | 15 |  | 607 | 607 | exhaust fan system | 0
Offices | New | CO Sensors for Parking Garage Exhaust | 0.20046 | 0.20046 |  | 4980.032 | 15 |  | 607 | 607 | exhaust fan system | 0
Restaurants | New | CO Sensors for Parking Garage Exhaust | 0.20046 | 0.20046 |  | 4980.032 | 15 |  | 607 | 607 | exhaust fan system | 0
Retail | New | CO Sensors for Parking Garage Exhaust | 0.20046 | 0.20046 |  | 4980.032 | 15 |  | 607 | 607 | exhaust fan system | 0
Schools K-12 | New | CO Sensors for Parking Garage Exhaust | 0.20046 | 0.20046 |  | 4980.032 | 15 |  | 607 | 607 | exhaust fan system | 0
Warehouse | New | CO Sensors for Parking Garage Exhaust | 0.20046 | 0.20046 |  | 4980.032 | 15 |  | 607 | 607 | exhaust fan system | 0
Assembly | Existing | Demand Controlled Ventilation | 0.4871 | 2.7424 |  | 4678.535 | 10 |  | 1500 | 1500 | zone or individual space | 1
College and University | Existing | Demand Controlled Ventilation | 2.9093 | 16.3792 |  | 27943.04 | 10 |  | 4500 | 1500 | zone or individual space | 3
Grocery | Existing | Demand Controlled Ventilation | 0.22127 | 1.2458 |  | 2125.27 | 10 |  | 1500 | 1500 | zone or individual space | 1
Healthcare | Existing | Demand Controlled Ventilation | 0.94492 | 5.3199 |  | 9075.723 | 10 |  | 1500 | 1500 | zone or individual space | 1
Hospitals | Existing | Demand Controlled Ventilation | 9.8459 | 55.4323 |  | 94567.6 | 10 |  | 10500 | 1500 | zone or individual space | 7
Institutional | Existing | Demand Controlled Ventilation | 0.96884 | 5.4546 |  | 9305.548 | 10 |  | 1500 | 1500 | zone or individual space | 1
Lodging/Hospitality | Existing | Demand Controlled Ventilation | 1.5876 | 8.938 |  | 15248.32 | 10 |  | 3000 | 1500 | zone or individual space | 2
Miscellaneous | Existing | Demand Controlled Ventilation | 1.4402 | 8.1082 |  | 13832.67 | 10 |  | 3000 | 1500 | zone or individual space | 2
Offices | Existing | Demand Controlled Ventilation | 0.75445 | 4.2476 |  | 7246.334 | 10 |  | 1500 | 1500 | zone or individual space | 1
Restaurants | Existing | Demand Controlled Ventilation | 0.23856 | 1.3431 |  | 2291.302 | 10 |  | 1500 | 1500 | zone or individual space | 1
Retail | Existing | Demand Controlled Ventilation | 0.53375 | 3.005 |  | 5126.516 | 10 |  | 1500 | 1500 | zone or individual space | 1
Schools K-12 | Existing | Demand Controlled Ventilation | 1.9947 | 11.2299 |  | 19158.27 | 10 |  | 3000 | 1500 | zone or individual space | 2
Warehouse | Existing | Demand Controlled Ventilation | 0.19815 | 1.1156 |  | 1903.19 | 10 |  | 1500 | 1500 | zone or individual space | 1
Assembly | New | Demand Controlled Ventilation | 0.4871 | 2.7424 |  | 4678.535 | 10 |  | 1500 | 1500 | zone or individual space | 1
College and University | New | Demand Controlled Ventilation | 2.9093 | 16.3792 |  | 27943.04 | 10 |  | 4500 | 1500 | zone or individual space | 3
Grocery | New | Demand Controlled Ventilation | 0.22127 | 1.2458 |  | 2125.27 | 10 |  | 1500 | 1500 | zone or individual space | 1
Healthcare | New | Demand Controlled Ventilation | 0.94492 | 5.3199 |  | 9075.723 | 10 |  | 1500 | 1500 | zone or individual space | 1
Hospitals | New | Demand Controlled Ventilation | 9.8459 | 55.4323 |  | 94567.6 | 10 |  | 10500 | 1500 | zone or individual space | 7
Institutional | New | Demand Controlled Ventilation | 0.96884 | 5.4546 |  | 9305.548 | 10 |  | 1500 | 1500 | zone or individual space | 1
Lodging/Hospitality | New | Demand Controlled Ventilation | 1.5876 | 8.938 |  | 15248.32 | 10 |  | 3000 | 1500 | zone or individual space | 2
Miscellaneous | New | Demand Controlled Ventilation | 1.4402 | 8.1082 |  | 13832.67 | 10 |  | 3000 | 1500 | zone or individual space | 2
Offices | New | Demand Controlled Ventilation | 0.75445 | 4.2476 |  | 7246.334 | 10 |  | 1500 | 1500 | zone or individual space | 1
Restaurants | New | Demand Controlled Ventilation | 0.23856 | 1.3431 |  | 2291.302 | 10 |  | 1500 | 1500 | zone or individual space | 1
Retail | New | Demand Controlled Ventilation | 0.53375 | 3.005 |  | 5126.516 | 10 |  | 1500 | 1500 | zone or individual space | 1
Schools K-12 | New | Demand Controlled Ventilation | 1.9947 | 11.2299 |  | 19158.27 | 10 |  | 3000 | 1500 | zone or individual space | 2
Warehouse | New | Demand Controlled Ventilation | 0.19815 | 1.1156 |  | 1903.19 | 10 |  | 1500 | 1500 | zone or individual space | 1
Assembly | Existing | VAV System | 19.8511 | 20.1456 |  | 69747.46 | 10 |  | 5039.457 | 0.26156 | sq ft | 19267.25
College and University | Existing | VAV System | 78.2342 | 79.3948 |  | 274878.2 | 10 |  | 19860.75 | 0.26156 | sq ft | 75933.21
Grocery | Existing | VAV System | 4.8545 | 4.9265 |  | 17056.34 | 10 |  | 1232.37 | 0.26156 | sq ft | 4711.697
Healthcare | Existing | VAV System | 20.7305 | 21.038 |  | 72837.17 | 10 |  | 5262.698 | 0.26156 | sq ft | 20120.77
Hospitals | Existing | VAV System | 216.0084 | 219.2128 |  | 758951.9 | 10 |  | 54836.49 | 0.26156 | sq ft | 209655.2
Institutional | Existing | VAV System | 21.2554 | 21.5708 |  | 74681.64 | 10 |  | 5395.966 | 0.26156 | sq ft | 20630.29
Lodging/Hospitality | Existing | VAV System | 34.8297 | 35.3464 |  | 122375.3 | 10 |  | 8841.973 | 0.26156 | sq ft | 33805.34
Miscellaneous | Existing | VAV System | 31.5962 | 32.0649 |  | 111014 | 10 |  | 8021.088 | 0.26156 | sq ft | 30666.86
Offices | Existing | VAV System | 16.5519 | 16.7974 |  | 58155.42 | 10 |  | 4201.899 | 0.26156 | sq ft | 16065.03
Restaurants | Existing | VAV System | 5.2337 | 5.3114 |  | 18388.84 | 10 |  | 1328.647 | 0.26156 | sq ft | 5079.789
Retail | Existing | VAV System | 11.7906 | 11.9655 |  | 41426.72 | 10 |  | 2993.201 | 0.26156 | sq ft | 11443.85
Schools K-12 | Existing | VAV System | 53.6388 | 54.4345 |  | 188461.6 | 10 |  | 13616.9 | 0.26156 | sq ft | 52061.22
Warehouse | Existing | VAV System | 16.5508 | 16.7963 |  | 58151.65 | 10 |  | 4201.626 | 0.26156 | sq ft | 16063.99
Assembly | New | VAV System | 19.8511 | 20.1456 |  | 69747.46 | 10 |  | 5039.457 | 0.26156 | sq ft | 19267.25
College and University | New | VAV System | 78.2342 | 79.3948 |  | 274878.2 | 10 |  | 19860.75 | 0.26156 | sq ft | 75933.21
Grocery | New | VAV System | 4.8545 | 4.9265 |  | 17056.34 | 10 |  | 1232.37 | 0.26156 | sq ft | 4711.697
Healthcare | New | VAV System | 20.7305 | 21.038 |  | 72837.17 | 10 |  | 5262.698 | 0.26156 | sq ft | 20120.77
Hospitals | New | VAV System | 216.0084 | 219.2128 |  | 758951.9 | 10 |  | 54836.49 | 0.26156 | sq ft | 209655.2
Institutional | New | VAV System | 21.2554 | 21.5708 |  | 74681.64 | 10 |  | 5395.966 | 0.26156 | sq ft | 20630.29
Lodging/Hospitality | New | VAV System | 34.8297 | 35.3464 |  | 122375.3 | 10 |  | 8841.973 | 0.26156 | sq ft | 33805.34
Miscellaneous | New | VAV System | 31.5962 | 32.0649 |  | 111014 | 10 |  | 8021.088 | 0.26156 | sq ft | 30666.86
Offices | New | VAV System | 16.5519 | 16.7974 |  | 58155.42 | 10 |  | 4201.899 | 0.26156 | sq ft | 16065.03
Restaurants | New | VAV System | 5.2337 | 5.3114 |  | 18388.84 | 10 |  | 1328.647 | 0.26156 | sq ft | 5079.789
Retail | New | VAV System | 11.7906 | 11.9655 |  | 41426.72 | 10 |  | 2993.201 | 0.26156 | sq ft | 11443.85
Schools K-12 | New | VAV System | 53.6388 | 54.4345 |  | 188461.6 | 10 |  | 13616.9 | 0.26156 | sq ft | 52061.22
Warehouse | New | VAV System | 16.5508 | 16.7963 |  | 58151.65 | 10 |  | 4201.626 | 0.26156 | sq ft | 16063.99
Assembly | Existing | ENERGY STAR certified buildings program | 3.0616 | 9.492 |  | 18312.71 | 20 |  | 39497.87 | 2.05 | sq ft | 19267.25
College and University | Existing | ENERGY STAR certified buildings program | 38.6582 | 0.44413 |  | 91682.99 | 20 |  | 155663.1 | 2.05 | sq ft | 75933.21
Grocery | Existing | ENERGY STAR certified buildings program | 11.4107 | 22.1093 |  | 36958.02 | 20 |  | 9658.978 | 2.05 | sq ft | 4711.697
Healthcare | Existing | ENERGY STAR certified buildings program | 10.785 | 33.4376 |  | 64510.39 | 20 |  | 41247.57 | 2.05 | sq ft | 20120.77
Hospitals | Existing | ENERGY STAR certified buildings program | 283.4289 | 3.2562 |  | 672188.1 | 20 |  | 429793.2 | 2.05 | sq ft | 209655.2
Institutional | Existing | ENERGY STAR certified buildings program | 12.4675 | 38.6543 |  | 74574.69 | 20 |  | 42292.09 | 2.05 | sq ft | 20630.29
Lodging/Hospitality | Existing | ENERGY STAR certified buildings program | 18.8877 | 36.5968 |  | 61175.41 | 20 |  | 69300.94 | 2.05 | sq ft | 33805.34
Miscellaneous | Existing | ENERGY STAR certified buildings program | 118.8615 | 368.5175 |  | 710971.6 | 20 |  | 590356.8 | 2.05 | sq ft | 287978.9
Offices | Existing | ENERGY STAR certified buildings program | 8.8849 | 27.5468 |  | 53145.4 | 20 |  | 32933.32 | 2.05 | sq ft | 16065.03
Restaurants | Existing | ENERGY STAR certified buildings program | 11.89 | 23.038 |  | 38510.49 | 20 |  | 10413.57 | 2.05 | sq ft | 5079.789
Retail | Existing | ENERGY STAR certified buildings program | 5.1933 | 10.0625 |  | 16820.44 | 20 |  | 23459.88 | 2.05 | sq ft | 11443.85
Schools K-12 | Existing | ENERGY STAR certified buildings program | 10.509 | 32.582 |  | 62859.56 | 20 |  | 106725.5 | 2.05 | sq ft | 52061.22
Warehouse | Existing | ENERGY STAR certified buildings program | 1.044 | 3.2367 |  | 6244.493 | 20 |  | 32931.18 | 2.05 | sq ft | 16063.99
Assembly | New | ENERGY STAR certified buildings program | 3.0616 | 9.492 |  | 18312.71 | 20 |  | 39497.87 | 2.05 | sq ft | 19267.25
College and University | New | ENERGY STAR certified buildings program | 38.6582 | 0.44413 |  | 91682.99 | 20 |  | 155663.1 | 2.05 | sq ft | 75933.21
Grocery | New | ENERGY STAR certified buildings program | 11.4107 | 22.1093 |  | 36958.02 | 20 |  | 9658.978 | 2.05 | sq ft | 4711.697
Healthcare | New | ENERGY STAR certified buildings program | 10.785 | 33.4376 |  | 64510.39 | 20 |  | 41247.57 | 2.05 | sq ft | 20120.77
Hospitals | New | ENERGY STAR certified buildings program | 283.4289 | 3.2562 |  | 672188.1 | 20 |  | 429793.2 | 2.05 | sq ft | 209655.2
Institutional | New | ENERGY STAR certified buildings program | 12.4675 | 38.6543 |  | 74574.69 | 20 |  | 42292.09 | 2.05 | sq ft | 20630.29
Lodging/Hospitality | New | ENERGY STAR certified buildings program | 18.8877 | 36.5968 |  | 61175.41 | 20 |  | 69300.94 | 2.05 | sq ft | 33805.34
Miscellaneous | New | ENERGY STAR certified buildings program | 118.8615 | 368.5175 |  | 710971.6 | 20 |  | 590356.8 | 2.05 | sq ft | 287978.9
Offices | New | ENERGY STAR certified buildings program | 8.8849 | 27.5468 |  | 53145.4 | 20 |  | 32933.32 | 2.05 | sq ft | 16065.03
Restaurants | New | ENERGY STAR certified buildings program | 11.89 | 23.038 |  | 38510.49 | 20 |  | 10413.57 | 2.05 | sq ft | 5079.789
Retail | New | ENERGY STAR certified buildings program | 5.1933 | 10.0625 |  | 16820.44 | 20 |  | 23459.88 | 2.05 | sq ft | 11443.85
Schools K-12 | New | ENERGY STAR certified buildings program | 10.509 | 32.582 |  | 62859.56 | 20 |  | 106725.5 | 2.05 | sq ft | 52061.22
Warehouse | New | ENERGY STAR certified buildings program | 1.044 | 3.2367 |  | 6244.493 | 20 |  | 32931.18 | 2.05 | sq ft | 16063.99
Assembly | Existing | Retro-Commissioning | 3.2444 | 10.0589 |  | 19406.44 | 5 |  | 5780.176 | 0.3 | sq ft | 19267.25
College and University | Existing | Retro-Commissioning | 48.8723 | 0.56148 |  | 115907 | 5 |  | 22779.96 | 0.3 | sq ft | 75933.21
Grocery | Existing | Retro-Commissioning | 14.4255 | 27.9509 |  | 46722.91 | 5 |  | 1413.509 | 0.3 | sq ft | 4711.697
Healthcare | Existing | Retro-Commissioning | 13.6345 | 42.2724 |  | 81555.02 | 5 |  | 6036.23 | 0.3 | sq ft | 20120.77
Hospitals | Existing | Retro-Commissioning | 358.3151 | 4.1166 |  | 849790.5 | 5 |  | 62896.56 | 0.3 | sq ft | 209655.2
Institutional | Existing | Retro-Commissioning | 15.7616 | 48.8673 |  | 94278.48 | 5 |  | 6189.086 | 0.3 | sq ft | 20630.29
Lodging/Hospitality | Existing | Retro-Commissioning | 23.8781 | 46.2663 |  | 77338.89 | 5 |  | 10141.6 | 0.3 | sq ft | 33805.34
Miscellaneous | Existing | Retro-Commissioning | 150.2665 | 465.8856 |  | 898821.2 | 5 |  | 86393.68 | 0.3 | sq ft | 287978.9
Offices | Existing | Retro-Commissioning | 11.2325 | 34.8251 |  | 67187.23 | 5 |  | 4819.51 | 0.3 | sq ft | 16065.03
Restaurants | Existing | Retro-Commissioning | 15.0315 | 29.1251 |  | 48685.54 | 5 |  | 1523.937 | 0.3 | sq ft | 5079.789
Retail | Existing | Retro-Commissioning | 6.5654 | 12.7211 |  | 21264.66 | 5 |  | 3433.154 | 0.3 | sq ft | 11443.85
Schools K-12 | Existing | Retro-Commissioning | 13.2856 | 41.1906 |  | 79468.03 | 5 |  | 15618.37 | 0.3 | sq ft | 52061.22
Warehouse | Existing | Retro-Commissioning | 1.3198 | 4.0919 |  | 7894.4 | 5 |  | 4819.198 | 0.3 | sq ft | 16063.99
Assembly | New | Retro-Commissioning | 3.2444 | 10.0589 |  | 19406.44 | 5 |  | 5780.176 | 0.3 | sq ft | 19267.25
College and University | New | Retro-Commissioning | 48.8723 | 0.56148 |  | 115907 | 5 |  | 22779.96 | 0.3 | sq ft | 75933.21
Grocery | New | Retro-Commissioning | 14.4255 | 27.9509 |  | 46722.91 | 5 |  | 1413.509 | 0.3 | sq ft | 4711.697
Healthcare | New | Retro-Commissioning | 13.6345 | 42.2724 |  | 81555.02 | 5 |  | 6036.23 | 0.3 | sq ft | 20120.77
Hospitals | New | Retro-Commissioning | 358.3151 | 4.1166 |  | 849790.5 | 5 |  | 62896.56 | 0.3 | sq ft | 209655.2
Institutional | New | Retro-Commissioning | 15.7616 | 48.8673 |  | 94278.48 | 5 |  | 6189.086 | 0.3 | sq ft | 20630.29
Lodging/Hospitality | New | Retro-Commissioning | 23.8781 | 46.2663 |  | 77338.89 | 5 |  | 10141.6 | 0.3 | sq ft | 33805.34
Miscellaneous | New | Retro-Commissioning | 150.2665 | 465.8856 |  | 898821.2 | 5 |  | 86393.68 | 0.3 | sq ft | 287978.9
Offices | New | Retro-Commissioning | 11.2325 | 34.8251 |  | 67187.23 | 5 |  | 4819.51 | 0.3 | sq ft | 16065.03
Restaurants | New | Retro-Commissioning | 15.0315 | 29.1251 |  | 48685.54 | 5 |  | 1523.937 | 0.3 | sq ft | 5079.789
Retail | New | Retro-Commissioning | 6.5654 | 12.7211 |  | 21264.66 | 5 |  | 3433.154 | 0.3 | sq ft | 11443.85
Schools K-12 | New | Retro-Commissioning | 13.2856 | 41.1906 |  | 79468.03 | 5 |  | 15618.37 | 0.3 | sq ft | 52061.22
Warehouse | New | Retro-Commissioning | 1.3198 | 4.0919 |  | 7894.4 | 5 |  | 4819.198 | 0.3 | sq ft | 16063.99

## PerCustomerTemplate-IND (hidden)
|  |  | Note: will need separate sheets for Residential, Commercial and Industrial | [10 empty] | Projected Particpation
Segment | Number of Customers | % of facility | (1) Measure | (2) Summer Peak Per Cust (kW) | (3) Winter Peak Per Cust (kW) | Blank Column | (4) Annual energy Per Cust (kWh) | (5 ) service Life(Yrs) | Blank Column | (7) Measure incremental cost | Blank Column | Blank Column | Blank Column | 2020 | 2021 | 2022 | 2023 | 2024 | 2025 | 2026 | 2027 | 2028 | 2029 | 2030 | 2031 | 2032 | 2033 | 2034 | 2035 | 2036 | 2037 | 2038 | 2039 | 2040 | 2041 | 2042 | 2043 | 2044 | 2045 | 2046 | 2047 | 2048 | 2049
Agriculture and Assembly | 1.6318 | 27.36% | Process Other Systems Optimization | 0.8575 | 0.83635 |  | 6228.5443 | 5.3333 |  | 144.367
Agriculture and Assembly | 1.6318 | 24.68% | Plant Energy Management | 127.3276 | 124.6061 |  | 931023.719 | 10.5 |  | 112414.6723
Agriculture and Assembly | 1.6318 | 42.62% | Process Heat System Optimization | 0.8208 | 0.80056 |  | 5961.9552 | 2 |  | 10317.9949
Agriculture and Assembly | 1.6318 | 33.73% | Process Heat Improved Controls | 0.079055 | 0.077105 |  | 574.2239 | 15 |  | 515.3262
Agriculture and Assembly | 1.6318 | 44% | Process Refrig System Optimization | 6.9672 | 6.7954 |  | 50606.9076 | 4.6667 |  | 10611.9391
Agriculture and Assembly | 1.6318 | 35.16% | Process Refrig Controls | 0.2095 | 0.20434 |  | 1521.7502 | 15 |  | 675.1456
Agriculture and Assembly | 1.6318 | 21% | Process Refrig Equipment Upgrade | 2.8509 | 2.7806 |  | 20708.1419 | 10 |  | 3806.6767
Agriculture and Assembly | 1.6318 | 4.918% | Pump System Optimization | 8.8382 | 8.6048 |  | 65633.0103 | 10 |  | 3636.8795
Agriculture and Assembly | 1.6318 | 33.17% | Pump Improved Controls | 1.4531 | 1.4147 |  | 10790.457 | 15 |  | 688.4763
Agriculture and Assembly | 1.6318 | 27% | Motor Optimization | 14.0146 | 13.6444 |  | 104072.8147 | 10 |  | 13375.5727
Agriculture and Assembly | 1.6318 | 32.89% | Motor Improved Controls | 1.4444 | 1.4063 |  | 10726.2922 | 15 |  | 684.3823
Agriculture and Assembly | 1.6318 | 73.72% | Pump Equipment Upgrade | 3.3288 | 3.2408 |  | 24719.5487 | 15 |  | 7342.3607
Agriculture and Assembly | 1.6318 | 42.62% | Motor Equipment Upgrades | 3.6283 | 3.5325 |  | 26944.0187 | 10 |  | 4266.4687
Agriculture and Assembly | 1.6318 | 33.8% | Fan Improved Controls | 8.0624 | 7.8495 |  | 59872.0753 | 15 |  | 1473.002
Agriculture and Assembly | 1.6318 | 75.1% | Fan Equipment Upgrades | 2.1444 | 2.0878 |  | 15924.3338 | 15 |  | 3441.9854
Agriculture and Assembly | 1.6318 | 30% | Lighting Controls | 2.1969 | 2.1354 |  | 15391.1344 | 10 |  | 1946.0604
Agriculture and Assembly | 1.6318 | 25% | Efficient Lighting - Other Interior Lighting | 26.3818 | 25.6438 |  | 184827.8476 | 14.4667 |  | 73630.4256
Agriculture and Assembly | 1.6318 | 20% | Efficient Lighting - High Bay | 71.6678 | 69.663 |  | 502095.9116 | 13.6667 |  | 108382.0989
Agriculture and Assembly | 1.6318 | 4.918% | HVAC Recommissioning | 194.8687 | 190.1409 |  | 1367944.6192 | 10 |  | 110365.0249
Agriculture and Assembly | 1.6318 | 9.836% | HVAC Improved Controls | 24.1733 | 23.5868 |  | 169692.1606 | 15 |  | 1499.5038
Agriculture and Assembly | 1.6318 | 62.3% | Building Envelope Improvements | 5.2242 | 5.0975 |  | 36673.0588 | 15 |  | 5915.4268
Agriculture and Assembly | 1.6318 | 13.11% | HVAC Equipment Upgrades | 15.1437 | 14.7763 |  | 106306.2969 | 18 |  | 13235.2622
Agriculture and Assembly | 1.6318 | 30% | Lighting Controls - Exterior | 0 | 0 |  | 3719.6891 | 10 |  | 470.3188
Agriculture and Assembly | 1.6318 | 15.29% | Efficient Lighting - Exterior | 0 | 0 |  | 20985.9213 | 13.6 |  | 2400.7467
Agriculture and Assembly | 1.6318 | 25.94% | Compressed Air System Optimization | 5.5257 | 5.3797 |  | 41033.768 | 10 |  | 2036.0894
Agriculture and Assembly | 1.6318 | 6.557% | Compressed Air Controls | 38.9051 | 37.8776 |  | 288911.5418 | 12.5 |  | 70848.0264
Agriculture and Assembly | 1.6318 | 8.197% | Compressed Air Equipment | 51.1564 | 49.8052 |  | 379889.7883 | 15 |  | 87540.5369
Chemicals and Plastics | 2.2248 | 5% | Process Other Systems Optimization | 15.7156 | 15.3281 |  | 114152.0343 | 5.3333 |  | 2645.8494
Chemicals and Plastics | 2.2248 | 15.02% | Plant Energy Management | 118.6985 | 115.9001 |  | 873364.875 | 10.5 |  | 20243.1082
Chemicals and Plastics | 2.2248 | 39.78% | Process Heat System Optimization | 5.6583 | 5.5188 |  | 41099.9736 | 2 |  | 15097.7941
Chemicals and Plastics | 2.2248 | 32.96% | Process Heat Improved Controls | 1.3692 | 1.3354 |  | 9945.1347 | 15 |  | 6096.0362
Chemicals and Plastics | 2.2248 | 11.28% | Process Heat Equipment Upgrade | 40.5206 | 39.5215 |  | 294326.3701 | 10 |  | 68283.7159
Chemicals and Plastics | 2.2248 | 5.757% | Process Refrig System Optimization | 46.2551 | 45.1146 |  | 335979.8692 | 4.6667 |  | 7015.4717
Chemicals and Plastics | 2.2248 | 33.75% | Process Refrig Controls | 2.5532 | 2.4902 |  | 18545.1547 | 15 |  | 5901.2432
Chemicals and Plastics | 2.2248 | 24.6% | Process Refrig Equipment Upgrade | 16.3154 | 15.9131 |  | 118509.1644 | 10 |  | 19746.0241
Chemicals and Plastics | 2.2248 | 6.993% | Pump System Optimization | 172.4329 | 167.8785 |  | 1280495.2148 | 10 |  | 123789.1811
Chemicals and Plastics | 2.2248 | 32.22% | Pump Improved Controls | 4.8985 | 4.7692 |  | 36376.7578 | 15 |  | 2320.9895
Chemicals and Plastics | 2.2248 | 44.63% | Motor Optimization | 59.7305 | 58.1529 |  | 443561.5426 | 10 |  | 41379.9072
Chemicals and Plastics | 2.2248 | 16.91% | Motor Improved Controls | 8.1762 | 7.9602 |  | 60716.6198 | 15 |  | 6434.9836
Chemicals and Plastics | 2.2248 | 76.18% | Pump Equipment Upgrade | 12.3329 | 12.0071 |  | 91584.4193 | 15 |  | 20769.7918
Chemicals and Plastics | 2.2248 | 30.44% | Motor Equipment Upgrades | 12.4568 | 12.1278 |  | 92505.0762 | 10 |  | 19836.1835
Chemicals and Plastics | 2.2248 | 4.292% | Fan System Optimization | 270.2491 | 263.1112 |  | 2006883.3266 | 10 |  | 164656.1482
Chemicals and Plastics | 2.2248 | 14.88% | Fan Improved Controls | 87.1266 | 84.8254 |  | 647006.7156 | 15 |  | 15917.9748
Chemicals and Plastics | 2.2248 | 34.28% | Fan Equipment Upgrades | 3.6281 | 3.5323 |  | 26942.3699 | 15 |  | 6118.4456
Chemicals and Plastics | 2.2248 | 30% | Lighting Controls | 7.2161 | 7.0142 |  | 50555.0773 | 10 |  | 7159.0798
Chemicals and Plastics | 2.2248 | 25% | Efficient Lighting - Other Interior Lighting | 59.7232 | 58.0526 |  | 418413.7386 | 14.4667 |  | 166684.738
Chemicals and Plastics | 2.2248 | 20% | Efficient Lighting - High Bay | 28.5264 | 27.7284 |  | 199852.4071 | 13.6667 |  | 43140.0129
Chemicals and Plastics | 2.2248 | 10.92% | HVAC Improved Controls | 9.3603 | 9.1332 |  | 65707.6966 | 15 |  | 1137.6091
Chemicals and Plastics | 2.2248 | 26.07% | Building Envelope Improvements | 5.0976 | 4.9739 |  | 35783.9799 | 15 |  | 3999.9996
Chemicals and Plastics | 2.2248 | 11.77% | HVAC Equipment Upgrades | 30.9585 | 30.2074 |  | 217323.6164 | 18 |  | 20676.35
Chemicals and Plastics | 2.2248 | 30% | Lighting Controls - Exterior | 0 | 0 |  | 6556.7468 | 10 |  | 928.4977
Chemicals and Plastics | 2.2248 | 15.29% | Efficient Lighting - Exterior | 0 | 0 |  | 36992.17 | 13.6 |  | 4231.829
Chemicals and Plastics | 2.2248 | 25.94% | Compressed Air System Optimization | 17.6292 | 17.1636 |  | 130915.5099 | 10 |  | 6940.1733
Chemicals and Plastics | 2.2248 | 17.08% | Compressed Air Controls | 69.9658 | 68.1179 |  | 519569.823 | 12.5 |  | 94604.6404
Chemicals and Plastics | 2.2248 | 10.82% | Compressed Air Equipment | 181.2922 | 176.5039 |  | 1346284.8786 | 15 |  | 181661.9218
Construction | 2.2057 | 6.169% | Process Other Systems Optimization | 21.2281 | 20.7046 |  | 154192.7667 | 5.3333 |  | 5044.6496
Construction | 2.2057 | 27.36% | Plant Energy Management | 14.693 | 14.3646 |  | 107695.0857 | 10.5 |  | 2496.1884
Construction | 2.2057 | 39.77% | Process Heat System Optimization | 0.7718 | 0.75277 |  | 5606.051 | 2 |  | 1736.4893
Construction | 2.2057 | 4.708% | Process Heat Improved Controls | 1.221 | 1.1909 |  | 8868.6813 | 15 |  | 8540.862
Construction | 2.2057 | 1.786% | Process Refrig System Optimization | 41.4606 | 40.4383 |  | 301154.2432 | 4.6667 |  | 34027.3145
Construction | 2.2057 | 0.487% | Process Refrig Controls | 13.4904 | 13.1578 |  | 97989.4203 | 15 |  | 6499.6025
Construction | 2.2057 | 21% | Process Refrig Equipment Upgrade | 3.6744 | 3.5838 |  | 26689.764 | 10 |  | 5516.9825
Construction | 2.2057 | 5.032% | Pump System Optimization | 6.0415 | 5.8819 |  | 44864.3097 | 10 |  | 2977.1253
Construction | 2.2057 | 33.99% | Pump Improved Controls | 0.54528 | 0.53088 |  | 4049.2858 | 15 |  | 258.3614
Construction | 2.2057 | 53.47% | Motor Optimization | 1.3738 | 1.3375 |  | 10202.1693 | 10 |  | 4652.9171
Construction | 2.2057 | 0.6494% | Motor Improved Controls | 7.9208 | 7.7116 |  | 58820.2556 | 15 |  | 6100.0539
Construction | 2.2057 | 54.55% | Pump Equipment Upgrade | 5.7738 | 5.6213 |  | 42876.2628 | 15 |  | 5709.1768
Construction | 2.2057 | 21% | Motor Equipment Upgrades | 1.7164 | 1.6711 |  | 12746.0336 | 10 |  | 2124.7927
Construction | 2.2057 | 1.461% | Fan System Optimization | 49.8879 | 48.5703 |  | 370470.442 | 10 |  | 13083.8232
Construction | 2.2057 | 1.948% | Fan Improved Controls | 50.789 | 49.4476 |  | 377161.9907 | 15 |  | 12570.5889
Construction | 2.2057 | 21% | Fan Equipment Upgrades | 1.8795 | 1.8299 |  | 13957.43 | 15 |  | 2545.7839
Construction | 2.2057 | 30% | Lighting Controls | 1.2062 | 1.1725 |  | 8450.5496 | 10 |  | 1182.3737
Construction | 2.2057 | 25% | Efficient Lighting - Other Interior Lighting | 8.1893 | 7.9602 |  | 57372.9231 | 14.4667 |  | 22855.8239
Construction | 2.2057 | 20% | Efficient Lighting - High Bay | 7.4012 | 7.1942 |  | 51851.8425 | 13.6667 |  | 11192.7052
Construction | 2.2057 | 1.786% | HVAC Recommissioning | 60.4646 | 58.9976 |  | 424450.9333 | 10 |  | 98060.6155
Construction | 2.2057 | 14.29% | HVAC Improved Controls | 5.3267 | 5.1974 |  | 37392.2338 | 15 |  | 1887.8823
Construction | 2.2057 | 43.18% | Building Envelope Improvements | 1.5456 | 1.5081 |  | 10849.8237 | 15 |  | 1566.6777
Construction | 2.2057 | 16.72% | HVAC Equipment Upgrades | 3.2822 | 3.2026 |  | 23040.6301 | 18 |  | 3163.7106
Construction | 2.2057 | 30% | Lighting Controls - Exterior | 0 | 0 |  | 1104.493 | 10 |  | 154.5371
Construction | 2.2057 | 15.29% | Efficient Lighting - Exterior | 0 | 0 |  | 6231.3817 | 13.6 |  | 712.8574
Construction | 2.2057 | 25.94% | Compressed Air System Optimization | 2.5086 | 2.4424 |  | 18629.2891 | 10 |  | 1005.4214
Construction | 2.2057 | 13.31% | Compressed Air Controls | 2.3024 | 2.2416 |  | 17097.8494 | 12.5 |  | 945.6056
Construction | 2.2057 | 13.15% | Compressed Air Equipment | 4.1687 | 4.0586 |  | 30956.6769 | 15 |  | 3205.3594
Electrical and Electronic Equip. | 1.2073 | 27.36% | Process Other Systems Optimization | 1.1328 | 1.1048 |  | 8227.9733 | 5.3333 |  | 985.9572
Electrical and Electronic Equip. | 1.2073 | 27.36% | Plant Energy Management | 32.3724 | 31.736 |  | 235517.1384 | 10.5 |  | 5458.8855
Electrical and Electronic Equip. | 1.2073 | 36.67% | Process Heat System Optimization | 2.057 | 2.0063 |  | 14941.4742 | 2 |  | 632.8349
Electrical and Electronic Equip. | 1.2073 | 36.07% | Process Heat Improved Controls | 1.3254 | 1.2927 |  | 9627.278 | 15 |  | 8639.8156
Electrical and Electronic Equip. | 1.2073 | 10% | Process Refrig System Optimization | 16.8321 | 16.4171 |  | 122262.1851 | 4.6667 |  | 878.3045
Electrical and Electronic Equip. | 1.2073 | 33.75% | Process Refrig Controls | 2.2457 | 2.1904 |  | 16312.273 | 15 |  | 14354.8001
Electrical and Electronic Equip. | 1.2073 | 28.34% | Process Refrig Equipment Upgrade | 5.988 | 5.8403 |  | 43494.5314 | 10 |  | 3922.4086
Electrical and Electronic Equip. | 1.2073 | 32.82% | Pump Improved Controls | 0.70669 | 0.68802 |  | 5247.8937 | 15 |  | 334.8376
Electrical and Electronic Equip. | 1.2073 | 16.67% | Motor Optimization | 24.5354 | 23.8874 |  | 182201.223 | 10 |  | 12927.754
Electrical and Electronic Equip. | 1.2073 | 33.67% | Motor Improved Controls | 0.71098 | 0.6922 |  | 5279.7564 | 15 |  | 336.8706
Electrical and Electronic Equip. | 1.2073 | 13.33% | Motor Equipment Upgrades | 3.2242 | 3.1391 |  | 23943.2039 | 10 |  | 3936.405
Electrical and Electronic Equip. | 1.2073 | 33.21% | Fan Improved Controls | 10.8207 | 10.5349 |  | 80354.8985 | 15 |  | 1976.9304
Electrical and Electronic Equip. | 1.2073 | 30% | Lighting Controls | 3.5891 | 3.4887 |  | 25144.8314 | 10 |  | 3633.0258
Electrical and Electronic Equip. | 1.2073 | 25% | Efficient Lighting - Other Interior Lighting | 34.9714 | 33.9931 |  | 245005.2146 | 14.4667 |  | 97603.4643
Electrical and Electronic Equip. | 1.2073 | 20% | Efficient Lighting - High Bay | 17.3676 | 16.8817 |  | 121675 | 13.6667 |  | 26264.6868
Electrical and Electronic Equip. | 1.2073 | 6.667% | HVAC Recommissioning | 19.8532 | 19.3715 |  | 139365.7086 | 10 |  | 5005.9453
Electrical and Electronic Equip. | 1.2073 | 10% | HVAC Improved Controls | 10.7901 | 10.5283 |  | 75744.7095 | 15 |  | 10301.0034
Electrical and Electronic Equip. | 1.2073 | 70% | Building Envelope Improvements | 4.1807 | 4.0792 |  | 29347.5433 | 15 |  | 5103.9386
Electrical and Electronic Equip. | 1.2073 | 12.19% | HVAC Equipment Upgrades | 20.8261 | 20.3209 |  | 146195.8517 | 18 |  | 18201.5598
Electrical and Electronic Equip. | 1.2073 | 30% | Lighting Controls - Exterior | 0 | 0 |  | 3991.9067 | 10 |  | 576.7666
Electrical and Electronic Equip. | 1.2073 | 15.29% | Efficient Lighting - Exterior | 0 | 0 |  | 22521.7313 | 13.6 |  | 2576.4402
Electrical and Electronic Equip. | 1.2073 | 25.94% | Compressed Air System Optimization | 2.6806 | 2.6098 |  | 19906.5235 | 10 |  | 960.1728
Electrical and Electronic Equip. | 1.2073 | 13.33% | Compressed Air Controls | 2.2358 | 2.1768 |  | 16603.3321 | 12.5 |  | 509.2955
Electrical and Electronic Equip. | 1.2073 | 10% | Compressed Air Equipment | 13.488 | 13.1317 |  | 100162.4982 | 15 |  | 3829.6569
Lumber/Furniture/Pulp/Paper | 3.9973 | 26.34% | Process Other Systems Optimization | 0.10744 | 0.10479 |  | 780.4197 | 5.3333 |  | 92.0053
Lumber/Furniture/Pulp/Paper | 3.9973 | 24.68% | Plant Energy Management | 69.466 | 67.8149 |  | 512516.7043 | 10.5 |  | 61882.8444
Lumber/Furniture/Pulp/Paper | 3.9973 | 5.929% | Process Other Equipment Upgrades | 3.6573 | 3.5672 |  | 26565.6011 | 10 |  | 2323.8994
Lumber/Furniture/Pulp/Paper | 3.9973 | 50.78% | Process Heat System Optimization | 0.14289 | 0.13937 |  | 1037.9243 | 2 |  | 295.7656
Lumber/Furniture/Pulp/Paper | 3.9973 | 33.05% | Process Heat Improved Controls | 0.12254 | 0.11952 |  | 890.0913 | 15 |  | 798.7953
Lumber/Furniture/Pulp/Paper | 3.9973 | 33.05% | Process Refrig Controls | 0.34678 | 0.33823 |  | 2518.8837 | 15 |  | 2216.6178
Lumber/Furniture/Pulp/Paper | 3.9973 | 21% | Process Refrig Equipment Upgrade | 0.16744 | 0.16331 |  | 1216.22 | 10 |  | 291.1299
Lumber/Furniture/Pulp/Paper | 3.9973 | 15.43% | Pump System Optimization | 34.592 | 33.6783 |  | 256881.7859 | 10 |  | 65001.8228
Lumber/Furniture/Pulp/Paper | 3.9973 | 33.81% | Pump Improved Controls | 1.1047 | 1.0755 |  | 8203.472 | 15 |  | 523.4159
Lumber/Furniture/Pulp/Paper | 3.9973 | 23.03% | Motor Optimization | 10.3848 | 10.1105 |  | 77117.8379 | 10 |  | 6072.5047
Lumber/Furniture/Pulp/Paper | 3.9973 | 16.37% | Motor Improved Controls | 3.0079 | 2.9285 |  | 22336.9667 | 15 |  | 1099.3392
Lumber/Furniture/Pulp/Paper | 3.9973 | 54.35% | Pump Equipment Upgrade | 6.725 | 6.5474 |  | 49940.0873 | 15 |  | 15784.7408
Lumber/Furniture/Pulp/Paper | 3.9973 | 50.46% | Motor Equipment Upgrades | 2.6926 | 2.6214 |  | 19995.0587 | 10 |  | 1312.0723
Lumber/Furniture/Pulp/Paper | 3.9973 | 15.12% | Fan System Optimization | 34.8363 | 33.9162 |  | 258695.8384 | 10 |  | 9069.7681
Lumber/Furniture/Pulp/Paper | 3.9973 | 32.68% | Fan Improved Controls | 12.2267 | 11.9037 |  | 90795.8887 | 15 |  | 2233.8046
Lumber/Furniture/Pulp/Paper | 3.9973 | 29.97% | Fan Equipment Upgrades | 10.224 | 9.954 |  | 75924.2571 | 15 |  | 17577.68
Lumber/Furniture/Pulp/Paper | 3.9973 | 30% | Lighting Controls | 2.0404 | 1.9834 |  | 14295.0999 | 10 |  | 2494.692
Lumber/Furniture/Pulp/Paper | 3.9973 | 25% | Efficient Lighting - Other Interior Lighting | 7.6744 | 7.4597 |  | 53766.0265 | 14.4667 |  | 21418.9337
Lumber/Furniture/Pulp/Paper | 3.9973 | 20% | Efficient Lighting - High Bay | 6.5174 | 6.3351 |  | 45659.8867 | 13.6667 |  | 9856.1136
Lumber/Furniture/Pulp/Paper | 3.9973 | 22% | HVAC Improved Controls | 7.1893 | 7.0149 |  | 50467.7845 | 15 |  | 867.4943
Lumber/Furniture/Pulp/Paper | 3.9973 | 12.19% | HVAC Equipment Upgrades | 0.97668 | 0.95299 |  | 6856.1579 | 18 |  | 853.6
Lumber/Furniture/Pulp/Paper | 3.9973 | 30% | Lighting Controls - Exterior | 0 | 0 |  | 1498.0071 | 10 |  | 261.4229
Lumber/Furniture/Pulp/Paper | 3.9973 | 15.29% | Efficient Lighting - Exterior | 0 | 0 |  | 8451.528 | 13.6 |  | 966.8376
Lumber/Furniture/Pulp/Paper | 3.9973 | 25.94% | Compressed Air System Optimization | 3.7674 | 3.6679 |  | 27976.7729 | 10 |  | 1373.0495
Lumber/Furniture/Pulp/Paper | 3.9973 | 12.91% | Compressed Air Controls | 1.7854 | 1.7383 |  | 13258.6878 | 12.5 |  | 451.9908
Lumber/Furniture/Pulp/Paper | 3.9973 | 10.87% | Compressed Air Equipment | 53.1796 | 51.7751 |  | 394914.76 | 15 |  | 57481.4721
Metal Products and Machinery | 6.5419 | 4.05% | Process Other Systems Optimization | 44.8984 | 43.7914 |  | 326125.4108 | 5.3333 |  | 57850.5226
Metal Products and Machinery | 6.5419 | 23.15% | Plant Energy Management | 62.1615 | 60.7368 |  | 455074.8143 | 10.5 |  | 43005.7705
Metal Products and Machinery | 6.5419 | 47.15% | Process Heat System Optimization | 0.79477 | 0.77517 |  | 5772.8928 | 2 |  | 1112.4305
Metal Products and Machinery | 6.5419 | 35.94% | Process Heat Improved Controls | 0.48874 | 0.47669 |  | 3550.0605 | 15 |  | 3193.7385
Metal Products and Machinery | 6.5419 | 7.861% | Process Heat Equipment Upgrade | 26.9056 | 26.2422 |  | 195432.1823 | 10 |  | 19982.0336
Metal Products and Machinery | 6.5419 | 0.5218% | Process Refrig System Optimization | 0.89249 | 0.87048 |  | 6482.7162 | 4.6667 |  | 36.0712
Metal Products and Machinery | 6.5419 | 33.75% | Process Refrig Controls | 0.17324 | 0.16897 |  | 1258.367 | 15 |  | 748.7628
Metal Products and Machinery | 6.5419 | 21% | Process Refrig Equipment Upgrade | 1.1069 | 1.0796 |  | 8040.1035 | 10 |  | 1572.3485
Metal Products and Machinery | 6.5419 | 14.78% | Pump System Optimization | 2.8904 | 2.814 |  | 21464.0645 | 10 |  | 626.8571
Metal Products and Machinery | 6.5419 | 33.67% | Pump Improved Controls | 0.74947 | 0.72968 |  | 5565.6328 | 15 |  | 355.1107
Metal Products and Machinery | 6.5419 | 11.28% | Motor Optimization | 8.9773 | 8.7402 |  | 66666.2174 | 10 |  | 5405.2448
Metal Products and Machinery | 6.5419 | 33.63% | Motor Improved Controls | 0.5271 | 0.51318 |  | 3914.2484 | 15 |  | 177.4592
Metal Products and Machinery | 6.5419 | 74.82% | Pump Equipment Upgrade | 1.7015 | 1.6566 |  | 12635.606 | 15 |  | 1856.3594
Metal Products and Machinery | 6.5419 | 19.98% | Motor Equipment Upgrades | 0.87848 | 0.85528 |  | 6523.628 | 10 |  | 1194.8819
Metal Products and Machinery | 6.5419 | 1.548% | Fan System Optimization | 56.5847 | 55.0902 |  | 420201.0525 | 10 |  | 8661.4525
Metal Products and Machinery | 6.5419 | 34.09% | Fan Improved Controls | 4.8494 | 4.7213 |  | 36011.9655 | 15 |  | 885.9839
Metal Products and Machinery | 6.5419 | 75.75% | Fan Equipment Upgrades | 0.87566 | 0.85254 |  | 6502.7232 | 15 |  | 955.3472
Metal Products and Machinery | 6.5419 | 30% | Lighting Controls | 2.1408 | 2.0809 |  | 14998.1227 | 10 |  | 2387.1676
Metal Products and Machinery | 6.5419 | 25% | Efficient Lighting - Other Interior Lighting | 12.4405 | 12.0925 |  | 87156.7673 | 14.4667 |  | 34720.9042
Metal Products and Machinery | 6.5419 | 20% | Efficient Lighting - High Bay | 18.4341 | 17.9184 |  | 129147.1099 | 13.6667 |  | 27877.6112
Metal Products and Machinery | 6.5419 | 1.265% | HVAC Recommissioning | 42.5142 | 41.4828 |  | 298442.5516 | 10 |  | 347583.3837
Metal Products and Machinery | 6.5419 | 20.07% | HVAC Improved Controls | 5.4082 | 5.277 |  | 37964.8372 | 15 |  | 2224.7828
Metal Products and Machinery | 6.5419 | 29.31% | Building Envelope Improvements | 4.7858 | 4.6697 |  | 33595.7638 | 15 |  | 4331.6035
Metal Products and Machinery | 6.5419 | 18.22% | HVAC Equipment Upgrades | 8.6754 | 8.4649 |  | 60899.4515 | 18 |  | 9050.2541
Metal Products and Machinery | 6.5419 | 30% | Lighting Controls - Exterior | 0 | 0 |  | 1978.2616 | 10 |  | 314.8689
Metal Products and Machinery | 6.5419 | 15.29% | Efficient Lighting - Exterior | 0 | 0 |  | 11161.0514 | 13.6 |  | 1276.8016
Metal Products and Machinery | 6.5419 | 25.94% | Compressed Air System Optimization | 2.8348 | 2.7599 |  | 21051.0432 | 10 |  | 1002.5655
Metal Products and Machinery | 6.5419 | 15.25% | Compressed Air Controls | 5.7228 | 5.5717 |  | 42498.0598 | 12.5 |  | 2139.1154
Metal Products and Machinery | 6.5419 | 20.38% | Compressed Air Equipment | 4.7291 | 4.6042 |  | 35118.8254 | 15 |  | 3465.549
Miscellaneous Manufacturing | 1.5496 | 27.36% | Process Other Systems Optimization | 0.12329 | 0.12025 |  | 895.5012 | 5.3333 |  | 20.7562
Miscellaneous Manufacturing | 1.5496 | 27.36% | Plant Energy Management | 4.1583 | 4.0751 |  | 30358.935 | 10.5 |  | 703.6683
Miscellaneous Manufacturing | 1.5496 | 69.78% | Process Heat System Optimization | 0.043933 | 0.042849 |  | 319.1099 | 2 |  | 49.3939
Miscellaneous Manufacturing | 1.5496 | 36.23% | Process Heat Improved Controls | 0.15831 | 0.1544 |  | 1149.8831 | 15 |  | 1031.9405
Miscellaneous Manufacturing | 1.5496 | 39.01% | Process Refrig System Optimization | 1.1376 | 1.1096 |  | 8263.3681 | 4.6667 |  | 2631.675
Miscellaneous Manufacturing | 1.5496 | 33.75% | Process Refrig Controls | 0.232 | 0.22628 |  | 1685.1527 | 15 |  | 1482.9344
Miscellaneous Manufacturing | 1.5496 | 21% | Process Refrig Equipment Upgrade | 0.075767 | 0.073899 |  | 550.3428 | 10 |  | 130.3821
Miscellaneous Manufacturing | 1.5496 | 23.22% | Pump System Optimization | 2.5139 | 2.4475 |  | 18668.4144 | 10 |  | 2625.5687
Miscellaneous Manufacturing | 1.5496 | 33.99% | Pump Improved Controls | 0.12906 | 0.12565 |  | 958.4341 | 15 |  | 61.1521
Miscellaneous Manufacturing | 1.5496 | 53.47% | Motor Optimization | 0.21226 | 0.20665 |  | 1576.2435 | 10 |  | 976.4402
Miscellaneous Manufacturing | 1.5496 | 33.71% | Motor Improved Controls | 0.12828 | 0.12489 |  | 952.5948 | 15 |  | 60.7795
Miscellaneous Manufacturing | 1.5496 | 54.55% | Pump Equipment Upgrade | 1.0139 | 0.98717 |  | 7529.6367 | 15 |  | 1002.6067
Miscellaneous Manufacturing | 1.5496 | 21% | Motor Equipment Upgrades | 0.20739 | 0.20191 |  | 1540.0563 | 10 |  | 335.1306
Miscellaneous Manufacturing | 1.5496 | 34.37% | Fan Improved Controls | 0.79346 | 0.7725 |  | 5892.2511 | 15 |  | 144.964
Miscellaneous Manufacturing | 1.5496 | 76.37% | Fan Equipment Upgrades | 0.1565 | 0.15237 |  | 1162.1749 | 15 |  | 211.9764
Miscellaneous Manufacturing | 1.5496 | 30% | Lighting Controls | 1.5023 | 1.4602 |  | 10524.6066 | 10 |  | 1188.0744
Miscellaneous Manufacturing | 1.5496 | 25% | Efficient Lighting - Other Interior Lighting | 2.8178 | 2.739 |  | 19741.2065 | 14.4667 |  | 7864.3638
Miscellaneous Manufacturing | 1.5496 | 20% | Efficient Lighting - High Bay | 3.8732 | 3.7649 |  | 27135.183 | 13.6667 |  | 5857.3831
Miscellaneous Manufacturing | 1.5496 | 22.22% | HVAC Improved Controls | 2.4694 | 2.4095 |  | 17335.0057 | 15 |  | 108.1497
Miscellaneous Manufacturing | 1.5496 | 66.67% | Building Envelope Improvements | 2.7157 | 2.6499 |  | 19064.0624 | 15 |  | 1903.1996
Miscellaneous Manufacturing | 1.5496 | 33.33% | HVAC Equipment Upgrades | 9.2255 | 9.0017 |  | 64761.4304 | 18 |  | 21043.5307
Miscellaneous Manufacturing | 1.5496 | 30% | Lighting Controls - Exterior | 0 | 0 |  | 890.2496 | 10 |  | 100.4962
Miscellaneous Manufacturing | 1.5496 | 15.29% | Efficient Lighting - Exterior | 0 | 0 |  | 5022.653 | 13.6 |  | 574.5813
Miscellaneous Manufacturing | 1.5496 | 25.94% | Compressed Air System Optimization | 0.51326 | 0.4997 |  | 3811.4754 | 10 |  | 281.7636
Miscellaneous Manufacturing | 1.5496 | 11.11% | Compressed Air Controls | 1.0357 | 1.0083 |  | 7690.8962 | 12.5 |  | 49.9818
Miscellaneous Manufacturing | 1.5496 | 33.33% | Compressed Air Equipment | 0.21969 | 0.21389 |  | 1631.4464 | 15 |  | 23.5175
Primary Resources Industries | 0.61209 | 4.878% | Process Other Systems Optimization | 6.3247 | 6.1688 |  | 45940.4426 | 5.3333 |  | 8856.5226
Primary Resources Industries | 0.61209 | 27.36% | Plant Energy Management | 476.9605 | 465.822 |  | 3479165.0411 | 10.5 |  | 80641.1112
Primary Resources Industries | 0.61209 | 39.02% | Process Heat System Optimization | 18.9002 | 18.4341 |  | 137283.8135 | 2 |  | 23805.6249
Primary Resources Industries | 0.61209 | 34.87% | Process Heat Improved Controls | 11.3844 | 11.1037 |  | 82692.322 | 15 |  | 74210.6348
Primary Resources Industries | 0.61209 | 2.439% | Process Refrig System Optimization | 8.4357 | 8.2277 |  | 61274.0025 | 4.6667 |  | 340.9415
Primary Resources Industries | 0.61209 | 33.75% | Process Refrig Controls | 3.4837 | 3.3978 |  | 25304.4274 | 15 |  | 22267.896
Primary Resources Industries | 0.61209 | 21% | Process Refrig Equipment Upgrade | 18.8854 | 18.4198 |  | 137176.9243 | 10 |  | 20167.0274
Primary Resources Industries | 0.61209 | 4.878% | Pump System Optimization | 72.522 | 70.6065 |  | 538551.9138 | 10 |  | 4511.3921
Primary Resources Industries | 0.61209 | 32.49% | Pump Improved Controls | 8.1383 | 7.9233 |  | 60435.0958 | 15 |  | 3856.0121
Primary Resources Industries | 0.61209 | 19.51% | Motor Optimization | 119.5358 | 116.3786 |  | 887678.6979 | 10 |  | 54597.5886
Primary Resources Industries | 0.61209 | 33.35% | Motor Improved Controls | 8.1872 | 7.971 |  | 60798.5753 | 15 |  | 3879.2037
Primary Resources Industries | 0.61209 | 72.19% | Pump Equipment Upgrade | 34.2473 | 33.3428 |  | 254322.2175 | 15 |  | 28291.0611
Primary Resources Industries | 0.61209 | 7.993% | Motor Equipment Upgrades | 5.7029 | 5.5523 |  | 42350.3346 | 10 |  | 7316.4259
Primary Resources Industries | 0.61209 | 2.439% | Fan System Optimization | 710.3637 | 691.6015 |  | 5275196.9433 | 10 |  | 17171.7529
Primary Resources Industries | 0.61209 | 33.06% | Fan Improved Controls | 47.3627 | 46.1117 |  | 351717.7944 | 15 |  | 8653.1327
Primary Resources Industries | 0.61209 | 73.47% | Fan Equipment Upgrades | 17.367 | 16.9083 |  | 128967.8708 | 15 |  | 14346.5166
Primary Resources Industries | 0.61209 | 30% | Lighting Controls | 22.5255 | 21.8954 |  | 157811.1687 | 10 |  | 23196.4899
Primary Resources Industries | 0.61209 | 25% | Efficient Lighting - Other Interior Lighting | 67.446 | 65.5593 |  | 472518.3301 | 14.4667 |  | 188238.5484
Primary Resources Industries | 0.61209 | 20% | Efficient Lighting - High Bay | 130.6793 | 127.0238 |  | 915523.7163 | 13.6667 |  | 197624.3576
Primary Resources Industries | 0.61209 | 12.2% | HVAC Improved Controls | 2.016 | 1.9671 |  | 14151.7217 | 15 |  | 440.9535
Primary Resources Industries | 0.61209 | 31.71% | Building Envelope Improvements | 5.0362 | 4.914 |  | 35353.2398 | 15 |  | 4593.8069
Primary Resources Industries | 0.61209 | 9.756% | HVAC Equipment Upgrades | 37.9665 | 37.0454 |  | 266518.0336 | 18 |  | 63849.1115
Primary Resources Industries | 0.61209 | 30% | Lighting Controls - Exterior | 0 | 0 |  | 14607.9056 | 10 |  | 2147.2
Primary Resources Industries | 0.61209 | 15.29% | Efficient Lighting - Exterior | 0 | 0 |  | 82415.5849 | 13.6 |  | 9428.1752
Primary Resources Industries | 0.61209 | 25.94% | Compressed Air System Optimization | 30.7258 | 29.9143 |  | 228171.2751 | 10 |  | 10437.82
Primary Resources Industries | 0.61209 | 19.51% | Compressed Air Controls | 37.6592 | 36.6645 |  | 279658.8483 | 12.5 |  | 12734.7944
Primary Resources Industries | 0.61209 | 17.07% | Compressed Air Equipment | 94.7013 | 92.2001 |  | 703256.9791 | 15 |  | 85002.7875
Stone/Clay/Glass/Concrete | 1.4523 | 27.36% | Process Other Systems Optimization | 1.3501 | 1.3169 |  | 9806.9777 | 5.3333 |  | 227.309
Stone/Clay/Glass/Concrete | 1.4523 | 27.36% | Plant Energy Management | 28.0369 | 27.3593 |  | 206113.7214 | 10.5 |  | 4777.3645
Stone/Clay/Glass/Concrete | 1.4523 | 52% | Process Heat System Optimization | 0.54771 | 0.53421 |  | 3978.3722 | 2 |  | 1295.7018
Stone/Clay/Glass/Concrete | 1.4523 | 36.23% | Process Heat Improved Controls | 1.2894 | 1.2576 |  | 9365.5758 | 15 |  | 8404.956
Stone/Clay/Glass/Concrete | 1.4523 | 25% | Process Heat Equipment Upgrade | 54.1555 | 52.8203 |  | 393365.8814 | 10 |  | 91260.8819
Stone/Clay/Glass/Concrete | 1.4523 | 33.75% | Process Refrig Controls | 0.6319 | 0.61632 |  | 4589.8565 | 15 |  | 4039.0737
Stone/Clay/Glass/Concrete | 1.4523 | 21% | Process Refrig Equipment Upgrade | 1.0796 | 1.053 |  | 7841.779 | 10 |  | 2020.1311
Stone/Clay/Glass/Concrete | 1.4523 | 0% | Pump System Optimization | 0 | 0 |  | 0 | 10 |  | 0
Stone/Clay/Glass/Concrete | 1.4523 | 33.99% | Pump Improved Controls | 1.0944 | 1.0655 |  | 8127.3523 | 15 |  | 518.5591
Stone/Clay/Glass/Concrete | 1.4523 | 16% | Motor Optimization | 11.8997 | 11.5854 |  | 88367.4467 | 10 |  | 5771.6303
Stone/Clay/Glass/Concrete | 1.4523 | 33.71% | Motor Improved Controls | 1.1011 | 1.072 |  | 8176.7608 | 15 |  | 521.7116
Stone/Clay/Glass/Concrete | 1.4523 | 75.53% | Pump Equipment Upgrade | 2.2008 | 2.1427 |  | 16343.4268 | 15 |  | 2980.9809
Stone/Clay/Glass/Concrete | 1.4523 | 56% | Motor Equipment Upgrades | 0.90456 | 0.88066 |  | 6717.2784 | 10 |  | 411.2052
Stone/Clay/Glass/Concrete | 1.4523 | 34.37% | Fan Improved Controls | 6.2068 | 6.0429 |  | 46092.019 | 15 |  | 1133.9783
Stone/Clay/Glass/Concrete | 1.4523 | 76.37% | Fan Equipment Upgrades | 1.2242 | 1.1919 |  | 9091.0901 | 15 |  | 1658.1814
Stone/Clay/Glass/Concrete | 1.4523 | 30% | Lighting Controls | 1.7294 | 1.681 |  | 12116.0863 | 10 |  | 1816.0429
Stone/Clay/Glass/Concrete | 1.4523 | 25% | Efficient Lighting - Other Interior Lighting | 7.6936 | 7.4784 |  | 53900.7743 | 14.4667 |  | 21472.6136
Stone/Clay/Glass/Concrete | 1.4523 | 20% | Efficient Lighting - High Bay | 6.35 | 6.1724 |  | 44487.2978 | 13.6667 |  | 9602.9993
Stone/Clay/Glass/Concrete | 1.4523 | 8% | HVAC Improved Controls | 0.31989 | 0.31213 |  | 2245.5759 | 15 |  | 91.4446
Stone/Clay/Glass/Concrete | 1.4523 | 20% | Building Envelope Improvements | 0.68541 | 0.66878 |  | 4811.4546 | 15 |  | 745.0303
Stone/Clay/Glass/Concrete | 1.4523 | 4% | HVAC Equipment Upgrades | 0.77859 | 0.7597 |  | 5465.5707 | 18 |  | 680.4701
Stone/Clay/Glass/Concrete | 1.4523 | 30% | Lighting Controls - Exterior | 0 | 0 |  | 1459.5368 | 10 |  | 218.7655
Stone/Clay/Glass/Concrete | 1.4523 | 15.29% | Efficient Lighting - Exterior | 0 | 0 |  | 8234.485 | 13.6 |  | 942.0083
Stone/Clay/Glass/Concrete | 1.4523 | 25.94% | Compressed Air System Optimization | 4.0849 | 3.977 |  | 30334.8748 | 10 |  | 1867.8726
Stone/Clay/Glass/Concrete | 1.4523 | 20% | Compressed Air Controls | 1.4389 | 1.4009 |  | 10685.3917 | 12.5 |  | 570.809
Stone/Clay/Glass/Concrete | 1.4523 | 12% | Compressed Air Equipment | 4.6801 | 4.5565 |  | 34754.6611 | 15 |  | 7693.8598
Textiles and Leather | 1.1886 | 4.651% | Process Other Systems Optimization | 0.92732 | 0.90446 |  | 6735.7088 | 5.3333 |  | 367.9696
Textiles and Leather | 1.1886 | 55.81% | Process Heat System Optimization | 0.44542 | 0.43444 |  | 3235.3787 | 2 |  | 3423.9905
Textiles and Leather | 1.1886 | 2.326% | Process Heat Equipment Upgrade | 35.1296 | 34.2634 |  | 255168.2426 | 10 |  | 9532.2332
Textiles and Leather | 1.1886 | 33.75% | Process Refrig Controls | 0.36499 | 0.35599 |  | 2651.1524 | 15 |  | 2333.0141
Textiles and Leather | 1.1886 | 21% | Process Refrig Equipment Upgrade | 0.90937 | 0.88694 |  | 6605.3001 | 10 |  | 1087.4121
Textiles and Leather | 1.1886 | 33.99% | Pump Improved Controls | 0.55338 | 0.53877 |  | 4109.4644 | 15 |  | 262.201
Textiles and Leather | 1.1886 | 2.326% | Motor Optimization | 335.2744 | 326.4191 |  | 2489764.7492 | 10 |  | 762481.0458
Textiles and Leather | 1.1886 | 33.71% | Motor Improved Controls | 0.55001 | 0.53549 |  | 4084.4276 | 15 |  | 260.6036
Textiles and Leather | 1.1886 | 75.53% | Pump Equipment Upgrade | 1.5652 | 1.5239 |  | 11623.5172 | 15 |  | 1486.4383
Textiles and Leather | 1.1886 | 21% | Motor Equipment Upgrades | 1.0109 | 0.98425 |  | 7507.3608 | 10 |  | 1056.1421
Textiles and Leather | 1.1886 | 34.37% | Fan Improved Controls | 3.6356 | 3.5395 |  | 26997.9451 | 15 |  | 664.2166
Textiles and Leather | 1.1886 | 76.37% | Fan Equipment Upgrades | 1.0499 | 1.0222 |  | 7796.9176 | 15 |  | 997.0852
Textiles and Leather | 1.1886 | 30% | Lighting Controls | 1.2407 | 1.206 |  | 8692.4409 | 10 |  | 1116.0907
Textiles and Leather | 1.1886 | 25% | Efficient Lighting - Other Interior Lighting | 12.9325 | 12.5707 |  | 90603.1933 | 14.4667 |  | 36093.8666
Textiles and Leather | 1.1886 | 20% | Efficient Lighting - High Bay | 5.7722 | 5.6107 |  | 40439.2255 | 13.6667 |  | 8729.1851
Textiles and Leather | 1.1886 | 2.326% | HVAC Recommissioning | 17.1966 | 16.7794 |  | 120717.3378 | 10 |  | 7165.373
Textiles and Leather | 1.1886 | 6.977% | HVAC Improved Controls | 8.442 | 8.2372 |  | 59261.3274 | 15 |  | 194.0555
Textiles and Leather | 1.1886 | 18.6% | Building Envelope Improvements | 1.6172 | 1.5779 |  | 11352.2664 | 15 |  | 3197.3453
Textiles and Leather | 1.1886 | 11.63% | HVAC Equipment Upgrades | 5.9631 | 5.8184 |  | 41859.832 | 18 |  | 5343.2731
Textiles and Leather | 1.1886 | 30% | Lighting Controls - Exterior | 0 | 0 |  | 1326.7279 | 10 |  | 170.349
Textiles and Leather | 1.1886 | 15.29% | Efficient Lighting - Exterior | 0 | 0 |  | 7485.1972 | 13.6 |  | 856.2913
Textiles and Leather | 1.1886 | 25.94% | Compressed Air System Optimization | 2.4682 | 2.403 |  | 18329.1427 | 10 |  | 916.0329
Textiles and Leather | 1.1886 | 9.302% | Compressed Air Controls | 3.209 | 3.1242 |  | 23830.1825 | 12.5 |  | 1308.1004
Textiles and Leather | 1.1886 | 20.93% | Compressed Air Equipment | 3.0819 | 3.0005 |  | 22886.5914 | 15 |  | 2881.5624
Transportation Equipment | 0.78704 | 27.36% | Process Other Systems Optimization | 0.16713 | 0.16301 |  | 1213.9763 | 5.3333 |  | 28.1379
Transportation Equipment | 0.78704 | 27.36% | Plant Energy Management | 48.9591 | 48.0042 |  | 357405.0642 | 10.5 |  | 8284.0398
Transportation Equipment | 0.78704 | 43.48% | Process Heat System Optimization | 1.4518 | 1.416 |  | 10545.1262 | 2 |  | 977.6885
Transportation Equipment | 0.78704 | 36.23% | Process Heat Improved Controls | 0.35218 | 0.34349 |  | 2558.0912 | 15 |  | 2295.7098
Transportation Equipment | 0.78704 | 33.75% | Process Refrig Controls | 1.8426 | 1.7971 |  | 13383.6912 | 15 |  | 11777.6482
Transportation Equipment | 0.78704 | 21% | Process Refrig Equipment Upgrade | 0.80892 | 0.78898 |  | 5875.7222 | 10 |  | 718.9771
Transportation Equipment | 0.78704 | 1.449% | Pump System Optimization | 243.161 | 236.7386 |  | 1805726.0142 | 10 |  | 141437.0749
Transportation Equipment | 0.78704 | 33.99% | Pump Improved Controls | 1.7861 | 1.739 |  | 13263.9192 | 15 |  | 846.2936
Transportation Equipment | 0.78704 | 7.246% | Motor Optimization | 11.1216 | 10.8279 |  | 82589.8461 | 10 |  | 6918.6031
Transportation Equipment | 0.78704 | 33.71% | Motor Improved Controls | 1.7753 | 1.7284 |  | 13183.1091 | 15 |  | 841.1376
Transportation Equipment | 0.78704 | 75.53% | Pump Equipment Upgrade | 2.8006 | 2.7267 |  | 20797.6378 | 15 |  | 5278.0247
Transportation Equipment | 0.78704 | 33.33% | Motor Equipment Upgrades | 8.3796 | 8.1583 |  | 62227.6265 | 10 |  | 1957.3386
Transportation Equipment | 0.78704 | 30.14% | Fan System Optimization | 40.4018 | 39.3347 |  | 300025.6661 | 10 |  | 10518.7746
Transportation Equipment | 0.78704 | 2.899% | Fan Improved Controls | 244.0066 | 237.5619 |  | 1812005.7768 | 15 |  | 17863.3674
Transportation Equipment | 0.78704 | 76.37% | Fan Equipment Upgrades | 1.1873 | 1.156 |  | 8817.1755 | 15 |  | 2237.6229
Transportation Equipment | 0.78704 | 55.07% | Lighting Controls | 10.4223 | 10.1307 |  | 73017.0976 | 10 |  | 9597.7741
Transportation Equipment | 0.78704 | 25% | Efficient Lighting - Other Interior Lighting | 80.6984 | 78.441 |  | 565363.0437 | 14.4667 |  | 225225.3762
Transportation Equipment | 0.78704 | 20% | Efficient Lighting - High Bay | 35.5575 | 34.5628 |  | 249111.3223 | 13.6667 |  | 53773.009
Transportation Equipment | 0.78704 | 4.348% | HVAC Recommissioning | 161.0815 | 157.1735 |  | 1130764.3795 | 10 |  | 263279.1257
Transportation Equipment | 0.78704 | 21.74% | HVAC Improved Controls | 14.4563 | 14.1056 |  | 101480.6312 | 15 |  | 1527.8666
Transportation Equipment | 0.78704 | 30.43% | Building Envelope Improvements | 20.5979 | 20.0982 |  | 144593.7457 | 15 |  | 19590.1383
Transportation Equipment | 0.78704 | 12.19% | HVAC Equipment Upgrades | 61.2641 | 59.7777 |  | 430063.0317 | 18 |  | 53543.3661
Transportation Equipment | 0.78704 | 55.07% | Lighting Controls - Exterior | 0 | 0 |  | 4452.0421 | 10 |  | 585.2012
Transportation Equipment | 0.78704 | 15.29% | Efficient Lighting - Exterior | 0 | 0 |  | 46109.8685 | 13.6 |  | 5274.8751
Transportation Equipment | 0.78704 | 78.26% | Compressed Air System Optimization | 9.4157 | 9.167 |  | 69921.3866 | 10 |  | 4270.2003
Transportation Equipment | 0.78704 | 10.14% | Compressed Air Controls | 5.9711 | 5.8134 |  | 44341.8812 | 12.5 |  | 3018.8878
Transportation Equipment | 0.78704 | 21.74% | Compressed Air Equipment | 18.3672 | 17.882 |  | 136395.4003 | 15 |  | 11820.4265
Water and Wastewater | 0.60157 | 6.169% | Process Other Systems Optimization | 0.72819 | 0.71024 |  | 5289.33 | 5.3333 |  | 173.0484
Water and Wastewater | 0.60157 | 27.36% | Plant Energy Management | 0.65744 | 0.64279 |  | 4820.0546 | 10.5 |  | 111.7206
Water and Wastewater | 0.60157 | 39.77% | Process Heat System Optimization | 0.035502 | 0.034627 |  | 257.8754 | 2 |  | 79.8776
Water and Wastewater | 0.60157 | 4.708% | Process Heat Improved Controls | 0.056164 | 0.054779 |  | 407.9547 | 15 |  | 392.8752
Water and Wastewater | 0.60157 | 1.786% | Process Refrig System Optimization | 1.9072 | 1.8601 |  | 13852.9386 | 4.6667 |  | 1565.2388
Water and Wastewater | 0.60157 | 0.487% | Process Refrig Controls | 0.62055 | 0.60525 |  | 4507.4625 | 15 |  | 298.9783
Water and Wastewater | 0.60157 | 21% | Process Refrig Equipment Upgrade | 0.16902 | 0.16485 |  | 1227.7153 | 10 |  | 253.7783
Water and Wastewater | 0.60157 | 5.032% | Pump System Optimization | 0.2779 | 0.27056 |  | 2063.7349 | 10 |  | 136.9462
Water and Wastewater | 0.60157 | 33.99% | Pump Improved Controls | 0.025083 | 0.02442 |  | 186.265 | 15 |  | 11.8845
Water and Wastewater | 0.60157 | 53.47% | Motor Optimization | 0.063196 | 0.061527 |  | 469.2945 | 10 |  | 214.0318
Water and Wastewater | 0.60157 | 0.6494% | Motor Improved Controls | 0.36435 | 0.35473 |  | 2705.701 | 15 |  | 280.5993
Water and Wastewater | 0.60157 | 54.55% | Pump Equipment Upgrade | 0.26559 | 0.25858 |  | 1972.2858 | 15 |  | 262.6192
Water and Wastewater | 0.60157 | 21% | Motor Equipment Upgrades | 0.078953 | 0.076868 |  | 586.3109 | 10 |  | 97.7394
Water and Wastewater | 0.60157 | 1.461% | Fan System Optimization | 2.2948 | 2.2342 |  | 17041.4477 | 10 |  | 601.8491
Water and Wastewater | 0.60157 | 1.948% | Fan Improved Controls | 2.3363 | 2.2746 |  | 17349.2555 | 15 |  | 578.2406
Water and Wastewater | 0.60157 | 21% | Fan Equipment Upgrades | 0.086457 | 0.084174 |  | 642.0345 | 15 |  | 117.1047
Water and Wastewater | 0.60157 | 30% | Lighting Controls | 0.055485 | 0.053933 |  | 388.7209 | 10 |  | 54.3886
Water and Wastewater | 0.60157 | 25% | Efficient Lighting - Other Interior Lighting | 0.3767 | 0.36616 |  | 2639.1246 | 14.4667 |  | 1051.356
Water and Wastewater | 0.60157 | 20% | Efficient Lighting - High Bay | 0.34045 | 0.33093 |  | 2385.1578 | 13.6667 |  | 514.8586
Water and Wastewater | 0.60157 | 1.786% | HVAC Recommissioning | 2.7813 | 2.7139 |  | 19524.5223 | 10 |  | 4510.7373
Water and Wastewater | 0.60157 | 14.29% | HVAC Improved Controls | 0.24502 | 0.23908 |  | 1720.0233 | 15 |  | 86.8416
Water and Wastewater | 0.60157 | 43.18% | Building Envelope Improvements | 0.071097 | 0.069372 |  | 499.0862 | 15 |  | 72.0664
Water and Wastewater | 0.60157 | 16.72% | HVAC Equipment Upgrades | 0.15098 | 0.14732 |  | 1059.857 | 18 |  | 145.529
Water and Wastewater | 0.60157 | 30% | Lighting Controls - Exterior | 0 | 0 |  | 50.8061 | 10 |  | 7.1086
Water and Wastewater | 0.60157 | 15.29% | Efficient Lighting - Exterior | 0 | 0 |  | 286.6403 | 13.6 |  | 32.7911
Water and Wastewater | 0.60157 | 25.94% | Compressed Air System Optimization | 0.1154 | 0.11235 |  | 856.9376 | 10 |  | 46.2489
Water and Wastewater | 0.60157 | 13.31% | Compressed Air Controls | 0.10591 | 0.10311 |  | 786.4922 | 12.5 |  | 43.4974
Water and Wastewater | 0.60157 | 13.15% | Compressed Air Equipment | 0.19176 | 0.18669 |  | 1423.9911 | 15 |  | 147.4449