## ReadMe
ReadMe
| "MeasureCompare" | This tab lists the measures with potentials from last study, and compares with the savings calculated this time.
| "FL2013" tab | This tab lists the industrial technical potentials by utility revised in 2009 study, the resource file is:
H:\CSPA Projects\610025 - FEECA Potential Study\TEAPOT model and output\FL TPS Refresh 2013_9_23_nexant.xlsx
Received from Rush on 5/10/2018

## REPORT
REPORT
1 Executive Summary
Technical Potential
| Table 1‑1: EE Technical Potential |  |  | used in Section 5.2 | Table 5‑10: EE Technical Potential by Sector
Savings Potential
|  | Summer | Winter | Energy | % of Base Energy Sales
|  | Peak Demand (MW) | Peak Demand (MW) | (GWh)
| Residential | 21.1895 | 10.5711 | 76.9406 | 26.51%
| Non-Residential | 12.6254 | 7.1593 | 59.7749 | 20.16%
| Total | 33.8149 | 17.7305 | 136.7155 | 23.3%
Economic Potential
| Table 1‑2: EE Economic Potential |  |  | used in Section 6.2 | Table 6‑5: EE Economic Potential by Sector
Savings Potential
|  | Summer | Winter | Energy | % of Base Energy Sales
|  | Peak Demand (MW) | Peak Demand (MW) | (GWh)
RIM SCENARIO
| Residential | 0 | 0 | 0 | 0%
| Non-Residential | 0 | 0 | 0 | 0%
| Total | 0 | 0 | 0 | 0%
TRC SCENARIO
| Residential | 2.4429 | 2.4608 | 9.7044 | 3.343%
| Non-Residential | 1.4285 | 1.2867 | 10.2345 | 3.451%
| Total | 3.8714 | 3.7474 | 19.9389 | 3.398%
Achievable Potential
| Table 1‑3: EE Achievable Potential |  |  | used in Section 7.5 | Table 7‑3: EE Achievable Potential
Savings Potential
|  | Summer | Winter | Energy | % of Base Energy Sales
|  | Peak Demand (MW) | Peak Demand (MW) | (GWh)
RIM SCENARIO
| Residential | 0 | 0 | 0 | 0%
| Non-Residential | 0 | 0 | 0 | 0%
| Total | 0 | 0 | 0 | 0%
TRC SCENARIO
| Residential | 0.066823 | 0.071957 | 0.21363 | 0.0736%
| Non-Residential | 0.23378 | 0.20981 | 1.7046 | 0.5748%
| Total | 0.30061 | 0.28177 | 1.9182 | 0.3269%
5.2 EE Technical Potential
5.2.2 Sector Details
| Residential |  |  | Figure 5‑2: Residential EE Technical Potential by End-Use (Energy Savings) | [6 empty] | Figure 5‑3: Residential EE Technical Potential by End-Use (Summer Peak Savings) | [6 empty] | Figure 5‑4: Residential EE Technical Potential by End-Use (Winter Peak Savings)
| End Use | GWh | [6 empty] | End Use | MW | [5 empty] | End Use | MW
| Space Cooling | 29.8437 | [6 empty] | Space Cooling | 16.7422 | [5 empty] | Space Heating | 7.3689
| Domestic Hot Water | 14.5063 | [6 empty] | Appliances | 1.182 | [5 empty] | Domestic Hot Water | 1.9621
| Appliances | 8.9786 | [6 empty] | Miscellaneous | 1.0389 | [5 empty] | Appliances | 0.59195
| Space Heating | 8.7221 | [6 empty] | Domestic Hot Water | 1.0315 | [5 empty] | Lighting | 0.29025
| Miscellaneous | 4.7337 | [6 empty] | Cooking | 0.63061 | [5 empty] | Cooking | 0.18068
| Electronics | 3.8481 | [6 empty] | Electronics | 0.28667 | [5 empty] | Electronics | 0.13134
| Lighting | 3.7107 | [6 empty] | Lighting | 0.27759 | [5 empty] | Miscellaneous | 0.04597
| Cooking | 2.5973 | [6 empty] | Space Heating | 0 | [5 empty] | Space Cooling | 0
| Total | 76.9406 | [6 empty] | Total | 21.1895 | [5 empty] | Total | 10.5711
| Commercial |  |  | Figure 5‑5: Commercial EE Technical Potential by End-Use (Energy Savings) | [6 empty] | Figure 5‑6: Commercial EE Technical Potential by End-Use (Summer Peak Savings) | [6 empty] | Figure 5‑7: Commercial EE Technical Potential by End-Use (Winter Peak Savings)
| End Use | GWh | [6 empty] | End Use | MW | [5 empty] | End Use | MW
| Interior Lighting | 17.1862 | [6 empty] | Space Cooling | 6.2278 | [5 empty] | Interior Lighting | 1.8805
| Space Cooling | 15.2814 | [6 empty] | Interior Lighting | 3.0306 | [5 empty] | Space Heating | 1.5094
| Refrigeration | 3.283 | [6 empty] | Refrigeration | 0.49583 | [5 empty] | Ventilation and Circulation | 0.84618
| Space Heating | 2.882 | [6 empty] | Miscellaneous | 0.36585 | [5 empty] | Refrigeration | 0.39808
| Domestic Hot Water | 2.214 | [6 empty] | Ventilation and Circulation | 0.28468 | [5 empty] | Miscellaneous | 0.37527
| Miscellaneous | 1.729 | [6 empty] | Domestic Hot Water | 0.24591 | [5 empty] | Domestic Hot Water | 0.30727
| Ventilation and Circulation | 1.6831 | [6 empty] | Office Equipment | 0.22609 | [5 empty] | Office Equipment | 0.13833
| Office Equipment | 1.5696 | [6 empty] | Cooking | 0.20449 | [5 empty] | Exterior Lighting | 0.11124
| Exterior Lighting | 1.5182 | [6 empty] | Exterior Lighting | 0 | [5 empty] | Cooking | 0.08816
| Cooking | 1.0955 | [6 empty] | Space Heating | 0 | [5 empty] | Space Cooling | 0
| Total | 48.4419 | [6 empty] | Total | 11.0812 | [5 empty] | Total | 5.6545
| Industrial |  |  | Figure 5‑8: Industrial EE Technical Potential by End-Use (Energy Savings) | [6 empty] | Figure 5‑9: Industrial EE Technical Potential by End-Use (Summer Peak Savings) | [6 empty] | Figure 5‑10: Industrial EE Technical Potential by End-Use (Winter Peak Savings)
| End Use | GWh | [6 empty] | End Use | MW | [5 empty] | End Use | MW
| Motors Pumps | 2.8639 | [6 empty] | Motors Pumps | 0.38566 | [5 empty] | Motors Pumps | 0.37547
| Industrial Lighting | 1.7176 | [6 empty] | Motors Fans Blowers | 0.25085 | [5 empty] | Motors Fans Blowers | 0.24423
| Compressed Air | 1.7155 | [6 empty] | Industrial Lighting | 0.24517 | [5 empty] | Industrial Lighting | 0.23831
| Motors Fans Blowers | 1.8628 | [6 empty] | Compressed Air | 0.23102 | [5 empty] | Compressed Air | 0.22491
| HVAC | 0.89791 | [6 empty] | Process Heating | 0.14124 | [5 empty] | Process Heating | 0.13776
| Process Heating | 1.0259 | [6 empty] | HVAC | 0.12791 | [5 empty] | HVAC | 0.12481
| Process Cooling | 0.50773 | [6 empty] | Process Cooling | 0.0699 | [5 empty] | Process Cooling | 0.068177
| Process Specific | 0.49213 | [6 empty] | Process Specific | 0.067753 | [5 empty] | Process Specific | 0.066082
| Other | 0.17121 | [6 empty] | Other | 0.024699 | [5 empty] | Other | 0.02512
| Exterior Lighting | 0.078267 | [6 empty] | Exterior Lighting | 0 | [5 empty] | Exterior Lighting | 0
| Total | 11.3331 | [6 empty] | Total | 1.5442 | [5 empty] | Total | 1.5049
6.2 EE Economic Potential
| Table 4‑2: Economic Potential EE Measure Counts by Scenario |  |  | The values in this table are not from this dashboard file
| Sector | Unique Measures | Permutations
RIM SCENARIO
Residential
Commercial
Industrial
Total
TRC SCENARIO
Residential
Commercial
Industrial
Total
6.2.2 Sector Details
| Residential |  |  | Figure 6‑1: Residential EE Economic Potential by End-Use – TRC Scenario | [6 empty] | Residential EE Economic Potential by End-Use (Summer Peak Savings) - TRC Scenario | [6 empty] | Residential EE Economic Potential by End-Use (Winter Peak Savings) - TRC Scenario
| End Use | GWh | [6 empty] | End Use | MW | [5 empty] | End Use | MW
| Space Cooling | 4.3551 | [6 empty] | Space Cooling | 2.2231 | [5 empty] | Space Heating | 2.2299
| Lighting | 2.4996 | [6 empty] | Lighting | 0.21986 | [5 empty] | Lighting | 0.23084
| Space Heating | 2.3148 | [6 empty] | Cooking | 0 | [5 empty] | Miscellaneous | 0
| Miscellaneous | 0.53491 | [6 empty] | Miscellaneous | 0 | [5 empty] | Cooking | 0
| Cooking | 0 | [6 empty] | Domestic Hot Water | 0 | [5 empty] | Domestic Hot Water | 0
| Domestic Hot Water | 0 | [6 empty] | Space Heating | 0 | [5 empty] | Space Cooling | 0
| Appliances | 0 | [6 empty] | Appliances | 0 | [5 empty] | Appliances | 0
| Electronics | 0 | [6 empty] | Electronics | 0 | [5 empty] | Electronics | 0
| Total | 9.7044 | [6 empty] | Total | 2.4429 | [5 empty] | Total | 2.4608
|  |  |  | Figure 6‑2: Residential EE Economic Potential by End-Use – RIM Scenario | [6 empty] | Residential EE Economic Potential by End-Use (Summer Peak Savings) - RIM Scenario | [6 empty] | Residential EE Economic Potential by End-Use (Winter Peak Savings) - RIM Scenario
| End Use | GWh | [6 empty] | End Use | MW | [5 empty] | End Use | MW
| Space Cooling | 0 | [6 empty] | Space Cooling | 0 | [5 empty] | Space Heating | 0
| Space Heating | 0 | [6 empty] | Space Heating | 0 | [5 empty] | Space Cooling | 0
| Domestic Hot Water | 0 | [6 empty] | Domestic Hot Water | 0 | [5 empty] | Domestic Hot Water | 0
| Lighting | 0 | [6 empty] | Lighting | 0 | [5 empty] | Lighting | 0
| Cooking | 0 | [6 empty] | Cooking | 0 | [5 empty] | Cooking | 0
| Appliances | 0 | [6 empty] | Appliances | 0 | [5 empty] | Appliances | 0
| Electronics | 0 | [6 empty] | Electronics | 0 | [5 empty] | Electronics | 0
| Miscellaneous | 0 | [6 empty] | Miscellaneous | 0 | [5 empty] | Miscellaneous | 0
| Total | 0 | [6 empty] | Total | 0 | [5 empty] | Total | 0
| Commercial |  |  | Figure 6‑3: Commercial EE Economic Potential by End-Use – TRC Scenario | [6 empty] | Commercial EE Economic Potential by End-Use (Summer Peak Savings) – TRC Scenario | [6 empty] | Commercial EE Economic Potential by End-Use (Winter Peak Savings) - TRC Scenario
| End Use | GWh | [6 empty] | End Use | MW | [5 empty] | End Use | MW
| Space Cooling | 1.1142 | [6 empty] | Space Cooling | 0.2044 | [5 empty] | Ventilation and Circulation | 0.14157
| Interior Lighting | 0.72784 | [6 empty] | Interior Lighting | 0.10145 | [5 empty] | Space Heating | 0.10709
| Miscellaneous | 0.41527 | [6 empty] | Miscellaneous | 0.061116 | [5 empty] | Interior Lighting | 0.047363
| Space Heating | 0.27517 | [6 empty] | Cooking | 0.051773 | [5 empty] | Miscellaneous | 0.031707
| Ventilation and Circulation | 0.24152 | [6 empty] | Refrigeration | 0.02981 | [5 empty] | Cooking | 0.020321
| Cooking | 0.23682 | [6 empty] | Ventilation and Circulation | 0.025146 | [5 empty] | Refrigeration | 0.0081979
| Refrigeration | 0.21805 | [6 empty] | Office Equipment | 0.004185 | [5 empty] | Office Equipment | 0.004185
| Office Equipment | 0.036661 | [6 empty] | Domestic Hot Water | 0 | [5 empty] | Exterior Lighting | 0
| Domestic Hot Water | 0 | [6 empty] | Exterior Lighting | 0 | [5 empty] | Domestic Hot Water | 0
| Exterior Lighting | 0 | [6 empty] | Space Heating | 0 | [5 empty] | Space Cooling | 0
| Total | 3.2656 | [6 empty] | Total | 0.47787 | [5 empty] | Total | 0.36043
|  |  |  | Figure 6‑4: Commercial EE Economic Potential by End-Use – RIM Scenario | [6 empty] | Commercial EE Economic Potential by End-Use (Summer Peak Savings) – RIM Scenario | [6 empty] | Commercial EE Economic Potential by End-Use (Winter Peak Savings) - RIM Scenario
| End Use | GWh | [6 empty] | End Use | MW | [5 empty] | End Use | MW
| Space Cooling | 0 | [6 empty] | Space Cooling | 0 | [5 empty] | Ventilation and Circulation | 0
| Ventilation and Circulation | 0 | [6 empty] | Miscellaneous | 0 | [5 empty] | Space Heating | 0
| Miscellaneous | 0 | [6 empty] | Ventilation and Circulation | 0 | [5 empty] | Interior Lighting | 0
| Space Heating | 0 | [6 empty] | Interior Lighting | 0 | [5 empty] | Exterior Lighting | 0
| Interior Lighting | 0 | [6 empty] | Exterior Lighting | 0 | [5 empty] | Office Equipment | 0
| Exterior Lighting | 0 | [6 empty] | Office Equipment | 0 | [5 empty] | Cooking | 0
| Office Equipment | 0 | [6 empty] | Cooking | 0 | [5 empty] | Refrigeration | 0
| Cooking | 0 | [6 empty] | Refrigeration | 0 | [5 empty] | Space Cooling | 0
| Refrigeration | 0 | [6 empty] | Space Heating | 0 | [5 empty] | Domestic Hot Water | 0
| Domestic Hot Water | 0 | [6 empty] | Domestic Hot Water | 0 | [5 empty] | Miscellaneous | 0
| Total | 0 | [6 empty] | Total | 0 | [5 empty] | Total | 0
| Industrial |  |  | Figure 6‑5: Industrial EE Economic Potential by End-Use – TRC Scenario | [6 empty] | Industrial EE Economic Potential by End-Use (Summer Peak Savings) – TRC Scenario | [6 empty] | Industrial EE Economic Potential by End-Use (Winter Peak Savings) - TRC Scenario
| End Use | GWh | [6 empty] | End Use | MW | [5 empty] | End Use | MW
| Industrial Lighting | 1.7176 | [6 empty] | Industrial Lighting | 0.24517 | [5 empty] | Industrial Lighting | 0.23831
| Motors Pumps | 1.645 | [6 empty] | Motors Pumps | 0.22152 | [5 empty] | Motors Pumps | 0.21567
| Compressed Air | 1.1849 | [6 empty] | Compressed Air | 0.15956 | [5 empty] | Compressed Air | 0.15535
| HVAC | 0.59192 | [6 empty] | HVAC | 0.084321 | [5 empty] | HVAC | 0.082275
| Motors Fans Blowers | 0.56593 | [6 empty] | Motors Fans Blowers | 0.076209 | [5 empty] | Motors Fans Blowers | 0.074196
| Process Heating | 0.54415 | [6 empty] | Process Heating | 0.074914 | [5 empty] | Process Heating | 0.073067
| Process Cooling | 0.30732 | [6 empty] | Process Cooling | 0.042309 | [5 empty] | Process Cooling | 0.041266
| Process Specific | 0.23159 | [6 empty] | Process Specific | 0.031883 | [5 empty] | Process Specific | 0.031097
| Other | 0.10224 | [6 empty] | Other | 0.01475 | [5 empty] | Other | 0.015001
| Exterior Lighting | 0.078267 | [6 empty] | Exterior Lighting | 0 | [5 empty] | Exterior Lighting | 0
| Total | 6.969 | [6 empty] | Total | 0.95064 | [5 empty] | Total | 0.92623
7.5 EE Achievable Program Potential
| 7.5.1 Summary |  |  |  | Figure 7‑3: Achievable Program Potential by Sector
| Achievable Program Potential by Sector |  |  |  | TRC |  |  |  | RIM
|  | TRC | RIM
| Sector | GWh | GWh
| Residential | 0.21363 | 0
| Non-Residential | 1.7046 | 0
| Table 7‑4: Participation and Program Costs (10-year) |  |  | DELETED In report
| Program Sector | Program Incentives | Program Admin | Participant Costs
|  | ($M) | ($M) | ($M)
RIM Scenario
Residential
Non-Residential
Total
TRC Scenario
Residential
Non-Residential
Total
7.5.2 Residential EE Achievable Potential Details
| Table 7‑5: EE Residential Achievable Program Potential by End-Use |  |  |  | Figure 7‑4: Residential Achievable Potential by End-Use – RIM Scenario | [5 empty] | Figure 7‑4: Residential Achievable Potential by End-Use – TRC Scenario
Cumulative Impacts
|  | Summer Peak Demand (MW) | Winter Peak Demand (MW) | Energy (GWh) |  |  |  |  | End Use | GWh
| RIM Scenario | [7 empty] | Space Cooling | 0.13965
| Space Heating | 0 | 0 | 0 |  |  |  |  | Space Heating | 0.073983
| Space Cooling | 0 | 0 | 0 |  |  |  |  | Domestic Hot Water | 0
| Domestic Hot Water | 0 | 0 | 0 |  |  |  |  | Lighting | 0
| Lighting | 0 | 0 | 0 |  |  |  |  | Cooking | 0
| Cooking | 0 | 0 | 0 |  |  |  |  | Appliances | 0
| Appliances | 0 | 0 | 0 |  |  |  |  | Electronics | 0
| Electronics | 0 | 0 | 0 |  |  |  |  | Miscellaneous | 0
| Miscellaneous | 0 | 0 | 0
TRC Scenario
| Space Heating | 0 | 0.071957 | 0.073983 |  |  |  |  | Total | 0.21363
| Space Cooling | 0.066823 | 0 | 0.13965
| Domestic Hot Water | 0 | 0 | 0
| Lighting | 0 | 0 | 0
| Cooking | 0 | 0 | 0
| Appliances | 0 | 0 | 0
| Electronics | 0 | 0 | 0
| Miscellaneous | 0 | 0 | 0
Residential Achievable Potential by End-Use (Summer Peak Savings) – TRC Scenario
[9 empty] | End Use | MW
[9 empty] | Space Cooling | 0.066823
[9 empty] | Space Heating | 0
[9 empty] | Domestic Hot Water | 0
[9 empty] | Lighting | 0
[9 empty] | Cooking | 0
[9 empty] | Appliances | 0
[9 empty] | Electronics | 0
[9 empty] | Miscellaneous | 0
[9 empty] | Total | 0.066823
Residential Achievable Potential by End-Use (Winter Peak Savings) – TRC Scenario
[9 empty] | End Use | MW
[9 empty] | Space Heating | 0.071957
[9 empty] | Space Cooling | 0
[9 empty] | Domestic Hot Water | 0
[9 empty] | Lighting | 0
[9 empty] | Cooking | 0
[9 empty] | Appliances | 0
[9 empty] | Electronics | 0
[9 empty] | Miscellaneous | 0
[9 empty] | Total | 0.071957
| Table 7‑6: Cost-Benefit Results – Residential Sector (NPV) |  |  | DELETED In report
|  | TRC Scenario | RIM Scenario
| Table 7‑6: Cost-Benefit Results – Residential Sector (NPV) |  |  | DELETED In report
|  | TRC Scenario | RIM Scenario
RIM – Net Benefits ($M)
RIM – B/C ratio
TRC – Net Benefits($M)
TRC – B/C ratio
PCT – Net Benefits ($M)
PCT – B/C ratio
7.5.3 Non-Residential EE Achievable Potential Details
| Table 7‑7: EE Non-Residential Achievable Program Potential | [6 empty] | Figure 7‑6: Commercial Achievable Potential by End-Use – RIM Scenario | [6 empty] | Commercial Achievable Potential by End-Use – TRC Scenario
Cumulative Impacts
|  | Summer Peak Demand (MW) | Winter Peak Demand (MW) | Energy (GWh) |  | End Use | GWh | [5 empty] | End Use | GWh
| RIM Scenario |  |  |  |  | Ventilation and Circulation | 0 | [5 empty] | Refrigeration | 0.10321
| Interior Lighting | 0 | 0 | 0 |  | Space Heating | 0 | [5 empty] | Space Cooling | 0.048534
| Exterior Lighting | 0 | 0 | 0 |  | Space Cooling | 0 | [5 empty] | Cooking | 0.045682
| Office Equipment | 0 | 0 | 0 |  | Refrigeration | 0 | [5 empty] | Interior Lighting | 0.03979
| Cooking | 0 | 0 | 0 |  | Office Equipment | 0 | [5 empty] | Miscellaneous | 0.039721
| Refrigeration | 0 | 0 | 0 |  | Miscellaneous | 0 | [5 empty] | Space Heating | 0.023191
| Space Heating | 0 | 0 | 0 |  | Interior Lighting | 0 | [5 empty] | Ventilation and Circulation | 0
| Space Cooling | 0 | 0 | 0 |  | Exterior Lighting | 0 | [5 empty] | Office Equipment | 0
| Ventilation and Circulation | 0 | 0 | 0 |  | Domestic Hot Water | 0 | [5 empty] | Exterior Lighting | 0
| Domestic Hot Water | 0 | 0 | 0 |  | Cooking | 0 | [5 empty] | Domestic Hot Water | 0
| Miscellaneous | 0 | 0 | 0
TRC Scenario
| Interior Lighting | 0.041492 | 0.039425 | 0.27783
| Exterior Lighting | 0 | 0 | 0.034606
| Office Equipment | 0 | 0 | 0
| Cooking | 0.0099869 | 0.0039198 | 0.045682
| Refrigeration | 0.014117 | 0.0038017 | 0.10321 | [10 empty] | Industrial Achievable Potential by End-Use – TRC Scenario
| Space Heating | 0 | 0.025912 | 0.063156 | [8 empty] | End Use | GWh
| Space Cooling | 0.02574 | 0 | 0.13217 | [8 empty] | Motors Pumps | 0.31971
| Ventilation and Circulation | 0 | 0 | 0 | [8 empty] | Compressed Air | 0.27871
| Domestic Hot Water | 0 | 0 | 0 | [8 empty] | Industrial Lighting | 0.23803
| Miscellaneous | 0.14245 | 0.13675 | 1.0479 | [8 empty] | Motors Fans Blowers | 0.13433
[13 empty] | Process Heating | 0.12646
[13 empty] | HVAC | 0.1236
| Table 7‑8: EE Commercial Achievable Program Potential | [11 empty] | Process Cooling | 0.073534
|  | Cumulative Impacts | [10 empty] | Process Specific | 0.04367
|  | Summer Peak Demand (MW) | Winter Peak Demand (MW) | Energy (GWh) | [8 empty] | Exterior Lighting | 0.034606
| RIM Scenario | [11 empty] | Other | 0.031809
| Interior Lighting | 0 | 0 | 0
| Exterior Lighting | 0 | 0 | 0
| Office Equipment | 0 | 0 | 0
| Cooking | 0 | 0 | 0
| Refrigeration | 0 | 0 | 0
| Space Heating | 0 | 0 | 0
| Space Cooling | 0 | 0 | 0
| Ventilation and Circulation | 0 | 0 | 0 | [10 empty] | Commercial Achievable Potential by End-Use (Summer Peak Savings) – TRC Scenario
| Domestic Hot Water | 0 | 0 | 0 | [8 empty] | End Use | MW
| Miscellaneous | 0 | 0 | 0 | [8 empty] | Refrigeration | 0.014117
| TRC Scenario | [11 empty] | Cooking | 0.0099869
| Interior Lighting | 0.0075153 | 0.0063992 | 0.03979 | [8 empty] | Space Cooling | 0.0081323
| Exterior Lighting | 0 | 0 | 0 | [8 empty] | Interior Lighting | 0.0075153
| Office Equipment | 0 | 0 | 0 | [8 empty] | Miscellaneous | 0.0056418
| Cooking | 0.0099869 | 0.0039198 | 0.045682 | [8 empty] | Exterior Lighting | 0
| Refrigeration | 0.014117 | 0.0038017 | 0.10321 | [8 empty] | Office Equipment | 0
| Space Heating | 0 | 0.0087318 | 0.023191 | [8 empty] | Space Heating | 0
| Space Cooling | 0.0081323 | 0 | 0.048534 | [8 empty] | Ventilation and Circulation | 0
| Ventilation and Circulation | 0 | 0 | 0 | [8 empty] | Domestic Hot Water | 0
| Domestic Hot Water | 0 | 0 | 0
| Miscellaneous | 0.0056418 | 0.0033004 | 0.039721
Table 7‑9: EE Industrial Achievable Program Potential
Cumulative Impacts
|  | Summer Peak Demand (MW) | Winter Peak Demand (MW) | Energy (GWh)
RIM Scenario
| Process Heating | 0 | 0 | 0
| Process Cooling | 0 | 0 | 0
| Compressed Air | 0 | 0 | 0 | [10 empty] | Commercial Achievable Potential by End-Use (Winter Peak Savings) – TRC Scenario
| Motors Pumps | 0 | 0 | 0 | [8 empty] | End Use | MW
| Motors Fans Blowers | 0 | 0 | 0 | [8 empty] | Space Heating | 0.0087318
| Process Specific | 0 | 0 | 0 | [8 empty] | Interior Lighting | 0.0063992
| Industrial Lighting | 0 | 0 | 0 | [8 empty] | Cooking | 0.0039198
| HVAC | 0 | 0 | 0 | [8 empty] | Refrigeration | 0.0038017
| Other | 0 | 0 | 0 | [8 empty] | Miscellaneous | 0.0033004
| Exterior Lighting | 0 | 0 | 0 | [8 empty] | Exterior Lighting | 0
| TRC Scenario | [11 empty] | Office Equipment | 0
| Process Heating | 0.017409 | 0.01698 | 0.12646 | [8 empty] | Space Cooling | 0
| Process Cooling | 0.010124 | 0.009874 | 0.073534 | [8 empty] | Ventilation and Circulation | 0
| Compressed Air | 0.037531 | 0.03654 | 0.27871 | [8 empty] | Domestic Hot Water | 0
| Motors Pumps | 0.043052 | 0.041915 | 0.31971
| Motors Fans Blowers | 0.01809 | 0.017612 | 0.13433
| Process Specific | 0.0060122 | 0.005864 | 0.04367
| Industrial Lighting | 0.033976 | 0.033026 | 0.23803
| HVAC | 0.017608 | 0.01718 | 0.1236
| Other | 0.0045889 | 0.0046672 | 0.031809
| Exterior Lighting | 0 | 0 | 0.034606
Industrial Achievable Potential by End-Use (Summer Peak Savings) – TRC Scenario
[13 empty] | End Use | MW
[13 empty] | Motors Pumps | 0.043052
[13 empty] | Compressed Air | 0.037531
[13 empty] | Industrial Lighting | 0.033976
[13 empty] | Motors Fans Blowers | 0.01809
[13 empty] | HVAC | 0.017608
[13 empty] | Process Heating | 0.017409
[13 empty] | Process Cooling | 0.010124
[13 empty] | Process Specific | 0.0060122
[13 empty] | Other | 0.0045889
[13 empty] | Exterior Lighting | 0
Industrial Achievable Potential by End-Use (Winter Peak Savings) – TRC Scenario
[13 empty] | End Use | MW
[13 empty] | Motors Pumps | 0.041915
[13 empty] | Compressed Air | 0.03654
[13 empty] | Industrial Lighting | 0.033026
[13 empty] | Motors Fans Blowers | 0.017612
[13 empty] | HVAC | 0.01718
[13 empty] | Process Heating | 0.01698
[13 empty] | Process Cooling | 0.009874
[13 empty] | Process Specific | 0.005864
[13 empty] | Other | 0.0046672
[13 empty] | Exterior Lighting | 0

## Dashboard_Tech
Summary tables for all three sectors (Res/Com/Ind):
Table 1. Theoretically Technical Potential Savings for Residential, Commercial, and Industrial Sectors
|  | Residential | Commercial | Industrial | System
| 2020 Base Load (GWh) | 290.2635 | 215.846 | 80.7039 | 586.8135
| Technical Potential Energy Savings (GWh) | 76.9406 | 48.4419 | 11.3331 | 136.7155
| % of 2020 Base Load | 26.51% | 22.44% | 14.04% | 23.3%
| 2020 Summer Peak (MW) | PLACEHOLDER | PLACEHOLDER | PLACEHOLDER | PLACEHOLDER
| Technical Summer Peak Savings (MW) | 21.1895 | 11.0812 | 1.5442 | 33.8149
| % of Summer Peak | PLACEHOLDER | PLACEHOLDER | PLACEHOLDER | PLACEHOLDER
| 2020 Winter Peak (MW) | PLACEHOLDER | PLACEHOLDER | PLACEHOLDER | PLACEHOLDER
| Technical Winter Peak Savings (MW) | 10.5711 | 5.6545 | 1.5049 | 17.7305
| % of Winter Peak | PLACEHOLDER | PLACEHOLDER | PLACEHOLDER | PLACEHOLDER
Table 2. Start Year Sales by Segment by Sector
| Residential |  |  |  | Commercial |  |  | Industrial
| Segment | kWh | % of Sales |  | Segment | kWh | % of Sales | Segment | kWh | % of Sales
| Single Family | 229627445.3568 | 79.11% |  | Assembly | 4457296.3551 | 2.065% | Agriculture and Assembly | 5703171.7745 | 7.067%
| Multi-Family | 44439340.0128 | 15.31% |  | College and University | 6169680.7231 | 2.858% | Chemicals and Plastics | 18833847.4014 | 23.34%
| Manufactured Home | 16196702.6304 | 5.58% |  | Grocery | 10747930.8162 | 4.979% | Construction | 2568495.5321 | 3.183%
[5 empty] | Healthcare | 8918062.7727 | 4.132% | Electrical and Electronic Equip. | 3515369.7639 | 4.356%
[5 empty] | Hospitals | 10005991.5627 | 4.636% | Lumber/Furniture/ Pulp/Paper | 7618001.1912 | 9.439%
[5 empty] | Institutional | 24080241.7633 | 11.16% | Metal Products and Machinery | 15165117.818 | 18.79%
[5 empty] | Lodging/Hospitality | 12660906.0652 | 5.866% | Miscellaneous Manufacturing | 667529.1679 | 0.8271%
[5 empty] | Miscellaneous | 21781778.0873 | 10.09% | Primary Resources Industries | 18784240.7729 | 23.28%
[5 empty] | Offices | 39950779.3544 | 18.51% | Stone/Clay/ Glass/Concrete | 2956651.162 | 3.664%
[5 empty] | Restaurants | 17945271.7479 | 8.314% | Textiles and Leather | 1297290.0306 | 1.607%
[5 empty] | Retail | 38315071.7388 | 17.75% | Transportation Equipment | 3562757.5539 | 4.415%
[5 empty] | Schools K-12 | 17015316.7796 | 7.883% | Water and Wastewater | 31457.8317 | 0.03898%
[5 empty] | Warehouse | 3797714.6748 | 1.759%
| Total | 290263488 | 100% |  | Total | 215846042.441 | 100% | Total | 80703930 | 100%
Table 3. Start Year Sales by End Use by Sector
| Residential |  |  |  | Commercial |  |  | Industrial
| End Use | kWh | % of Sales |  | End Use | kWh | % of Sales | End Use | kWh | % of Sales
| Appliances | 59213751.552 | 20.4% |  | Cooking | 6180269.6542 | 2.863% | Process Heating | 15212235 | 18.85%
| Cooking | 22060025.088 | 7.6% |  | Domestic Hot Water | 15730818.645 | 7.288% | Process Cooling | 4697320 | 5.82%
| Domestic Hot Water | 42088205.76 | 14.5% |  | Exterior Lighting | 8548578.0128 | 3.96% | Compressed Air | 9289308 | 11.51%
| Electronics | 15383964.864 | 5.3% |  | Interior Lighting | 73763861.3806 | 34.17% | Motors Pumps | 16256289 | 20.14%
| Lighting | 8707904.64 | 3% |  | Miscellaneous | 17988057.4442 | 8.334% | Motors Fans Blowers | 9783248 | 12.12%
| Miscellaneous | 46151894.592 | 15.9% |  | Refrigeration | 15472872.0425 | 7.168% | Process Specific | 10386580 | 12.87%
| Space Cooling | 66470338.752 | 22.9% |  | Space Cooling | 57251194.6033 | 26.52% | HVAC | 6502807 | 8.058%
| Space Heating | 30187402.752 | 10.4% |  | Space Heating | 6739516.6398 | 3.122% | Industrial Lighting | 4163206 | 5.159%
[5 empty] | Office Equipment | 10308287.9378 | 4.776% | Other | 3939194 | 4.881%
[5 empty] | Ventilation and Circulation | 3862586.0807 | 1.79% | Exterior Lighting | 473744 | 0.587%
| Total | 290263488 | 100% |  | Total | 215846042.441 | 100% | Total | 80703931 | 100%
Table 4. Energy Potentials by End Use by Sector
| Residential |  |  |  | Commercial |  |  | Industrial
| End Use | kWh | % of Savings |  | End Use | kWh | % of Savings | End Use | kWh | % of Savings
| Space Heating | 8722122.3015 | 11.34% |  | Interior Lighting | 17186178.2904 | 35.48% | Process Heating | 1025947.7864 | 9.053%
| Space Cooling | 29843690.2844 | 38.79% |  | Exterior Lighting | 1518168.4981 | 3.134% | Process Cooling | 507730.771 | 4.48%
| Domestic Hot Water | 14506312.1915 | 18.85% |  | Office Equipment | 1569579.7485 | 3.24% | Compressed Air | 1715540.444 | 15.14%
| Lighting | 3710670.6221 | 4.823% |  | Cooking | 1095460.6909 | 2.261% | Motors Pumps | 2863899.0545 | 25.27%
| Cooking | 2597342.8874 | 3.376% |  | Refrigeration | 3282973.7812 | 6.777% | Motors Fans Blowers | 1862845.5609 | 16.44%
| Appliances | 8978616.6925 | 11.67% |  | Space Heating | 2882004.1049 | 5.949% | Process Specific | 492130.287 | 4.342%
| Electronics | 3848120.9009 | 5.001% |  | Space Cooling | 15281420.6242 | 31.55% | Industrial Lighting | 1717620.259 | 15.16%
| Miscellaneous | 4733719.8372 | 6.152% |  | Ventilation and Circulation | 1683056.0373 | 3.474% | HVAC | 897908.6109 | 7.923%
[5 empty] | Domestic Hot Water | 2214015.2575 | 4.57% | Other | 171208.9915 | 1.511%
[5 empty] | Miscellaneous | 1728993.6426 | 3.569% | Exterior Lighting | 78267.4719 | 0.6906%
| Total | 76940595.7174 | 100% |  | Total | 48441850.6754 | 100% | Total | 11333099.2372 | 100%
Table 5. Summer Peak Potentials by End Use by Sector
| Residential |  |  |  | Commercial |  |  | Industrial
| End Use | kW | % of Savings |  | End Use | kW | % of Savings | End Use | kW | % of Savings
| Space Heating | 0 | 0% |  | Interior Lighting | 3030.5883 | 27.35% | Process Heating | 141.2445 | 9.147%
| Space Cooling | 16742.1923 | 79.01% |  | Exterior Lighting | 0 | 0% | Process Cooling | 69.9004 | 4.527%
| Domestic Hot Water | 1031.5057 | 4.868% |  | Office Equipment | 226.0856 | 2.04% | Compressed Air | 231.0165 | 14.96%
| Lighting | 277.5928 | 1.31% |  | Cooking | 204.4893 | 1.845% | Motors Pumps | 385.6557 | 24.97%
| Cooking | 630.6119 | 2.976% |  | Refrigeration | 495.8293 | 4.474% | Motors Fans Blowers | 250.8528 | 16.24%
| Appliances | 1182.0029 | 5.578% |  | Space Heating | 0 | 0% | Process Specific | 67.7527 | 4.388%
| Electronics | 286.6697 | 1.353% |  | Space Cooling | 6227.7827 | 56.2% | Industrial Lighting | 245.1684 | 15.88%
| Miscellaneous | 1038.9045 | 4.903% |  | Ventilation and Circulation | 284.6844 | 2.569% | HVAC | 127.9104 | 8.283%
[5 empty] | Domestic Hot Water | 245.912 | 2.219% | Other | 24.6992 | 1.599%
[5 empty] | Miscellaneous | 365.8527 | 3.302% | Exterior Lighting | 0 | 0%
| Total | 21189.4798 | 100% |  | Total | 11081.2243 | 100% | Total | 1544.2005 | 100%
Table 6. Winter Peak Potentials by End Use by Sector
| Residential |  |  |  | Commercial |  |  | Industrial
| End Use | kW | % of Savings |  | End Use | kW | % of Savings | End Use | kW | % of Savings
| Space Heating | 7368.8537 | 69.71% |  | Interior Lighting | 1880.5261 | 33.26% | Process Heating | 137.7619 | 9.154%
| Space Cooling | 0 | 0% |  | Exterior Lighting | 111.2391 | 1.967% | Process Cooling | 68.1769 | 4.53%
| Domestic Hot Water | 1962.0742 | 18.56% |  | Office Equipment | 138.3334 | 2.446% | Compressed Air | 224.9149 | 14.95%
| Lighting | 290.245 | 2.746% |  | Cooking | 88.1597 | 1.559% | Motors Pumps | 375.4697 | 24.95%
| Cooking | 180.6836 | 1.709% |  | Refrigeration | 398.0789 | 7.04% | Motors Fans Blowers | 244.2272 | 16.23%
| Appliances | 591.9528 | 5.6% |  | Space Heating | 1509.4072 | 26.69% | Process Specific | 66.0821 | 4.391%
| Electronics | 131.3365 | 1.242% |  | Space Cooling | 0 | 0% | Industrial Lighting | 238.3103 | 15.84%
| Miscellaneous | 45.9698 | 0.4349% |  | Ventilation and Circulation | 846.1834 | 14.96% | HVAC | 124.8071 | 8.294%
[5 empty] | Domestic Hot Water | 307.2674 | 5.434% | Other | 25.1205 | 1.669%
[5 empty] | Miscellaneous | 375.2702 | 6.637% | Exterior Lighting | 0 | 0%
| Total | 10571.1157 | 100% |  | Total | 5654.4654 | 100% | Total | 1504.8705 | 100%

## Appendix (hidden)
Appendix:
| Number of Customers by Customer Class from FERC Annual Report |  |  |  |  | String | % of facility
|  | RES | COM | IND |  | Compressed Air Controls_Agriculture and Assembly | 0.065574
| 2020 | 24289 | 4380 | 24 |  | Compressed Air Equipment_Agriculture and Assembly | 0.081967
[6 empty] | Compressed Air System Optimization_Agriculture and Assembly | 0.25943
[6 empty] | Plant Energy Management_Agriculture and Assembly | 0.24682
| IND Customer Accounts by Segment |  |  |  |  | Building Envelope Improvements_Agriculture and Assembly | 0.62295
|  |  |  | % segmentation | Customer Counts | HVAC Equipment Upgrades_Agriculture and Assembly | 0.13115
|  | Segment1 | Agriculture and Assembly | 6.799% | 1.6318 | HVAC Improved Controls_Agriculture and Assembly | 0.098361
|  | Segment2 | Chemicals and Plastics | 9.27% | 2.2248 | HVAC Recommissioning_Agriculture and Assembly | 0.04918
|  | Segment3 | Construction | 9.191% | 2.2057 | Efficient Lighting - High Bay_Agriculture and Assembly | 0.2
|  | Segment4 | Electrical and Electronic Equip. | 5.031% | 1.2073 | Efficient Lighting - Other Interior Lighting_Agriculture and Assembly | 0.25
|  | Segment5 | Lumber/Furniture/Pulp/Paper | 16.66% | 3.9973 | Lighting Controls_Agriculture and Assembly | 0.3
|  | Segment6 | Metal Products and Machinery | 27.26% | 6.5419 | Lighting Controls - Exterior_Agriculture and Assembly | 0.3
|  | Segment7 | Miscellaneous Manufacturing | 6.457% | 1.5496 | Fan Equipment Upgrades_Agriculture and Assembly | 0.75104
|  | Segment8 | Primary Resources Industries | 2.55% | 0.61209 | Fan Improved Controls_Agriculture and Assembly | 0.33797
|  | Segment9 | Stone/Clay/Glass/Concrete | 6.051% | 1.4523 | Motor Equipment Upgrades_Agriculture and Assembly | 0.42623
|  | Segment10 | Textiles and Leather | 4.953% | 1.1886 | Motor Improved Controls_Agriculture and Assembly | 0.32888
|  | Segment11 | Transportation Equipment | 3.279% | 0.78704 | Motor Optimization_Agriculture and Assembly | 0.27
|  | Segment12 | Water and Wastewater | 2.507% | 0.60157 | Pump Equipment Upgrade_Agriculture and Assembly | 0.73722
[6 empty] | Pump Improved Controls_Agriculture and Assembly | 0.33175
[6 empty] | Pump System Optimization_Agriculture and Assembly | 0.04918
[6 empty] | Process Refrig Controls_Agriculture and Assembly | 0.35157
| Com Customer Accounts by Segment |  |  |  |  | Process Refrig Equipment Upgrade_Agriculture and Assembly | 0.21
|  |  |  | % segmentation | Customer Counts | Process Refrig System Optimization_Agriculture and Assembly | 0.44
|  | Segment1 | Assembly | 4.923% | 215.6145 | Process Heat Improved Controls_Agriculture and Assembly | 0.33732
|  | Segment2 | College and University | 0.8959% | 39.2423 | Process Heat System Optimization_Agriculture and Assembly | 0.42623
|  | Segment3 | Grocery | 4.964% | 217.4258 | Process Other Systems Optimization_Agriculture and Assembly | 0.27363
|  | Segment4 | Healthcare | 2.809% | 123.0367 | Efficient Lighting - Exterior_Agriculture and Assembly | 0.15289
|  | Segment5 | Hospitals | 0.2065% | 9.0458 | Compressed Air Controls_Chemicals and Plastics | 0.17082
|  | Segment6 | Institutional | 7.505% | 328.7124 | Compressed Air Equipment_Chemicals and Plastics | 0.10821
|  | Segment7 | Lodging/Hospitality | 3.53% | 154.6346 | Compressed Air System Optimization_Chemicals and Plastics | 0.25943
|  | Segment8 | Miscellaneous | 0.5195% | 22.7542 | Plant Energy Management_Chemicals and Plastics | 0.15021
|  | Segment9 | Offices | 12.71% | 556.6148 | Building Envelope Improvements_Chemicals and Plastics | 0.26068
|  | Segment10 | Restaurants | 7.935% | 347.5458 | HVAC Equipment Upgrades_Chemicals and Plastics | 0.11767
|  | Segment11 | Retail | 38.78% | 1698.3937 | HVAC Improved Controls_Chemicals and Plastics | 0.10916
|  | Segment12 | Schools K-12 | 4.932% | 216.0317 | Efficient Lighting - High Bay_Chemicals and Plastics | 0.2
|  | Segment13 | Warehouse | 10.3% | 450.9475 | Efficient Lighting - Other Interior Lighting_Chemicals and Plastics | 0.25
[6 empty] | Lighting Controls_Chemicals and Plastics | 0.3
[6 empty] | Lighting Controls - Exterior_Chemicals and Plastics | 0.3
[6 empty] | Fan Equipment Upgrades_Chemicals and Plastics | 0.34281
| Res Customer Accounts by Segment |  |  |  |  | Fan Improved Controls_Chemicals and Plastics | 0.14876
|  |  |  | % segmentation | Customer Counts | Fan System Optimization_Chemicals and Plastics | 0.042916
|  | Segment1 | Single Family | 72.44% | 17595.4576 | Motor Equipment Upgrades_Chemicals and Plastics | 0.30437
|  | Segment2 | Multi-Family | 21.61% | 5248.9644 | Motor Improved Controls_Chemicals and Plastics | 0.16907
|  | Segment3 | Manufactured Home | 5.947% | 1444.578 | Motor Optimization_Chemicals and Plastics | 0.44625
[6 empty] | Pump Equipment Upgrade_Chemicals and Plastics | 0.76179
[6 empty] | Pump Improved Controls_Chemicals and Plastics | 0.3222
[6 empty] | Pump System Optimization_Chemicals and Plastics | 0.069934
[6 empty] | Process Refrig Controls_Chemicals and Plastics | 0.3375
[6 empty] | Process Refrig Equipment Upgrade_Chemicals and Plastics | 0.24603
[6 empty] | Process Refrig System Optimization_Chemicals and Plastics | 0.057574
[6 empty] | Process Heat Equipment Upgrade_Chemicals and Plastics | 0.11277
[6 empty] | Process Heat Improved Controls_Chemicals and Plastics | 0.3296
[6 empty] | Process Heat System Optimization_Chemicals and Plastics | 0.39779
[6 empty] | Process Other Systems Optimization_Chemicals and Plastics | 0.049996
[6 empty] | Efficient Lighting - Exterior_Chemicals and Plastics | 0.15289
[6 empty] | Compressed Air Controls_Construction | 0.13312
[6 empty] | Compressed Air Equipment_Construction | 0.13149
[6 empty] | Compressed Air System Optimization_Construction | 0.25943
[6 empty] | Plant Energy Management_Construction | 0.27363
[6 empty] | Building Envelope Improvements_Construction | 0.43182
[6 empty] | HVAC Equipment Upgrades_Construction | 0.16721
[6 empty] | HVAC Improved Controls_Construction | 0.14286
[6 empty] | HVAC Recommissioning_Construction | 0.017857
[6 empty] | Efficient Lighting - High Bay_Construction | 0.2
[6 empty] | Efficient Lighting - Other Interior Lighting_Construction | 0.25
[6 empty] | Lighting Controls_Construction | 0.3
[6 empty] | Lighting Controls - Exterior_Construction | 0.3
[6 empty] | Fan Equipment Upgrades_Construction | 0.21
[6 empty] | Fan Improved Controls_Construction | 0.019481
[6 empty] | Fan System Optimization_Construction | 0.01461
[6 empty] | Motor Equipment Upgrades_Construction | 0.21
[6 empty] | Motor Improved Controls_Construction | 0.0064935
[6 empty] | Motor Optimization_Construction | 0.53472
[6 empty] | Pump Equipment Upgrade_Construction | 0.54546
[6 empty] | Pump Improved Controls_Construction | 0.33989
[6 empty] | Pump System Optimization_Construction | 0.050325
[6 empty] | Process Refrig Controls_Construction | 0.0048701
[6 empty] | Process Refrig Equipment Upgrade_Construction | 0.21
[6 empty] | Process Refrig System Optimization_Construction | 0.017857
[6 empty] | Process Heat Improved Controls_Construction | 0.047078
[6 empty] | Process Heat System Optimization_Construction | 0.39773
[6 empty] | Process Other Systems Optimization_Construction | 0.061688
[6 empty] | Efficient Lighting - Exterior_Construction | 0.15289
[6 empty] | Compressed Air Controls_Electrical and Electronic Equip. | 0.13333
[6 empty] | Compressed Air Equipment_Electrical and Electronic Equip. | 0.1
[6 empty] | Compressed Air System Optimization_Electrical and Electronic Equip. | 0.25943
[6 empty] | Plant Energy Management_Electrical and Electronic Equip. | 0.27363
[6 empty] | Building Envelope Improvements_Electrical and Electronic Equip. | 0.7
[6 empty] | HVAC Equipment Upgrades_Electrical and Electronic Equip. | 0.12188
[6 empty] | HVAC Improved Controls_Electrical and Electronic Equip. | 0.1
[6 empty] | HVAC Recommissioning_Electrical and Electronic Equip. | 0.066667
[6 empty] | Efficient Lighting - High Bay_Electrical and Electronic Equip. | 0.2
[6 empty] | Efficient Lighting - Other Interior Lighting_Electrical and Electronic Equip. | 0.25
[6 empty] | Lighting Controls_Electrical and Electronic Equip. | 0.3
[6 empty] | Lighting Controls - Exterior_Electrical and Electronic Equip. | 0.3
[6 empty] | Fan Improved Controls_Electrical and Electronic Equip. | 0.33211
[6 empty] | Motor Equipment Upgrades_Electrical and Electronic Equip. | 0.13333
[6 empty] | Motor Improved Controls_Electrical and Electronic Equip. | 0.33668
[6 empty] | Motor Optimization_Electrical and Electronic Equip. | 0.16667
[6 empty] | Pump Improved Controls_Electrical and Electronic Equip. | 0.32816
[6 empty] | Process Refrig Controls_Electrical and Electronic Equip. | 0.3375
[6 empty] | Process Refrig Equipment Upgrade_Electrical and Electronic Equip. | 0.28343
[6 empty] | Process Refrig System Optimization_Electrical and Electronic Equip. | 0.1
[6 empty] | Process Heat Improved Controls_Electrical and Electronic Equip. | 0.36075
[6 empty] | Process Heat System Optimization_Electrical and Electronic Equip. | 0.36667
[6 empty] | Process Other Systems Optimization_Electrical and Electronic Equip. | 0.27363
[6 empty] | Efficient Lighting - Exterior_Electrical and Electronic Equip. | 0.15289
[6 empty] | Compressed Air Controls_Lumber/Furniture/Pulp/Paper | 0.12906
[6 empty] | Compressed Air Equipment_Lumber/Furniture/Pulp/Paper | 0.10867
[6 empty] | Compressed Air System Optimization_Lumber/Furniture/Pulp/Paper | 0.25943
[6 empty] | Plant Energy Management_Lumber/Furniture/Pulp/Paper | 0.24682
[6 empty] | HVAC Equipment Upgrades_Lumber/Furniture/Pulp/Paper | 0.12187
[6 empty] | HVAC Improved Controls_Lumber/Furniture/Pulp/Paper | 0.22001
[6 empty] | Efficient Lighting - High Bay_Lumber/Furniture/Pulp/Paper | 0.2
[6 empty] | Efficient Lighting - Other Interior Lighting_Lumber/Furniture/Pulp/Paper | 0.25
[6 empty] | Lighting Controls_Lumber/Furniture/Pulp/Paper | 0.3
[6 empty] | Lighting Controls - Exterior_Lumber/Furniture/Pulp/Paper | 0.3
[6 empty] | Fan Equipment Upgrades_Lumber/Furniture/Pulp/Paper | 0.29973
[6 empty] | Fan Improved Controls_Lumber/Furniture/Pulp/Paper | 0.32676
[6 empty] | Fan System Optimization_Lumber/Furniture/Pulp/Paper | 0.1512
[6 empty] | Motor Equipment Upgrades_Lumber/Furniture/Pulp/Paper | 0.5046
[6 empty] | Motor Improved Controls_Lumber/Furniture/Pulp/Paper | 0.16373
[6 empty] | Motor Optimization_Lumber/Furniture/Pulp/Paper | 0.23029
[6 empty] | Pump Equipment Upgrade_Lumber/Furniture/Pulp/Paper | 0.54346
[6 empty] | Pump Improved Controls_Lumber/Furniture/Pulp/Paper | 0.33809
[6 empty] | Pump System Optimization_Lumber/Furniture/Pulp/Paper | 0.15433
[6 empty] | Process Refrig Controls_Lumber/Furniture/Pulp/Paper | 0.33046
[6 empty] | Process Refrig Equipment Upgrade_Lumber/Furniture/Pulp/Paper | 0.21
[6 empty] | Process Heat Improved Controls_Lumber/Furniture/Pulp/Paper | 0.33049
[6 empty] | Process Heat System Optimization_Lumber/Furniture/Pulp/Paper | 0.50782
[6 empty] | Process Other Equipment Upgrades_Lumber/Furniture/Pulp/Paper | 0.059293
[6 empty] | Process Other Systems Optimization_Lumber/Furniture/Pulp/Paper | 0.26343
[6 empty] | Efficient Lighting - Exterior_Lumber/Furniture/Pulp/Paper | 0.15289
[6 empty] | Compressed Air Controls_Metal Products and Machinery | 0.15245
[6 empty] | Compressed Air Equipment_Metal Products and Machinery | 0.20377
[6 empty] | Compressed Air System Optimization_Metal Products and Machinery | 0.25943
[6 empty] | Plant Energy Management_Metal Products and Machinery | 0.23147
[6 empty] | Building Envelope Improvements_Metal Products and Machinery | 0.29307
[6 empty] | HVAC Equipment Upgrades_Metal Products and Machinery | 0.18217
[6 empty] | HVAC Improved Controls_Metal Products and Machinery | 0.20068
[6 empty] | HVAC Recommissioning_Metal Products and Machinery | 0.012646
[6 empty] | Efficient Lighting - High Bay_Metal Products and Machinery | 0.2
[6 empty] | Efficient Lighting - Other Interior Lighting_Metal Products and Machinery | 0.25
[6 empty] | Lighting Controls_Metal Products and Machinery | 0.3
[6 empty] | Lighting Controls - Exterior_Metal Products and Machinery | 0.3
[6 empty] | Fan Equipment Upgrades_Metal Products and Machinery | 0.75749
[6 empty] | Fan Improved Controls_Metal Products and Machinery | 0.34087
[6 empty] | Fan System Optimization_Metal Products and Machinery | 0.015477
[6 empty] | Motor Equipment Upgrades_Metal Products and Machinery | 0.19982
[6 empty] | Motor Improved Controls_Metal Products and Machinery | 0.33634
[6 empty] | Motor Optimization_Metal Products and Machinery | 0.11285
[6 empty] | Pump Equipment Upgrade_Metal Products and Machinery | 0.74817
[6 empty] | Pump Improved Controls_Metal Products and Machinery | 0.33668
[6 empty] | Pump System Optimization_Metal Products and Machinery | 0.14779
[6 empty] | Process Refrig Controls_Metal Products and Machinery | 0.3375
[6 empty] | Process Refrig Equipment Upgrade_Metal Products and Machinery | 0.21
[6 empty] | Process Refrig System Optimization_Metal Products and Machinery | 0.0052179
[6 empty] | Process Heat Equipment Upgrade_Metal Products and Machinery | 0.078607
[6 empty] | Process Heat Improved Controls_Metal Products and Machinery | 0.3594
[6 empty] | Process Heat System Optimization_Metal Products and Machinery | 0.47148
[6 empty] | Process Other Systems Optimization_Metal Products and Machinery | 0.0405
[6 empty] | Efficient Lighting - Exterior_Metal Products and Machinery | 0.15289
[6 empty] | Compressed Air Controls_Miscellaneous Manufacturing | 0.11111
[6 empty] | Compressed Air Equipment_Miscellaneous Manufacturing | 0.33333
[6 empty] | Compressed Air System Optimization_Miscellaneous Manufacturing | 0.25943
[6 empty] | Plant Energy Management_Miscellaneous Manufacturing | 0.27363
[6 empty] | Building Envelope Improvements_Miscellaneous Manufacturing | 0.66667
[6 empty] | HVAC Equipment Upgrades_Miscellaneous Manufacturing | 0.33333
[6 empty] | HVAC Improved Controls_Miscellaneous Manufacturing | 0.22222
[6 empty] | Efficient Lighting - High Bay_Miscellaneous Manufacturing | 0.2
[6 empty] | Efficient Lighting - Other Interior Lighting_Miscellaneous Manufacturing | 0.25
[6 empty] | Lighting Controls_Miscellaneous Manufacturing | 0.3
[6 empty] | Lighting Controls - Exterior_Miscellaneous Manufacturing | 0.3
[6 empty] | Fan Equipment Upgrades_Miscellaneous Manufacturing | 0.76368
[6 empty] | Fan Improved Controls_Miscellaneous Manufacturing | 0.34366
[6 empty] | Motor Equipment Upgrades_Miscellaneous Manufacturing | 0.21
[6 empty] | Motor Improved Controls_Miscellaneous Manufacturing | 0.33711
[6 empty] | Motor Optimization_Miscellaneous Manufacturing | 0.53472
[6 empty] | Pump Equipment Upgrade_Miscellaneous Manufacturing | 0.54546
[6 empty] | Pump Improved Controls_Miscellaneous Manufacturing | 0.33989
[6 empty] | Pump System Optimization_Miscellaneous Manufacturing | 0.2322
[6 empty] | Process Refrig Controls_Miscellaneous Manufacturing | 0.3375
[6 empty] | Process Refrig Equipment Upgrade_Miscellaneous Manufacturing | 0.21
[6 empty] | Process Refrig System Optimization_Miscellaneous Manufacturing | 0.39009
[6 empty] | Process Heat Improved Controls_Miscellaneous Manufacturing | 0.36232
[6 empty] | Process Heat System Optimization_Miscellaneous Manufacturing | 0.6978
[6 empty] | Process Other Systems Optimization_Miscellaneous Manufacturing | 0.27363
[6 empty] | Efficient Lighting - Exterior_Miscellaneous Manufacturing | 0.15289
[6 empty] | Compressed Air Controls_Primary Resources Industries | 0.19512
[6 empty] | Compressed Air Equipment_Primary Resources Industries | 0.17073
[6 empty] | Compressed Air System Optimization_Primary Resources Industries | 0.25943
[6 empty] | Plant Energy Management_Primary Resources Industries | 0.27363
[6 empty] | Building Envelope Improvements_Primary Resources Industries | 0.31707
[6 empty] | HVAC Equipment Upgrades_Primary Resources Industries | 0.097561
[6 empty] | HVAC Improved Controls_Primary Resources Industries | 0.12195
[6 empty] | Efficient Lighting - High Bay_Primary Resources Industries | 0.2
[6 empty] | Efficient Lighting - Other Interior Lighting_Primary Resources Industries | 0.25
[6 empty] | Lighting Controls_Primary Resources Industries | 0.3
[6 empty] | Lighting Controls - Exterior_Primary Resources Industries | 0.3
[6 empty] | Fan Equipment Upgrades_Primary Resources Industries | 0.73474
[6 empty] | Fan Improved Controls_Primary Resources Industries | 0.33063
[6 empty] | Fan System Optimization_Primary Resources Industries | 0.02439
[6 empty] | Motor Equipment Upgrades_Primary Resources Industries | 0.079931
[6 empty] | Motor Improved Controls_Primary Resources Industries | 0.33353
[6 empty] | Motor Optimization_Primary Resources Industries | 0.19512
[6 empty] | Pump Equipment Upgrade_Primary Resources Industries | 0.72191
[6 empty] | Pump Improved Controls_Primary Resources Industries | 0.32486
[6 empty] | Pump System Optimization_Primary Resources Industries | 0.04878
[6 empty] | Process Refrig Controls_Primary Resources Industries | 0.3375
[6 empty] | Process Refrig Equipment Upgrade_Primary Resources Industries | 0.21
[6 empty] | Process Refrig System Optimization_Primary Resources Industries | 0.02439
[6 empty] | Process Heat Improved Controls_Primary Resources Industries | 0.34867
[6 empty] | Process Heat System Optimization_Primary Resources Industries | 0.39024
[6 empty] | Process Other Systems Optimization_Primary Resources Industries | 0.04878
[6 empty] | Efficient Lighting - Exterior_Primary Resources Industries | 0.15289
[6 empty] | Compressed Air Controls_Stone/Clay/Glass/Concrete | 0.2
[6 empty] | Compressed Air Equipment_Stone/Clay/Glass/Concrete | 0.12
[6 empty] | Compressed Air System Optimization_Stone/Clay/Glass/Concrete | 0.25943
[6 empty] | Plant Energy Management_Stone/Clay/Glass/Concrete | 0.27363
[6 empty] | Building Envelope Improvements_Stone/Clay/Glass/Concrete | 0.2
[6 empty] | HVAC Equipment Upgrades_Stone/Clay/Glass/Concrete | 0.04
[6 empty] | HVAC Improved Controls_Stone/Clay/Glass/Concrete | 0.08
[6 empty] | Efficient Lighting - High Bay_Stone/Clay/Glass/Concrete | 0.2
[6 empty] | Efficient Lighting - Other Interior Lighting_Stone/Clay/Glass/Concrete | 0.25
[6 empty] | Lighting Controls_Stone/Clay/Glass/Concrete | 0.3
[6 empty] | Lighting Controls - Exterior_Stone/Clay/Glass/Concrete | 0.3
[6 empty] | Fan Equipment Upgrades_Stone/Clay/Glass/Concrete | 0.76368
[6 empty] | Fan Improved Controls_Stone/Clay/Glass/Concrete | 0.34366
[6 empty] | Motor Equipment Upgrades_Stone/Clay/Glass/Concrete | 0.56
[6 empty] | Motor Improved Controls_Stone/Clay/Glass/Concrete | 0.33711
[6 empty] | Motor Optimization_Stone/Clay/Glass/Concrete | 0.16
[6 empty] | Pump Equipment Upgrade_Stone/Clay/Glass/Concrete | 0.75532
[6 empty] | Pump Improved Controls_Stone/Clay/Glass/Concrete | 0.33989
[6 empty] | Pump System Optimization_Stone/Clay/Glass/Concrete | 0
[6 empty] | Process Refrig Controls_Stone/Clay/Glass/Concrete | 0.3375
[6 empty] | Process Refrig Equipment Upgrade_Stone/Clay/Glass/Concrete | 0.21
[6 empty] | Process Heat Equipment Upgrade_Stone/Clay/Glass/Concrete | 0.25
[6 empty] | Process Heat Improved Controls_Stone/Clay/Glass/Concrete | 0.36232
[6 empty] | Process Heat System Optimization_Stone/Clay/Glass/Concrete | 0.52
[6 empty] | Process Other Systems Optimization_Stone/Clay/Glass/Concrete | 0.27363
[6 empty] | Efficient Lighting - Exterior_Stone/Clay/Glass/Concrete | 0.15289
[6 empty] | Compressed Air Controls_Textiles and Leather | 0.093023
[6 empty] | Compressed Air Equipment_Textiles and Leather | 0.2093
[6 empty] | Compressed Air System Optimization_Textiles and Leather | 0.25943
[6 empty] | Building Envelope Improvements_Textiles and Leather | 0.18605
[6 empty] | HVAC Equipment Upgrades_Textiles and Leather | 0.11628
[6 empty] | HVAC Improved Controls_Textiles and Leather | 0.069767
[6 empty] | HVAC Recommissioning_Textiles and Leather | 0.023256
[6 empty] | Efficient Lighting - High Bay_Textiles and Leather | 0.2
[6 empty] | Efficient Lighting - Other Interior Lighting_Textiles and Leather | 0.25
[6 empty] | Lighting Controls_Textiles and Leather | 0.3
[6 empty] | Lighting Controls - Exterior_Textiles and Leather | 0.3
[6 empty] | Fan Equipment Upgrades_Textiles and Leather | 0.76368
[6 empty] | Fan Improved Controls_Textiles and Leather | 0.34366
[6 empty] | Motor Equipment Upgrades_Textiles and Leather | 0.21
[6 empty] | Motor Improved Controls_Textiles and Leather | 0.33711
[6 empty] | Motor Optimization_Textiles and Leather | 0.023256
[6 empty] | Pump Equipment Upgrade_Textiles and Leather | 0.75532
[6 empty] | Pump Improved Controls_Textiles and Leather | 0.33989
[6 empty] | Process Refrig Controls_Textiles and Leather | 0.3375
[6 empty] | Process Refrig Equipment Upgrade_Textiles and Leather | 0.21
[6 empty] | Process Heat Equipment Upgrade_Textiles and Leather | 0.023256
[6 empty] | Process Heat System Optimization_Textiles and Leather | 0.55814
[6 empty] | Process Other Systems Optimization_Textiles and Leather | 0.046512
[6 empty] | Efficient Lighting - Exterior_Textiles and Leather | 0.15289
[6 empty] | Compressed Air Controls_Transportation Equipment | 0.10145
[6 empty] | Compressed Air Equipment_Transportation Equipment | 0.21739
[6 empty] | Compressed Air System Optimization_Transportation Equipment | 0.78261
[6 empty] | Plant Energy Management_Transportation Equipment | 0.27363
[6 empty] | Building Envelope Improvements_Transportation Equipment | 0.30435
[6 empty] | HVAC Equipment Upgrades_Transportation Equipment | 0.12188
[6 empty] | HVAC Improved Controls_Transportation Equipment | 0.21739
[6 empty] | HVAC Recommissioning_Transportation Equipment | 0.043478
[6 empty] | Efficient Lighting - High Bay_Transportation Equipment | 0.2
[6 empty] | Efficient Lighting - Other Interior Lighting_Transportation Equipment | 0.25
[6 empty] | Lighting Controls_Transportation Equipment | 0.55072
[6 empty] | Lighting Controls - Exterior_Transportation Equipment | 0.55072
[6 empty] | Fan Equipment Upgrades_Transportation Equipment | 0.76368
[6 empty] | Fan Improved Controls_Transportation Equipment | 0.028986
[6 empty] | Fan System Optimization_Transportation Equipment | 0.3014
[6 empty] | Motor Equipment Upgrades_Transportation Equipment | 0.33333
[6 empty] | Motor Improved Controls_Transportation Equipment | 0.33711
[6 empty] | Motor Optimization_Transportation Equipment | 0.072464
[6 empty] | Pump Equipment Upgrade_Transportation Equipment | 0.75532
[6 empty] | Pump Improved Controls_Transportation Equipment | 0.33989
[6 empty] | Pump System Optimization_Transportation Equipment | 0.014493
[6 empty] | Process Refrig Controls_Transportation Equipment | 0.3375
[6 empty] | Process Refrig Equipment Upgrade_Transportation Equipment | 0.21
[6 empty] | Process Heat Improved Controls_Transportation Equipment | 0.36232
[6 empty] | Process Heat System Optimization_Transportation Equipment | 0.43478
[6 empty] | Process Other Systems Optimization_Transportation Equipment | 0.27363
[6 empty] | Efficient Lighting - Exterior_Transportation Equipment | 0.15289
[6 empty] | Compressed Air Controls_Unspecified | 0.13312
[6 empty] | Compressed Air Equipment_Unspecified | 0.13149
[6 empty] | Compressed Air System Optimization_Unspecified | 0.25943
[6 empty] | Plant Energy Management_Unspecified | 0.27363
[6 empty] | Building Envelope Improvements_Unspecified | 0.43182
[6 empty] | HVAC Equipment Upgrades_Unspecified | 0.16721
[6 empty] | HVAC Improved Controls_Unspecified | 0.14286
[6 empty] | HVAC Recommissioning_Unspecified | 0.017857
[6 empty] | Efficient Lighting - High Bay_Unspecified | 0.2
[6 empty] | Efficient Lighting - Other Interior Lighting_Unspecified | 0.25
[6 empty] | Lighting Controls_Unspecified | 0.3
[6 empty] | Lighting Controls - Exterior_Unspecified | 0.3
[6 empty] | Fan Equipment Upgrades_Unspecified | 0.21
[6 empty] | Fan Improved Controls_Unspecified | 0.019481
[6 empty] | Fan System Optimization_Unspecified | 0.01461
[6 empty] | Motor Equipment Upgrades_Unspecified | 0.21
[6 empty] | Motor Improved Controls_Unspecified | 0.0064935
[6 empty] | Motor Optimization_Unspecified | 0.53472
[6 empty] | Pump Equipment Upgrade_Unspecified | 0.54546
[6 empty] | Pump Improved Controls_Unspecified | 0.33989
[6 empty] | Pump System Optimization_Unspecified | 0.050325
[6 empty] | Process Refrig Controls_Unspecified | 0.0048701
[6 empty] | Process Refrig Equipment Upgrade_Unspecified | 0.21
[6 empty] | Process Refrig System Optimization_Unspecified | 0.017857
[6 empty] | Process Heat Improved Controls_Unspecified | 0.047078
[6 empty] | Process Heat System Optimization_Unspecified | 0.39773
[6 empty] | Process Other Systems Optimization_Unspecified | 0.061688
[6 empty] | Efficient Lighting - Exterior_Unspecified | 0.15289
[6 empty] | Compressed Air Controls_Water and Wastewater | 0.13312
[6 empty] | Compressed Air Equipment_Water and Wastewater | 0.13149
[6 empty] | Compressed Air System Optimization_Water and Wastewater | 0.25943
[6 empty] | Plant Energy Management_Water and Wastewater | 0.27363
[6 empty] | Building Envelope Improvements_Water and Wastewater | 0.43182
[6 empty] | HVAC Equipment Upgrades_Water and Wastewater | 0.16721
[6 empty] | HVAC Improved Controls_Water and Wastewater | 0.14286
[6 empty] | HVAC Recommissioning_Water and Wastewater | 0.017857
[6 empty] | Efficient Lighting - High Bay_Water and Wastewater | 0.2
[6 empty] | Efficient Lighting - Other Interior Lighting_Water and Wastewater | 0.25
[6 empty] | Lighting Controls_Water and Wastewater | 0.3
[6 empty] | Lighting Controls - Exterior_Water and Wastewater | 0.3
[6 empty] | Fan Equipment Upgrades_Water and Wastewater | 0.21
[6 empty] | Fan Improved Controls_Water and Wastewater | 0.019481
[6 empty] | Fan System Optimization_Water and Wastewater | 0.01461
[6 empty] | Motor Equipment Upgrades_Water and Wastewater | 0.21
[6 empty] | Motor Improved Controls_Water and Wastewater | 0.0064935
[6 empty] | Motor Optimization_Water and Wastewater | 0.53472
[6 empty] | Pump Equipment Upgrade_Water and Wastewater | 0.54546
[6 empty] | Pump Improved Controls_Water and Wastewater | 0.33989
[6 empty] | Pump System Optimization_Water and Wastewater | 0.050325
[6 empty] | Process Refrig Controls_Water and Wastewater | 0.0048701
[6 empty] | Process Refrig Equipment Upgrade_Water and Wastewater | 0.21
[6 empty] | Process Refrig System Optimization_Water and Wastewater | 0.017857
[6 empty] | Process Heat Improved Controls_Water and Wastewater | 0.047078
[6 empty] | Process Heat System Optimization_Water and Wastewater | 0.39773
[6 empty] | Process Other Systems Optimization_Water and Wastewater | 0.061688
[6 empty] | Efficient Lighting - Exterior_Water and Wastewater | 0.15289

## Dashboard_Econ
Summary tables for all three sectors (Res/Com/Ind):
Table 1. Theoretically Economic Potential Savings for Residential, Commercial, and Industrial Sectors
|  | Residential - TRC | Residential - RIM | Commercial - TRC | Commercial - RIM | Industrial - TRC | Industrial - RIM | System - TRC | System - RIM
| 2020 Base Load (GWh) | 290.2635 | 290.2635 | 215.846 | 215.846 | 80.7039 | 80.7039 | 586.8135 | 586.8135
| Economic Potential Energy Savings (GWh) | 9.7044 | NA | 3.2656 | NA | 6.969 | NA | 19.9389 | 0
| % of 2020 Base Load | 3.343% | NA | 1.513% | NA | 8.635% | NA | 3.398% | 0%
| 2020 Summer Peak (MW) | PLACEHOLDER | PLACEHOLDER | PLACEHOLDER | PLACEHOLDER | PLACEHOLDER | PLACEHOLDER | PLACEHOLDER | PLACEHOLDER
| Economic Summer Peak Savings (MW) | 2.4429 | NA | 0.47787 | NA | 0.95064 | NA | 3.8714 | 0
| % of Summer Peak | PLACEHOLDER | PLACEHOLDER | PLACEHOLDER | PLACEHOLDER | PLACEHOLDER | PLACEHOLDER | PLACEHOLDER | PLACEHOLDER
| 2020 Winter Peak (MW) | PLACEHOLDER | PLACEHOLDER | PLACEHOLDER | PLACEHOLDER | PLACEHOLDER | PLACEHOLDER | PLACEHOLDER | PLACEHOLDER
| Economic Winter Peak Savings (MW) | 2.4608 | NA | 0.36043 | NA | 0.92623 | NA | 3.7474 | 0
| % of Winter Peak | PLACEHOLDER | PLACEHOLDER | PLACEHOLDER | PLACEHOLDER | PLACEHOLDER | PLACEHOLDER | PLACEHOLDER | PLACEHOLDER
Table 2. Energy Potentials by End Use by Sector
| Residential | TRC |  | RIM |  |  | Commercial | TRC |  | RIM |  | Industrial |  |  | RIM
| End Use | kWh | % of Savings | kWh | % of Savings |  | End Use | kWh | % of Savings | kWh | % of Savings | End Use | kWh | % of Savings | kWh | % of Savings
| Space Heating | 2314812.0145 | 23.85% | NA | NA |  | Interior Lighting | 727843.0686 | 22.29% | NA | NA | Process Heating | 544145.6374 | 7.808% | NA | NA
| Space Cooling | 4355096.9784 | 44.88% | NA | NA |  | Exterior Lighting | 0 | 0% | NA | NA | Process Cooling | 307316.038 | 4.41% | NA | NA
| Domestic Hot Water | 0 | 0% | NA | NA |  | Office Equipment | 36660.8719 | 1.123% | NA | NA | Compressed Air | 1184927.4499 | 17% | NA | NA
| Lighting | 2499556.3382 | 25.76% | NA | NA |  | Cooking | 236817.0405 | 7.252% | NA | NA | Motors Pumps | 1644996.6094 | 23.6% | NA | NA
| Cooking | 0 | 0% | NA | NA |  | Refrigeration | 218049.4343 | 6.677% | NA | NA | Motors Fans Blowers | 565931.5606 | 8.121% | NA | NA
| Appliances | 0 | 0% | NA | NA |  | Space Heating | 275170.2607 | 8.426% | NA | NA | Process Specific | 231589.9599 | 3.323% | NA | NA
| Electronics | 0 | 0% | NA | NA |  | Space Cooling | 1114237.7615 | 34.12% | NA | NA | Industrial Lighting | 1717620.2593 | 24.65% | NA | NA
| Miscellaneous | 534912.396 | 5.512% | NA | NA |  | Ventilation and Circulation | 241519.7558 | 7.396% | NA | NA | HVAC | 591919.6022 | 8.494% | NA | NA
[7 empty] | Domestic Hot Water | 0 | 0% | NA | NA | Other | 102242.4908 | 1.467% | NA | NA
[7 empty] | Miscellaneous | 415271.6029 | 12.72% | NA | NA | Exterior Lighting | 78267.4719 | 1.123% | NA | NA
| Total | 9704377.7271 | 100% | 0 | 0% |  | Total | 3265569.7962 | 100% | 0 | 0% | Total | 6968957.0795 | 100% | 0 | 0%
Table 3. Summer Peak Potentials by End Use by Sector
| Residential | TRC |  | RIM |  |  | Commercial | TRC |  | RIM |  | Industrial |  |  | RIM
| End Use | kW | % of Savings | kWh | % of Savings |  | End Use | kW | % of Savings | kW | % of Savings | End Use | kW | % of Savings | kW | % of Savings
| Space Heating | 0 | 0% | NA | NA |  | Interior Lighting | 101.4469 | 21.23% | NA | NA | Process Heating | 74.9137 | 7.88% | NA | NA
| Space Cooling | 2223.0562 | 91% | NA | NA |  | Exterior Lighting | 0 | 0% | NA | NA | Process Cooling | 42.3089 | 4.451% | NA | NA
| Domestic Hot Water | 0 | 0% | NA | NA |  | Office Equipment | 4.185 | 0.8758% | NA | NA | Compressed Air | 159.5636 | 16.78% | NA | NA
| Lighting | 219.8641 | 9% | NA | NA |  | Cooking | 51.7728 | 10.83% | NA | NA | Motors Pumps | 221.517 | 23.3% | NA | NA
| Cooking | 0 | 0% | NA | NA |  | Refrigeration | 29.8102 | 6.238% | NA | NA | Motors Fans Blowers | 76.209 | 8.017% | NA | NA
| Appliances | 0 | 0% | NA | NA |  | Space Heating | 0 | 0% | NA | NA | Process Specific | 31.8835 | 3.354% | NA | NA
| Electronics | 0 | 0% | NA | NA |  | Space Cooling | 204.3977 | 42.77% | NA | NA | Industrial Lighting | 245.1684 | 25.79% | NA | NA
| Miscellaneous | 0 | 0% | NA | NA |  | Ventilation and Circulation | 25.1457 | 5.262% | NA | NA | HVAC | 84.3211 | 8.87% | NA | NA
[7 empty] | Domestic Hot Water | 0 | 0% | NA | NA | Other | 14.7498 | 1.552% | NA | NA
[7 empty] | Miscellaneous | 61.1158 | 12.79% | NA | NA | Exterior Lighting | 0 | 0% | NA | NA
| Total | 2442.9203 | 100% | 0 | 0% |  | Total | 477.8742 | 100% | 0 | 0% | Total | 950.635 | 100% | 0 | 0%
Table 4. Winter Peak Potentials by End Use by Sector
| Residential | TRC |  | RIM |  |  | Commercial | TRC |  | RIM |  | Industrial |  |  | RIM
| End Use | kW | % of Savings | kWh | % of Savings |  | End Use | kW | % of Savings | kW | % of Savings | End Use | kW | % of Savings | kW | % of Savings
| Space Heating | 2229.9152 | 90.62% | NA | NA |  | Interior Lighting | 47.3634 | 13.14% | NA | NA | Process Heating | 73.0666 | 7.889% | NA | NA
| Space Cooling | 0 | 0% | NA | NA |  | Exterior Lighting | 0 | 0% | NA | NA | Process Cooling | 41.2657 | 4.455% | NA | NA
| Domestic Hot Water | 0 | 0% | NA | NA |  | Office Equipment | 4.185 | 1.161% | NA | NA | Compressed Air | 155.3492 | 16.77% | NA | NA
| Lighting | 230.8437 | 9.381% | NA | NA |  | Cooking | 20.3207 | 5.638% | NA | NA | Motors Pumps | 215.6663 | 23.28% | NA | NA
| Cooking | 0 | 0% | NA | NA |  | Refrigeration | 8.1979 | 2.274% | NA | NA | Motors Fans Blowers | 74.1961 | 8.011% | NA | NA
| Appliances | 0 | 0% | NA | NA |  | Space Heating | 107.0868 | 29.71% | NA | NA | Process Specific | 31.0974 | 3.357% | NA | NA
| Electronics | 0 | 0% | NA | NA |  | Space Cooling | 0 | 0% | NA | NA | Industrial Lighting | 238.3103 | 25.73% | NA | NA
| Miscellaneous | 0 | 0% | NA | NA |  | Ventilation and Circulation | 141.5706 | 39.28% | NA | NA | HVAC | 82.2754 | 8.883% | NA | NA
[7 empty] | Domestic Hot Water | 0 | 0% | NA | NA | Other | 15.0014 | 1.62% | NA | NA
[7 empty] | Miscellaneous | 31.7066 | 8.797% | NA | NA | Exterior Lighting | 0 | 0% | NA | NA
| Total | 2460.759 | 100% | 0 | 0% |  | Total | 360.4309 | 100% | 0 | 0% | Total | 926.2283 | 100% | 0 | 0%
COSTS BY YEAR
RES TRC
| Year | 2020 | 2021 | 2022 | 2023 | 2024 | 2025 | 2026 | 2027 | 2028 | 2029
Program Costs
Incentives
| Annual Net Lost Revenue | 1186150.1662 | 1221734.6712 | 1258386.7113 | 1296138.3127 | 1335022.462 | 1375073.1359 | 1416325.33 | 1458815.0899 | 1502579.5426 | 1547656.9289
| Total | 1186150.1662 | 1221734.6712 | 1258386.7113 | 1296138.3127 | 1335022.462 | 1375073.1359 | 1416325.33 | 1458815.0899 | 1502579.5426 | 1547656.9289
COM TRC
| Year | 2020 | 2021 | 2022 | 2023 | 2024 | 2025 | 2026 | 2027 | 2028 | 2029
Program Costs
Incentives
| Annual Net Lost Revenue | 384654.9242 | 396194.572 | 408080.4091 | 420322.8214 | 432932.506 | 445920.4812 | 459298.0957 | 473077.0385 | 487269.3497 | 501887.4302
| Total | 384654.9242 | 396194.572 | 408080.4091 | 420322.8214 | 432932.506 | 445920.4812 | 459298.0957 | 473077.0385 | 487269.3497 | 501887.4302
IND TRC
| Year | 2020 | 2021 | 2022 | 2023 | 2024 | 2025 | 2026 | 2027 | 2028 | 2029
Program Costs
Incentives
| Annual Net Lost Revenue | 517832.9785 | 533367.9678 | 549369.0069 | 565850.0771 | 582825.5794 | 600310.3468 | 618319.6572 | 636869.2469 | 655975.3243 | 675654.584
| Total | 517832.9785 | 533367.9678 | 549369.0069 | 565850.0771 | 582825.5794 | 600310.3468 | 618319.6572 | 636869.2469 | 655975.3243 | 675654.584

## Dashboard_Ach
Summary tables for all three sectors (Res/Com/Ind):
Table 1. Theoretically Achievable Potential Savings for Residential, Commercial, and Industrial Sectors
|  | Residential - TRC | Residential - RIM | Commercial - TRC | Commercial - RIM | Industrial - TRC | Industrial - RIM | System - TRC | System - RIM
| 2020 Base Load (GWh) | 290.2635 | 290.2635 | 215.846 | 215.846 | 80.7039 | 80.7039 | 586.8135 | 586.8135
| Achievable Potential Energy Savings (GWh) | 0.21363 | NA | 0.30012 | NA | 1.4045 | NA | 1.9182 | 0
| % of 2020 Base Load | 0.0736% | NA | 0.139% | NA | 1.74% | NA | 0.3269% | 0%
| 2020 Summer Peak (MW) | PLACEHOLDER | PLACEHOLDER | PLACEHOLDER | PLACEHOLDER | PLACEHOLDER | PLACEHOLDER | PLACEHOLDER | PLACEHOLDER
| Achievable Summer Peak Savings (MW) | 0.066823 | NA | 0.045394 | NA | 0.18839 | NA | 0.30061 | 0
| % of Summer Peak | PLACEHOLDER | PLACEHOLDER | PLACEHOLDER | PLACEHOLDER | PLACEHOLDER | PLACEHOLDER | PLACEHOLDER | PLACEHOLDER
| 2020 Winter Peak (MW) | PLACEHOLDER | PLACEHOLDER | PLACEHOLDER | PLACEHOLDER | PLACEHOLDER | PLACEHOLDER | PLACEHOLDER | PLACEHOLDER
| Achievable Winter Peak Savings (MW) | 0.071957 | NA | 0.026153 | NA | 0.18366 | NA | 0.28177 | 0
| % of Winter Peak | PLACEHOLDER | PLACEHOLDER | PLACEHOLDER | PLACEHOLDER | PLACEHOLDER | PLACEHOLDER | PLACEHOLDER | PLACEHOLDER
Table 2. Energy Potentials by End Use by Sector
| Residential | TRC |  | RIM |  |  | Commercial | TRC |  | RIM |  | Industrial |  |  | RIM
| End Use | kWh | % of Savings | kWh | % of Savings |  | End Use | kWh | % of Savings | kWh | % of Savings | End Use | kWh | % of Savings | kWh | % of Savings
| Space Heating | 73982.7917 | 34.63% | NA | NA |  | Interior Lighting | 39790.1984 | 13.26% | NA | NA | Process Heating | 126455.1036 | 9.004% | NA | NA
| Space Cooling | 139651.4617 | 65.37% | NA | NA |  | Exterior Lighting | 0 | 0% | NA | NA | Process Cooling | 73534.1633 | 5.236% | NA | NA
| Domestic Hot Water | 0 | 0% | NA | NA |  | Office Equipment | 0 | 0% | NA | NA | Compressed Air | 278706.2062 | 19.84% | NA | NA
| Lighting | 0 | 0% | NA | NA |  | Cooking | 45681.6904 | 15.22% | NA | NA | Motors Pumps | 319709.1709 | 22.76% | NA | NA
| Cooking | 0 | 0% | NA | NA |  | Refrigeration | 103205.0195 | 34.39% | NA | NA | Motors Fans Blowers | 134334.0863 | 9.565% | NA | NA
| Appliances | 0 | 0% | NA | NA |  | Space Heating | 23191.2809 | 7.727% | NA | NA | Process Specific | 43670.3367 | 3.109% | NA | NA
| Electronics | 0 | 0% | NA | NA |  | Space Cooling | 48534.054 | 16.17% | NA | NA | Industrial Lighting | 238034.9175 | 16.95% | NA | NA
| Miscellaneous | 0 | 0% | NA | NA |  | Ventilation and Circulation | 0 | 0% | NA | NA | HVAC | 123602.8685 | 8.801% | NA | NA
[7 empty] | Domestic Hot Water | 0 | 0% | NA | NA | Other | 31809.3206 | 2.265% | NA | NA
[7 empty] | Miscellaneous | 39720.8267 | 13.23% | NA | NA | Exterior Lighting | 34606.4431 | 2.464% | NA | NA
| Total | 213634.2535 | 100% | 0 | 0% |  | Total | 300123.0698 | 100% | 0 | 0% | Total | 1404462.6165 | 100% | 0 | 0%
Table 3. Summer Peak Potentials by End Use by Sector
| Residential | TRC |  | RIM |  |  | Commercial | TRC |  | RIM |  | Industrial |  |  | RIM
| End Use | kW | % of Savings | kWh | % of Savings |  | End Use | kW | % of Savings | kW | % of Savings | End Use | kW | % of Savings | kW | % of Savings
| Space Heating | 0 | 0% | NA | NA |  | Interior Lighting | 7.5153 | 16.56% | NA | NA | Process Heating | 17.4094 | 9.241% | NA | NA
| Space Cooling | 66.8227 | 100% | NA | NA |  | Exterior Lighting | 0 | 0% | NA | NA | Process Cooling | 10.1236 | 5.374% | NA | NA
| Domestic Hot Water | 0 | 0% | NA | NA |  | Office Equipment | 0 | 0% | NA | NA | Compressed Air | 37.5309 | 19.92% | NA | NA
| Lighting | 0 | 0% | NA | NA |  | Cooking | 9.9869 | 22% | NA | NA | Motors Pumps | 43.0524 | 22.85% | NA | NA
| Cooking | 0 | 0% | NA | NA |  | Refrigeration | 14.1173 | 31.1% | NA | NA | Motors Fans Blowers | 18.0896 | 9.602% | NA | NA
| Appliances | 0 | 0% | NA | NA |  | Space Heating | 0 | 0% | NA | NA | Process Specific | 6.0122 | 3.191% | NA | NA
| Electronics | 0 | 0% | NA | NA |  | Space Cooling | 8.1323 | 17.92% | NA | NA | Industrial Lighting | 33.9765 | 18.04% | NA | NA
| Miscellaneous | 0 | 0% | NA | NA |  | Ventilation and Circulation | 0 | 0% | NA | NA | HVAC | 17.6077 | 9.346% | NA | NA
[7 empty] | Domestic Hot Water | 0 | 0% | NA | NA | Other | 4.5889 | 2.436% | NA | NA
[7 empty] | Miscellaneous | 5.6418 | 12.43% | NA | NA | Exterior Lighting | 0 | 0% | NA | NA
| Total | 66.8227 | 100% | 0 | 0% |  | Total | 45.3936 | 100% | 0 | 0% | Total | 188.391 | 100% | 0 | 0%
Table 4. Winter Peak Potentials by End Use by Sector
| Residential | TRC |  | RIM |  |  | Commercial | TRC |  | RIM |  | Industrial |  |  | RIM
| End Use | kW | % of Savings | kWh | % of Savings |  | End Use | kW | % of Savings | kW | % of Savings | End Use | kW | % of Savings | kW | % of Savings
| Space Heating | 71.9573 | 100% | NA | NA |  | Interior Lighting | 6.3992 | 24.47% | NA | NA | Process Heating | 16.9801 | 9.245% | NA | NA
| Space Cooling | 0 | 0% | NA | NA |  | Exterior Lighting | 0 | 0% | NA | NA | Process Cooling | 9.874 | 5.376% | NA | NA
| Domestic Hot Water | 0 | 0% | NA | NA |  | Office Equipment | 0 | 0% | NA | NA | Compressed Air | 36.5396 | 19.9% | NA | NA
| Lighting | 0 | 0% | NA | NA |  | Cooking | 3.9198 | 14.99% | NA | NA | Motors Pumps | 41.9153 | 22.82% | NA | NA
| Cooking | 0 | 0% | NA | NA |  | Refrigeration | 3.8017 | 14.54% | NA | NA | Motors Fans Blowers | 17.6118 | 9.589% | NA | NA
| Appliances | 0 | 0% | NA | NA |  | Space Heating | 8.7318 | 33.39% | NA | NA | Process Specific | 5.864 | 3.193% | NA | NA
| Electronics | 0 | 0% | NA | NA |  | Space Cooling | 0 | 0% | NA | NA | Industrial Lighting | 33.026 | 17.98% | NA | NA
| Miscellaneous | 0 | 0% | NA | NA |  | Ventilation and Circulation | 0 | 0% | NA | NA | HVAC | 17.1805 | 9.355% | NA | NA
[7 empty] | Domestic Hot Water | 0 | 0% | NA | NA | Other | 4.6672 | 2.541% | NA | NA
[7 empty] | Miscellaneous | 3.3004 | 12.62% | NA | NA | Exterior Lighting | 0 | 0% | NA | NA
| Total | 71.9573 | 100% | 0 | 0% |  | Total | 26.153 | 100% | 0 | 0% | Total | 183.6584 | 100% | 0 | 0%
COSTS BY YEAR
RES TRC
| Year | 2020 | 2021 | 2022 | 2023 | 2024 | 2025 | 2026 | 2027 | 2028 | 2029
| Program Costs | 4310.5685 | 4381.3563 | 4503.4382 | 4630.4017 | 4760.791 | 4895.6177 | 5034.0165 | 5174.8624 | 5317.7687 | 5463.2981
| Incentives | 1496.0452 | 1522.0713 | 1565.4829 | 1610.2369 | 1656.0044 | 1703.2101 | 1751.5679 | 1800.7028 | 1850.5082 | 1901.1977
| Annual Net Lost Revenue | 2660.4353 | 5444.373 | 8387.1765 | 11496.6245 | 14779.8309 | 18244.7469 | 21899.0287 | 25749.8675 | 29804.4315 | 34070.4517
| Total | 8467.0491 | 11347.8007 | 14456.0975 | 17737.2632 | 21196.6262 | 24843.5746 | 28684.6132 | 32725.4327 | 36972.7084 | 41434.9475
COM TRC
| Year | 2020 | 2021 | 2022 | 2023 | 2024 | 2025 | 2026 | 2027 | 2028 | 2029
| Program Costs | 338.4983 | 398.3509 | 493.1858 | 614.5184 | 764.1469 | 944.0936 | 1189.4409 | 1518.6164 | 1888.9372 | 2186.8589
| Incentives | 748.0522 | 876.0866 | 1087.1134 | 1396.9558 | 1847.7643 | 2438.719 | 3249.7841 | 4275.163 | 5322.6122 | 5998.9129
| Annual Net Lost Revenue | 1238.4628 | 2780.7549 | 4792.0344 | 7391.5472 | 10701.2903 | 14850.7532 | 20156.2268 | 27053.093 | 35800.432 | 46137.1283
| Total | 2325.0134 | 4055.1924 | 6372.3336 | 9403.0215 | 13313.2015 | 18233.5658 | 24595.4518 | 32846.8724 | 43011.9813 | 54322.9001
IND TRC
| Year | 2020 | 2021 | 2022 | 2023 | 2024 | 2025 | 2026 | 2027 | 2028 | 2029
| Program Costs | 7313.3919 | 7761.281 | 8217.9704 | 6513.5419 | 4831.4627 | 3725.4313 | 3249.0353 | 3113.2276 | 3114.6482 | 3175.3767
| Incentives | 16952.5429 | 18049.2054 | 18868.5221 | 14127.5783 | 9099.5503 | 5645.7973 | 4019.8607 | 3425.342 | 3258.6579 | 3259.9958
| Annual Net Lost Revenue | 16731.0522 | 34982.9103 | 54801.4749 | 71259.6871 | 84251.8693 | 95001.7394 | 104905.4499 | 114749.1939 | 124864.3755 | 135402.4199
| Total | 40996.987 | 60793.3967 | 81887.9675 | 91900.8073 | 98182.8823 | 104372.968 | 112174.346 | 121287.7635 | 131237.6815 | 141837.7924

## RES_Input
Measure Type | Name | Description | Baseline Description | Sector | Vintage | Segment | Zone | Unit | Applicability | Baseline EUI (kWh) | Measure EUI (kWh) | Savings EUI (kWh) | Energy Savings % | Full Measure Life (yrs) | Summer Peak Savings (Kw) | Winter Peak Savings (Kw) | Incremental Cost | Unit | Baseline Material Cost | Source | Baseline Labor Cost | Source | Efficient Material Cost | Source | Efficient Labor Cost | Source
Equipment | Energy Star Clothes Dryer | One Electric Resistance Clothes Dryer meeting ENERGY STAR® 1.0 Standards | High Efficiency Clothes Dryer (EF=3.01 w/moisture sensor) | Residential | Turnover | Single Family | FL Zone 2 | Per Appliance | 46% | 699.5024 | 553.5503 | 145.9522 | 20.87% | 11 | 0.022953 | 0.013331 | 249 | Per Unit | 549 | https://www.homedepot.com/p/Whirlpool-7-0-cu-ft-Electric-Dryer-in-White-WED4616FW/207080590 | 163.76 | rate at $81.88/per labor hour, assume 2 hours work, reference: https://www.homewyse.com/costs/cost_of_electric_dryers.html | 798 | https://www.homedepot.com/p/Samsung-7-4-cu-ft-Electric-Dryer-with-Steam-in-Black-Stainless-ENERGY-STAR-DVE52M7750V/301531371 | 163.76 | rate at $81.88/per labor hour, assume 2 hours work, reference: https://www.homewyse.com/costs/cost_of_electric_dryers.html
Equipment | Energy Star Clothes Dryer | One Electric Resistance Clothes Dryer meeting ENERGY STAR® 1.0 Standards | High Efficiency Clothes Dryer (EF=3.01 w/moisture sensor) | Residential | Turnover | Multi-Family | FL Zone 2 | Per Appliance | 46% | 699.5024 | 553.5503 | 145.9522 | 20.87% | 11 | 0.022953 | 0.013331 | 249 | Per Unit | 549 | https://www.homedepot.com/p/Whirlpool-7-0-cu-ft-Electric-Dryer-in-White-WED4616FW/207080590 | 163.76 | rate at $81.88/per labor hour, assume 2 hours work, reference: https://www.homewyse.com/costs/cost_of_electric_dryers.html | 798 | https://www.homedepot.com/p/Samsung-7-4-cu-ft-Electric-Dryer-with-Steam-in-Black-Stainless-ENERGY-STAR-DVE52M7750V/301531371 | 163.76 | rate at $81.88/per labor hour, assume 2 hours work, reference: https://www.homewyse.com/costs/cost_of_electric_dryers.html
Equipment | Energy Star Clothes Dryer | One Electric Resistance Clothes Dryer meeting ENERGY STAR® 1.0 Standards | High Efficiency Clothes Dryer (EF=3.01 w/moisture sensor) | Residential | Turnover | Manufactured Home | FL Zone 2 | Per Appliance | 46% | 699.5024 | 553.5503 | 145.9522 | 20.87% | 11 | 0.022953 | 0.013331 | 249 | Per Unit | 549 | https://www.homedepot.com/p/Whirlpool-7-0-cu-ft-Electric-Dryer-in-White-WED4616FW/207080590 | 163.76 | rate at $81.88/per labor hour, assume 2 hours work, reference: https://www.homewyse.com/costs/cost_of_electric_dryers.html | 798 | https://www.homedepot.com/p/Samsung-7-4-cu-ft-Electric-Dryer-with-Steam-in-Black-Stainless-ENERGY-STAR-DVE52M7750V/301531371 | 163.76 | rate at $81.88/per labor hour, assume 2 hours work, reference: https://www.homewyse.com/costs/cost_of_electric_dryers.html
Equipment | Energy Star Clothes Dryer | One Electric Resistance Clothes Dryer meeting ENERGY STAR® 1.0 Standards | High Efficiency Clothes Dryer (EF=3.01 w/moisture sensor) | Residential | New | Single Family | FL Zone 2 | Per Appliance | 46% | 699.5024 | 553.5503 | 145.9522 | 20.87% | 11 | 0.022953 | 0.013331 | 249 | Per Unit | 549 | https://www.homedepot.com/p/Whirlpool-7-0-cu-ft-Electric-Dryer-in-White-WED4616FW/207080590 | 163.76 | rate at $81.88/per labor hour, assume 2 hours work, reference: https://www.homewyse.com/costs/cost_of_electric_dryers.html | 798 | https://www.homedepot.com/p/Samsung-7-4-cu-ft-Electric-Dryer-with-Steam-in-Black-Stainless-ENERGY-STAR-DVE52M7750V/301531371 | 163.76 | rate at $81.88/per labor hour, assume 2 hours work, reference: https://www.homewyse.com/costs/cost_of_electric_dryers.html
Equipment | Energy Star Clothes Dryer | One Electric Resistance Clothes Dryer meeting ENERGY STAR® 1.0 Standards | High Efficiency Clothes Dryer (EF=3.01 w/moisture sensor) | Residential | New | Multi-Family | FL Zone 2 | Per Appliance | 46% | 699.5024 | 553.5503 | 145.9522 | 20.87% | 11 | 0.022953 | 0.013331 | 249 | Per Unit | 549 | https://www.homedepot.com/p/Whirlpool-7-0-cu-ft-Electric-Dryer-in-White-WED4616FW/207080590 | 163.76 | rate at $81.88/per labor hour, assume 2 hours work, reference: https://www.homewyse.com/costs/cost_of_electric_dryers.html | 798 | https://www.homedepot.com/p/Samsung-7-4-cu-ft-Electric-Dryer-with-Steam-in-Black-Stainless-ENERGY-STAR-DVE52M7750V/301531371 | 163.76 | rate at $81.88/per labor hour, assume 2 hours work, reference: https://www.homewyse.com/costs/cost_of_electric_dryers.html
Equipment | Energy Star Clothes Dryer | One Electric Resistance Clothes Dryer meeting ENERGY STAR® 1.0 Standards | High Efficiency Clothes Dryer (EF=3.01 w/moisture sensor) | Residential | New | Manufactured Home | FL Zone 2 | Per Appliance | 46% | 699.5024 | 553.5503 | 145.9522 | 20.87% | 11 | 0.022953 | 0.013331 | 249 | Per Unit | 549 | https://www.homedepot.com/p/Whirlpool-7-0-cu-ft-Electric-Dryer-in-White-WED4616FW/207080590 | 163.76 | rate at $81.88/per labor hour, assume 2 hours work, reference: https://www.homewyse.com/costs/cost_of_electric_dryers.html | 798 | https://www.homedepot.com/p/Samsung-7-4-cu-ft-Electric-Dryer-with-Steam-in-Black-Stainless-ENERGY-STAR-DVE52M7750V/301531371 | 163.76 | rate at $81.88/per labor hour, assume 2 hours work, reference: https://www.homewyse.com/costs/cost_of_electric_dryers.html
Equipment | Energy Star Clothes Washer | One Clothes Washer meeting ENERGY STAR® 7.1 Standards | One Clothes Washer meeting Federal Standard | Residential | Turnover | Single Family | FL Zone 2 | Per Appliance | 54% | 1440.7595 | 896.2205 | 544.539 | 37.8% | 11 | 0.085635 | 0.049737 | 58.34 | Per Unit | 731.75 | NEEP Incremental Cost Recommendations 2017 - average of clothes washer types (https://neep.org/sites/default/files/resources/Incremental_Cost_Recommendations_Non_Lighting_050917.xlsx) | 163.76 | rate at $81.88/per labor hour, assume 2 hours work, reference: https://www.homewyse.com/costs/cost_of_front_loading_washing_machines.html | 790.09 | NEEP Incremental Cost Recommendations 2017 - average of clothes washer types (https://neep.org/sites/default/files/resources/Incremental_Cost_Recommendations_Non_Lighting_050917.xlsx) | 163.76 | rate at $81.88/per labor hour, assume 2 hours work, reference: https://www.homewyse.com/costs/cost_of_front_loading_washing_machines.html
Equipment | Energy Star Clothes Washer | One Clothes Washer meeting ENERGY STAR® 7.1 Standards | One Clothes Washer meeting Federal Standard | Residential | Turnover | Multi-Family | FL Zone 2 | Per Appliance | 54% | 1440.7595 | 896.2205 | 544.539 | 37.8% | 11 | 0.085635 | 0.049737 | 58.34 | Per Unit | 731.75 | NEEP Incremental Cost Recommendations 2017 - average of clothes washer types (https://neep.org/sites/default/files/resources/Incremental_Cost_Recommendations_Non_Lighting_050917.xlsx) | 163.76 | rate at $81.88/per labor hour, assume 2 hours work, reference: https://www.homewyse.com/costs/cost_of_front_loading_washing_machines.html | 790.09 | NEEP Incremental Cost Recommendations 2017 - average of clothes washer types (https://neep.org/sites/default/files/resources/Incremental_Cost_Recommendations_Non_Lighting_050917.xlsx) | 163.76 | rate at $81.88/per labor hour, assume 2 hours work, reference: https://www.homewyse.com/costs/cost_of_front_loading_washing_machines.html
Equipment | Energy Star Clothes Washer | One Clothes Washer meeting ENERGY STAR® 7.1 Standards | One Clothes Washer meeting Federal Standard | Residential | Turnover | Manufactured Home | FL Zone 2 | Per Appliance | 54% | 1440.7595 | 896.2205 | 544.539 | 37.8% | 11 | 0.085635 | 0.049737 | 58.34 | Per Unit | 731.75 | NEEP Incremental Cost Recommendations 2017 - average of clothes washer types (https://neep.org/sites/default/files/resources/Incremental_Cost_Recommendations_Non_Lighting_050917.xlsx) | 163.76 | rate at $81.88/per labor hour, assume 2 hours work, reference: https://www.homewyse.com/costs/cost_of_front_loading_washing_machines.html | 790.09 | NEEP Incremental Cost Recommendations 2017 - average of clothes washer types (https://neep.org/sites/default/files/resources/Incremental_Cost_Recommendations_Non_Lighting_050917.xlsx) | 163.76 | rate at $81.88/per labor hour, assume 2 hours work, reference: https://www.homewyse.com/costs/cost_of_front_loading_washing_machines.html
Equipment | Energy Star Clothes Washer | One Clothes Washer meeting ENERGY STAR® 7.1 Standards | One Clothes Washer meeting Federal Standard | Residential | New | Single Family | FL Zone 2 | Per Appliance | 54% | 1440.7595 | 896.2205 | 544.539 | 37.8% | 11 | 0.085635 | 0.049737 | 58.34 | Per Unit | 731.75 | NEEP Incremental Cost Recommendations 2017 - average of clothes washer types (https://neep.org/sites/default/files/resources/Incremental_Cost_Recommendations_Non_Lighting_050917.xlsx) | 163.76 | rate at $81.88/per labor hour, assume 2 hours work, reference: https://www.homewyse.com/costs/cost_of_front_loading_washing_machines.html | 790.09 | NEEP Incremental Cost Recommendations 2017 - average of clothes washer types (https://neep.org/sites/default/files/resources/Incremental_Cost_Recommendations_Non_Lighting_050917.xlsx) | 163.76 | rate at $81.88/per labor hour, assume 2 hours work, reference: https://www.homewyse.com/costs/cost_of_front_loading_washing_machines.html
Equipment | Energy Star Clothes Washer | One Clothes Washer meeting ENERGY STAR® 7.1 Standards | One Clothes Washer meeting Federal Standard | Residential | New | Multi-Family | FL Zone 2 | Per Appliance | 54% | 1440.7595 | 896.2205 | 544.539 | 37.8% | 11 | 0.085635 | 0.049737 | 58.34 | Per Unit | 731.75 | NEEP Incremental Cost Recommendations 2017 - average of clothes washer types (https://neep.org/sites/default/files/resources/Incremental_Cost_Recommendations_Non_Lighting_050917.xlsx) | 163.76 | rate at $81.88/per labor hour, assume 2 hours work, reference: https://www.homewyse.com/costs/cost_of_front_loading_washing_machines.html | 790.09 | NEEP Incremental Cost Recommendations 2017 - average of clothes washer types (https://neep.org/sites/default/files/resources/Incremental_Cost_Recommendations_Non_Lighting_050917.xlsx) | 163.76 | rate at $81.88/per labor hour, assume 2 hours work, reference: https://www.homewyse.com/costs/cost_of_front_loading_washing_machines.html
Equipment | Energy Star Clothes Washer | One Clothes Washer meeting ENERGY STAR® 7.1 Standards | One Clothes Washer meeting Federal Standard | Residential | New | Manufactured Home | FL Zone 2 | Per Appliance | 54% | 1440.7595 | 896.2205 | 544.539 | 37.8% | 11 | 0.085635 | 0.049737 | 58.34 | Per Unit | 731.75 | NEEP Incremental Cost Recommendations 2017 - average of clothes washer types (https://neep.org/sites/default/files/resources/Incremental_Cost_Recommendations_Non_Lighting_050917.xlsx) | 163.76 | rate at $81.88/per labor hour, assume 2 hours work, reference: https://www.homewyse.com/costs/cost_of_front_loading_washing_machines.html | 790.09 | NEEP Incremental Cost Recommendations 2017 - average of clothes washer types (https://neep.org/sites/default/files/resources/Incremental_Cost_Recommendations_Non_Lighting_050917.xlsx) | 163.76 | rate at $81.88/per labor hour, assume 2 hours work, reference: https://www.homewyse.com/costs/cost_of_front_loading_washing_machines.html
Equipment | Energy Star Dishwasher | One Dishwasher meeting ENERGY STAR® 5.2 Requirements | One Dishwasher meeting Federal Standard | Residential | Turnover | Single Family | FL Zone 2 | Per Appliance | 9% | 307 | 266.697 | 40.303 | 13.13% | 10 | 0.0044126 | 0.0047969 | 0 | Per Unit | 0 | reference source included incremental cost only | 163.76 | rate at $81.88/per labor hour, assume 2 hours work, reference: https://www.homewyse.com/costs/cost_of_drawer_dishwashers.html | 0 | ENERGY STAR Appliance Calculator, 2016 (no incremental cost) | 163.76 | rate at $81.88/per labor hour, assume 2 hours work, reference: https://www.homewyse.com/costs/cost_of_drawer_dishwashers.html
Equipment | Energy Star Dishwasher | One Dishwasher meeting ENERGY STAR® 5.2 Requirements | One Dishwasher meeting Federal Standard | Residential | Turnover | Multi-Family | FL Zone 2 | Per Appliance | 9% | 307 | 266.697 | 40.303 | 13.13% | 10 | 0.0044126 | 0.0047969 | 0 | Per Unit | 0 | reference source included incremental cost only | 163.76 | rate at $81.88/per labor hour, assume 2 hours work, reference: https://www.homewyse.com/costs/cost_of_drawer_dishwashers.html | 0 | ENERGY STAR Appliance Calculator, 2016 (no incremental cost) | 163.76 | rate at $81.88/per labor hour, assume 2 hours work, reference: https://www.homewyse.com/costs/cost_of_drawer_dishwashers.html
Equipment | Energy Star Dishwasher | One Dishwasher meeting ENERGY STAR® 5.2 Requirements | One Dishwasher meeting Federal Standard | Residential | Turnover | Manufactured Home | FL Zone 2 | Per Appliance | 9% | 307 | 266.697 | 40.303 | 13.13% | 10 | 0.0044126 | 0.0047969 | 0 | Per Unit | 0 | reference source included incremental cost only | 163.76 | rate at $81.88/per labor hour, assume 2 hours work, reference: https://www.homewyse.com/costs/cost_of_drawer_dishwashers.html | 0 | ENERGY STAR Appliance Calculator, 2016 (no incremental cost) | 163.76 | rate at $81.88/per labor hour, assume 2 hours work, reference: https://www.homewyse.com/costs/cost_of_drawer_dishwashers.html
Equipment | Energy Star Dishwasher | One Dishwasher meeting ENERGY STAR® 5.2 Requirements | One Dishwasher meeting Federal Standard | Residential | New | Single Family | FL Zone 2 | Per Appliance | 9% | 307 | 266.697 | 40.303 | 13.13% | 10 | 0.0044126 | 0.0047969 | 0 | Per Unit | 0 | reference source included incremental cost only | 163.76 | rate at $81.88/per labor hour, assume 2 hours work, reference: https://www.homewyse.com/costs/cost_of_drawer_dishwashers.html | 0 | ENERGY STAR Appliance Calculator, 2016 (no incremental cost) | 163.76 | rate at $81.88/per labor hour, assume 2 hours work, reference: https://www.homewyse.com/costs/cost_of_drawer_dishwashers.html
Equipment | Energy Star Dishwasher | One Dishwasher meeting ENERGY STAR® 5.2 Requirements | One Dishwasher meeting Federal Standard | Residential | New | Multi-Family | FL Zone 2 | Per Appliance | 9% | 307 | 266.697 | 40.303 | 13.13% | 10 | 0.0044126 | 0.0047969 | 0 | Per Unit | 0 | reference source included incremental cost only | 163.76 | rate at $81.88/per labor hour, assume 2 hours work, reference: https://www.homewyse.com/costs/cost_of_drawer_dishwashers.html | 0 | ENERGY STAR Appliance Calculator, 2016 (no incremental cost) | 163.76 | rate at $81.88/per labor hour, assume 2 hours work, reference: https://www.homewyse.com/costs/cost_of_drawer_dishwashers.html
Equipment | Energy Star Dishwasher | One Dishwasher meeting ENERGY STAR® 5.2 Requirements | One Dishwasher meeting Federal Standard | Residential | New | Manufactured Home | FL Zone 2 | Per Appliance | 9% | 307 | 266.697 | 40.303 | 13.13% | 10 | 0.0044126 | 0.0047969 | 0 | Per Unit | 0 | reference source included incremental cost only | 163.76 | rate at $81.88/per labor hour, assume 2 hours work, reference: https://www.homewyse.com/costs/cost_of_drawer_dishwashers.html | 0 | ENERGY STAR Appliance Calculator, 2016 (no incremental cost) | 163.76 | rate at $81.88/per labor hour, assume 2 hours work, reference: https://www.homewyse.com/costs/cost_of_drawer_dishwashers.html
Equipment | Energy Star Freezer | One Refrigerator/Freezer meeting ENERGY STAR® 5.0 Standards | One Refrigerator/Freezer meeting Federal Standard | Residential | Turnover | Single Family | FL Zone 2 | Per Appliance | 58% | 565.4 | 499.8 | 65.6 | 11.6% | 11 | 0.0085251 | 0.0058997 | 90 | Per Unit | 494.99 | https://www.bestbuy.com/site/ge-15-7-cu-ft-chest-freezer-white/6256018.p?skuId=6256018 | 166.52 | rate at $83.26/per labor hour, assume 2 hours work, reference: https://www.homewyse.com/costs/cost_of_energy_efficient_refrigerators.html | 584.99 | https://www.bestbuy.com/site/ge-15-7-cu-ft-chest-freezer-white/6256018.p?skuId=6256018 | 166.52 | rate at $83.26/per labor hour, assume 2 hours work, reference: https://www.homewyse.com/costs/cost_of_energy_efficient_refrigerators.html
Equipment | Energy Star Freezer | One Refrigerator/Freezer meeting ENERGY STAR® 5.0 Standards | One Refrigerator/Freezer meeting Federal Standard | Residential | Turnover | Multi-Family | FL Zone 2 | Per Appliance | 58% | 565.4 | 499.8 | 65.6 | 11.6% | 11 | 0.0085251 | 0.0058997 | 90 | Per Unit | 494.99 | https://www.bestbuy.com/site/ge-15-7-cu-ft-chest-freezer-white/6256018.p?skuId=6256018 | 166.52 | rate at $83.26/per labor hour, assume 2 hours work, reference: https://www.homewyse.com/costs/cost_of_energy_efficient_refrigerators.html | 584.99 | https://www.bestbuy.com/site/ge-15-7-cu-ft-chest-freezer-white/6256018.p?skuId=6256018 | 166.52 | rate at $83.26/per labor hour, assume 2 hours work, reference: https://www.homewyse.com/costs/cost_of_energy_efficient_refrigerators.html
Equipment | Energy Star Freezer | One Refrigerator/Freezer meeting ENERGY STAR® 5.0 Standards | One Refrigerator/Freezer meeting Federal Standard | Residential | Turnover | Manufactured Home | FL Zone 2 | Per Appliance | 58% | 565.4 | 499.8 | 65.6 | 11.6% | 11 | 0.0085251 | 0.0058997 | 90 | Per Unit | 494.99 | https://www.bestbuy.com/site/ge-15-7-cu-ft-chest-freezer-white/6256018.p?skuId=6256018 | 166.52 | rate at $83.26/per labor hour, assume 2 hours work, reference: https://www.homewyse.com/costs/cost_of_energy_efficient_refrigerators.html | 584.99 | https://www.bestbuy.com/site/ge-15-7-cu-ft-chest-freezer-white/6256018.p?skuId=6256018 | 166.52 | rate at $83.26/per labor hour, assume 2 hours work, reference: https://www.homewyse.com/costs/cost_of_energy_efficient_refrigerators.html
Equipment | Energy Star Freezer | One Refrigerator/Freezer meeting ENERGY STAR® 5.0 Standards | One Refrigerator/Freezer meeting Federal Standard | Residential | New | Single Family | FL Zone 2 | Per Appliance | 58% | 565.4 | 499.8 | 65.6 | 11.6% | 11 | 0.0085251 | 0.0058997 | 90 | Per Unit | 494.99 | https://www.bestbuy.com/site/ge-15-7-cu-ft-chest-freezer-white/6256018.p?skuId=6256018 | 166.52 | rate at $83.26/per labor hour, assume 2 hours work, reference: https://www.homewyse.com/costs/cost_of_energy_efficient_refrigerators.html | 584.99 | https://www.bestbuy.com/site/ge-15-7-cu-ft-chest-freezer-white/6256018.p?skuId=6256018 | 166.52 | rate at $83.26/per labor hour, assume 2 hours work, reference: https://www.homewyse.com/costs/cost_of_energy_efficient_refrigerators.html
Equipment | Energy Star Freezer | One Refrigerator/Freezer meeting ENERGY STAR® 5.0 Standards | One Refrigerator/Freezer meeting Federal Standard | Residential | New | Multi-Family | FL Zone 2 | Per Appliance | 58% | 565.4 | 499.8 | 65.6 | 11.6% | 11 | 0.0085251 | 0.0058997 | 90 | Per Unit | 494.99 | https://www.bestbuy.com/site/ge-15-7-cu-ft-chest-freezer-white/6256018.p?skuId=6256018 | 166.52 | rate at $83.26/per labor hour, assume 2 hours work, reference: https://www.homewyse.com/costs/cost_of_energy_efficient_refrigerators.html | 584.99 | https://www.bestbuy.com/site/ge-15-7-cu-ft-chest-freezer-white/6256018.p?skuId=6256018 | 166.52 | rate at $83.26/per labor hour, assume 2 hours work, reference: https://www.homewyse.com/costs/cost_of_energy_efficient_refrigerators.html
Equipment | Energy Star Freezer | One Refrigerator/Freezer meeting ENERGY STAR® 5.0 Standards | One Refrigerator/Freezer meeting Federal Standard | Residential | New | Manufactured Home | FL Zone 2 | Per Appliance | 58% | 565.4 | 499.8 | 65.6 | 11.6% | 11 | 0.0085251 | 0.0058997 | 90 | Per Unit | 494.99 | https://www.bestbuy.com/site/ge-15-7-cu-ft-chest-freezer-white/6256018.p?skuId=6256018 | 166.52 | rate at $83.26/per labor hour, assume 2 hours work, reference: https://www.homewyse.com/costs/cost_of_energy_efficient_refrigerators.html | 584.99 | https://www.bestbuy.com/site/ge-15-7-cu-ft-chest-freezer-white/6256018.p?skuId=6256018 | 166.52 | rate at $83.26/per labor hour, assume 2 hours work, reference: https://www.homewyse.com/costs/cost_of_energy_efficient_refrigerators.html
Equipment | Energy Star Refrigerator | One Refrigerator/Freezer meeting ENERGY STAR® 5.0 Standards | One Refrigerator/Freezer meeting Federal Standard | Residential | Turnover | Single Family | FL Zone 2 | Per Appliance | 54% | 607.13 | 473.63 | 133.5 | 21.99% | 14 | 0.013935 | 0.0046429 | 122 | Per Unit | 907 | NEEP Incremental Cost Recommendations 2017 - average of refrigerator types (https://neep.org/sites/default/files/resources/Incremental_Cost_Recommendations_Non_Lighting_050917.xlsx) | 166.52 | rate at $83.26/per labor hour, assume 2 hours work, reference: https://www.homewyse.com/costs/cost_of_energy_efficient_refrigerators.html | 1029 | NEEP Incremental Cost Recommendations 2017 - average of refrigerator types (https://neep.org/sites/default/files/resources/Incremental_Cost_Recommendations_Non_Lighting_050917.xlsx) | 166.52 | rate at $83.26/per labor hour, assume 2 hours work, reference: https://www.homewyse.com/costs/cost_of_energy_efficient_refrigerators.html
Equipment | Energy Star Refrigerator | One Refrigerator/Freezer meeting ENERGY STAR® 5.0 Standards | One Refrigerator/Freezer meeting Federal Standard | Residential | Turnover | Multi-Family | FL Zone 2 | Per Appliance | 54% | 607.13 | 473.63 | 133.5 | 21.99% | 14 | 0.013935 | 0.0046429 | 122 | Per Unit | 907 | NEEP Incremental Cost Recommendations 2017 - average of refrigerator types (https://neep.org/sites/default/files/resources/Incremental_Cost_Recommendations_Non_Lighting_050917.xlsx) | 166.52 | rate at $83.26/per labor hour, assume 2 hours work, reference: https://www.homewyse.com/costs/cost_of_energy_efficient_refrigerators.html | 1029 | NEEP Incremental Cost Recommendations 2017 - average of refrigerator types (https://neep.org/sites/default/files/resources/Incremental_Cost_Recommendations_Non_Lighting_050917.xlsx) | 166.52 | rate at $83.26/per labor hour, assume 2 hours work, reference: https://www.homewyse.com/costs/cost_of_energy_efficient_refrigerators.html
Equipment | Energy Star Refrigerator | One Refrigerator/Freezer meeting ENERGY STAR® 5.0 Standards | One Refrigerator/Freezer meeting Federal Standard | Residential | Turnover | Manufactured Home | FL Zone 2 | Per Appliance | 54% | 607.13 | 473.63 | 133.5 | 21.99% | 14 | 0.013935 | 0.0046429 | 122 | Per Unit | 907 | NEEP Incremental Cost Recommendations 2017 - average of refrigerator types (https://neep.org/sites/default/files/resources/Incremental_Cost_Recommendations_Non_Lighting_050917.xlsx) | 166.52 | rate at $83.26/per labor hour, assume 2 hours work, reference: https://www.homewyse.com/costs/cost_of_energy_efficient_refrigerators.html | 1029 | NEEP Incremental Cost Recommendations 2017 - average of refrigerator types (https://neep.org/sites/default/files/resources/Incremental_Cost_Recommendations_Non_Lighting_050917.xlsx) | 166.52 | rate at $83.26/per labor hour, assume 2 hours work, reference: https://www.homewyse.com/costs/cost_of_energy_efficient_refrigerators.html
Equipment | Energy Star Refrigerator | One Refrigerator/Freezer meeting ENERGY STAR® 5.0 Standards | One Refrigerator/Freezer meeting Federal Standard | Residential | New | Single Family | FL Zone 2 | Per Appliance | 54% | 607.13 | 473.63 | 133.5 | 21.99% | 14 | 0.013935 | 0.0046429 | 122 | Per Unit | 907 | NEEP Incremental Cost Recommendations 2017 - average of refrigerator types (https://neep.org/sites/default/files/resources/Incremental_Cost_Recommendations_Non_Lighting_050917.xlsx) | 166.52 | rate at $83.26/per labor hour, assume 2 hours work, reference: https://www.homewyse.com/costs/cost_of_energy_efficient_refrigerators.html | 1029 | NEEP Incremental Cost Recommendations 2017 - average of refrigerator types (https://neep.org/sites/default/files/resources/Incremental_Cost_Recommendations_Non_Lighting_050917.xlsx) | 166.52 | rate at $83.26/per labor hour, assume 2 hours work, reference: https://www.homewyse.com/costs/cost_of_energy_efficient_refrigerators.html
Equipment | Energy Star Refrigerator | One Refrigerator/Freezer meeting ENERGY STAR® 5.0 Standards | One Refrigerator/Freezer meeting Federal Standard | Residential | New | Multi-Family | FL Zone 2 | Per Appliance | 54% | 607.13 | 473.63 | 133.5 | 21.99% | 14 | 0.013935 | 0.0046429 | 122 | Per Unit | 907 | NEEP Incremental Cost Recommendations 2017 - average of refrigerator types (https://neep.org/sites/default/files/resources/Incremental_Cost_Recommendations_Non_Lighting_050917.xlsx) | 166.52 | rate at $83.26/per labor hour, assume 2 hours work, reference: https://www.homewyse.com/costs/cost_of_energy_efficient_refrigerators.html | 1029 | NEEP Incremental Cost Recommendations 2017 - average of refrigerator types (https://neep.org/sites/default/files/resources/Incremental_Cost_Recommendations_Non_Lighting_050917.xlsx) | 166.52 | rate at $83.26/per labor hour, assume 2 hours work, reference: https://www.homewyse.com/costs/cost_of_energy_efficient_refrigerators.html
Equipment | Energy Star Refrigerator | One Refrigerator/Freezer meeting ENERGY STAR® 5.0 Standards | One Refrigerator/Freezer meeting Federal Standard | Residential | New | Manufactured Home | FL Zone 2 | Per Appliance | 54% | 607.13 | 473.63 | 133.5 | 21.99% | 14 | 0.013935 | 0.0046429 | 122 | Per Unit | 907 | NEEP Incremental Cost Recommendations 2017 - average of refrigerator types (https://neep.org/sites/default/files/resources/Incremental_Cost_Recommendations_Non_Lighting_050917.xlsx) | 166.52 | rate at $83.26/per labor hour, assume 2 hours work, reference: https://www.homewyse.com/costs/cost_of_energy_efficient_refrigerators.html | 1029 | NEEP Incremental Cost Recommendations 2017 - average of refrigerator types (https://neep.org/sites/default/files/resources/Incremental_Cost_Recommendations_Non_Lighting_050917.xlsx) | 166.52 | rate at $83.26/per labor hour, assume 2 hours work, reference: https://www.homewyse.com/costs/cost_of_energy_efficient_refrigerators.html
Equipment | Heat Pump Clothes Dryer | One Heat Pump Clothes Dryer | One Clothes Dryer meeting Federal Standard | Residential | Turnover | Single Family | FL Zone 2 | Per Appliance | 54% | 699.5024 | 483.4339 | 216.0685 | 30.89% | 12 | 0.033979 | 0.019735 | 850 | Per Unit | 549 | https://www.homedepot.com/p/Whirlpool-7-0-cu-ft-Electric-Dryer-in-White-WED4616FW/207080590 | 163.76 | rate at $81.88/per labor hour, assume 2 hours work, reference: https://www.homewyse.com/costs/cost_of_electric_dryers.html | 1399 | https://www.homedepot.com/p/Whirlpool-7-4-cu-ft-240-Volt-Stackable-White-Heat-Pump-Ventless-Dryer-with-Advanced-Moisture-Sensing-ENERGY-STAR-WED7990FW/206921459 | 163.76 | rate at $81.88/per labor hour, assume 2 hours work, reference: https://www.homewyse.com/costs/cost_of_electric_dryers.html
Equipment | Heat Pump Clothes Dryer | One Heat Pump Clothes Dryer | One Clothes Dryer meeting Federal Standard | Residential | Turnover | Multi-Family | FL Zone 2 | Per Appliance | 54% | 699.5024 | 483.4339 | 216.0685 | 30.89% | 12 | 0.033979 | 0.019735 | 850 | Per Unit | 549 | https://www.homedepot.com/p/Whirlpool-7-0-cu-ft-Electric-Dryer-in-White-WED4616FW/207080590 | 163.76 | rate at $81.88/per labor hour, assume 2 hours work, reference: https://www.homewyse.com/costs/cost_of_electric_dryers.html | 1399 | https://www.homedepot.com/p/Whirlpool-7-4-cu-ft-240-Volt-Stackable-White-Heat-Pump-Ventless-Dryer-with-Advanced-Moisture-Sensing-ENERGY-STAR-WED7990FW/206921459 | 163.76 | rate at $81.88/per labor hour, assume 2 hours work, reference: https://www.homewyse.com/costs/cost_of_electric_dryers.html
Equipment | Heat Pump Clothes Dryer | One Heat Pump Clothes Dryer | One Clothes Dryer meeting Federal Standard | Residential | Turnover | Manufactured Home | FL Zone 2 | Per Appliance | 54% | 699.5024 | 483.4339 | 216.0685 | 30.89% | 12 | 0.033979 | 0.019735 | 850 | Per Unit | 549 | https://www.homedepot.com/p/Whirlpool-7-0-cu-ft-Electric-Dryer-in-White-WED4616FW/207080590 | 163.76 | rate at $81.88/per labor hour, assume 2 hours work, reference: https://www.homewyse.com/costs/cost_of_electric_dryers.html | 1399 | https://www.homedepot.com/p/Whirlpool-7-4-cu-ft-240-Volt-Stackable-White-Heat-Pump-Ventless-Dryer-with-Advanced-Moisture-Sensing-ENERGY-STAR-WED7990FW/206921459 | 163.76 | rate at $81.88/per labor hour, assume 2 hours work, reference: https://www.homewyse.com/costs/cost_of_electric_dryers.html
Equipment | Heat Pump Clothes Dryer | One Heat Pump Clothes Dryer | One Clothes Dryer meeting Federal Standard | Residential | New | Single Family | FL Zone 2 | Per Appliance | 54% | 699.5024 | 483.4339 | 216.0685 | 30.89% | 12 | 0.033979 | 0.019735 | 850 | Per Unit | 549 | https://www.homedepot.com/p/Whirlpool-7-0-cu-ft-Electric-Dryer-in-White-WED4616FW/207080590 | 163.76 | rate at $81.88/per labor hour, assume 2 hours work, reference: https://www.homewyse.com/costs/cost_of_electric_dryers.html | 1399 | https://www.homedepot.com/p/Whirlpool-7-4-cu-ft-240-Volt-Stackable-White-Heat-Pump-Ventless-Dryer-with-Advanced-Moisture-Sensing-ENERGY-STAR-WED7990FW/206921459 | 163.76 | rate at $81.88/per labor hour, assume 2 hours work, reference: https://www.homewyse.com/costs/cost_of_electric_dryers.html
Equipment | Heat Pump Clothes Dryer | One Heat Pump Clothes Dryer | One Clothes Dryer meeting Federal Standard | Residential | New | Multi-Family | FL Zone 2 | Per Appliance | 54% | 699.5024 | 483.4339 | 216.0685 | 30.89% | 12 | 0.033979 | 0.019735 | 850 | Per Unit | 549 | https://www.homedepot.com/p/Whirlpool-7-0-cu-ft-Electric-Dryer-in-White-WED4616FW/207080590 | 163.76 | rate at $81.88/per labor hour, assume 2 hours work, reference: https://www.homewyse.com/costs/cost_of_electric_dryers.html | 1399 | https://www.homedepot.com/p/Whirlpool-7-4-cu-ft-240-Volt-Stackable-White-Heat-Pump-Ventless-Dryer-with-Advanced-Moisture-Sensing-ENERGY-STAR-WED7990FW/206921459 | 163.76 | rate at $81.88/per labor hour, assume 2 hours work, reference: https://www.homewyse.com/costs/cost_of_electric_dryers.html
Equipment | Heat Pump Clothes Dryer | One Heat Pump Clothes Dryer | One Clothes Dryer meeting Federal Standard | Residential | New | Manufactured Home | FL Zone 2 | Per Appliance | 54% | 699.5024 | 483.4339 | 216.0685 | 30.89% | 12 | 0.033979 | 0.019735 | 850 | Per Unit | 549 | https://www.homedepot.com/p/Whirlpool-7-0-cu-ft-Electric-Dryer-in-White-WED4616FW/207080590 | 163.76 | rate at $81.88/per labor hour, assume 2 hours work, reference: https://www.homewyse.com/costs/cost_of_electric_dryers.html | 1399 | https://www.homedepot.com/p/Whirlpool-7-4-cu-ft-240-Volt-Stackable-White-Heat-Pump-Ventless-Dryer-with-Advanced-Moisture-Sensing-ENERGY-STAR-WED7990FW/206921459 | 163.76 | rate at $81.88/per labor hour, assume 2 hours work, reference: https://www.homewyse.com/costs/cost_of_electric_dryers.html
Equipment | High Efficiency Convection Oven | One Full-Size Convection Oven meeting ENERGY STAR® 2.0 Standards, 75% Efficient | One Standard Economy-Grade Full-Size Convection Oven, 65% Efficient | Residential | Turnover | Single Family | FL Zone 2 | Per Unit | 73.06% | 421.5 | 337.2 | 84.3 | 20% | 12 | 0.020919 | 0.0068781 | 652.5 | Per Unit | 1023.75 | Average of 4 lowest-cost non-convection electric wall ovens, bestbuy.com | 165.92 | rate at $82.96/per labor hour, assume 2 hour work, reference: https://www.homewyse.com/costs/cost_of_convection_ovens.html | 1676.25 | Average of 4 lowest-cost convection electric wall ovens, bestbuy.com | 165.92 | rate at $82.96/per labor hour, assume 2 hour work, reference: https://www.homewyse.com/costs/cost_of_convection_ovens.html
Equipment | High Efficiency Convection Oven | One Full-Size Convection Oven meeting ENERGY STAR® 2.0 Standards, 75% Efficient | One Standard Economy-Grade Full-Size Convection Oven, 65% Efficient | Residential | Turnover | Multi-Family | FL Zone 2 | Per Unit | 75% | 421.5 | 337.2 | 84.3 | 20% | 12 | 0.020919 | 0.0068781 | 652.5 | Per Unit | 1023.75 | Average of 4 lowest-cost non-convection electric wall ovens, bestbuy.com | 165.92 | rate at $82.96/per labor hour, assume 2 hour work, reference: https://www.homewyse.com/costs/cost_of_convection_ovens.html | 1676.25 | Average of 4 lowest-cost convection electric wall ovens, bestbuy.com | 165.92 | rate at $82.96/per labor hour, assume 2 hour work, reference: https://www.homewyse.com/costs/cost_of_convection_ovens.html
Equipment | High Efficiency Convection Oven | One Full-Size Convection Oven meeting ENERGY STAR® 2.0 Standards, 75% Efficient | One Standard Economy-Grade Full-Size Convection Oven, 65% Efficient | Residential | Turnover | Manufactured Home | FL Zone 2 | Per Unit | 75% | 421.5 | 337.2 | 84.3 | 20% | 12 | 0.020919 | 0.0068781 | 652.5 | Per Unit | 1023.75 | Average of 4 lowest-cost non-convection electric wall ovens, bestbuy.com | 165.92 | rate at $82.96/per labor hour, assume 2 hour work, reference: https://www.homewyse.com/costs/cost_of_convection_ovens.html | 1676.25 | Average of 4 lowest-cost convection electric wall ovens, bestbuy.com | 165.92 | rate at $82.96/per labor hour, assume 2 hour work, reference: https://www.homewyse.com/costs/cost_of_convection_ovens.html
Equipment | High Efficiency Convection Oven | One Full-Size Convection Oven meeting ENERGY STAR® 2.0 Standards, 75% Efficient | One Standard Economy-Grade Full-Size Convection Oven, 65% Efficient | Residential | New | Single Family | FL Zone 2 | Per Unit | 73.06% | 421.5 | 337.2 | 84.3 | 20% | 12 | 0.020919 | 0.0068781 | 652.5 | Per Unit | 1023.75 | Average of 4 lowest-cost non-convection electric wall ovens, bestbuy.com | 165.92 | rate at $82.96/per labor hour, assume 2 hour work, reference: https://www.homewyse.com/costs/cost_of_convection_ovens.html | 1676.25 | Average of 4 lowest-cost convection electric wall ovens, bestbuy.com | 165.92 | rate at $82.96/per labor hour, assume 2 hour work, reference: https://www.homewyse.com/costs/cost_of_convection_ovens.html
Equipment | High Efficiency Convection Oven | One Full-Size Convection Oven meeting ENERGY STAR® 2.0 Standards, 75% Efficient | One Standard Economy-Grade Full-Size Convection Oven, 65% Efficient | Residential | New | Multi-Family | FL Zone 2 | Per Unit | 75% | 421.5 | 337.2 | 84.3 | 20% | 12 | 0.020919 | 0.0068781 | 652.5 | Per Unit | 1023.75 | Average of 4 lowest-cost non-convection electric wall ovens, bestbuy.com | 165.92 | rate at $82.96/per labor hour, assume 2 hour work, reference: https://www.homewyse.com/costs/cost_of_convection_ovens.html | 1676.25 | Average of 4 lowest-cost convection electric wall ovens, bestbuy.com | 165.92 | rate at $82.96/per labor hour, assume 2 hour work, reference: https://www.homewyse.com/costs/cost_of_convection_ovens.html
Equipment | High Efficiency Convection Oven | One Full-Size Convection Oven meeting ENERGY STAR® 2.0 Standards, 75% Efficient | One Standard Economy-Grade Full-Size Convection Oven, 65% Efficient | Residential | New | Manufactured Home | FL Zone 2 | Per Unit | 75% | 421.5 | 337.2 | 84.3 | 20% | 12 | 0.020919 | 0.0068781 | 652.5 | Per Unit | 1023.75 | Average of 4 lowest-cost non-convection electric wall ovens, bestbuy.com | 165.92 | rate at $82.96/per labor hour, assume 2 hour work, reference: https://www.homewyse.com/costs/cost_of_convection_ovens.html | 1676.25 | Average of 4 lowest-cost convection electric wall ovens, bestbuy.com | 165.92 | rate at $82.96/per labor hour, assume 2 hour work, reference: https://www.homewyse.com/costs/cost_of_convection_ovens.html
Equipment | High Efficiency Induction Cooktop | One residential induction cooktop | One standard residential electric cooktop | Residential | Turnover | Single Family | FL Zone 2 | Per Appliance | 77.95% | 2836.62 | 2302.668 | 533.952 | 18.82% | 10 | 0.12662 | 0.03038 | 226.5 | Per Unit | 560.75 | Average of 4 lowest cost 30" radiant electric cooktops: https://www.homedepot.com/b/Appliances-Cooktops/30-in/Radiant/N-5yc1vZc3oqZ1z0klrhZ1z103g6?Ns=P_REP_PRC_MODE%7C0 | 175.203 | rate at $83.43/per labor hour, assume 2.1 hours work, reference: https://www.homewyse.com/costs/cost_of_induction_cooktops.html | 787.25 | Average of 4 lowest cost 30" induction cooktops: http://www.homedepot.com/b/Appliances-Cooking-Cooktops-Induction-Cooktops/Induction/N-5yc1vZc5lxZbwo5oZ1z13b4c?NCNI-5 | 175.203 | rate at $83.43/per labor hour, assume 2.1 hours work, reference: https://www.homewyse.com/costs/cost_of_induction_cooktops.html
Equipment | High Efficiency Induction Cooktop | One residential induction cooktop | One standard residential electric cooktop | Residential | Turnover | Multi-Family | FL Zone 2 | Per Appliance | 80% | 2836.62 | 2302.668 | 533.952 | 18.82% | 10 | 0.12662 | 0.03038 | 226.5 | Per Unit | 560.75 | Average of 4 lowest cost 30" radiant electric cooktops: https://www.homedepot.com/b/Appliances-Cooktops/30-in/Radiant/N-5yc1vZc3oqZ1z0klrhZ1z103g6?Ns=P_REP_PRC_MODE%7C0 | 175.203 | rate at $83.43/per labor hour, assume 2.1 hours work, reference: https://www.homewyse.com/costs/cost_of_induction_cooktops.html | 787.25 | Average of 4 lowest cost 30" induction cooktops: http://www.homedepot.com/b/Appliances-Cooking-Cooktops-Induction-Cooktops/Induction/N-5yc1vZc5lxZbwo5oZ1z13b4c?NCNI-5 | 175.203 | rate at $83.43/per labor hour, assume 2.1 hours work, reference: https://www.homewyse.com/costs/cost_of_induction_cooktops.html
Equipment | High Efficiency Induction Cooktop | One residential induction cooktop | One standard residential electric cooktop | Residential | Turnover | Manufactured Home | FL Zone 2 | Per Appliance | 80% | 2836.62 | 2302.668 | 533.952 | 18.82% | 10 | 0.12662 | 0.03038 | 226.5 | Per Unit | 560.75 | Average of 4 lowest cost 30" radiant electric cooktops: https://www.homedepot.com/b/Appliances-Cooktops/30-in/Radiant/N-5yc1vZc3oqZ1z0klrhZ1z103g6?Ns=P_REP_PRC_MODE%7C0 | 175.203 | rate at $83.43/per labor hour, assume 2.1 hours work, reference: https://www.homewyse.com/costs/cost_of_induction_cooktops.html | 787.25 | Average of 4 lowest cost 30" induction cooktops: http://www.homedepot.com/b/Appliances-Cooking-Cooktops-Induction-Cooktops/Induction/N-5yc1vZc5lxZbwo5oZ1z13b4c?NCNI-5 | 175.203 | rate at $83.43/per labor hour, assume 2.1 hours work, reference: https://www.homewyse.com/costs/cost_of_induction_cooktops.html
Equipment | High Efficiency Induction Cooktop | One residential induction cooktop | One standard residential electric cooktop | Residential | New | Single Family | FL Zone 2 | Per Appliance | 77.95% | 2836.62 | 2302.668 | 533.952 | 18.82% | 10 | 0.12662 | 0.03038 | 226.5 | Per Unit | 560.75 | Average of 4 lowest cost 30" radiant electric cooktops: https://www.homedepot.com/b/Appliances-Cooktops/30-in/Radiant/N-5yc1vZc3oqZ1z0klrhZ1z103g6?Ns=P_REP_PRC_MODE%7C0 | 175.203 | rate at $83.43/per labor hour, assume 2.1 hours work, reference: https://www.homewyse.com/costs/cost_of_induction_cooktops.html | 787.25 | Average of 4 lowest cost 30" induction cooktops: http://www.homedepot.com/b/Appliances-Cooking-Cooktops-Induction-Cooktops/Induction/N-5yc1vZc5lxZbwo5oZ1z13b4c?NCNI-5 | 175.203 | rate at $83.43/per labor hour, assume 2.1 hours work, reference: https://www.homewyse.com/costs/cost_of_induction_cooktops.html
Equipment | High Efficiency Induction Cooktop | One residential induction cooktop | One standard residential electric cooktop | Residential | New | Multi-Family | FL Zone 2 | Per Appliance | 80% | 2836.62 | 2302.668 | 533.952 | 18.82% | 10 | 0.12662 | 0.03038 | 226.5 | Per Unit | 560.75 | Average of 4 lowest cost 30" radiant electric cooktops: https://www.homedepot.com/b/Appliances-Cooktops/30-in/Radiant/N-5yc1vZc3oqZ1z0klrhZ1z103g6?Ns=P_REP_PRC_MODE%7C0 | 175.203 | rate at $83.43/per labor hour, assume 2.1 hours work, reference: https://www.homewyse.com/costs/cost_of_induction_cooktops.html | 787.25 | Average of 4 lowest cost 30" induction cooktops: http://www.homedepot.com/b/Appliances-Cooking-Cooktops-Induction-Cooktops/Induction/N-5yc1vZc5lxZbwo5oZ1z13b4c?NCNI-5 | 175.203 | rate at $83.43/per labor hour, assume 2.1 hours work, reference: https://www.homewyse.com/costs/cost_of_induction_cooktops.html
Equipment | High Efficiency Induction Cooktop | One residential induction cooktop | One standard residential electric cooktop | Residential | New | Manufactured Home | FL Zone 2 | Per Appliance | 80% | 2836.62 | 2302.668 | 533.952 | 18.82% | 10 | 0.12662 | 0.03038 | 226.5 | Per Unit | 560.75 | Average of 4 lowest cost 30" radiant electric cooktops: https://www.homedepot.com/b/Appliances-Cooktops/30-in/Radiant/N-5yc1vZc3oqZ1z0klrhZ1z103g6?Ns=P_REP_PRC_MODE%7C0 | 175.203 | rate at $83.43/per labor hour, assume 2.1 hours work, reference: https://www.homewyse.com/costs/cost_of_induction_cooktops.html | 787.25 | Average of 4 lowest cost 30" induction cooktops: http://www.homedepot.com/b/Appliances-Cooking-Cooktops-Induction-Cooktops/Induction/N-5yc1vZc5lxZbwo5oZ1z13b4c?NCNI-5 | 175.203 | rate at $83.43/per labor hour, assume 2.1 hours work, reference: https://www.homewyse.com/costs/cost_of_induction_cooktops.html
Equipment | Heat Pump Water Heater | Heat Pump Water Heater (EF=2.50) | Code-Compliant 50 Gallon Electric Resistance Water Heater | Residential | Turnover | Single Family | FL Zone 2 | Per Water Heater | 38.22% | 2495.4175 | 935.499 | 1559.9186 | 62.51% | 10 | 0.10489 | 0.39178 | 1006 | Per Unit | 419 | Baseline 50-gallon electric water heater: https://www.lowes.com/pd/A-O-Smith-Signature-50-Gallon-Short-6-year-Limited-4500-Watt-Double-Element-Electric-Water-Heater/1000216833 | 714 | Estimate at $105 per labor hour, assume 6.8 hours work, reference: http://www.serviskey.net/support/rate-estimator?s4=FL; https://www.homewyse.com/costs/cost_of_instant_hot_water_heaters.html (direct fit/replacement) | 1299 | https://www.homedepot.com/p/Rheem-Performance-Platinum-50-gal-10-Year-Hybrid-High-Efficiency-Smart-Tank-Electric-Water-Heater-XE50T10HD50U1/303419574 | 840 | Estimate at $105 per labor hour, assume 8 hours work, reference: http://www.serviskey.net/support/rate-estimator?s4=FL; https://www.homewyse.com/costs/cost_of_instant_hot_water_heaters.html (minor fit change)
Equipment | Heat Pump Water Heater | Heat Pump Water Heater (EF=2.50) | Code-Compliant 50 Gallon Electric Resistance Water Heater | Residential | Turnover | Multi-Family | FL Zone 2 | Per Water Heater | 43.61% | 1961.5631 | 735.364 | 1226.1991 | 62.51% | 10 | 0.082447 | 0.30796 | 1006 | Per Unit | 419 | Baseline 50-gallon electric water heater: https://www.lowes.com/pd/A-O-Smith-Signature-50-Gallon-Short-6-year-Limited-4500-Watt-Double-Element-Electric-Water-Heater/1000216833 | 714 | Estimate at $105 per labor hour, assume 6.8 hours work, reference: http://www.serviskey.net/support/rate-estimator?s4=FL; https://www.homewyse.com/costs/cost_of_instant_hot_water_heaters.html (direct fit/replacement) | 1299 | https://www.homedepot.com/p/Rheem-Performance-Platinum-50-gal-10-Year-Hybrid-High-Efficiency-Smart-Tank-Electric-Water-Heater-XE50T10HD50U1/303419574 | 840 | Estimate at $105 per labor hour, assume 8 hours work, reference: http://www.serviskey.net/support/rate-estimator?s4=FL; https://www.homewyse.com/costs/cost_of_instant_hot_water_heaters.html (minor fit change)
Equipment | Heat Pump Water Heater | Heat Pump Water Heater (EF=2.50) | Code-Compliant 50 Gallon Electric Resistance Water Heater | Residential | Turnover | Manufactured Home | FL Zone 2 | Per Water Heater | 38.22% | 1945.9256 | 729.5017 | 1216.4239 | 62.51% | 10 | 0.081789 | 0.30551 | 1006 | Per Unit | 419 | Baseline 50-gallon electric water heater: https://www.lowes.com/pd/A-O-Smith-Signature-50-Gallon-Short-6-year-Limited-4500-Watt-Double-Element-Electric-Water-Heater/1000216833 | 714 | Estimate at $105 per labor hour, assume 6.8 hours work, reference: http://www.serviskey.net/support/rate-estimator?s4=FL; https://www.homewyse.com/costs/cost_of_instant_hot_water_heaters.html (direct fit/replacement) | 1299 | https://www.homedepot.com/p/Rheem-Performance-Platinum-50-gal-10-Year-Hybrid-High-Efficiency-Smart-Tank-Electric-Water-Heater-XE50T10HD50U1/303419574 | 840 | Estimate at $105 per labor hour, assume 8 hours work, reference: http://www.serviskey.net/support/rate-estimator?s4=FL; https://www.homewyse.com/costs/cost_of_instant_hot_water_heaters.html (minor fit change)
Equipment | Heat Pump Water Heater | Heat Pump Water Heater (EF=2.50) | Code-Compliant 50 Gallon Electric Resistance Water Heater | Residential | New | Single Family | FL Zone 2 | Per Water Heater | 38.22% | 2495.4175 | 935.499 | 1559.9186 | 62.51% | 10 | 0.10489 | 0.39178 | 1006 | Per Unit | 419 | Baseline 50-gallon electric water heater: https://www.lowes.com/pd/A-O-Smith-Signature-50-Gallon-Short-6-year-Limited-4500-Watt-Double-Element-Electric-Water-Heater/1000216833 | 714 | Estimate at $105 per labor hour, assume 6.8 hours work, reference: http://www.serviskey.net/support/rate-estimator?s4=FL; https://www.homewyse.com/costs/cost_of_instant_hot_water_heaters.html (direct fit/replacement) | 1299 | https://www.homedepot.com/p/Rheem-Performance-Platinum-50-gal-10-Year-Hybrid-High-Efficiency-Smart-Tank-Electric-Water-Heater-XE50T10HD50U1/303419574 | 840 | Estimate at $105 per labor hour, assume 8 hours work, reference: http://www.serviskey.net/support/rate-estimator?s4=FL; https://www.homewyse.com/costs/cost_of_instant_hot_water_heaters.html (minor fit change)
Equipment | Heat Pump Water Heater | Heat Pump Water Heater (EF=2.50) | Code-Compliant 50 Gallon Electric Resistance Water Heater | Residential | New | Multi-Family | FL Zone 2 | Per Water Heater | 43.61% | 1961.5631 | 735.364 | 1226.1991 | 62.51% | 10 | 0.082447 | 0.30796 | 1006 | Per Unit | 419 | Baseline 50-gallon electric water heater: https://www.lowes.com/pd/A-O-Smith-Signature-50-Gallon-Short-6-year-Limited-4500-Watt-Double-Element-Electric-Water-Heater/1000216833 | 714 | Estimate at $105 per labor hour, assume 6.8 hours work, reference: http://www.serviskey.net/support/rate-estimator?s4=FL; https://www.homewyse.com/costs/cost_of_instant_hot_water_heaters.html (direct fit/replacement) | 1299 | https://www.homedepot.com/p/Rheem-Performance-Platinum-50-gal-10-Year-Hybrid-High-Efficiency-Smart-Tank-Electric-Water-Heater-XE50T10HD50U1/303419574 | 840 | Estimate at $105 per labor hour, assume 8 hours work, reference: http://www.serviskey.net/support/rate-estimator?s4=FL; https://www.homewyse.com/costs/cost_of_instant_hot_water_heaters.html (minor fit change)
Equipment | Heat Pump Water Heater | Heat Pump Water Heater (EF=2.50) | Code-Compliant 50 Gallon Electric Resistance Water Heater | Residential | New | Manufactured Home | FL Zone 2 | Per Water Heater | 38.22% | 1945.9256 | 729.5017 | 1216.4239 | 62.51% | 10 | 0.081789 | 0.30551 | 1006 | Per Unit | 419 | Baseline 50-gallon electric water heater: https://www.lowes.com/pd/A-O-Smith-Signature-50-Gallon-Short-6-year-Limited-4500-Watt-Double-Element-Electric-Water-Heater/1000216833 | 714 | Estimate at $105 per labor hour, assume 6.8 hours work, reference: http://www.serviskey.net/support/rate-estimator?s4=FL; https://www.homewyse.com/costs/cost_of_instant_hot_water_heaters.html (direct fit/replacement) | 1299 | https://www.homedepot.com/p/Rheem-Performance-Platinum-50-gal-10-Year-Hybrid-High-Efficiency-Smart-Tank-Electric-Water-Heater-XE50T10HD50U1/303419574 | 840 | Estimate at $105 per labor hour, assume 8 hours work, reference: http://www.serviskey.net/support/rate-estimator?s4=FL; https://www.homewyse.com/costs/cost_of_instant_hot_water_heaters.html (minor fit change)
Equipment | Instantaneous Hot Water System | Instantaneous Hot Water System | Standard Efficiency Tank Water Heater | Residential | Turnover | Single Family | FL Zone 2 | Per Water Heater | 99.98% | 2564.9648 | 2414.9929 | 149.9719 | 5.847% | 20 | -0.0034743 | 0.041304 | 2380.91 | Per Home | 349 | Baseline 40-gallon electric water heater, https://www.lowes.com/pd/A-O-Smith-Signature-40-Gallon-Short-6-year-Limited-4500-Watt-Double-Element-Electric-Water-Heater/1000216809 | 714 | Estimate at $105 per labor hour, assume 6.8 hours work, reference: http://www.serviskey.net/support/rate-estimator?s4=FL; https://www.homewyse.com/costs/cost_of_instant_hot_water_heaters.html (direct fit/replacement) | 1112.91 | Assume 3 point-of-use water heaters per home. Reference: https://www.homedepot.com/p/Rheem-Performance-13-kW-Self-Modulating-2-14-GPM-Electric-Tankless-Water-Heater-RETEX-13/300800566 plus valves: https://www.homedepot.com/p/Rheem-Brass-Service-Valves-for-Tankless-Water-Heaters-RTG20220AB/202798884 | 2331 | Estimate at $105 per labor hour, assume 11.1 hours work per WH (assume additional 50% of time for 2nd & 3rd for wiring, breakers, etc), reference: http://www.serviskey.net/support/rate-estimator?s4=FL; https://www.homewyse.com/costs/cost_of_instant_hot_water_heaters.html (major fit/position change)
Equipment | Instantaneous Hot Water System | Instantaneous Hot Water System | Standard Efficiency Tank Water Heater | Residential | Turnover | Multi-Family | FL Zone 2 | Per Water Heater | 99.97% | 2016.2319 | 1898.344 | 117.8878 | 5.847% | 20 | -0.002731 | 0.032468 | 2380.91 | Per Home | 349 | Baseline 40-gallon electric water heater, https://www.lowes.com/pd/A-O-Smith-Signature-40-Gallon-Short-6-year-Limited-4500-Watt-Double-Element-Electric-Water-Heater/1000216809 | 714 | Estimate at $105 per labor hour, assume 6.8 hours work, reference: http://www.serviskey.net/support/rate-estimator?s4=FL; https://www.homewyse.com/costs/cost_of_instant_hot_water_heaters.html (direct fit/replacement) | 1112.91 | Assume 3 point-of-use water heaters per home. Reference: https://www.homedepot.com/p/Rheem-Performance-13-kW-Self-Modulating-2-14-GPM-Electric-Tankless-Water-Heater-RETEX-13/300800566 plus valves: https://www.homedepot.com/p/Rheem-Brass-Service-Valves-for-Tankless-Water-Heaters-RTG20220AB/202798884 | 2331 | Estimate at $105 per labor hour, assume 11.1 hours work per WH (assume additional 50% of time for 2nd & 3rd for wiring, breakers, etc), reference: http://www.serviskey.net/support/rate-estimator?s4=FL; https://www.homewyse.com/costs/cost_of_instant_hot_water_heaters.html (major fit/position change)
Equipment | Instantaneous Hot Water System | Instantaneous Hot Water System | Standard Efficiency Tank Water Heater | Residential | Turnover | Manufactured Home | FL Zone 2 | Per Water Heater | 99.96% | 2000.1585 | 1883.2105 | 116.948 | 5.847% | 20 | -0.0027093 | 0.032209 | 2380.91 | Per Home | 349 | Baseline 40-gallon electric water heater, https://www.lowes.com/pd/A-O-Smith-Signature-40-Gallon-Short-6-year-Limited-4500-Watt-Double-Element-Electric-Water-Heater/1000216809 | 714 | Estimate at $105 per labor hour, assume 6.8 hours work, reference: http://www.serviskey.net/support/rate-estimator?s4=FL; https://www.homewyse.com/costs/cost_of_instant_hot_water_heaters.html (direct fit/replacement) | 1112.91 | Assume 3 point-of-use water heaters per home. Reference: https://www.homedepot.com/p/Rheem-Performance-13-kW-Self-Modulating-2-14-GPM-Electric-Tankless-Water-Heater-RETEX-13/300800566 plus valves: https://www.homedepot.com/p/Rheem-Brass-Service-Valves-for-Tankless-Water-Heaters-RTG20220AB/202798884 | 2331 | Estimate at $105 per labor hour, assume 11.1 hours work per WH (assume additional 50% of time for 2nd & 3rd for wiring, breakers, etc), reference: http://www.serviskey.net/support/rate-estimator?s4=FL; https://www.homewyse.com/costs/cost_of_instant_hot_water_heaters.html (major fit/position change)
Equipment | Instantaneous Hot Water System | Instantaneous Hot Water System | Standard Efficiency Tank Water Heater | Residential | New | Single Family | FL Zone 2 | Per Water Heater | 99.98% | 2564.9648 | 2414.9929 | 149.9719 | 5.847% | 20 | -0.0034743 | 0.041304 | 2380.91 | Per Home | 349 | Baseline 40-gallon electric water heater, https://www.lowes.com/pd/A-O-Smith-Signature-40-Gallon-Short-6-year-Limited-4500-Watt-Double-Element-Electric-Water-Heater/1000216809 | 714 | Estimate at $105 per labor hour, assume 6.8 hours work, reference: http://www.serviskey.net/support/rate-estimator?s4=FL; https://www.homewyse.com/costs/cost_of_instant_hot_water_heaters.html (direct fit/replacement) | 1112.91 | Assume 3 point-of-use water heaters per home. Reference: https://www.homedepot.com/p/Rheem-Performance-13-kW-Self-Modulating-2-14-GPM-Electric-Tankless-Water-Heater-RETEX-13/300800566 plus valves: https://www.homedepot.com/p/Rheem-Brass-Service-Valves-for-Tankless-Water-Heaters-RTG20220AB/202798884 | 2331 | Estimate at $105 per labor hour, assume 11.1 hours work per WH (assume additional 50% of time for 2nd & 3rd for wiring, breakers, etc), reference: http://www.serviskey.net/support/rate-estimator?s4=FL; https://www.homewyse.com/costs/cost_of_instant_hot_water_heaters.html (major fit/position change)
Equipment | Instantaneous Hot Water System | Instantaneous Hot Water System | Standard Efficiency Tank Water Heater | Residential | New | Multi-Family | FL Zone 2 | Per Water Heater | 99.97% | 2016.2319 | 1898.344 | 117.8878 | 5.847% | 20 | -0.002731 | 0.032468 | 2380.91 | Per Home | 349 | Baseline 40-gallon electric water heater, https://www.lowes.com/pd/A-O-Smith-Signature-40-Gallon-Short-6-year-Limited-4500-Watt-Double-Element-Electric-Water-Heater/1000216809 | 714 | Estimate at $105 per labor hour, assume 6.8 hours work, reference: http://www.serviskey.net/support/rate-estimator?s4=FL; https://www.homewyse.com/costs/cost_of_instant_hot_water_heaters.html (direct fit/replacement) | 1112.91 | Assume 3 point-of-use water heaters per home. Reference: https://www.homedepot.com/p/Rheem-Performance-13-kW-Self-Modulating-2-14-GPM-Electric-Tankless-Water-Heater-RETEX-13/300800566 plus valves: https://www.homedepot.com/p/Rheem-Brass-Service-Valves-for-Tankless-Water-Heaters-RTG20220AB/202798884 | 2331 | Estimate at $105 per labor hour, assume 11.1 hours work per WH (assume additional 50% of time for 2nd & 3rd for wiring, breakers, etc), reference: http://www.serviskey.net/support/rate-estimator?s4=FL; https://www.homewyse.com/costs/cost_of_instant_hot_water_heaters.html (major fit/position change)
Equipment | Instantaneous Hot Water System | Instantaneous Hot Water System | Standard Efficiency Tank Water Heater | Residential | New | Manufactured Home | FL Zone 2 | Per Water Heater | 99.96% | 2000.1585 | 1883.2105 | 116.948 | 5.847% | 20 | -0.0027093 | 0.032209 | 2380.91 | Per Home | 349 | Baseline 40-gallon electric water heater, https://www.lowes.com/pd/A-O-Smith-Signature-40-Gallon-Short-6-year-Limited-4500-Watt-Double-Element-Electric-Water-Heater/1000216809 | 714 | Estimate at $105 per labor hour, assume 6.8 hours work, reference: http://www.serviskey.net/support/rate-estimator?s4=FL; https://www.homewyse.com/costs/cost_of_instant_hot_water_heaters.html (direct fit/replacement) | 1112.91 | Assume 3 point-of-use water heaters per home. Reference: https://www.homedepot.com/p/Rheem-Performance-13-kW-Self-Modulating-2-14-GPM-Electric-Tankless-Water-Heater-RETEX-13/300800566 plus valves: https://www.homedepot.com/p/Rheem-Brass-Service-Valves-for-Tankless-Water-Heaters-RTG20220AB/202798884 | 2331 | Estimate at $105 per labor hour, assume 11.1 hours work per WH (assume additional 50% of time for 2nd & 3rd for wiring, breakers, etc), reference: http://www.serviskey.net/support/rate-estimator?s4=FL; https://www.homewyse.com/costs/cost_of_instant_hot_water_heaters.html (major fit/position change)
Equipment | Solar Water Heater | Solar Powered 50 Gallon Electric Resistance Water Heater (EF = 1.84) | Code-Compliant 50 Gallon Electric Resistance Water Heater | Residential | Turnover | Single Family | FL Zone 2 | Per Water Heater | 21.56% | 2495.4175 | 582.2641 | 1913.1534 | 76.67% | 15 | 0.14299 | 0.020075 | 6767 | Per 50-gallon | 419 | Baseline 50-gallon electric water heater: https://www.lowes.com/pd/A-O-Smith-Signature-50-Gallon-Short-6-year-Limited-4500-Watt-Double-Element-Electric-Water-Heater/1000216833 | 714 | Estimate at $105 per labor hour, assume 6.8 hours work, reference: http://www.serviskey.net/support/rate-estimator?s4=FL; https://www.homewyse.com/costs/cost_of_instant_hot_water_heaters.html (direct fit/replacement) | 7900 | Average installed cost for FPL Pilot Offering | 0 | reference source did not distinguish material and labor costs
Equipment | Solar Water Heater | Solar Powered 50 Gallon Electric Resistance Water Heater (EF = 1.84) | Code-Compliant 50 Gallon Electric Resistance Water Heater | Residential | Turnover | Multi-Family | FL Zone 2 | Per Water Heater | 10.78% | 1961.5631 | 457.6981 | 1503.865 | 76.67% | 15 | 0.1124 | 0.015781 | 6767 | Per 50-gallon | 419 | Baseline 50-gallon electric water heater: https://www.lowes.com/pd/A-O-Smith-Signature-50-Gallon-Short-6-year-Limited-4500-Watt-Double-Element-Electric-Water-Heater/1000216833 | 714 | Estimate at $105 per labor hour, assume 6.8 hours work, reference: http://www.serviskey.net/support/rate-estimator?s4=FL; https://www.homewyse.com/costs/cost_of_instant_hot_water_heaters.html (direct fit/replacement) | 7900 | Average installed cost for FPL Pilot Offering | 0 | reference source did not distinguish material and labor costs
Equipment | Solar Water Heater | Solar Powered 50 Gallon Electric Resistance Water Heater (EF = 1.84) | Code-Compliant 50 Gallon Electric Resistance Water Heater | Residential | Turnover | Manufactured Home | FL Zone 2 | Per Water Heater | 21.56% | 1945.9256 | 454.0493 | 1491.8763 | 76.67% | 15 | 0.11151 | 0.015655 | 6767 | Per 50-gallon | 419 | Baseline 50-gallon electric water heater: https://www.lowes.com/pd/A-O-Smith-Signature-50-Gallon-Short-6-year-Limited-4500-Watt-Double-Element-Electric-Water-Heater/1000216833 | 714 | Estimate at $105 per labor hour, assume 6.8 hours work, reference: http://www.serviskey.net/support/rate-estimator?s4=FL; https://www.homewyse.com/costs/cost_of_instant_hot_water_heaters.html (direct fit/replacement) | 7900 | Average installed cost for FPL Pilot Offering | 0 | reference source did not distinguish material and labor costs
Equipment | Solar Water Heater | Solar Powered 50 Gallon Electric Resistance Water Heater (EF = 1.84) | Code-Compliant 50 Gallon Electric Resistance Water Heater | Residential | New | Single Family | FL Zone 2 | Per Water Heater | 21.56% | 2495.4175 | 582.2641 | 1913.1534 | 76.67% | 15 | 0.14299 | 0.020075 | 6767 | Per 50-gallon | 419 | Baseline 50-gallon electric water heater: https://www.lowes.com/pd/A-O-Smith-Signature-50-Gallon-Short-6-year-Limited-4500-Watt-Double-Element-Electric-Water-Heater/1000216833 | 714 | Estimate at $105 per labor hour, assume 6.8 hours work, reference: http://www.serviskey.net/support/rate-estimator?s4=FL; https://www.homewyse.com/costs/cost_of_instant_hot_water_heaters.html (direct fit/replacement) | 7900 | Average installed cost for FPL Pilot Offering | 0 | reference source did not distinguish material and labor costs
Equipment | Solar Water Heater | Solar Powered 50 Gallon Electric Resistance Water Heater (EF = 1.84) | Code-Compliant 50 Gallon Electric Resistance Water Heater | Residential | New | Multi-Family | FL Zone 2 | Per Water Heater | 10.78% | 1961.5631 | 457.6981 | 1503.865 | 76.67% | 15 | 0.1124 | 0.015781 | 6767 | Per 50-gallon | 419 | Baseline 50-gallon electric water heater: https://www.lowes.com/pd/A-O-Smith-Signature-50-Gallon-Short-6-year-Limited-4500-Watt-Double-Element-Electric-Water-Heater/1000216833 | 714 | Estimate at $105 per labor hour, assume 6.8 hours work, reference: http://www.serviskey.net/support/rate-estimator?s4=FL; https://www.homewyse.com/costs/cost_of_instant_hot_water_heaters.html (direct fit/replacement) | 7900 | Average installed cost for FPL Pilot Offering | 0 | reference source did not distinguish material and labor costs
Equipment | Solar Water Heater | Solar Powered 50 Gallon Electric Resistance Water Heater (EF = 1.84) | Code-Compliant 50 Gallon Electric Resistance Water Heater | Residential | New | Manufactured Home | FL Zone 2 | Per Water Heater | 21.56% | 1945.9256 | 454.0493 | 1491.8763 | 76.67% | 15 | 0.11151 | 0.015655 | 6767 | Per 50-gallon | 419 | Baseline 50-gallon electric water heater: https://www.lowes.com/pd/A-O-Smith-Signature-50-Gallon-Short-6-year-Limited-4500-Watt-Double-Element-Electric-Water-Heater/1000216833 | 714 | Estimate at $105 per labor hour, assume 6.8 hours work, reference: http://www.serviskey.net/support/rate-estimator?s4=FL; https://www.homewyse.com/costs/cost_of_instant_hot_water_heaters.html (direct fit/replacement) | 7900 | Average installed cost for FPL Pilot Offering | 0 | reference source did not distinguish material and labor costs
Equipment | Energy Star Air Purifier | One 120 CFM Air Purifier meeting ENERGY STAR® 1.2 Standards | One Standard 120 CFM Air Purifier | Residential | Turnover | Single Family | FL Zone 2 | Per Air Cleaner | 61% | 1072 | 430.0364 | 641.9636 | 59.88% | 9 | 0.085069 | 0.061385 | 0 | Per Unit | 0 | reference source included incremental cost only | 0 | No Labor Cost | 0 | ENERGY STAR Appliance Calculator, 2016 (no incremental cost) | 0 | No Labor Cost
Equipment | Energy Star Air Purifier | One 120 CFM Air Purifier meeting ENERGY STAR® 1.2 Standards | One Standard 120 CFM Air Purifier | Residential | Turnover | Multi-Family | FL Zone 2 | Per Air Cleaner | 61% | 1072 | 430.0364 | 641.9636 | 59.88% | 9 | 0.085069 | 0.061385 | 0 | Per Unit | 0 | reference source included incremental cost only | 0 | No Labor Cost | 0 | ENERGY STAR Appliance Calculator, 2016 (no incremental cost) | 0 | No Labor Cost
Equipment | Energy Star Air Purifier | One 120 CFM Air Purifier meeting ENERGY STAR® 1.2 Standards | One Standard 120 CFM Air Purifier | Residential | Turnover | Manufactured Home | FL Zone 2 | Per Air Cleaner | 61% | 1072 | 430.0364 | 641.9636 | 59.88% | 9 | 0.085069 | 0.061385 | 0 | Per Unit | 0 | reference source included incremental cost only | 0 | No Labor Cost | 0 | ENERGY STAR Appliance Calculator, 2016 (no incremental cost) | 0 | No Labor Cost
Equipment | Energy Star Air Purifier | One 120 CFM Air Purifier meeting ENERGY STAR® 1.2 Standards | One Standard 120 CFM Air Purifier | Residential | New | Single Family | FL Zone 2 | Per Air Cleaner | 61% | 1072 | 430.0364 | 641.9636 | 59.88% | 9 | 0.085069 | 0.061385 | 0 | Per Unit | 0 | reference source included incremental cost only | 0 | No Labor Cost | 0 | ENERGY STAR Appliance Calculator, 2016 (no incremental cost) | 0 | No Labor Cost
Equipment | Energy Star Air Purifier | One 120 CFM Air Purifier meeting ENERGY STAR® 1.2 Standards | One Standard 120 CFM Air Purifier | Residential | New | Multi-Family | FL Zone 2 | Per Air Cleaner | 61% | 1072 | 430.0364 | 641.9636 | 59.88% | 9 | 0.085069 | 0.061385 | 0 | Per Unit | 0 | reference source included incremental cost only | 0 | No Labor Cost | 0 | ENERGY STAR Appliance Calculator, 2016 (no incremental cost) | 0 | No Labor Cost
Equipment | Energy Star Air Purifier | One 120 CFM Air Purifier meeting ENERGY STAR® 1.2 Standards | One Standard 120 CFM Air Purifier | Residential | New | Manufactured Home | FL Zone 2 | Per Air Cleaner | 61% | 1072 | 430.0364 | 641.9636 | 59.88% | 9 | 0.085069 | 0.061385 | 0 | Per Unit | 0 | reference source included incremental cost only | 0 | No Labor Cost | 0 | ENERGY STAR Appliance Calculator, 2016 (no incremental cost) | 0 | No Labor Cost
Equipment | Energy Star Audio-Video Equipment | One DVD/Blu-Ray Player meeting ENERGY STAR® 3.0 Standards | One Market Average DVD/Blu-Ray Player | Residential | Turnover | Single Family | FL Zone 2 | Per Device | 43% | 98.2955 | 18 | 80.2955 | 81.69% | 5 | 0 | 0 | 134.84 | Per Unit | 299.99 | http://www.amazon.com/Sony-HT-CT150-Sound-Bar-System/dp/B003C1AO2I/ref=sr_1_1?s=aht&ie=UTF8&qid=1311254467&sr=1-1 | 0 | No Labor Cost | 434.83 | http://www.amazon.com/Polk-Audio-Surroundbar-Entertainment-System/dp/B0036ORATQ/ref=sr_1_2?s=aht&ie=UTF8&qid=1311254476&sr=1-2 | 0 | No Labor Cost
Equipment | Energy Star Audio-Video Equipment | One DVD/Blu-Ray Player meeting ENERGY STAR® 3.0 Standards | One Market Average DVD/Blu-Ray Player | Residential | Turnover | Multi-Family | FL Zone 2 | Per Device | 43% | 98.2955 | 18 | 80.2955 | 81.69% | 5 | 0 | 0 | 134.84 | Per Unit | 299.99 | http://www.amazon.com/Sony-HT-CT150-Sound-Bar-System/dp/B003C1AO2I/ref=sr_1_1?s=aht&ie=UTF8&qid=1311254467&sr=1-1 | 0 | No Labor Cost | 434.83 | http://www.amazon.com/Polk-Audio-Surroundbar-Entertainment-System/dp/B0036ORATQ/ref=sr_1_2?s=aht&ie=UTF8&qid=1311254476&sr=1-2 | 0 | No Labor Cost
Equipment | Energy Star Audio-Video Equipment | One DVD/Blu-Ray Player meeting ENERGY STAR® 3.0 Standards | One Market Average DVD/Blu-Ray Player | Residential | Turnover | Manufactured Home | FL Zone 2 | Per Device | 43% | 98.2955 | 18 | 80.2955 | 81.69% | 5 | 0 | 0 | 134.84 | Per Unit | 299.99 | http://www.amazon.com/Sony-HT-CT150-Sound-Bar-System/dp/B003C1AO2I/ref=sr_1_1?s=aht&ie=UTF8&qid=1311254467&sr=1-1 | 0 | No Labor Cost | 434.83 | http://www.amazon.com/Polk-Audio-Surroundbar-Entertainment-System/dp/B0036ORATQ/ref=sr_1_2?s=aht&ie=UTF8&qid=1311254476&sr=1-2 | 0 | No Labor Cost
Equipment | Energy Star Audio-Video Equipment | One DVD/Blu-Ray Player meeting ENERGY STAR® 3.0 Standards | One Market Average DVD/Blu-Ray Player | Residential | New | Single Family | FL Zone 2 | Per Device | 43% | 98.2955 | 18 | 80.2955 | 81.69% | 5 | 0 | 0 | 134.84 | Per Unit | 299.99 | http://www.amazon.com/Sony-HT-CT150-Sound-Bar-System/dp/B003C1AO2I/ref=sr_1_1?s=aht&ie=UTF8&qid=1311254467&sr=1-1 | 0 | No Labor Cost | 434.83 | http://www.amazon.com/Polk-Audio-Surroundbar-Entertainment-System/dp/B0036ORATQ/ref=sr_1_2?s=aht&ie=UTF8&qid=1311254476&sr=1-2 | 0 | No Labor Cost
Equipment | Energy Star Audio-Video Equipment | One DVD/Blu-Ray Player meeting ENERGY STAR® 3.0 Standards | One Market Average DVD/Blu-Ray Player | Residential | New | Multi-Family | FL Zone 2 | Per Device | 43% | 98.2955 | 18 | 80.2955 | 81.69% | 5 | 0 | 0 | 134.84 | Per Unit | 299.99 | http://www.amazon.com/Sony-HT-CT150-Sound-Bar-System/dp/B003C1AO2I/ref=sr_1_1?s=aht&ie=UTF8&qid=1311254467&sr=1-1 | 0 | No Labor Cost | 434.83 | http://www.amazon.com/Polk-Audio-Surroundbar-Entertainment-System/dp/B0036ORATQ/ref=sr_1_2?s=aht&ie=UTF8&qid=1311254476&sr=1-2 | 0 | No Labor Cost
Equipment | Energy Star Audio-Video Equipment | One DVD/Blu-Ray Player meeting ENERGY STAR® 3.0 Standards | One Market Average DVD/Blu-Ray Player | Residential | New | Manufactured Home | FL Zone 2 | Per Device | 43% | 98.2955 | 18 | 80.2955 | 81.69% | 5 | 0 | 0 | 134.84 | Per Unit | 299.99 | http://www.amazon.com/Sony-HT-CT150-Sound-Bar-System/dp/B003C1AO2I/ref=sr_1_1?s=aht&ie=UTF8&qid=1311254467&sr=1-1 | 0 | No Labor Cost | 434.83 | http://www.amazon.com/Polk-Audio-Surroundbar-Entertainment-System/dp/B0036ORATQ/ref=sr_1_2?s=aht&ie=UTF8&qid=1311254476&sr=1-2 | 0 | No Labor Cost
Equipment | Energy Star Imaging Equipment | One Personal Computer meeting ENERGY STAR® 6.1 Standards | One Personal Computer meeting ENERGY STAR® 3.0 Standards | Residential | Turnover | Single Family | FL Zone 2 | Per Appliance | 1% | 299.575 | 171.93 | 127.645 | 42.61% | 5 | 0.011573 | 0.0067571 | 0 | Per Unit | 49.99 | Market Research, 2018, bestbuy.com | 0 | No Labor Cost | 49.99 | Market Research, 2018, bestbuy.com (lowest cost units were all EnergyStar certified so no incremental cost difference) | 0 | No Labor Cost
Equipment | Energy Star Imaging Equipment | One Personal Computer meeting ENERGY STAR® 6.1 Standards | One Personal Computer meeting ENERGY STAR® 3.0 Standards | Residential | Turnover | Multi-Family | FL Zone 2 | Per Appliance | 1% | 299.575 | 171.93 | 127.645 | 42.61% | 5 | 0.011573 | 0.0067571 | 0 | Per Unit | 49.99 | Market Research, 2018, bestbuy.com | 0 | No Labor Cost | 49.99 | Market Research, 2018, bestbuy.com (lowest cost units were all EnergyStar certified so no incremental cost difference) | 0 | No Labor Cost
Equipment | Energy Star Imaging Equipment | One Personal Computer meeting ENERGY STAR® 6.1 Standards | One Personal Computer meeting ENERGY STAR® 3.0 Standards | Residential | Turnover | Manufactured Home | FL Zone 2 | Per Appliance | 1% | 299.575 | 171.93 | 127.645 | 42.61% | 5 | 0.011573 | 0.0067571 | 0 | Per Unit | 49.99 | Market Research, 2018, bestbuy.com | 0 | No Labor Cost | 49.99 | Market Research, 2018, bestbuy.com (lowest cost units were all EnergyStar certified so no incremental cost difference) | 0 | No Labor Cost
Equipment | Energy Star Imaging Equipment | One Personal Computer meeting ENERGY STAR® 6.1 Standards | One Personal Computer meeting ENERGY STAR® 3.0 Standards | Residential | New | Single Family | FL Zone 2 | Per Appliance | 1% | 299.575 | 171.93 | 127.645 | 42.61% | 5 | 0.011573 | 0.0067571 | 0 | Per Unit | 49.99 | Market Research, 2018, bestbuy.com | 0 | No Labor Cost | 49.99 | Market Research, 2018, bestbuy.com (lowest cost units were all EnergyStar certified so no incremental cost difference) | 0 | No Labor Cost
Equipment | Energy Star Imaging Equipment | One Personal Computer meeting ENERGY STAR® 6.1 Standards | One Personal Computer meeting ENERGY STAR® 3.0 Standards | Residential | New | Multi-Family | FL Zone 2 | Per Appliance | 1% | 299.575 | 171.93 | 127.645 | 42.61% | 5 | 0.011573 | 0.0067571 | 0 | Per Unit | 49.99 | Market Research, 2018, bestbuy.com | 0 | No Labor Cost | 49.99 | Market Research, 2018, bestbuy.com (lowest cost units were all EnergyStar certified so no incremental cost difference) | 0 | No Labor Cost
Equipment | Energy Star Imaging Equipment | One Personal Computer meeting ENERGY STAR® 6.1 Standards | One Personal Computer meeting ENERGY STAR® 3.0 Standards | Residential | New | Manufactured Home | FL Zone 2 | Per Appliance | 1% | 299.575 | 171.93 | 127.645 | 42.61% | 5 | 0.011573 | 0.0067571 | 0 | Per Unit | 49.99 | Market Research, 2018, bestbuy.com | 0 | No Labor Cost | 49.99 | Market Research, 2018, bestbuy.com (lowest cost units were all EnergyStar certified so no incremental cost difference) | 0 | No Labor Cost
Equipment | Energy Star Personal Computer | One Personal Computer meeting ENERGY STAR® 6.1 Standards | One Personal Computer meeting ENERGY STAR® 3.0 Standards | Residential | Turnover | Single Family | FL Zone 2 | Per Appliance | 35% | 274.082 | 154.5308 | 119.5512 | 43.62% | 4 | 0.018954 | 0.0040635 | 29.75 | Per Unit | 0 | reference source included incremental cost only | 0 | No Labor Cost | 29.75 | Table 9.3, average of product classes for Tier 2 (2017) standard: http://www.energy.ca.gov/appliances/2013rulemaking/documents/proposals/12-AAER-2A_Consumer_Electronics/California_IOUs_Standards_Proposal_Computers_UPDATED_2013-08-06_TN-71813.pdf | 0 | No Labor Cost
Equipment | Energy Star Personal Computer | One Personal Computer meeting ENERGY STAR® 6.1 Standards | One Personal Computer meeting ENERGY STAR® 3.0 Standards | Residential | Turnover | Multi-Family | FL Zone 2 | Per Appliance | 35% | 274.082 | 154.5308 | 119.5512 | 43.62% | 4 | 0.018954 | 0.0040635 | 29.75 | Per Unit | 0 | reference source included incremental cost only | 0 | No Labor Cost | 29.75 | Table 9.3, average of product classes for Tier 2 (2017) standard: http://www.energy.ca.gov/appliances/2013rulemaking/documents/proposals/12-AAER-2A_Consumer_Electronics/California_IOUs_Standards_Proposal_Computers_UPDATED_2013-08-06_TN-71813.pdf | 0 | No Labor Cost
Equipment | Energy Star Personal Computer | One Personal Computer meeting ENERGY STAR® 6.1 Standards | One Personal Computer meeting ENERGY STAR® 3.0 Standards | Residential | Turnover | Manufactured Home | FL Zone 2 | Per Appliance | 35% | 274.082 | 154.5308 | 119.5512 | 43.62% | 4 | 0.018954 | 0.0040635 | 29.75 | Per Unit | 0 | reference source included incremental cost only | 0 | No Labor Cost | 29.75 | Table 9.3, average of product classes for Tier 2 (2017) standard: http://www.energy.ca.gov/appliances/2013rulemaking/documents/proposals/12-AAER-2A_Consumer_Electronics/California_IOUs_Standards_Proposal_Computers_UPDATED_2013-08-06_TN-71813.pdf | 0 | No Labor Cost
Equipment | Energy Star Personal Computer | One Personal Computer meeting ENERGY STAR® 6.1 Standards | One Personal Computer meeting ENERGY STAR® 3.0 Standards | Residential | New | Single Family | FL Zone 2 | Per Appliance | 35% | 274.082 | 154.5308 | 119.5512 | 43.62% | 4 | 0.018954 | 0.0040635 | 29.75 | Per Unit | 0 | reference source included incremental cost only | 0 | No Labor Cost | 29.75 | Table 9.3, average of product classes for Tier 2 (2017) standard: http://www.energy.ca.gov/appliances/2013rulemaking/documents/proposals/12-AAER-2A_Consumer_Electronics/California_IOUs_Standards_Proposal_Computers_UPDATED_2013-08-06_TN-71813.pdf | 0 | No Labor Cost
Equipment | Energy Star Personal Computer | One Personal Computer meeting ENERGY STAR® 6.1 Standards | One Personal Computer meeting ENERGY STAR® 3.0 Standards | Residential | New | Multi-Family | FL Zone 2 | Per Appliance | 35% | 274.082 | 154.5308 | 119.5512 | 43.62% | 4 | 0.018954 | 0.0040635 | 29.75 | Per Unit | 0 | reference source included incremental cost only | 0 | No Labor Cost | 29.75 | Table 9.3, average of product classes for Tier 2 (2017) standard: http://www.energy.ca.gov/appliances/2013rulemaking/documents/proposals/12-AAER-2A_Consumer_Electronics/California_IOUs_Standards_Proposal_Computers_UPDATED_2013-08-06_TN-71813.pdf | 0 | No Labor Cost
Equipment | Energy Star Personal Computer | One Personal Computer meeting ENERGY STAR® 6.1 Standards | One Personal Computer meeting ENERGY STAR® 3.0 Standards | Residential | New | Manufactured Home | FL Zone 2 | Per Appliance | 35% | 274.082 | 154.5308 | 119.5512 | 43.62% | 4 | 0.018954 | 0.0040635 | 29.75 | Per Unit | 0 | reference source included incremental cost only | 0 | No Labor Cost | 29.75 | Table 9.3, average of product classes for Tier 2 (2017) standard: http://www.energy.ca.gov/appliances/2013rulemaking/documents/proposals/12-AAER-2A_Consumer_Electronics/California_IOUs_Standards_Proposal_Computers_UPDATED_2013-08-06_TN-71813.pdf | 0 | No Labor Cost
Equipment | Energy Star TV | One Television meeting ENERGY STAR® 7.0 Standards | One Television meeting ENERGY STAR® 6.1 Standards | Residential | Turnover | Single Family | FL Zone 2 | Per Appliance | 42% | 109.1958 | 70.8708 | 38.325 | 35.1% | 6 | 0.0076643 | 0.0045849 | 93.3333 | Per Unit | 400 | Average of 3 lowest cost 55" non-Energy Star units, bestbuy.com | 0 | No Labor Cost | 493.3333 | Average of 3 lowest cost 55" Energy Star units, bestbuy.com | 0 | No Labor Cost
Equipment | Energy Star TV | One Television meeting ENERGY STAR® 7.0 Standards | One Television meeting ENERGY STAR® 6.1 Standards | Residential | Turnover | Multi-Family | FL Zone 2 | Per Appliance | 42% | 109.1958 | 70.8708 | 38.325 | 35.1% | 6 | 0.0076643 | 0.0045849 | 93.3333 | Per Unit | 400 | Average of 3 lowest cost 55" non-Energy Star units, bestbuy.com | 0 | No Labor Cost | 493.3333 | Average of 3 lowest cost 55" Energy Star units, bestbuy.com | 0 | No Labor Cost
Equipment | Energy Star TV | One Television meeting ENERGY STAR® 7.0 Standards | One Television meeting ENERGY STAR® 6.1 Standards | Residential | Turnover | Manufactured Home | FL Zone 2 | Per Appliance | 42% | 109.1958 | 70.8708 | 38.325 | 35.1% | 6 | 0.0076643 | 0.0045849 | 93.3333 | Per Unit | 400 | Average of 3 lowest cost 55" non-Energy Star units, bestbuy.com | 0 | No Labor Cost | 493.3333 | Average of 3 lowest cost 55" Energy Star units, bestbuy.com | 0 | No Labor Cost
Equipment | Energy Star TV | One Television meeting ENERGY STAR® 7.0 Standards | One Television meeting ENERGY STAR® 6.1 Standards | Residential | New | Single Family | FL Zone 2 | Per Appliance | 42% | 109.1958 | 70.8708 | 38.325 | 35.1% | 6 | 0.0076643 | 0.0045849 | 93.3333 | Per Unit | 400 | Average of 3 lowest cost 55" non-Energy Star units, bestbuy.com | 0 | No Labor Cost | 493.3333 | Average of 3 lowest cost 55" Energy Star units, bestbuy.com | 0 | No Labor Cost
Equipment | Energy Star TV | One Television meeting ENERGY STAR® 7.0 Standards | One Television meeting ENERGY STAR® 6.1 Standards | Residential | New | Multi-Family | FL Zone 2 | Per Appliance | 42% | 109.1958 | 70.8708 | 38.325 | 35.1% | 6 | 0.0076643 | 0.0045849 | 93.3333 | Per Unit | 400 | Average of 3 lowest cost 55" non-Energy Star units, bestbuy.com | 0 | No Labor Cost | 493.3333 | Average of 3 lowest cost 55" Energy Star units, bestbuy.com | 0 | No Labor Cost
Equipment | Energy Star TV | One Television meeting ENERGY STAR® 7.0 Standards | One Television meeting ENERGY STAR® 6.1 Standards | Residential | New | Manufactured Home | FL Zone 2 | Per Appliance | 42% | 109.1958 | 70.8708 | 38.325 | 35.1% | 6 | 0.0076643 | 0.0045849 | 93.3333 | Per Unit | 400 | Average of 3 lowest cost 55" non-Energy Star units, bestbuy.com | 0 | No Labor Cost | 493.3333 | Average of 3 lowest cost 55" Energy Star units, bestbuy.com | 0 | No Labor Cost
Equipment | 14 SEER ASHP from base electric resistance heating | 14 SEER ASHP from base electric resistance heating | Base AC, 14 SEER, Electric resistance heating, 3.41 HSPF | Residential | Turnover | Single Family | FL Zone 2 | Per System | 0% | 13223.863 | 7741.4525 | 5482.4104 | 41.46% | 15 | 0 | 1.5463 | 469.29 | Per 3 Ton | 1652.01 | rate at $550.67/ton, reference: https://www.theacoutlet.com/gsx16s361-capf4860d6-3-ton-14-seer-goodman-air-condenser-and-coil.html | 1259.184 | rate at $85.08/per labor hour, assume 14.8 hour work, reference: https://www.homewyse.com/costs/cost_of_heat_pump_systems.html | 2121.3 | 14 SEER split system heat pump, rate at $707.1/ton, reference: https://www.theacoutlet.com/rp1536aj1na-rh1p3617stanja-3-ton-14-seer-rheem-ruud-heat-pump-system.html | 1259.184 | rate at $85.08/per labor hour, assume 14.8 hour work, reference: https://www.homewyse.com/costs/cost_of_heat_pump_systems.html
Equipment | 14 SEER ASHP from base electric resistance heating | 14 SEER ASHP from base electric resistance heating | Base AC, 14 SEER, Electric resistance heating, 3.41 HSPF | Residential | Turnover | Multi-Family | FL Zone 2 | Per System | 0% | 8815.9086 | 5160.9684 | 3654.9403 | 41.46% | 15 | 0 | 1.0309 | 312.86 | Per 2 Ton | 1101.34 | rate at $550.67/ton, reference: https://www.theacoutlet.com/gsx16s361-capf4860d6-3-ton-14-seer-goodman-air-condenser-and-coil.html | 1259.184 | rate at $85.08/per labor hour, assume 14.8 hour work, reference: https://www.homewyse.com/costs/cost_of_heat_pump_systems.html | 1414.2 | 14 SEER split system heat pump, rate at $707.1/ton, reference: https://www.theacoutlet.com/rp1536aj1na-rh1p3617stanja-3-ton-14-seer-rheem-ruud-heat-pump-system.html | 1259.184 | rate at $85.08/per labor hour, assume 14.8 hour work, reference: https://www.homewyse.com/costs/cost_of_heat_pump_systems.html
Equipment | 14 SEER ASHP from base electric resistance heating | 14 SEER ASHP from base electric resistance heating | Base AC, 14 SEER, Electric resistance heating, 3.41 HSPF | Residential | Turnover | Manufactured Home | FL Zone 2 | Per System | 0% | 13223.863 | 7741.4525 | 5482.4104 | 41.46% | 15 | 0 | 1.5463 | 469.29 | Per 3 Ton | 1652.01 | rate at $550.67/ton, reference: https://www.theacoutlet.com/gsx16s361-capf4860d6-3-ton-14-seer-goodman-air-condenser-and-coil.html | 1259.184 | rate at $85.08/per labor hour, assume 14.8 hour work, reference: https://www.homewyse.com/costs/cost_of_heat_pump_systems.html | 2121.3 | 14 SEER split system heat pump, rate at $707.1/ton, reference: https://www.theacoutlet.com/rp1536aj1na-rh1p3617stanja-3-ton-14-seer-rheem-ruud-heat-pump-system.html | 1259.184 | rate at $85.08/per labor hour, assume 14.8 hour work, reference: https://www.homewyse.com/costs/cost_of_heat_pump_systems.html
Equipment | 14 SEER ASHP from base electric resistance heating | 14 SEER ASHP from base electric resistance heating | Base AC, 14 SEER, Electric resistance heating, 3.41 HSPF | Residential | New | Single Family | FL Zone 2 | Per System | 0% | 13223.863 | 7741.4525 | 5482.4104 | 41.46% | 15 | 0 | 1.5463 | 469.29 | Per 3 Ton | 1652.01 | rate at $550.67/ton, reference: https://www.theacoutlet.com/gsx16s361-capf4860d6-3-ton-14-seer-goodman-air-condenser-and-coil.html | 1259.184 | rate at $85.08/per labor hour, assume 14.8 hour work, reference: https://www.homewyse.com/costs/cost_of_heat_pump_systems.html | 2121.3 | 14 SEER split system heat pump, rate at $707.1/ton, reference: https://www.theacoutlet.com/rp1536aj1na-rh1p3617stanja-3-ton-14-seer-rheem-ruud-heat-pump-system.html | 1259.184 | rate at $85.08/per labor hour, assume 14.8 hour work, reference: https://www.homewyse.com/costs/cost_of_heat_pump_systems.html
Equipment | 14 SEER ASHP from base electric resistance heating | 14 SEER ASHP from base electric resistance heating | Base AC, 14 SEER, Electric resistance heating, 3.41 HSPF | Residential | New | Multi-Family | FL Zone 2 | Per System | 0% | 8815.9086 | 5160.9684 | 3654.9403 | 41.46% | 15 | 0 | 1.0309 | 312.86 | Per 2 Ton | 1101.34 | rate at $550.67/ton, reference: https://www.theacoutlet.com/gsx16s361-capf4860d6-3-ton-14-seer-goodman-air-condenser-and-coil.html | 1259.184 | rate at $85.08/per labor hour, assume 14.8 hour work, reference: https://www.homewyse.com/costs/cost_of_heat_pump_systems.html | 1414.2 | 14 SEER split system heat pump, rate at $707.1/ton, reference: https://www.theacoutlet.com/rp1536aj1na-rh1p3617stanja-3-ton-14-seer-rheem-ruud-heat-pump-system.html | 1259.184 | rate at $85.08/per labor hour, assume 14.8 hour work, reference: https://www.homewyse.com/costs/cost_of_heat_pump_systems.html
Equipment | 14 SEER ASHP from base electric resistance heating | 14 SEER ASHP from base electric resistance heating | Base AC, 14 SEER, Electric resistance heating, 3.41 HSPF | Residential | New | Manufactured Home | FL Zone 2 | Per System | 0% | 13223.863 | 7741.4525 | 5482.4104 | 41.46% | 15 | 0 | 1.5463 | 469.29 | Per 3 Ton | 1652.01 | rate at $550.67/ton, reference: https://www.theacoutlet.com/gsx16s361-capf4860d6-3-ton-14-seer-goodman-air-condenser-and-coil.html | 1259.184 | rate at $85.08/per labor hour, assume 14.8 hour work, reference: https://www.homewyse.com/costs/cost_of_heat_pump_systems.html | 2121.3 | 14 SEER split system heat pump, rate at $707.1/ton, reference: https://www.theacoutlet.com/rp1536aj1na-rh1p3617stanja-3-ton-14-seer-rheem-ruud-heat-pump-system.html | 1259.184 | rate at $85.08/per labor hour, assume 14.8 hour work, reference: https://www.homewyse.com/costs/cost_of_heat_pump_systems.html
Equipment | 15 SEER Air Source Heat Pump | 15 SEER Air Source Heat Pump | Code-Compliant ASHP, 14 SEER, 8.2 HSPF | Residential | Turnover | Single Family | FL Zone 2 | Per System | 0% | 7741.4525 | 7347.8005 | 393.6521 | 5.085% | 15 | 0.1045 | 0.11103 | 474 | Per 3 Ton | 0 | reference source included incremental cost only | 0 | No Labor Cost | 474 | FPL contractor survey, 2018 - incremental cost for 3 ton, SFD | 0 | No Additional Labor Cost
Equipment | 15 SEER Air Source Heat Pump | 15 SEER Air Source Heat Pump | Code-Compliant ASHP, 14 SEER, 8.2 HSPF | Residential | Turnover | Multi-Family | FL Zone 2 | Per System | 0% | 5160.9684 | 4898.5336 | 262.4347 | 5.085% | 15 | 0.069666 | 0.074019 | 447 | Per 2 Ton | 0 | reference source included incremental cost only | 0 | No Labor Cost | 447 | FPL contractor survey, 2018 - incremental cost for MF | 0 | No Additional Labor Cost
Equipment | 15 SEER Air Source Heat Pump | 15 SEER Air Source Heat Pump | Code-Compliant ASHP, 14 SEER, 8.2 HSPF | Residential | Turnover | Manufactured Home | FL Zone 2 | Per System | 0% | 7741.4525 | 7347.8005 | 393.6521 | 5.085% | 15 | 0.1045 | 0.11103 | 474 | Per 3 Ton | 0 | reference source included incremental cost only | 0 | No Labor Cost | 474 | FPL contractor survey, 2018 - incremental cost for 3 ton, SFD (used 3 ton based on size assumption for savings calcs) | 0 | No Additional Labor Cost
Equipment | 15 SEER Air Source Heat Pump | 15 SEER Air Source Heat Pump | Code-Compliant ASHP, 14 SEER, 8.2 HSPF | Residential | New | Single Family | FL Zone 2 | Per System | 0% | 7741.4525 | 7347.8005 | 393.6521 | 5.085% | 15 | 0.1045 | 0.11103 | 474 | Per 3 Ton | 0 | reference source included incremental cost only | 0 | No Labor Cost | 474 | FPL contractor survey, 2018 - incremental cost for 3 ton, SFD | 0 | No Additional Labor Cost
Equipment | 15 SEER Air Source Heat Pump | 15 SEER Air Source Heat Pump | Code-Compliant ASHP, 14 SEER, 8.2 HSPF | Residential | New | Multi-Family | FL Zone 2 | Per System | 0% | 5160.9684 | 4898.5336 | 262.4347 | 5.085% | 15 | 0.069666 | 0.074019 | 447 | Per 2 Ton | 0 | reference source included incremental cost only | 0 | No Labor Cost | 447 | FPL contractor survey, 2018 - incremental cost for MF | 0 | No Additional Labor Cost
Equipment | 15 SEER Air Source Heat Pump | 15 SEER Air Source Heat Pump | Code-Compliant ASHP, 14 SEER, 8.2 HSPF | Residential | New | Manufactured Home | FL Zone 2 | Per System | 0% | 7741.4525 | 7347.8005 | 393.6521 | 5.085% | 15 | 0.1045 | 0.11103 | 474 | Per 3 Ton | 0 | reference source included incremental cost only | 0 | No Labor Cost | 474 | FPL contractor survey, 2018 - incremental cost for 3 ton, SFD (used 3 ton based on size assumption for savings calcs) | 0 | No Additional Labor Cost
Equipment | 15 SEER Central AC | 15 SEER Central AC | Code-Compliant Central AC, 14 SEER | Residential | Turnover | Single Family | FL Zone 2 | Per System | 0% | 3838.5257 | 3582.624 | 255.9017 | 6.667% | 15 | 0.15798 | 0 | 371 | Per 3 Ton | 0 | reference source included incremental cost only | 0 | No Labor Cost | 371 | FPL contractor survey, 2018 - incremental cost for 3 ton, SFD | 0 | No Additional Labor Cost
Equipment | 15 SEER Central AC | 15 SEER Central AC | Code-Compliant Central AC, 14 SEER | Residential | Turnover | Multi-Family | FL Zone 2 | Per System | 0% | 2559.0171 | 2388.416 | 170.6011 | 6.667% | 15 | 0.10532 | 0 | 332 | Per 2 Ton | 0 | reference source included incremental cost only | 0 | No Labor Cost | 332 | FPL contractor survey, 2018 - incremental cost for MF | 0 | No Additional Labor Cost
Equipment | 15 SEER Central AC | 15 SEER Central AC | Code-Compliant Central AC, 14 SEER | Residential | Turnover | Manufactured Home | FL Zone 2 | Per System | 0% | 3838.5257 | 3582.624 | 255.9017 | 6.667% | 15 | 0.15798 | 0 | 371 | Per 3 Ton | 0 | reference source included incremental cost only | 0 | No Labor Cost | 371 | FPL contractor survey, 2018 - incremental cost for 3 ton, SFD (used 3 ton based on size assumption for savings calcs) | 0 | No Additional Labor Cost
Equipment | 15 SEER Central AC | 15 SEER Central AC | Code-Compliant Central AC, 14 SEER | Residential | New | Single Family | FL Zone 2 | Per System | 0% | 3838.5257 | 3582.624 | 255.9017 | 6.667% | 15 | 0.15798 | 0 | 371 | Per 3 Ton | 0 | reference source included incremental cost only | 0 | No Labor Cost | 371 | FPL contractor survey, 2018 - incremental cost for 3 ton, SFD | 0 | No Additional Labor Cost
Equipment | 15 SEER Central AC | 15 SEER Central AC | Code-Compliant Central AC, 14 SEER | Residential | New | Multi-Family | FL Zone 2 | Per System | 0% | 2559.0171 | 2388.416 | 170.6011 | 6.667% | 15 | 0.10532 | 0 | 332 | Per 2 Ton | 0 | reference source included incremental cost only | 0 | No Labor Cost | 332 | FPL contractor survey, 2018 - incremental cost for MF | 0 | No Additional Labor Cost
Equipment | 15 SEER Central AC | 15 SEER Central AC | Code-Compliant Central AC, 14 SEER | Residential | New | Manufactured Home | FL Zone 2 | Per System | 0% | 3838.5257 | 3582.624 | 255.9017 | 6.667% | 15 | 0.15798 | 0 | 371 | Per 3 Ton | 0 | reference source included incremental cost only | 0 | No Labor Cost | 371 | FPL contractor survey, 2018 - incremental cost for 3 ton, SFD (used 3 ton based on size assumption for savings calcs) | 0 | No Additional Labor Cost
Equipment | 16 SEER Air Source Heat Pump | 16 SEER Air Source Heat Pump | Code-Compliant ASHP, 14 SEER, 8.2 HSPF | Residential | Turnover | Single Family | FL Zone 2 | Per System | 0% | 7741.4525 | 6914.71 | 826.7425 | 10.68% | 15 | 0.21947 | 0.23318 | 1385 | Per 3 Ton | 0 | reference source included incremental cost only | 0 | No Labor Cost | 1385 | FPL contractor survey, 2018 - incremental cost for 3 ton, SFD | 0 | No Additional Labor Cost
Equipment | 16 SEER Air Source Heat Pump | 16 SEER Air Source Heat Pump | Code-Compliant ASHP, 14 SEER, 8.2 HSPF | Residential | Turnover | Multi-Family | FL Zone 2 | Per System | 0% | 5160.9684 | 4609.8067 | 551.1617 | 10.68% | 15 | 0.14631 | 0.15545 | 1148 | Per 2 Ton | 0 | reference source included incremental cost only | 0 | No Labor Cost | 1148 | FPL contractor survey, 2018 - incremental cost for MF | 0 | No Additional Labor Cost
Equipment | 16 SEER Air Source Heat Pump | 16 SEER Air Source Heat Pump | Code-Compliant ASHP, 14 SEER, 8.2 HSPF | Residential | Turnover | Manufactured Home | FL Zone 2 | Per System | 0% | 7741.4525 | 6914.71 | 826.7425 | 10.68% | 15 | 0.21947 | 0.23318 | 1385 | Per 3 Ton | 0 | reference source included incremental cost only | 0 | No Labor Cost | 1385 | FPL contractor survey, 2018 - incremental cost for 3 ton, SFD (used 3 ton based on size assumption for savings calcs) | 0 | No Additional Labor Cost
Equipment | 16 SEER Air Source Heat Pump | 16 SEER Air Source Heat Pump | Code-Compliant ASHP, 14 SEER, 8.2 HSPF | Residential | New | Single Family | FL Zone 2 | Per System | 0% | 7741.4525 | 6914.71 | 826.7425 | 10.68% | 15 | 0.21947 | 0.23318 | 1385 | Per 3 Ton | 0 | reference source included incremental cost only | 0 | No Labor Cost | 1385 | FPL contractor survey, 2018 - incremental cost for 3 ton, SFD | 0 | No Additional Labor Cost
Equipment | 16 SEER Air Source Heat Pump | 16 SEER Air Source Heat Pump | Code-Compliant ASHP, 14 SEER, 8.2 HSPF | Residential | New | Multi-Family | FL Zone 2 | Per System | 0% | 5160.9684 | 4609.8067 | 551.1617 | 10.68% | 15 | 0.14631 | 0.15545 | 1148 | Per 2 Ton | 0 | reference source included incremental cost only | 0 | No Labor Cost | 1148 | FPL contractor survey, 2018 - incremental cost for MF | 0 | No Additional Labor Cost
Equipment | 16 SEER Air Source Heat Pump | 16 SEER Air Source Heat Pump | Code-Compliant ASHP, 14 SEER, 8.2 HSPF | Residential | New | Manufactured Home | FL Zone 2 | Per System | 0% | 7741.4525 | 6914.71 | 826.7425 | 10.68% | 15 | 0.21947 | 0.23318 | 1385 | Per 3 Ton | 0 | reference source included incremental cost only | 0 | No Labor Cost | 1385 | FPL contractor survey, 2018 - incremental cost for 3 ton, SFD (used 3 ton based on size assumption for savings calcs) | 0 | No Additional Labor Cost
Equipment | 16 SEER Central AC | 16 SEER Central AC | Code-Compliant Central AC, 14 SEER | Residential | Turnover | Single Family | FL Zone 2 | Per System | 0% | 3838.5257 | 3358.71 | 479.8157 | 12.5% | 15 | 0.29621 | 0 | 726 | Per 3 Ton | 0 | reference source included incremental cost only | 0 | No Labor Cost | 726 | FPL contractor survey, 2018 - incremental cost for 3 ton, SFD | 0 | No Additional Labor Cost
Equipment | 16 SEER Central AC | 16 SEER Central AC | Code-Compliant Central AC, 14 SEER | Residential | Turnover | Multi-Family | FL Zone 2 | Per System | 0% | 2559.0171 | 2239.14 | 319.8771 | 12.5% | 15 | 0.19747 | 0 | 649 | Per 2 Ton | 0 | reference source included incremental cost only | 0 | No Labor Cost | 649 | FPL contractor survey, 2018 - incremental cost for MF | 0 | No Additional Labor Cost
Equipment | 16 SEER Central AC | 16 SEER Central AC | Code-Compliant Central AC, 14 SEER | Residential | Turnover | Manufactured Home | FL Zone 2 | Per System | 0% | 3838.5257 | 3358.71 | 479.8157 | 12.5% | 15 | 0.29621 | 0 | 726 | Per 3 Ton | 0 | reference source included incremental cost only | 0 | No Labor Cost | 726 | FPL contractor survey, 2018 - incremental cost for 3 ton, SFD (used 3 ton based on size assumption for savings calcs) | 0 | No Additional Labor Cost
Equipment | 16 SEER Central AC | 16 SEER Central AC | Code-Compliant Central AC, 14 SEER | Residential | New | Single Family | FL Zone 2 | Per System | 0% | 3838.5257 | 3358.71 | 479.8157 | 12.5% | 15 | 0.29621 | 0 | 726 | Per 3 Ton | 0 | reference source included incremental cost only | 0 | No Labor Cost | 726 | FPL contractor survey, 2018 - incremental cost for 3 ton, SFD | 0 | No Additional Labor Cost
Equipment | 16 SEER Central AC | 16 SEER Central AC | Code-Compliant Central AC, 14 SEER | Residential | New | Multi-Family | FL Zone 2 | Per System | 0% | 2559.0171 | 2239.14 | 319.8771 | 12.5% | 15 | 0.19747 | 0 | 649 | Per 2 Ton | 0 | reference source included incremental cost only | 0 | No Labor Cost | 649 | FPL contractor survey, 2018 - incremental cost for MF | 0 | No Additional Labor Cost
Equipment | 16 SEER Central AC | 16 SEER Central AC | Code-Compliant Central AC, 14 SEER | Residential | New | Manufactured Home | FL Zone 2 | Per System | 0% | 3838.5257 | 3358.71 | 479.8157 | 12.5% | 15 | 0.29621 | 0 | 726 | Per 3 Ton | 0 | reference source included incremental cost only | 0 | No Labor Cost | 726 | FPL contractor survey, 2018 - incremental cost for 3 ton, SFD (used 3 ton based on size assumption for savings calcs) | 0 | No Additional Labor Cost
Equipment | 17 SEER Air Source Heat Pump | 17 SEER Air Source Heat Pump | Code-Compliant ASHP, 14 SEER, 8.2 HSPF | Residential | Turnover | Single Family | FL Zone 2 | Per System | 0% | 7741.4525 | 6529.9809 | 1211.4716 | 15.65% | 15 | 0.3216 | 0.34169 | 2250 | Per 3 Ton | 0 | reference source included incremental cost only | 0 | No Labor Cost | 2250 | FPL contractor survey, 2018 - incremental cost for 3 ton, SFD | 0 | No Additional Labor Cost
Equipment | 17 SEER Air Source Heat Pump | 17 SEER Air Source Heat Pump | Code-Compliant ASHP, 14 SEER, 8.2 HSPF | Residential | Turnover | Multi-Family | FL Zone 2 | Per System | 0% | 5160.9684 | 4353.3206 | 807.6477 | 15.65% | 15 | 0.2144 | 0.22779 | 1837 | Per 2 Ton | 0 | reference source included incremental cost only | 0 | No Labor Cost | 1837 | FPL contractor survey, 2018 - incremental cost for MF | 0 | No Additional Labor Cost
Equipment | 17 SEER Air Source Heat Pump | 17 SEER Air Source Heat Pump | Code-Compliant ASHP, 14 SEER, 8.2 HSPF | Residential | Turnover | Manufactured Home | FL Zone 2 | Per System | 0% | 7741.4525 | 6529.9809 | 1211.4716 | 15.65% | 15 | 0.3216 | 0.34169 | 2250 | Per 3 Ton | 0 | reference source included incremental cost only | 0 | No Labor Cost | 2250 | FPL contractor survey, 2018 - incremental cost for 3 ton, SFD (used 3 ton based on size assumption for savings calcs) | 0 | No Additional Labor Cost
Equipment | 17 SEER Air Source Heat Pump | 17 SEER Air Source Heat Pump | Code-Compliant ASHP, 14 SEER, 8.2 HSPF | Residential | New | Single Family | FL Zone 2 | Per System | 0% | 7741.4525 | 6529.9809 | 1211.4716 | 15.65% | 15 | 0.3216 | 0.34169 | 2250 | Per 3 Ton | 0 | reference source included incremental cost only | 0 | No Labor Cost | 2250 | FPL contractor survey, 2018 - incremental cost for 3 ton, SFD | 0 | No Additional Labor Cost
Equipment | 17 SEER Air Source Heat Pump | 17 SEER Air Source Heat Pump | Code-Compliant ASHP, 14 SEER, 8.2 HSPF | Residential | New | Multi-Family | FL Zone 2 | Per System | 0% | 5160.9684 | 4353.3206 | 807.6477 | 15.65% | 15 | 0.2144 | 0.22779 | 1837 | Per 2 Ton | 0 | reference source included incremental cost only | 0 | No Labor Cost | 1837 | FPL contractor survey, 2018 - incremental cost for MF | 0 | No Additional Labor Cost
Equipment | 17 SEER Air Source Heat Pump | 17 SEER Air Source Heat Pump | Code-Compliant ASHP, 14 SEER, 8.2 HSPF | Residential | New | Manufactured Home | FL Zone 2 | Per System | 0% | 7741.4525 | 6529.9809 | 1211.4716 | 15.65% | 15 | 0.3216 | 0.34169 | 2250 | Per 3 Ton | 0 | reference source included incremental cost only | 0 | No Labor Cost | 2250 | FPL contractor survey, 2018 - incremental cost for 3 ton, SFD (used 3 ton based on size assumption for savings calcs) | 0 | No Additional Labor Cost
Equipment | 17 SEER Central AC | 17 SEER Central AC | Code-Compliant Central AC, 14 SEER | Residential | Turnover | Single Family | FL Zone 2 | Per System | 0% | 3838.5257 | 3161.1388 | 677.3869 | 17.65% | 15 | 0.41818 | 0 | 2350 | Per 3 Ton | 0 | reference source included incremental cost only | 0 | No Labor Cost | 2350 | FPL contractor survey, 2018 - incremental cost for 3 ton, SFD | 0 | No Additional Labor Cost
Equipment | 17 SEER Central AC | 17 SEER Central AC | Code-Compliant Central AC, 14 SEER | Residential | Turnover | Multi-Family | FL Zone 2 | Per System | 0% | 2559.0171 | 2107.4259 | 451.5913 | 17.65% | 15 | 0.27879 | 0 | 1565 | Per 2 Ton | 0 | reference source included incremental cost only | 0 | No Labor Cost | 1565 | FPL contractor survey, 2018 - incremental cost for MF | 0 | No Additional Labor Cost
Equipment | 17 SEER Central AC | 17 SEER Central AC | Code-Compliant Central AC, 14 SEER | Residential | Turnover | Manufactured Home | FL Zone 2 | Per System | 0% | 3838.5257 | 3161.1388 | 677.3869 | 17.65% | 15 | 0.41818 | 0 | 2350 | Per 3 Ton | 0 | reference source included incremental cost only | 0 | No Labor Cost | 2350 | FPL contractor survey, 2018 - incremental cost for 3 ton, SFD (used 3 ton based on size assumption for savings calcs) | 0 | No Additional Labor Cost
Equipment | 17 SEER Central AC | 17 SEER Central AC | Code-Compliant Central AC, 14 SEER | Residential | New | Single Family | FL Zone 2 | Per System | 0% | 3838.5257 | 3161.1388 | 677.3869 | 17.65% | 15 | 0.41818 | 0 | 2350 | Per 3 Ton | 0 | reference source included incremental cost only | 0 | No Labor Cost | 2350 | FPL contractor survey, 2018 - incremental cost for 3 ton, SFD | 0 | No Additional Labor Cost
Equipment | 17 SEER Central AC | 17 SEER Central AC | Code-Compliant Central AC, 14 SEER | Residential | New | Multi-Family | FL Zone 2 | Per System | 0% | 2559.0171 | 2107.4259 | 451.5913 | 17.65% | 15 | 0.27879 | 0 | 1565 | Per 2 Ton | 0 | reference source included incremental cost only | 0 | No Labor Cost | 1565 | FPL contractor survey, 2018 - incremental cost for MF | 0 | No Additional Labor Cost
Equipment | 17 SEER Central AC | 17 SEER Central AC | Code-Compliant Central AC, 14 SEER | Residential | New | Manufactured Home | FL Zone 2 | Per System | 0% | 3838.5257 | 3161.1388 | 677.3869 | 17.65% | 15 | 0.41818 | 0 | 2350 | Per 3 Ton | 0 | reference source included incremental cost only | 0 | No Labor Cost | 2350 | FPL contractor survey, 2018 - incremental cost for 3 ton, SFD (used 3 ton based on size assumption for savings calcs) | 0 | No Additional Labor Cost
Equipment | 18 SEER Air Source Heat Pump | 18 SEER Air Source Heat Pump | Code-Compliant ASHP, 14 SEER, 8.2 HSPF | Residential | Turnover | Single Family | FL Zone 2 | Per System | 0% | 7741.4525 | 6354.3621 | 1387.0904 | 17.92% | 15 | 0.36822 | 0.39122 | 3013 | Per 3 Ton | 0 | reference source included incremental cost only | 0 | No Labor Cost | 3013 | FPL contractor survey, 2018 - incremental cost for 3 ton, SFD | 0 | No Additional Labor Cost
Equipment | 18 SEER Air Source Heat Pump | 18 SEER Air Source Heat Pump | Code-Compliant ASHP, 14 SEER, 8.2 HSPF | Residential | Turnover | Multi-Family | FL Zone 2 | Per System | 0% | 5160.9684 | 4236.2414 | 924.727 | 17.92% | 15 | 0.24548 | 0.26082 | 2733 | Per 2 Ton | 0 | reference source included incremental cost only | 0 | No Labor Cost | 2733 | FPL contractor survey, 2018 - incremental cost for MF | 0 | No Additional Labor Cost
Equipment | 18 SEER Air Source Heat Pump | 18 SEER Air Source Heat Pump | Code-Compliant ASHP, 14 SEER, 8.2 HSPF | Residential | Turnover | Manufactured Home | FL Zone 2 | Per System | 0% | 7741.4525 | 6354.3621 | 1387.0904 | 17.92% | 15 | 0.36822 | 0.39122 | 3013 | Per 3 Ton | 0 | reference source included incremental cost only | 0 | No Labor Cost | 3013 | FPL contractor survey, 2018 - incremental cost for 3 ton, SFD (used 3 ton based on size assumption for savings calcs) | 0 | No Additional Labor Cost
Equipment | 18 SEER Air Source Heat Pump | 18 SEER Air Source Heat Pump | Code-Compliant ASHP, 14 SEER, 8.2 HSPF | Residential | New | Single Family | FL Zone 2 | Per System | 0% | 7741.4525 | 6354.3621 | 1387.0904 | 17.92% | 15 | 0.36822 | 0.39122 | 3013 | Per 3 Ton | 0 | reference source included incremental cost only | 0 | No Labor Cost | 3013 | FPL contractor survey, 2018 - incremental cost for 3 ton, SFD | 0 | No Additional Labor Cost
Equipment | 18 SEER Air Source Heat Pump | 18 SEER Air Source Heat Pump | Code-Compliant ASHP, 14 SEER, 8.2 HSPF | Residential | New | Multi-Family | FL Zone 2 | Per System | 0% | 5160.9684 | 4236.2414 | 924.727 | 17.92% | 15 | 0.24548 | 0.26082 | 2733 | Per 2 Ton | 0 | reference source included incremental cost only | 0 | No Labor Cost | 2733 | FPL contractor survey, 2018 - incremental cost for MF | 0 | No Additional Labor Cost
Equipment | 18 SEER Air Source Heat Pump | 18 SEER Air Source Heat Pump | Code-Compliant ASHP, 14 SEER, 8.2 HSPF | Residential | New | Manufactured Home | FL Zone 2 | Per System | 0% | 7741.4525 | 6354.3621 | 1387.0904 | 17.92% | 15 | 0.36822 | 0.39122 | 3013 | Per 3 Ton | 0 | reference source included incremental cost only | 0 | No Labor Cost | 3013 | FPL contractor survey, 2018 - incremental cost for 3 ton, SFD (used 3 ton based on size assumption for savings calcs) | 0 | No Additional Labor Cost
Equipment | 18 SEER Central AC | 18 SEER Central AC | Code-Compliant Central AC, 14 SEER | Residential | Turnover | Single Family | FL Zone 2 | Per System | 0% | 3838.5257 | 2985.52 | 853.0057 | 22.22% | 15 | 0.5266 | 0 | 3333 | Per 3 Ton | 0 | reference source included incremental cost only | 0 | No Labor Cost | 3333 | FPL contractor survey, 2018 - incremental cost for 3 ton, SFD | 0 | No Additional Labor Cost
Equipment | 18 SEER Central AC | 18 SEER Central AC | Code-Compliant Central AC, 14 SEER | Residential | Turnover | Multi-Family | FL Zone 2 | Per System | 0% | 2559.0171 | 1990.3467 | 568.6705 | 22.22% | 15 | 0.35106 | 0 | 2426 | Per 2 Ton | 0 | reference source included incremental cost only | 0 | No Labor Cost | 2426 | FPL contractor survey, 2018 - incremental cost for MF | 0 | No Additional Labor Cost
Equipment | 18 SEER Central AC | 18 SEER Central AC | Code-Compliant Central AC, 14 SEER | Residential | Turnover | Manufactured Home | FL Zone 2 | Per System | 0% | 3838.5257 | 2985.52 | 853.0057 | 22.22% | 15 | 0.5266 | 0 | 3333 | Per 3 Ton | 0 | reference source included incremental cost only | 0 | No Labor Cost | 3333 | FPL contractor survey, 2018 - incremental cost for 3 ton, SFD (used 3 ton based on size assumption for savings calcs) | 0 | No Additional Labor Cost
Equipment | 18 SEER Central AC | 18 SEER Central AC | Code-Compliant Central AC, 14 SEER | Residential | New | Single Family | FL Zone 2 | Per System | 0% | 3838.5257 | 2985.52 | 853.0057 | 22.22% | 15 | 0.5266 | 0 | 3333 | Per 3 Ton | 0 | reference source included incremental cost only | 0 | No Labor Cost | 3333 | FPL contractor survey, 2018 - incremental cost for 3 ton, SFD | 0 | No Additional Labor Cost
Equipment | 18 SEER Central AC | 18 SEER Central AC | Code-Compliant Central AC, 14 SEER | Residential | New | Multi-Family | FL Zone 2 | Per System | 0% | 2559.0171 | 1990.3467 | 568.6705 | 22.22% | 15 | 0.35106 | 0 | 2426 | Per 2 Ton | 0 | reference source included incremental cost only | 0 | No Labor Cost | 2426 | FPL contractor survey, 2018 - incremental cost for MF | 0 | No Additional Labor Cost
Equipment | 18 SEER Central AC | 18 SEER Central AC | Code-Compliant Central AC, 14 SEER | Residential | New | Manufactured Home | FL Zone 2 | Per System | 0% | 3838.5257 | 2985.52 | 853.0057 | 22.22% | 15 | 0.5266 | 0 | 3333 | Per 3 Ton | 0 | reference source included incremental cost only | 0 | No Labor Cost | 3333 | FPL contractor survey, 2018 - incremental cost for 3 ton, SFD (used 3 ton based on size assumption for savings calcs) | 0 | No Additional Labor Cost
Equipment | 21 SEER Air Source Heat Pump | 21 SEER Air Source Heat Pump | Code-Compliant ASHP, 14 SEER, 8.2 HSPF | Residential | Turnover | Single Family | FL Zone 2 | Per System | 59.41% | 7741.4525 | 5759.4171 | 1982.0354 | 25.6% | 15 | 0.54544 | 0.54465 | 4740 | Per 3 Ton | 0 | reference source included incremental cost only | 0 | No Labor Cost | 4740 | FPL contractor survey, 2018 - incremental cost for 3 ton, SFD | 0 | No Additional Labor Cost
Equipment | 21 SEER Air Source Heat Pump | 21 SEER Air Source Heat Pump | Code-Compliant ASHP, 14 SEER, 8.2 HSPF | Residential | Turnover | Multi-Family | FL Zone 2 | Per System | 59% | 5160.9684 | 3839.6114 | 1321.3569 | 25.6% | 15 | 0.36362 | 0.3631 | 4539 | Per 2 Ton | 0 | reference source included incremental cost only | 0 | No Labor Cost | 4539 | FPL contractor survey, 2018 - incremental cost for MF | 0 | No Additional Labor Cost
Equipment | 21 SEER Air Source Heat Pump | 21 SEER Air Source Heat Pump | Code-Compliant ASHP, 14 SEER, 8.2 HSPF | Residential | Turnover | Manufactured Home | FL Zone 2 | Per System | 59% | 7741.4525 | 5759.4171 | 1982.0354 | 25.6% | 15 | 0.54544 | 0.54465 | 4740 | Per 3 Ton | 0 | reference source included incremental cost only | 0 | No Labor Cost | 4740 | FPL contractor survey, 2018 - incremental cost for 3 ton, SFD (used 3 ton based on size assumption for savings calcs) | 0 | No Additional Labor Cost
Equipment | 21 SEER Air Source Heat Pump | 21 SEER Air Source Heat Pump | Code-Compliant ASHP, 14 SEER, 8.2 HSPF | Residential | New | Single Family | FL Zone 2 | Per System | 59% | 7741.4525 | 5759.4171 | 1982.0354 | 25.6% | 15 | 0.54544 | 0.54465 | 4740 | Per 3 Ton | 0 | reference source included incremental cost only | 0 | No Labor Cost | 4740 | FPL contractor survey, 2018 - incremental cost for 3 ton, SFD | 0 | No Additional Labor Cost
Equipment | 21 SEER Air Source Heat Pump | 21 SEER Air Source Heat Pump | Code-Compliant ASHP, 14 SEER, 8.2 HSPF | Residential | New | Multi-Family | FL Zone 2 | Per System | 59% | 5160.9684 | 3839.6114 | 1321.3569 | 25.6% | 15 | 0.36362 | 0.3631 | 4539 | Per 2 Ton | 0 | reference source included incremental cost only | 0 | No Labor Cost | 4539 | FPL contractor survey, 2018 - incremental cost for MF | 0 | No Additional Labor Cost
Equipment | 21 SEER Air Source Heat Pump | 21 SEER Air Source Heat Pump | Code-Compliant ASHP, 14 SEER, 8.2 HSPF | Residential | New | Manufactured Home | FL Zone 2 | Per System | 59% | 7741.4525 | 5759.4171 | 1982.0354 | 25.6% | 15 | 0.54544 | 0.54465 | 4740 | Per 3 Ton | 0 | reference source included incremental cost only | 0 | No Labor Cost | 4740 | FPL contractor survey, 2018 - incremental cost for 3 ton, SFD (used 3 ton based on size assumption for savings calcs) | 0 | No Additional Labor Cost
Equipment | 21 SEER ASHP from base electric resistance heating | 21 SEER ASHP from base electric resistance heating | Base AC, 14 SEER, Electric resistance heating, 3.41 HSPF | Residential | Turnover | Single Family | FL Zone 2 | Per System | 40.59% | 13223.863 | 5759.4171 | 7464.4458 | 56.45% | 15 | 0.54544 | 2.0512 | 5209.29 | Per 3 Ton | 0 | reference source included incremental cost only | 0 | No Labor Cost | 5209.29 | FPL contractor survey, 2018 - incremental cost for 3 ton, SFD plus incremental cost of 14 SEER ASHP from base elec resist. Heating measure | 0 | No Additional Labor Cost
Equipment | 21 SEER ASHP from base electric resistance heating | 21 SEER ASHP from base electric resistance heating | Base AC, 14 SEER, Electric resistance heating, 3.41 HSPF | Residential | Turnover | Multi-Family | FL Zone 2 | Per System | 32% | 8815.9086 | 3839.6114 | 4976.2972 | 56.45% | 15 | 0.36362 | 1.3674 | 4851.86 | Per 2 Ton | 0 | reference source included incremental cost only | 0 | No Labor Cost | 4851.86 | FPL contractor survey, 2018 - incremental cost for MF plus incremental cost of 14 SEER ASHP from base elec resist. Heating measure | 0 | No Additional Labor Cost
Equipment | 21 SEER ASHP from base electric resistance heating | 21 SEER ASHP from base electric resistance heating | Base AC, 14 SEER, Electric resistance heating, 3.41 HSPF | Residential | Turnover | Manufactured Home | FL Zone 2 | Per System | 32% | 13223.863 | 5759.4171 | 7464.4458 | 56.45% | 15 | 0.54544 | 2.0512 | 5209.29 | Per 3 Ton | 0 | reference source included incremental cost only | 0 | No Labor Cost | 5209.29 | FPL contractor survey, 2018 - incremental cost for 3 ton, SFD (used 3 ton based on savings calcs) plus incremental cost of 14 SEER ASHP from base elec resist. Heating measure | 0 | No Additional Labor Cost
Equipment | 21 SEER ASHP from base electric resistance heating | 21 SEER ASHP from base electric resistance heating | Base AC, 14 SEER, Electric resistance heating, 3.41 HSPF | Residential | New | Single Family | FL Zone 2 | Per System | 40.59% | 13223.863 | 5759.4171 | 7464.4458 | 56.45% | 15 | 0.54544 | 2.0512 | 5209.29 | Per 3 Ton | 0 | reference source included incremental cost only | 0 | No Labor Cost | 5209.29 | FPL contractor survey, 2018 - incremental cost for 3 ton, SFD plus incremental cost of 14 SEER ASHP from base elec resist. Heating measure | 0 | No Additional Labor Cost
Equipment | 21 SEER ASHP from base electric resistance heating | 21 SEER ASHP from base electric resistance heating | Base AC, 14 SEER, Electric resistance heating, 3.41 HSPF | Residential | New | Multi-Family | FL Zone 2 | Per System | 32% | 8815.9086 | 3839.6114 | 4976.2972 | 56.45% | 15 | 0.36362 | 1.3674 | 4851.86 | Per 2 Ton | 0 | reference source included incremental cost only | 0 | No Labor Cost | 4851.86 | FPL contractor survey, 2018 - incremental cost for MF plus incremental cost of 14 SEER ASHP from base elec resist. Heating measure | 0 | No Additional Labor Cost
Equipment | 21 SEER ASHP from base electric resistance heating | 21 SEER ASHP from base electric resistance heating | Base AC, 14 SEER, Electric resistance heating, 3.41 HSPF | Residential | New | Manufactured Home | FL Zone 2 | Per System | 32% | 13223.863 | 5759.4171 | 7464.4458 | 56.45% | 15 | 0.54544 | 2.0512 | 13839.956 | Per 2 Ton | 1414.2 | 14 SEER split system heat pump, rate at $707.1/ton, reference: https://www.theacoutlet.com/rp1536aj1na-rh1p3617stanja-3-ton-14-seer-rheem-ruud-heat-pump-system.html | 1259.184 | rate at $85.08/per labor hour, assume 14.8 hour work, reference: https://www.homewyse.com/costs/cost_of_heat_pump_systems.html | 3013.34 | rate at $1506.67/ton, reference: https://iwae.com/shop/3-ton-22-3-eer-2-stage-climatemaster-tranquility-22-geothermal-heat-pump-vertical-package-unit-ha16163.html | 13500 | https://www.remodelingcalculator.org/geothermal-heating-cooling-costs/
Equipment | 21 SEER Central AC | 21 SEER Central AC | Code-Compliant Central AC, 14 SEER | Residential | Turnover | Single Family | FL Zone 2 | Per System | 78% | 3838.5257 | 2559.0171 | 1279.5086 | 33.33% | 15 | 0.78989 | 0 | 5194 | Per 3 Ton | 0 | reference source included incremental cost only | 0 | No Labor Cost | 5194 | FPL contractor survey, 2018 - incremental cost for 3 ton, SFD | 0 | No Additional Labor Cost
Equipment | 21 SEER Central AC | 21 SEER Central AC | Code-Compliant Central AC, 14 SEER | Residential | Turnover | Multi-Family | FL Zone 2 | Per System | 78% | 2559.0171 | 1706.0114 | 853.0057 | 33.33% | 15 | 0.5266 | 0 | 4217 | Per 2 Ton | 0 | reference source included incremental cost only | 0 | No Labor Cost | 4217 | FPL contractor survey, 2018 - incremental cost for MF | 0 | No Additional Labor Cost
Equipment | 21 SEER Central AC | 21 SEER Central AC | Code-Compliant Central AC, 14 SEER | Residential | Turnover | Manufactured Home | FL Zone 2 | Per System | 78% | 3838.5257 | 2559.0171 | 1279.5086 | 33.33% | 15 | 0.78989 | 0 | 5194 | Per 3 Ton | 0 | reference source included incremental cost only | 0 | No Labor Cost | 5194 | FPL contractor survey, 2018 - incremental cost for 3 ton, SFD (used 3 ton based on size assumption for savings calcs) | 0 | No Additional Labor Cost
Equipment | 21 SEER Central AC | 21 SEER Central AC | Code-Compliant Central AC, 14 SEER | Residential | New | Single Family | FL Zone 2 | Per System | 78% | 3838.5257 | 2559.0171 | 1279.5086 | 33.33% | 15 | 0.78989 | 0 | 5194 | Per 3 Ton | 0 | reference source included incremental cost only | 0 | No Labor Cost | 5194 | FPL contractor survey, 2018 - incremental cost for 3 ton, SFD | 0 | No Additional Labor Cost
Equipment | 21 SEER Central AC | 21 SEER Central AC | Code-Compliant Central AC, 14 SEER | Residential | New | Multi-Family | FL Zone 2 | Per System | 78% | 2559.0171 | 1706.0114 | 853.0057 | 33.33% | 15 | 0.5266 | 0 | 4217 | Per 2 Ton | 0 | reference source included incremental cost only | 0 | No Labor Cost | 4217 | FPL contractor survey, 2018 - incremental cost for MF | 0 | No Additional Labor Cost
Equipment | 21 SEER Central AC | 21 SEER Central AC | Code-Compliant Central AC, 14 SEER | Residential | New | Manufactured Home | FL Zone 2 | Per System | 78% | 3838.5257 | 2559.0171 | 1279.5086 | 33.33% | 15 | 0.78989 | 0 | 5194 | Per 3 Ton | 0 | reference source included incremental cost only | 0 | No Labor Cost | 5194 | FPL contractor survey, 2018 - incremental cost for 3 ton, SFD (used 3 ton based on size assumption for savings calcs) | 0 | No Additional Labor Cost
Equipment | Energy Star Room AC | Energy Star Room AC, 1 Ton, 12 SEER | Code-Compliant Room AC, 1 Ton, 10.9 SEER | Residential | Turnover | Single Family | FL Zone 2 | Per Unit | 66% | 1643.4055 | 1492.76 | 150.6455 | 9.167% | 9 | 0.093 | 0 | 18.67 | Per Ton | 310.33 | NEEP Incremental Cost Recommendations 2017 - average of with and w/o louvered sides (https://neep.org/sites/default/files/resources/Incremental_Cost_Recommendations_Non_Lighting_050917.xlsx) | 263.036 | rate at $69.22/per labor hour, assume 3.8 hours work, reference: https://www.homewyse.com/costs/cost_of_room_air_conditioners.html | 329 | NEEP Incremental Cost Recommendations 2017 - average of with and w/o louvered sides (https://neep.org/sites/default/files/resources/Incremental_Cost_Recommendations_Non_Lighting_050917.xlsx) | 263.036 | rate at $69.22/per labor hour, assume 3.8 hours work, reference: https://www.homewyse.com/costs/cost_of_room_air_conditioners.html
Equipment | Energy Star Room AC | Energy Star Room AC, 1 Ton, 12 SEER | Code-Compliant Room AC, 1 Ton, 10.9 SEER | Residential | Turnover | Multi-Family | FL Zone 2 | Per Unit | 66% | 1643.4055 | 1492.76 | 150.6455 | 9.167% | 9 | 0.093 | 0 | 18.67 | Per Ton | 310.33 | NEEP Incremental Cost Recommendations 2017 - average of with and w/o louvered sides (https://neep.org/sites/default/files/resources/Incremental_Cost_Recommendations_Non_Lighting_050917.xlsx) | 263.036 | rate at $69.22/per labor hour, assume 3.8 hours work, reference: https://www.homewyse.com/costs/cost_of_room_air_conditioners.html | 329 | NEEP Incremental Cost Recommendations 2017 - average of with and w/o louvered sides (https://neep.org/sites/default/files/resources/Incremental_Cost_Recommendations_Non_Lighting_050917.xlsx) | 263.036 | rate at $69.22/per labor hour, assume 3.8 hours work, reference: https://www.homewyse.com/costs/cost_of_room_air_conditioners.html
Equipment | Energy Star Room AC | Energy Star Room AC, 1 Ton, 12 SEER | Code-Compliant Room AC, 1 Ton, 10.9 SEER | Residential | Turnover | Manufactured Home | FL Zone 2 | Per Unit | 66% | 1643.4055 | 1492.76 | 150.6455 | 9.167% | 9 | 0.093 | 0 | 18.67 | Per Ton | 310.33 | NEEP Incremental Cost Recommendations 2017 - average of with and w/o louvered sides (https://neep.org/sites/default/files/resources/Incremental_Cost_Recommendations_Non_Lighting_050917.xlsx) | 263.036 | rate at $69.22/per labor hour, assume 3.8 hours work, reference: https://www.homewyse.com/costs/cost_of_room_air_conditioners.html | 329 | NEEP Incremental Cost Recommendations 2017 - average of with and w/o louvered sides (https://neep.org/sites/default/files/resources/Incremental_Cost_Recommendations_Non_Lighting_050917.xlsx) | 263.036 | rate at $69.22/per labor hour, assume 3.8 hours work, reference: https://www.homewyse.com/costs/cost_of_room_air_conditioners.html
Equipment | Energy Star Room AC | Energy Star Room AC, 1 Ton, 12 SEER | Code-Compliant Room AC, 1 Ton, 10.9 SEER | Residential | New | Single Family | FL Zone 2 | Per Unit | 66% | 1643.4055 | 1492.76 | 150.6455 | 9.167% | 9 | 0.093 | 0 | 18.67 | Per Ton | 310.33 | NEEP Incremental Cost Recommendations 2017 - average of with and w/o louvered sides (https://neep.org/sites/default/files/resources/Incremental_Cost_Recommendations_Non_Lighting_050917.xlsx) | 263.036 | rate at $69.22/per labor hour, assume 3.8 hours work, reference: https://www.homewyse.com/costs/cost_of_room_air_conditioners.html | 329 | NEEP Incremental Cost Recommendations 2017 - average of with and w/o louvered sides (https://neep.org/sites/default/files/resources/Incremental_Cost_Recommendations_Non_Lighting_050917.xlsx) | 263.036 | rate at $69.22/per labor hour, assume 3.8 hours work, reference: https://www.homewyse.com/costs/cost_of_room_air_conditioners.html
Equipment | Energy Star Room AC | Energy Star Room AC, 1 Ton, 12 SEER | Code-Compliant Room AC, 1 Ton, 10.9 SEER | Residential | New | Multi-Family | FL Zone 2 | Per Unit | 66% | 1643.4055 | 1492.76 | 150.6455 | 9.167% | 9 | 0.093 | 0 | 18.67 | Per Ton | 310.33 | NEEP Incremental Cost Recommendations 2017 - average of with and w/o louvered sides (https://neep.org/sites/default/files/resources/Incremental_Cost_Recommendations_Non_Lighting_050917.xlsx) | 263.036 | rate at $69.22/per labor hour, assume 3.8 hours work, reference: https://www.homewyse.com/costs/cost_of_room_air_conditioners.html | 329 | NEEP Incremental Cost Recommendations 2017 - average of with and w/o louvered sides (https://neep.org/sites/default/files/resources/Incremental_Cost_Recommendations_Non_Lighting_050917.xlsx) | 263.036 | rate at $69.22/per labor hour, assume 3.8 hours work, reference: https://www.homewyse.com/costs/cost_of_room_air_conditioners.html
Equipment | Energy Star Room AC | Energy Star Room AC, 1 Ton, 12 SEER | Code-Compliant Room AC, 1 Ton, 10.9 SEER | Residential | New | Manufactured Home | FL Zone 2 | Per Unit | 66% | 1643.4055 | 1492.76 | 150.6455 | 9.167% | 9 | 0.093 | 0 | 18.67 | Per Ton | 310.33 | NEEP Incremental Cost Recommendations 2017 - average of with and w/o louvered sides (https://neep.org/sites/default/files/resources/Incremental_Cost_Recommendations_Non_Lighting_050917.xlsx) | 263.036 | rate at $69.22/per labor hour, assume 3.8 hours work, reference: https://www.homewyse.com/costs/cost_of_room_air_conditioners.html | 329 | NEEP Incremental Cost Recommendations 2017 - average of with and w/o louvered sides (https://neep.org/sites/default/files/resources/Incremental_Cost_Recommendations_Non_Lighting_050917.xlsx) | 263.036 | rate at $69.22/per labor hour, assume 3.8 hours work, reference: https://www.homewyse.com/costs/cost_of_room_air_conditioners.html
Equipment | Ground Source Heat Pump | Ground Source Heat Pump | Base AC, 14 SEER, Electric resistance heating, 3.41 HSPF | Residential | Turnover | Single Family | FL Zone 2 | Per Unit | 0% | 10321.9367 | 8253.8098 | 2068.1269 | 20.04% | 22 | 0.39241 | 1.2172 | 14639.526 | Per 3 Ton | 2121.3 | 14 SEER split system heat pump, rate at $707.1/ton, reference: https://www.theacoutlet.com/rp1536aj1na-rh1p3617stanja-3-ton-14-seer-rheem-ruud-heat-pump-system.html | 1259.184 | rate at $85.08/per labor hour, assume 14.8 hour work, reference: https://www.homewyse.com/costs/cost_of_heat_pump_systems.html | 4520.01 | rate at $1506.67/ton, reference: https://iwae.com/shop/3-ton-22-3-eer-2-stage-climatemaster-tranquility-22-geothermal-heat-pump-vertical-package-unit-ha16163.html | 13500 | https://www.remodelingcalculator.org/geothermal-heating-cooling-costs/
Equipment | Ground Source Heat Pump | Ground Source Heat Pump | Base AC, 14 SEER, Electric resistance heating, 3.41 HSPF | Residential | Turnover | Multi-Family | FL Zone 2 | Per Unit | 2.992% | 10321.9367 | 8253.8098 | 2068.1269 | 20.04% | 22 | 0.39241 | 1.2172 | 13839.956 | Per 2 Ton | 1414.2 | 14 SEER split system heat pump, rate at $707.1/ton, reference: https://www.theacoutlet.com/rp1536aj1na-rh1p3617stanja-3-ton-14-seer-rheem-ruud-heat-pump-system.html | 1259.184 | rate at $85.08/per labor hour, assume 14.8 hour work, reference: https://www.homewyse.com/costs/cost_of_heat_pump_systems.html | 3013.34 | rate at $1506.67/ton, reference: https://iwae.com/shop/3-ton-22-3-eer-2-stage-climatemaster-tranquility-22-geothermal-heat-pump-vertical-package-unit-ha16163.html | 13500 | https://www.remodelingcalculator.org/geothermal-heating-cooling-costs/
Equipment | Ground Source Heat Pump | Ground Source Heat Pump | Base AC, 14 SEER, Electric resistance heating, 3.41 HSPF | Residential | Turnover | Manufactured Home | FL Zone 2 | Per Unit | 2.995% | 10321.9367 | 8253.8098 | 2068.1269 | 20.04% | 22 | 0.39241 | 1.2172 | 14639.526 | Per 3 Ton | 2121.3 | 14 SEER split system heat pump, rate at $707.1/ton, reference: https://www.theacoutlet.com/rp1536aj1na-rh1p3617stanja-3-ton-14-seer-rheem-ruud-heat-pump-system.html | 1259.184 | rate at $85.08/per labor hour, assume 14.8 hour work, reference: https://www.homewyse.com/costs/cost_of_heat_pump_systems.html | 4520.01 | rate at $1506.67/ton, reference: https://iwae.com/shop/3-ton-22-3-eer-2-stage-climatemaster-tranquility-22-geothermal-heat-pump-vertical-package-unit-ha16163.html | 13500 | https://www.remodelingcalculator.org/geothermal-heating-cooling-costs/
Equipment | Ground Source Heat Pump | Ground Source Heat Pump | Base AC, 14 SEER, Electric resistance heating, 3.41 HSPF | Residential | New | Single Family | FL Zone 2 | Per Unit | 0% | 10321.9367 | 8253.8098 | 2068.1269 | 20.04% | 22 | 0.39241 | 1.2172 | 14639.526 | Per 3 Ton | 2121.3 | 14 SEER split system heat pump, rate at $707.1/ton, reference: https://www.theacoutlet.com/rp1536aj1na-rh1p3617stanja-3-ton-14-seer-rheem-ruud-heat-pump-system.html | 1259.184 | rate at $85.08/per labor hour, assume 14.8 hour work, reference: https://www.homewyse.com/costs/cost_of_heat_pump_systems.html | 4520.01 | rate at $1506.67/ton, reference: https://iwae.com/shop/3-ton-22-3-eer-2-stage-climatemaster-tranquility-22-geothermal-heat-pump-vertical-package-unit-ha16163.html | 13500 | https://www.remodelingcalculator.org/geothermal-heating-cooling-costs/
Equipment | Ground Source Heat Pump | Ground Source Heat Pump | Base AC, 14 SEER, Electric resistance heating, 3.41 HSPF | Residential | New | Multi-Family | FL Zone 2 | Per Unit | 2.992% | 10321.9367 | 8253.8098 | 2068.1269 | 20.04% | 22 | 0.39241 | 1.2172 | 13839.956 | Per 2 Ton | 1414.2 | 14 SEER split system heat pump, rate at $707.1/ton, reference: https://www.theacoutlet.com/rp1536aj1na-rh1p3617stanja-3-ton-14-seer-rheem-ruud-heat-pump-system.html | 1259.184 | rate at $85.08/per labor hour, assume 14.8 hour work, reference: https://www.homewyse.com/costs/cost_of_heat_pump_systems.html | 3013.34 | rate at $1506.67/ton, reference: https://iwae.com/shop/3-ton-22-3-eer-2-stage-climatemaster-tranquility-22-geothermal-heat-pump-vertical-package-unit-ha16163.html | 13500 | https://www.remodelingcalculator.org/geothermal-heating-cooling-costs/
Equipment | Ground Source Heat Pump | Ground Source Heat Pump | Base AC, 14 SEER, Electric resistance heating, 3.41 HSPF | Residential | New | Manufactured Home | FL Zone 2 | Per Unit | 2.995% | 10321.9367 | 8253.8098 | 2068.1269 | 20.04% | 22 | 0.39241 | 1.2172 | 14639.526 | Per 3 Ton | 2121.3 | 14 SEER split system heat pump, rate at $707.1/ton, reference: https://www.theacoutlet.com/rp1536aj1na-rh1p3617stanja-3-ton-14-seer-rheem-ruud-heat-pump-system.html | 1259.184 | rate at $85.08/per labor hour, assume 14.8 hour work, reference: https://www.homewyse.com/costs/cost_of_heat_pump_systems.html | 4520.01 | rate at $1506.67/ton, reference: https://iwae.com/shop/3-ton-22-3-eer-2-stage-climatemaster-tranquility-22-geothermal-heat-pump-vertical-package-unit-ha16163.html | 13500 | https://www.remodelingcalculator.org/geothermal-heating-cooling-costs/
Equipment | Variable Refrigerant Flow (VRF) HVAC Systems | Variable Refrigerant Flow (VRF) HVAC Systems | Code-Compliant ASHP, 1108.4 Tons, 1.54149246003495 SEER, 1.80883269691282 HSPF | Residential | Turnover | Single Family | FL Zone 2 | Per Unit | 0.5419% | 6617.19 | 4908.5998 | 1708.5902 | 25.82% | 13 | 0.093523 | 0.19093 | 3207.372 | Per 3 Ton | 2121.3 | 14 SEER split system heat pump, rate at $707.1/ton, reference: https://www.theacoutlet.com/rp1536aj1na-rh1p3617stanja-3-ton-14-seer-rheem-ruud-heat-pump-system.html | 1259.184 | rate at $85.08/per labor hour, assume 14.8 hour work, reference: https://www.homewyse.com/costs/cost_of_heat_pump_systems.html | 3805.74 | rate at $1268.58/ton, reference: https://www.nationalairwarehouse.com/3-ton-goodman-18-seer-r-410a-two-stage-variable-speed-vertical-heat-pump-split-system.html | 2782.116 | rate at $85.08/per labor hour, assume 24.7 hour work (major fit/position change) plus 8 hrs for removal of existing ducts, patching drywall, etc., reference: https://www.homewyse.com/costs/cost_of_heat_pump_systems.html
Equipment | Variable Refrigerant Flow (VRF) HVAC Systems | Variable Refrigerant Flow (VRF) HVAC Systems | Code-Compliant ASHP, 1108.4 Tons, 1.54149246003495 SEER, 1.80883269691282 HSPF | Residential | Turnover | Multi-Family | FL Zone 2 | Per Unit | 7.175% | 4303 | 3163.9398 | 1139.0602 | 26.47% | 13 | 0.062348 | 0.12728 | 2645.892 | Per 2 Ton | 1414.2 | 14 SEER split system heat pump, rate at $707.1/ton, reference: https://www.theacoutlet.com/rp1536aj1na-rh1p3617stanja-3-ton-14-seer-rheem-ruud-heat-pump-system.html | 1259.184 | rate at $85.08/per labor hour, assume 14.8 hour work, reference: https://www.homewyse.com/costs/cost_of_heat_pump_systems.html | 2537.16 | rate at $1268.58/ton, reference: https://www.nationalairwarehouse.com/3-ton-goodman-18-seer-r-410a-two-stage-variable-speed-vertical-heat-pump-split-system.html | 2782.116 | rate at $85.08/per labor hour, assume 24.7 hour work (major fit/position change) plus 8 hrs for removal of existing ducts, patching drywall, etc., reference: https://www.homewyse.com/costs/cost_of_heat_pump_systems.html
Equipment | Variable Refrigerant Flow (VRF) HVAC Systems | Variable Refrigerant Flow (VRF) HVAC Systems | Code-Compliant ASHP, 1108.4 Tons, 1.54149246003495 SEER, 1.80883269691282 HSPF | Residential | Turnover | Manufactured Home | FL Zone 2 | Per Unit | 7.175% | 6473 | 4764.4098 | 1708.5902 | 26.4% | 13 | 0.093523 | 0.19093 | 3207.372 | Per 3 Ton | 2121.3 | 14 SEER split system heat pump, rate at $707.1/ton, reference: https://www.theacoutlet.com/rp1536aj1na-rh1p3617stanja-3-ton-14-seer-rheem-ruud-heat-pump-system.html | 1259.184 | rate at $85.08/per labor hour, assume 14.8 hour work, reference: https://www.homewyse.com/costs/cost_of_heat_pump_systems.html | 3805.74 | rate at $1268.58/ton, reference: https://www.nationalairwarehouse.com/3-ton-goodman-18-seer-r-410a-two-stage-variable-speed-vertical-heat-pump-split-system.html | 2782.116 | rate at $85.08/per labor hour, assume 24.7 hour work (major fit/position change) plus 8 hrs for removal of existing ducts, patching drywall, etc., reference: https://www.homewyse.com/costs/cost_of_heat_pump_systems.html
Equipment | Variable Refrigerant Flow (VRF) HVAC Systems | Variable Refrigerant Flow (VRF) HVAC Systems | Code-Compliant ASHP, 1108.4 Tons, 1.54149246003495 SEER, 1.80883269691282 HSPF | Residential | New | Single Family | FL Zone 2 | Per Unit | 0.636% | 6617.19 | 4908.5998 | 1708.5902 | 25.82% | 13 | 0.093523 | 0.19093 | 2526.732 | Per 3 Ton | 2121.3 | 14 SEER split system heat pump, rate at $707.1/ton, reference: https://www.theacoutlet.com/rp1536aj1na-rh1p3617stanja-3-ton-14-seer-rheem-ruud-heat-pump-system.html | 1259.184 | rate at $85.08/per labor hour, assume 14.8 hour work, reference: https://www.homewyse.com/costs/cost_of_heat_pump_systems.html | 3805.74 | rate at $1268.58/ton, reference: https://www.nationalairwarehouse.com/3-ton-goodman-18-seer-r-410a-two-stage-variable-speed-vertical-heat-pump-split-system.html | 2101.476 | rate at $85.08/per labor hour, assume 24.7 hour work (major fit/position change), reference: https://www.homewyse.com/costs/cost_of_heat_pump_systems.html
Equipment | Variable Refrigerant Flow (VRF) HVAC Systems | Variable Refrigerant Flow (VRF) HVAC Systems | Code-Compliant ASHP, 1108.4 Tons, 1.54149246003495 SEER, 1.80883269691282 HSPF | Residential | New | Multi-Family | FL Zone 2 | Per Unit | 7.773% | 4303 | 3163.9398 | 1139.0602 | 26.47% | 13 | 0.062348 | 0.12728 | 1965.252 | Per 2 Ton | 1414.2 | 14 SEER split system heat pump, rate at $707.1/ton, reference: https://www.theacoutlet.com/rp1536aj1na-rh1p3617stanja-3-ton-14-seer-rheem-ruud-heat-pump-system.html | 1259.184 | rate at $85.08/per labor hour, assume 14.8 hour work, reference: https://www.homewyse.com/costs/cost_of_heat_pump_systems.html | 2537.16 | rate at $1268.58/ton, reference: https://www.nationalairwarehouse.com/3-ton-goodman-18-seer-r-410a-two-stage-variable-speed-vertical-heat-pump-split-system.html | 2101.476 | rate at $85.08/per labor hour, assume 24.7 hour work (major fit/position change), reference: https://www.homewyse.com/costs/cost_of_heat_pump_systems.html
Equipment | Variable Refrigerant Flow (VRF) HVAC Systems | Variable Refrigerant Flow (VRF) HVAC Systems | Code-Compliant ASHP, 1108.4 Tons, 1.54149246003495 SEER, 1.80883269691282 HSPF | Residential | New | Manufactured Home | FL Zone 2 | Per Unit | 7.773% | 6473 | 4764.4098 | 1708.5902 | 26.4% | 13 | 0.093523 | 0.19093 | 2526.732 | Per 3 Ton | 2121.3 | 14 SEER split system heat pump, rate at $707.1/ton, reference: https://www.theacoutlet.com/rp1536aj1na-rh1p3617stanja-3-ton-14-seer-rheem-ruud-heat-pump-system.html | 1259.184 | rate at $85.08/per labor hour, assume 14.8 hour work, reference: https://www.homewyse.com/costs/cost_of_heat_pump_systems.html | 3805.74 | rate at $1268.58/ton, reference: https://www.nationalairwarehouse.com/3-ton-goodman-18-seer-r-410a-two-stage-variable-speed-vertical-heat-pump-split-system.html | 2101.476 | rate at $85.08/per labor hour, assume 24.7 hour work (major fit/position change), reference: https://www.homewyse.com/costs/cost_of_heat_pump_systems.html
Equipment | CFL - 15W Flood (Exterior) | 15W CFL | EISA-2020 compliant baseline lamp (65W flood) | Residential | Turnover | Single Family | FL Zone 2 | Per Lamp | 0% | 61.685 | 14.235 | 47.45 | 76.92% | 7.8 | 0 | 0 | 3.92 | Per Unit | 1.85 | https://www.homedepot.com/p/Philips-65-Watt-Incandescent-BR30-Flood-Light-Bulb-12-Pack-per-Case-248872/100560688 | 0 | No Labor Cost | 5.77 | https://www.1000bulbs.com/product/1644/FC15-FER3015W27.html | 0 | No Labor Cost
Equipment | CFL - 15W Flood (Exterior) | 15W CFL | EISA-2020 compliant baseline lamp (65W flood) | Residential | Turnover | Multi-Family | FL Zone 2 | Per Lamp | 0% | 61.685 | 14.235 | 47.45 | 76.92% | 7.8 | 0 | 0 | 3.92 | Per Unit | 1.85 | https://www.homedepot.com/p/Philips-65-Watt-Incandescent-BR30-Flood-Light-Bulb-12-Pack-per-Case-248872/100560688 | 0 | No Labor Cost | 5.77 | https://www.1000bulbs.com/product/1644/FC15-FER3015W27.html | 0 | No Labor Cost
Equipment | CFL - 15W Flood (Exterior) | 15W CFL | EISA-2020 compliant baseline lamp (65W flood) | Residential | Turnover | Manufactured Home | FL Zone 2 | Per Lamp | 0% | 61.685 | 14.235 | 47.45 | 76.92% | 7.8 | 0 | 0 | 3.92 | Per Unit | 1.85 | https://www.homedepot.com/p/Philips-65-Watt-Incandescent-BR30-Flood-Light-Bulb-12-Pack-per-Case-248872/100560688 | 0 | No Labor Cost | 5.77 | https://www.1000bulbs.com/product/1644/FC15-FER3015W27.html | 0 | No Labor Cost
Equipment | CFL - 15W Flood (Exterior) | 15W CFL | EISA-2020 compliant baseline lamp (65W flood) | Residential | New | Single Family | FL Zone 2 | Per Lamp | 0% | 61.685 | 14.235 | 47.45 | 76.92% | 7.8 | 0 | 0 | 3.92 | Per Unit | 1.85 | https://www.homedepot.com/p/Philips-65-Watt-Incandescent-BR30-Flood-Light-Bulb-12-Pack-per-Case-248872/100560688 | 0 | No Labor Cost | 5.77 | https://www.1000bulbs.com/product/1644/FC15-FER3015W27.html | 0 | No Labor Cost
Equipment | CFL - 15W Flood (Exterior) | 15W CFL | EISA-2020 compliant baseline lamp (65W flood) | Residential | New | Multi-Family | FL Zone 2 | Per Lamp | 0% | 61.685 | 14.235 | 47.45 | 76.92% | 7.8 | 0 | 0 | 3.92 | Per Unit | 1.85 | https://www.homedepot.com/p/Philips-65-Watt-Incandescent-BR30-Flood-Light-Bulb-12-Pack-per-Case-248872/100560688 | 0 | No Labor Cost | 5.77 | https://www.1000bulbs.com/product/1644/FC15-FER3015W27.html | 0 | No Labor Cost
Equipment | CFL - 15W Flood (Exterior) | 15W CFL | EISA-2020 compliant baseline lamp (65W flood) | Residential | New | Manufactured Home | FL Zone 2 | Per Lamp | 0% | 61.685 | 14.235 | 47.45 | 76.92% | 7.8 | 0 | 0 | 3.92 | Per Unit | 1.85 | https://www.homedepot.com/p/Philips-65-Watt-Incandescent-BR30-Flood-Light-Bulb-12-Pack-per-Case-248872/100560688 | 0 | No Labor Cost | 5.77 | https://www.1000bulbs.com/product/1644/FC15-FER3015W27.html | 0 | No Labor Cost
Equipment | CFL - 15W Flood | 15W CFL | EISA-2020 compliant baseline lamp (65W flood) | Residential | Turnover | Single Family | FL Zone 2 | Per Lamp | 0% | 20.6294 | 15.8688 | 4.7606 | 23.08% | 7.8 | 0.00041875 | 0.00043966 | 3.92 | Per Unit | 1.85 | https://www.homedepot.com/p/Philips-65-Watt-Incandescent-BR30-Flood-Light-Bulb-12-Pack-per-Case-248872/100560688 | 0 | No Labor Cost | 5.77 | https://www.1000bulbs.com/product/1644/FC15-FER3015W27.html | 0 | No Labor Cost
Equipment | CFL - 15W Flood | 15W CFL | EISA-2020 compliant baseline lamp (65W flood) | Residential | Turnover | Multi-Family | FL Zone 2 | Per Lamp | 0% | 20.6294 | 15.8688 | 4.7606 | 23.08% | 7.8 | 0.00041875 | 0.00043966 | 3.92 | Per Unit | 1.85 | https://www.homedepot.com/p/Philips-65-Watt-Incandescent-BR30-Flood-Light-Bulb-12-Pack-per-Case-248872/100560688 | 0 | No Labor Cost | 5.77 | https://www.1000bulbs.com/product/1644/FC15-FER3015W27.html | 0 | No Labor Cost
Equipment | CFL - 15W Flood | 15W CFL | EISA-2020 compliant baseline lamp (65W flood) | Residential | Turnover | Manufactured Home | FL Zone 2 | Per Lamp | 0% | 20.6294 | 15.8688 | 4.7606 | 23.08% | 7.8 | 0.00041875 | 0.00043966 | 3.92 | Per Unit | 1.85 | https://www.homedepot.com/p/Philips-65-Watt-Incandescent-BR30-Flood-Light-Bulb-12-Pack-per-Case-248872/100560688 | 0 | No Labor Cost | 5.77 | https://www.1000bulbs.com/product/1644/FC15-FER3015W27.html | 0 | No Labor Cost
Equipment | CFL - 15W Flood | 15W CFL | EISA-2020 compliant baseline lamp (65W flood) | Residential | New | Single Family | FL Zone 2 | Per Lamp | 0% | 20.6294 | 15.8688 | 4.7606 | 23.08% | 7.8 | 0.00041875 | 0.00043966 | 3.92 | Per Unit | 1.85 | https://www.homedepot.com/p/Philips-65-Watt-Incandescent-BR30-Flood-Light-Bulb-12-Pack-per-Case-248872/100560688 | 0 | No Labor Cost | 5.77 | https://www.1000bulbs.com/product/1644/FC15-FER3015W27.html | 0 | No Labor Cost
Equipment | CFL - 15W Flood | 15W CFL | EISA-2020 compliant baseline lamp (65W flood) | Residential | New | Multi-Family | FL Zone 2 | Per Lamp | 0% | 20.6294 | 15.8688 | 4.7606 | 23.08% | 7.8 | 0.00041875 | 0.00043966 | 3.92 | Per Unit | 1.85 | https://www.homedepot.com/p/Philips-65-Watt-Incandescent-BR30-Flood-Light-Bulb-12-Pack-per-Case-248872/100560688 | 0 | No Labor Cost | 5.77 | https://www.1000bulbs.com/product/1644/FC15-FER3015W27.html | 0 | No Labor Cost
Equipment | CFL - 15W Flood | 15W CFL | EISA-2020 compliant baseline lamp (65W flood) | Residential | New | Manufactured Home | FL Zone 2 | Per Lamp | 0% | 20.6294 | 15.8688 | 4.7606 | 23.08% | 7.8 | 0.00041875 | 0.00043966 | 3.92 | Per Unit | 1.85 | https://www.homedepot.com/p/Philips-65-Watt-Incandescent-BR30-Flood-Light-Bulb-12-Pack-per-Case-248872/100560688 | 0 | No Labor Cost | 5.77 | https://www.1000bulbs.com/product/1644/FC15-FER3015W27.html | 0 | No Labor Cost
Equipment | CFL-13W | 13W CFL | EISA-2020 compliant baseline lamp (60W equivalent) | Residential | Turnover | Single Family | FL Zone 2 | Per Lamp | 0% | 19.0425 | 13.7529 | 5.2896 | 27.78% | 7.8 | 0.00046528 | 0.00048851 | 1.32 | Per Unit | 1.17 | https://www.homedepot.com/p/EcoSmart-60-Watt-Equivalent-A19-Dimmable-Eco-Incandescent-Light-Bulb-Soft-White-4-Pack-52602/204848841 | 0 | No Labor Cost | 2.49 | https://www.homedepot.com/p/Philips-60-Watt-Equivalent-Spiral-A-Line-CFL-Light-Bulb-Soft-White-2700K-4-Pack-434373/202826746 | 0 | No Labor Cost
Equipment | CFL-13W | 13W CFL | EISA-2020 compliant baseline lamp (60W equivalent) | Residential | Turnover | Multi-Family | FL Zone 2 | Per Lamp | 0% | 19.0425 | 13.7529 | 5.2896 | 27.78% | 7.8 | 0.00046528 | 0.00048851 | 1.32 | Per Unit | 1.17 | https://www.homedepot.com/p/EcoSmart-60-Watt-Equivalent-A19-Dimmable-Eco-Incandescent-Light-Bulb-Soft-White-4-Pack-52602/204848841 | 0 | No Labor Cost | 2.49 | https://www.homedepot.com/p/Philips-60-Watt-Equivalent-Spiral-A-Line-CFL-Light-Bulb-Soft-White-2700K-4-Pack-434373/202826746 | 0 | No Labor Cost
Equipment | CFL-13W | 13W CFL | EISA-2020 compliant baseline lamp (60W equivalent) | Residential | Turnover | Manufactured Home | FL Zone 2 | Per Lamp | 0% | 19.0425 | 13.7529 | 5.2896 | 27.78% | 7.8 | 0.00046528 | 0.00048851 | 1.32 | Per Unit | 1.17 | https://www.homedepot.com/p/EcoSmart-60-Watt-Equivalent-A19-Dimmable-Eco-Incandescent-Light-Bulb-Soft-White-4-Pack-52602/204848841 | 0 | No Labor Cost | 2.49 | https://www.homedepot.com/p/Philips-60-Watt-Equivalent-Spiral-A-Line-CFL-Light-Bulb-Soft-White-2700K-4-Pack-434373/202826746 | 0 | No Labor Cost
Equipment | CFL-13W | 13W CFL | EISA-2020 compliant baseline lamp (60W equivalent) | Residential | New | Single Family | FL Zone 2 | Per Lamp | 0% | 19.0425 | 13.7529 | 5.2896 | 27.78% | 7.8 | 0.00046528 | 0.00048851 | 1.32 | Per Unit | 1.17 | https://www.homedepot.com/p/EcoSmart-60-Watt-Equivalent-A19-Dimmable-Eco-Incandescent-Light-Bulb-Soft-White-4-Pack-52602/204848841 | 0 | No Labor Cost | 2.49 | https://www.homedepot.com/p/Philips-60-Watt-Equivalent-Spiral-A-Line-CFL-Light-Bulb-Soft-White-2700K-4-Pack-434373/202826746 | 0 | No Labor Cost
Equipment | CFL-13W | 13W CFL | EISA-2020 compliant baseline lamp (60W equivalent) | Residential | New | Multi-Family | FL Zone 2 | Per Lamp | 0% | 19.0425 | 13.7529 | 5.2896 | 27.78% | 7.8 | 0.00046528 | 0.00048851 | 1.32 | Per Unit | 1.17 | https://www.homedepot.com/p/EcoSmart-60-Watt-Equivalent-A19-Dimmable-Eco-Incandescent-Light-Bulb-Soft-White-4-Pack-52602/204848841 | 0 | No Labor Cost | 2.49 | https://www.homedepot.com/p/Philips-60-Watt-Equivalent-Spiral-A-Line-CFL-Light-Bulb-Soft-White-2700K-4-Pack-434373/202826746 | 0 | No Labor Cost
Equipment | CFL-13W | 13W CFL | EISA-2020 compliant baseline lamp (60W equivalent) | Residential | New | Manufactured Home | FL Zone 2 | Per Lamp | 0% | 19.0425 | 13.7529 | 5.2896 | 27.78% | 7.8 | 0.00046528 | 0.00048851 | 1.32 | Per Unit | 1.17 | https://www.homedepot.com/p/EcoSmart-60-Watt-Equivalent-A19-Dimmable-Eco-Incandescent-Light-Bulb-Soft-White-4-Pack-52602/204848841 | 0 | No Labor Cost | 2.49 | https://www.homedepot.com/p/Philips-60-Watt-Equivalent-Spiral-A-Line-CFL-Light-Bulb-Soft-White-2700K-4-Pack-434373/202826746 | 0 | No Labor Cost
Equipment | CFL-23W | 23W CFL | EISA-2020 compliant baseline lamp (100W equivalent) | Residential | Turnover | Single Family | FL Zone 2 | Per Lamp | 0% | 31.7375 | 24.3321 | 7.4054 | 23.33% | 7.8 | 0.00065139 | 0.00068392 | 0.85 | Per Unit | 1.49 | https://www.homedepot.com/p/EcoSmart-100-Watt-Equivalent-A19-Halogen-Light-Bulb-4-Pack-324442/302639927 | 0 | No Labor Cost | 2.34 | https://www.homedepot.com/p/Philips-100W-Equivalent-Soft-White-2700K-T2-Spiral-CFL-Light-Bulb-4-Pack-434738/202827179 | 0 | No Labor Cost
Equipment | CFL-23W | 23W CFL | EISA-2020 compliant baseline lamp (100W equivalent) | Residential | Turnover | Multi-Family | FL Zone 2 | Per Lamp | 0% | 31.7375 | 24.3321 | 7.4054 | 23.33% | 7.8 | 0.00065139 | 0.00068392 | 0.85 | Per Unit | 1.49 | https://www.homedepot.com/p/EcoSmart-100-Watt-Equivalent-A19-Halogen-Light-Bulb-4-Pack-324442/302639927 | 0 | No Labor Cost | 2.34 | https://www.homedepot.com/p/Philips-100W-Equivalent-Soft-White-2700K-T2-Spiral-CFL-Light-Bulb-4-Pack-434738/202827179 | 0 | No Labor Cost
Equipment | CFL-23W | 23W CFL | EISA-2020 compliant baseline lamp (100W equivalent) | Residential | Turnover | Manufactured Home | FL Zone 2 | Per Lamp | 0% | 31.7375 | 24.3321 | 7.4054 | 23.33% | 7.8 | 0.00065139 | 0.00068392 | 0.85 | Per Unit | 1.49 | https://www.homedepot.com/p/EcoSmart-100-Watt-Equivalent-A19-Halogen-Light-Bulb-4-Pack-324442/302639927 | 0 | No Labor Cost | 2.34 | https://www.homedepot.com/p/Philips-100W-Equivalent-Soft-White-2700K-T2-Spiral-CFL-Light-Bulb-4-Pack-434738/202827179 | 0 | No Labor Cost
Equipment | CFL-23W | 23W CFL | EISA-2020 compliant baseline lamp (100W equivalent) | Residential | New | Single Family | FL Zone 2 | Per Lamp | 0% | 31.7375 | 24.3321 | 7.4054 | 23.33% | 7.8 | 0.00065139 | 0.00068392 | 0.85 | Per Unit | 1.49 | https://www.homedepot.com/p/EcoSmart-100-Watt-Equivalent-A19-Halogen-Light-Bulb-4-Pack-324442/302639927 | 0 | No Labor Cost | 2.34 | https://www.homedepot.com/p/Philips-100W-Equivalent-Soft-White-2700K-T2-Spiral-CFL-Light-Bulb-4-Pack-434738/202827179 | 0 | No Labor Cost
Equipment | CFL-23W | 23W CFL | EISA-2020 compliant baseline lamp (100W equivalent) | Residential | New | Multi-Family | FL Zone 2 | Per Lamp | 0% | 31.7375 | 24.3321 | 7.4054 | 23.33% | 7.8 | 0.00065139 | 0.00068392 | 0.85 | Per Unit | 1.49 | https://www.homedepot.com/p/EcoSmart-100-Watt-Equivalent-A19-Halogen-Light-Bulb-4-Pack-324442/302639927 | 0 | No Labor Cost | 2.34 | https://www.homedepot.com/p/Philips-100W-Equivalent-Soft-White-2700K-T2-Spiral-CFL-Light-Bulb-4-Pack-434738/202827179 | 0 | No Labor Cost
Equipment | CFL-23W | 23W CFL | EISA-2020 compliant baseline lamp (100W equivalent) | Residential | New | Manufactured Home | FL Zone 2 | Per Lamp | 0% | 31.7375 | 24.3321 | 7.4054 | 23.33% | 7.8 | 0.00065139 | 0.00068392 | 0.85 | Per Unit | 1.49 | https://www.homedepot.com/p/EcoSmart-100-Watt-Equivalent-A19-Halogen-Light-Bulb-4-Pack-324442/302639927 | 0 | No Labor Cost | 2.34 | https://www.homedepot.com/p/Philips-100W-Equivalent-Soft-White-2700K-T2-Spiral-CFL-Light-Bulb-4-Pack-434738/202827179 | 0 | No Labor Cost
Equipment | LED - 14W | 14W LED | EISA-2020 compliant baseline lamp (100W equivalent) | Residential | Turnover | Single Family | FL Zone 2 | Per Lamp | 50% | 31.7375 | 14.8108 | 16.9267 | 53.33% | 10 | 0.0014889 | 0.0015632 | 1.88 | Per Unit | 1.49 | https://www.homedepot.com/p/EcoSmart-100-Watt-Equivalent-A19-Halogen-Light-Bulb-4-Pack-324442/302639927 | 0 | No Labor Cost | 3.37 | https://www.homedepot.com/p/EcoSmart-100-Watt-Equivalent-A19-Non-Dimmable-LED-Light-Bulb-Daylight-4-Pack-A7A19A100WUL03/303574633 | 0 | No Labor Cost
Equipment | LED - 14W | 14W LED | EISA-2020 compliant baseline lamp (100W equivalent) | Residential | Turnover | Multi-Family | FL Zone 2 | Per Lamp | 50% | 31.7375 | 14.8108 | 16.9267 | 53.33% | 10 | 0.0014889 | 0.0015632 | 1.88 | Per Unit | 1.49 | https://www.homedepot.com/p/EcoSmart-100-Watt-Equivalent-A19-Halogen-Light-Bulb-4-Pack-324442/302639927 | 0 | No Labor Cost | 3.37 | https://www.homedepot.com/p/EcoSmart-100-Watt-Equivalent-A19-Non-Dimmable-LED-Light-Bulb-Daylight-4-Pack-A7A19A100WUL03/303574633 | 0 | No Labor Cost
Equipment | LED - 14W | 14W LED | EISA-2020 compliant baseline lamp (100W equivalent) | Residential | Turnover | Manufactured Home | FL Zone 2 | Per Lamp | 50% | 31.7375 | 14.8108 | 16.9267 | 53.33% | 10 | 0.0014889 | 0.0015632 | 1.88 | Per Unit | 1.49 | https://www.homedepot.com/p/EcoSmart-100-Watt-Equivalent-A19-Halogen-Light-Bulb-4-Pack-324442/302639927 | 0 | No Labor Cost | 3.37 | https://www.homedepot.com/p/EcoSmart-100-Watt-Equivalent-A19-Non-Dimmable-LED-Light-Bulb-Daylight-4-Pack-A7A19A100WUL03/303574633 | 0 | No Labor Cost
Equipment | LED - 14W | 14W LED | EISA-2020 compliant baseline lamp (100W equivalent) | Residential | New | Single Family | FL Zone 2 | Per Lamp | 50% | 31.7375 | 14.8108 | 16.9267 | 53.33% | 10 | 0.0014889 | 0.0015632 | 1.88 | Per Unit | 1.49 | https://www.homedepot.com/p/EcoSmart-100-Watt-Equivalent-A19-Halogen-Light-Bulb-4-Pack-324442/302639927 | 0 | No Labor Cost | 3.37 | https://www.homedepot.com/p/EcoSmart-100-Watt-Equivalent-A19-Non-Dimmable-LED-Light-Bulb-Daylight-4-Pack-A7A19A100WUL03/303574633 | 0 | No Labor Cost
Equipment | LED - 14W | 14W LED | EISA-2020 compliant baseline lamp (100W equivalent) | Residential | New | Multi-Family | FL Zone 2 | Per Lamp | 50% | 31.7375 | 14.8108 | 16.9267 | 53.33% | 10 | 0.0014889 | 0.0015632 | 1.88 | Per Unit | 1.49 | https://www.homedepot.com/p/EcoSmart-100-Watt-Equivalent-A19-Halogen-Light-Bulb-4-Pack-324442/302639927 | 0 | No Labor Cost | 3.37 | https://www.homedepot.com/p/EcoSmart-100-Watt-Equivalent-A19-Non-Dimmable-LED-Light-Bulb-Daylight-4-Pack-A7A19A100WUL03/303574633 | 0 | No Labor Cost
Equipment | LED - 14W | 14W LED | EISA-2020 compliant baseline lamp (100W equivalent) | Residential | New | Manufactured Home | FL Zone 2 | Per Lamp | 50% | 31.7375 | 14.8108 | 16.9267 | 53.33% | 10 | 0.0014889 | 0.0015632 | 1.88 | Per Unit | 1.49 | https://www.homedepot.com/p/EcoSmart-100-Watt-Equivalent-A19-Halogen-Light-Bulb-4-Pack-324442/302639927 | 0 | No Labor Cost | 3.37 | https://www.homedepot.com/p/EcoSmart-100-Watt-Equivalent-A19-Non-Dimmable-LED-Light-Bulb-Daylight-4-Pack-A7A19A100WUL03/303574633 | 0 | No Labor Cost
Equipment | LED - 9W Flood (Exterior) | ENERGY STAR Qualified 9W Screw-In LED | EISA Compliant Halogen Lamp | Residential | Turnover | Single Family | FL Zone 2 | Per Lamp | 22% | 61.685 | 8.541 | 53.144 | 86.15% | 10 | 0 | 0 | 3.14 | Per Unit | 1.85 | https://www.homedepot.com/p/Philips-65-Watt-Incandescent-BR30-Flood-Light-Bulb-12-Pack-per-Case-248872/100560688 | 0 | No Labor Cost | 4.99 | https://www.homedepot.com/p/Cree-65W-Equivalent-Soft-White-2700K-BR30-Dimmable-Exceptional-Light-Quality-LED-Light-Bulb-2-Pack-TBR30-06527FLFH25-12DE26-1-12/304006396 | 0 | No Labor Cost
Equipment | LED - 9W Flood (Exterior) | ENERGY STAR Qualified 9W Screw-In LED | EISA Compliant Halogen Lamp | Residential | Turnover | Multi-Family | FL Zone 2 | Per Lamp | 22% | 61.685 | 8.541 | 53.144 | 86.15% | 10 | 0 | 0 | 3.14 | Per Unit | 1.85 | https://www.homedepot.com/p/Philips-65-Watt-Incandescent-BR30-Flood-Light-Bulb-12-Pack-per-Case-248872/100560688 | 0 | No Labor Cost | 4.99 | https://www.homedepot.com/p/Cree-65W-Equivalent-Soft-White-2700K-BR30-Dimmable-Exceptional-Light-Quality-LED-Light-Bulb-2-Pack-TBR30-06527FLFH25-12DE26-1-12/304006396 | 0 | No Labor Cost
Equipment | LED - 9W Flood (Exterior) | ENERGY STAR Qualified 9W Screw-In LED | EISA Compliant Halogen Lamp | Residential | Turnover | Manufactured Home | FL Zone 2 | Per Lamp | 22% | 61.685 | 8.541 | 53.144 | 86.15% | 10 | 0 | 0 | 3.14 | Per Unit | 1.85 | https://www.homedepot.com/p/Philips-65-Watt-Incandescent-BR30-Flood-Light-Bulb-12-Pack-per-Case-248872/100560688 | 0 | No Labor Cost | 4.99 | https://www.homedepot.com/p/Cree-65W-Equivalent-Soft-White-2700K-BR30-Dimmable-Exceptional-Light-Quality-LED-Light-Bulb-2-Pack-TBR30-06527FLFH25-12DE26-1-12/304006396 | 0 | No Labor Cost
Equipment | LED - 9W Flood (Exterior) | ENERGY STAR Qualified 9W Screw-In LED | EISA Compliant Halogen Lamp | Residential | New | Single Family | FL Zone 2 | Per Lamp | 22% | 61.685 | 8.541 | 53.144 | 86.15% | 10 | 0 | 0 | 3.14 | Per Unit | 1.85 | https://www.homedepot.com/p/Philips-65-Watt-Incandescent-BR30-Flood-Light-Bulb-12-Pack-per-Case-248872/100560688 | 0 | No Labor Cost | 4.99 | https://www.homedepot.com/p/Cree-65W-Equivalent-Soft-White-2700K-BR30-Dimmable-Exceptional-Light-Quality-LED-Light-Bulb-2-Pack-TBR30-06527FLFH25-12DE26-1-12/304006396 | 0 | No Labor Cost
Equipment | LED - 9W Flood (Exterior) | ENERGY STAR Qualified 9W Screw-In LED | EISA Compliant Halogen Lamp | Residential | New | Multi-Family | FL Zone 2 | Per Lamp | 22% | 61.685 | 8.541 | 53.144 | 86.15% | 10 | 0 | 0 | 3.14 | Per Unit | 1.85 | https://www.homedepot.com/p/Philips-65-Watt-Incandescent-BR30-Flood-Light-Bulb-12-Pack-per-Case-248872/100560688 | 0 | No Labor Cost | 4.99 | https://www.homedepot.com/p/Cree-65W-Equivalent-Soft-White-2700K-BR30-Dimmable-Exceptional-Light-Quality-LED-Light-Bulb-2-Pack-TBR30-06527FLFH25-12DE26-1-12/304006396 | 0 | No Labor Cost
Equipment | LED - 9W Flood (Exterior) | ENERGY STAR Qualified 9W Screw-In LED | EISA Compliant Halogen Lamp | Residential | New | Manufactured Home | FL Zone 2 | Per Lamp | 22% | 61.685 | 8.541 | 53.144 | 86.15% | 10 | 0 | 0 | 3.14 | Per Unit | 1.85 | https://www.homedepot.com/p/Philips-65-Watt-Incandescent-BR30-Flood-Light-Bulb-12-Pack-per-Case-248872/100560688 | 0 | No Labor Cost | 4.99 | https://www.homedepot.com/p/Cree-65W-Equivalent-Soft-White-2700K-BR30-Dimmable-Exceptional-Light-Quality-LED-Light-Bulb-2-Pack-TBR30-06527FLFH25-12DE26-1-12/304006396 | 0 | No Labor Cost
Equipment | LED - 9W Flood | ENERGY STAR Qualified 9W Screw-In LED | EISA Compliant Halogen Lamp | Residential | Turnover | Single Family | FL Zone 2 | Per Lamp | 50% | 20.6294 | 9.5213 | 11.1081 | 53.85% | 10 | 0.00097708 | 0.0010259 | 3.14 | Per Unit | 1.85 | https://www.homedepot.com/p/Philips-65-Watt-Incandescent-BR30-Flood-Light-Bulb-12-Pack-per-Case-248872/100560688 | 0 | No Labor Cost | 4.99 | https://www.homedepot.com/p/Cree-65W-Equivalent-Soft-White-2700K-BR30-Dimmable-Exceptional-Light-Quality-LED-Light-Bulb-2-Pack-TBR30-06527FLFH25-12DE26-1-12/304006396 | 0 | No Labor Cost
Equipment | LED - 9W Flood | ENERGY STAR Qualified 9W Screw-In LED | EISA Compliant Halogen Lamp | Residential | Turnover | Multi-Family | FL Zone 2 | Per Lamp | 50% | 20.6294 | 9.5213 | 11.1081 | 53.85% | 10 | 0.00097708 | 0.0010259 | 3.14 | Per Unit | 1.85 | https://www.homedepot.com/p/Philips-65-Watt-Incandescent-BR30-Flood-Light-Bulb-12-Pack-per-Case-248872/100560688 | 0 | No Labor Cost | 4.99 | https://www.homedepot.com/p/Cree-65W-Equivalent-Soft-White-2700K-BR30-Dimmable-Exceptional-Light-Quality-LED-Light-Bulb-2-Pack-TBR30-06527FLFH25-12DE26-1-12/304006396 | 0 | No Labor Cost
Equipment | LED - 9W Flood | ENERGY STAR Qualified 9W Screw-In LED | EISA Compliant Halogen Lamp | Residential | Turnover | Manufactured Home | FL Zone 2 | Per Lamp | 50% | 20.6294 | 9.5213 | 11.1081 | 53.85% | 10 | 0.00097708 | 0.0010259 | 3.14 | Per Unit | 1.85 | https://www.homedepot.com/p/Philips-65-Watt-Incandescent-BR30-Flood-Light-Bulb-12-Pack-per-Case-248872/100560688 | 0 | No Labor Cost | 4.99 | https://www.homedepot.com/p/Cree-65W-Equivalent-Soft-White-2700K-BR30-Dimmable-Exceptional-Light-Quality-LED-Light-Bulb-2-Pack-TBR30-06527FLFH25-12DE26-1-12/304006396 | 0 | No Labor Cost
Equipment | LED - 9W Flood | ENERGY STAR Qualified 9W Screw-In LED | EISA Compliant Halogen Lamp | Residential | New | Single Family | FL Zone 2 | Per Lamp | 50% | 20.6294 | 9.5213 | 11.1081 | 53.85% | 10 | 0.00097708 | 0.0010259 | 3.14 | Per Unit | 1.85 | https://www.homedepot.com/p/Philips-65-Watt-Incandescent-BR30-Flood-Light-Bulb-12-Pack-per-Case-248872/100560688 | 0 | No Labor Cost | 4.99 | https://www.homedepot.com/p/Cree-65W-Equivalent-Soft-White-2700K-BR30-Dimmable-Exceptional-Light-Quality-LED-Light-Bulb-2-Pack-TBR30-06527FLFH25-12DE26-1-12/304006396 | 0 | No Labor Cost
Equipment | LED - 9W Flood | ENERGY STAR Qualified 9W Screw-In LED | EISA Compliant Halogen Lamp | Residential | New | Multi-Family | FL Zone 2 | Per Lamp | 50% | 20.6294 | 9.5213 | 11.1081 | 53.85% | 10 | 0.00097708 | 0.0010259 | 3.14 | Per Unit | 1.85 | https://www.homedepot.com/p/Philips-65-Watt-Incandescent-BR30-Flood-Light-Bulb-12-Pack-per-Case-248872/100560688 | 0 | No Labor Cost | 4.99 | https://www.homedepot.com/p/Cree-65W-Equivalent-Soft-White-2700K-BR30-Dimmable-Exceptional-Light-Quality-LED-Light-Bulb-2-Pack-TBR30-06527FLFH25-12DE26-1-12/304006396 | 0 | No Labor Cost
Equipment | LED - 9W Flood | ENERGY STAR Qualified 9W Screw-In LED | EISA Compliant Halogen Lamp | Residential | New | Manufactured Home | FL Zone 2 | Per Lamp | 50% | 20.6294 | 9.5213 | 11.1081 | 53.85% | 10 | 0.00097708 | 0.0010259 | 3.14 | Per Unit | 1.85 | https://www.homedepot.com/p/Philips-65-Watt-Incandescent-BR30-Flood-Light-Bulb-12-Pack-per-Case-248872/100560688 | 0 | No Labor Cost | 4.99 | https://www.homedepot.com/p/Cree-65W-Equivalent-Soft-White-2700K-BR30-Dimmable-Exceptional-Light-Quality-LED-Light-Bulb-2-Pack-TBR30-06527FLFH25-12DE26-1-12/304006396 | 0 | No Labor Cost
Equipment | LED - 9W | 9W LED | EISA-2020 compliant baseline lamp (60W equivalent) | Residential | Turnover | Single Family | FL Zone 2 | Per Lamp | 50% | 19.0425 | 9.5213 | 9.5213 | 50% | 10 | 0.0008375 | 0.00087932 | 1.2 | Per Unit | 1.17 | https://www.homedepot.com/p/EcoSmart-60-Watt-Equivalent-A19-Dimmable-Eco-Incandescent-Light-Bulb-Soft-White-4-Pack-52602/204848841 | 0 | No Labor Cost | 2.37 | https://www.homedepot.com/p/EcoSmart-60-Watt-Equivalent-A19-Dimmable-Energy-Star-LED-Light-Bulb-Soft-White-4-Pack-B7A19A60WESD14/303574540 | 0 | No Labor Cost
Equipment | LED - 9W | 9W LED | EISA-2020 compliant baseline lamp (60W equivalent) | Residential | Turnover | Multi-Family | FL Zone 2 | Per Lamp | 50% | 19.0425 | 9.5213 | 9.5213 | 50% | 10 | 0.0008375 | 0.00087932 | 1.2 | Per Unit | 1.17 | https://www.homedepot.com/p/EcoSmart-60-Watt-Equivalent-A19-Dimmable-Eco-Incandescent-Light-Bulb-Soft-White-4-Pack-52602/204848841 | 0 | No Labor Cost | 2.37 | https://www.homedepot.com/p/EcoSmart-60-Watt-Equivalent-A19-Dimmable-Energy-Star-LED-Light-Bulb-Soft-White-4-Pack-B7A19A60WESD14/303574540 | 0 | No Labor Cost
Equipment | LED - 9W | 9W LED | EISA-2020 compliant baseline lamp (60W equivalent) | Residential | Turnover | Manufactured Home | FL Zone 2 | Per Lamp | 50% | 19.0425 | 9.5213 | 9.5213 | 50% | 10 | 0.0008375 | 0.00087932 | 1.2 | Per Unit | 1.17 | https://www.homedepot.com/p/EcoSmart-60-Watt-Equivalent-A19-Dimmable-Eco-Incandescent-Light-Bulb-Soft-White-4-Pack-52602/204848841 | 0 | No Labor Cost | 2.37 | https://www.homedepot.com/p/EcoSmart-60-Watt-Equivalent-A19-Dimmable-Energy-Star-LED-Light-Bulb-Soft-White-4-Pack-B7A19A60WESD14/303574540 | 0 | No Labor Cost
Equipment | LED - 9W | 9W LED | EISA-2020 compliant baseline lamp (60W equivalent) | Residential | New | Single Family | FL Zone 2 | Per Lamp | 50% | 19.0425 | 9.5213 | 9.5213 | 50% | 10 | 0.0008375 | 0.00087932 | 1.2 | Per Unit | 1.17 | https://www.homedepot.com/p/EcoSmart-60-Watt-Equivalent-A19-Dimmable-Eco-Incandescent-Light-Bulb-Soft-White-4-Pack-52602/204848841 | 0 | No Labor Cost | 2.37 | https://www.homedepot.com/p/EcoSmart-60-Watt-Equivalent-A19-Dimmable-Energy-Star-LED-Light-Bulb-Soft-White-4-Pack-B7A19A60WESD14/303574540 | 0 | No Labor Cost
Equipment | LED - 9W | 9W LED | EISA-2020 compliant baseline lamp (60W equivalent) | Residential | New | Multi-Family | FL Zone 2 | Per Lamp | 50% | 19.0425 | 9.5213 | 9.5213 | 50% | 10 | 0.0008375 | 0.00087932 | 1.2 | Per Unit | 1.17 | https://www.homedepot.com/p/EcoSmart-60-Watt-Equivalent-A19-Dimmable-Eco-Incandescent-Light-Bulb-Soft-White-4-Pack-52602/204848841 | 0 | No Labor Cost | 2.37 | https://www.homedepot.com/p/EcoSmart-60-Watt-Equivalent-A19-Dimmable-Energy-Star-LED-Light-Bulb-Soft-White-4-Pack-B7A19A60WESD14/303574540 | 0 | No Labor Cost
Equipment | LED - 9W | 9W LED | EISA-2020 compliant baseline lamp (60W equivalent) | Residential | New | Manufactured Home | FL Zone 2 | Per Lamp | 50% | 19.0425 | 9.5213 | 9.5213 | 50% | 10 | 0.0008375 | 0.00087932 | 1.2 | Per Unit | 1.17 | https://www.homedepot.com/p/EcoSmart-60-Watt-Equivalent-A19-Dimmable-Eco-Incandescent-Light-Bulb-Soft-White-4-Pack-52602/204848841 | 0 | No Labor Cost | 2.37 | https://www.homedepot.com/p/EcoSmart-60-Watt-Equivalent-A19-Dimmable-Energy-Star-LED-Light-Bulb-Soft-White-4-Pack-B7A19A60WESD14/303574540 | 0 | No Labor Cost
Equipment | LED Specialty Lamps-5W Chandelier | 5 W Chandelier LED | 0 | Residential | Turnover | Single Family | FL Zone 2 | Per Lamp | 50% | 12.695 | 5.2896 | 7.4054 | 58.33% | 10 | 0.00065139 | 0.00068392 | 1.97 | Per Unit | 0.99 | https://www.homedepot.com/p/40-Watt-Double-Life-B10-Blunt-Incandescent-Light-Bulb-4-Pack-10543/303762197 | 0 | No Labor Cost | 2.96 | https://www.homedepot.com/p/Ecosmart-40-Watt-Equivalent-B11-Dimmable-Energy-Star-Clear-Filament-Vintage-Style-LED-Light-Bulb-Soft-White-3-Pack-FG-03128/303742219 | 0 | No Labor Cost
Equipment | LED Specialty Lamps-5W Chandelier | 5 W Chandelier LED | 0 | Residential | Turnover | Multi-Family | FL Zone 2 | Per Lamp | 50% | 12.695 | 5.2896 | 7.4054 | 58.33% | 10 | 0.00065139 | 0.00068392 | 1.97 | Per Unit | 0.99 | https://www.homedepot.com/p/40-Watt-Double-Life-B10-Blunt-Incandescent-Light-Bulb-4-Pack-10543/303762197 | 0 | No Labor Cost | 2.96 | https://www.homedepot.com/p/Ecosmart-40-Watt-Equivalent-B11-Dimmable-Energy-Star-Clear-Filament-Vintage-Style-LED-Light-Bulb-Soft-White-3-Pack-FG-03128/303742219 | 0 | No Labor Cost
Equipment | LED Specialty Lamps-5W Chandelier | 5 W Chandelier LED | 0 | Residential | Turnover | Manufactured Home | FL Zone 2 | Per Lamp | 50% | 12.695 | 5.2896 | 7.4054 | 58.33% | 10 | 0.00065139 | 0.00068392 | 1.97 | Per Unit | 0.99 | https://www.homedepot.com/p/40-Watt-Double-Life-B10-Blunt-Incandescent-Light-Bulb-4-Pack-10543/303762197 | 0 | No Labor Cost | 2.96 | https://www.homedepot.com/p/Ecosmart-40-Watt-Equivalent-B11-Dimmable-Energy-Star-Clear-Filament-Vintage-Style-LED-Light-Bulb-Soft-White-3-Pack-FG-03128/303742219 | 0 | No Labor Cost
Equipment | LED Specialty Lamps-5W Chandelier | 5 W Chandelier LED | 0 | Residential | New | Single Family | FL Zone 2 | Per Lamp | 50% | 12.695 | 5.2896 | 7.4054 | 58.33% | 10 | 0.00065139 | 0.00068392 | 1.97 | Per Unit | 0.99 | https://www.homedepot.com/p/40-Watt-Double-Life-B10-Blunt-Incandescent-Light-Bulb-4-Pack-10543/303762197 | 0 | No Labor Cost | 2.96 | https://www.homedepot.com/p/Ecosmart-40-Watt-Equivalent-B11-Dimmable-Energy-Star-Clear-Filament-Vintage-Style-LED-Light-Bulb-Soft-White-3-Pack-FG-03128/303742219 | 0 | No Labor Cost
Equipment | LED Specialty Lamps-5W Chandelier | 5 W Chandelier LED | 0 | Residential | New | Multi-Family | FL Zone 2 | Per Lamp | 50% | 12.695 | 5.2896 | 7.4054 | 58.33% | 10 | 0.00065139 | 0.00068392 | 1.97 | Per Unit | 0.99 | https://www.homedepot.com/p/40-Watt-Double-Life-B10-Blunt-Incandescent-Light-Bulb-4-Pack-10543/303762197 | 0 | No Labor Cost | 2.96 | https://www.homedepot.com/p/Ecosmart-40-Watt-Equivalent-B11-Dimmable-Energy-Star-Clear-Filament-Vintage-Style-LED-Light-Bulb-Soft-White-3-Pack-FG-03128/303742219 | 0 | No Labor Cost
Equipment | LED Specialty Lamps-5W Chandelier | 5 W Chandelier LED | 0 | Residential | New | Manufactured Home | FL Zone 2 | Per Lamp | 50% | 12.695 | 5.2896 | 7.4054 | 58.33% | 10 | 0.00065139 | 0.00068392 | 1.97 | Per Unit | 0.99 | https://www.homedepot.com/p/40-Watt-Double-Life-B10-Blunt-Incandescent-Light-Bulb-4-Pack-10543/303762197 | 0 | No Labor Cost | 2.96 | https://www.homedepot.com/p/Ecosmart-40-Watt-Equivalent-B11-Dimmable-Energy-Star-Clear-Filament-Vintage-Style-LED-Light-Bulb-Soft-White-3-Pack-FG-03128/303742219 | 0 | No Labor Cost
Equipment | Linear LED | Linear LED | T8 | Residential | Turnover | Single Family | FL Zone 2 | Per Lamp | 79% | 33.8533 | 19.0425 | 14.8108 | 43.75% | 15 | 0 | 8.6271e-10 | 2.15 | Per Unit | 2.85 | https://www.homedepot.com/p/Philips-32-Watt-4-ft-T8-Alto-Linear-Fluorescent-Light-Bulb-Neutral-3500K-10-Pack-479691/303811578 | 0 | No Labor Cost | 5 | https://www.homedepot.com/p/Philips-32-Watt-Equivalent-4-ft-T8-LED-Linear-Light-Bulb-Daylight-5000K-10-Pack-472910/303040479 | 0 | No Labor Cost
Equipment | Linear LED | Linear LED | T8 | Residential | Turnover | Multi-Family | FL Zone 2 | Per Lamp | 79% | 33.8533 | 19.0425 | 14.8108 | 43.75% | 15 | 0 | 8.6271e-10 | 2.15 | Per Unit | 2.85 | https://www.homedepot.com/p/Philips-32-Watt-4-ft-T8-Alto-Linear-Fluorescent-Light-Bulb-Neutral-3500K-10-Pack-479691/303811578 | 0 | No Labor Cost | 5 | https://www.homedepot.com/p/Philips-32-Watt-Equivalent-4-ft-T8-LED-Linear-Light-Bulb-Daylight-5000K-10-Pack-472910/303040479 | 0 | No Labor Cost
Equipment | Linear LED | Linear LED | T8 | Residential | Turnover | Manufactured Home | FL Zone 2 | Per Lamp | 79% | 33.8533 | 19.0425 | 14.8108 | 43.75% | 15 | 0 | 8.6271e-10 | 2.15 | Per Unit | 2.85 | https://www.homedepot.com/p/Philips-32-Watt-4-ft-T8-Alto-Linear-Fluorescent-Light-Bulb-Neutral-3500K-10-Pack-479691/303811578 | 0 | No Labor Cost | 5 | https://www.homedepot.com/p/Philips-32-Watt-Equivalent-4-ft-T8-LED-Linear-Light-Bulb-Daylight-5000K-10-Pack-472910/303040479 | 0 | No Labor Cost
Equipment | Linear LED | Linear LED | T8 | Residential | New | Single Family | FL Zone 2 | Per Lamp | 79% | 33.8533 | 19.0425 | 14.8108 | 43.75% | 15 | 0 | 8.6271e-10 | 2.15 | Per Unit | 2.85 | https://www.homedepot.com/p/Philips-32-Watt-4-ft-T8-Alto-Linear-Fluorescent-Light-Bulb-Neutral-3500K-10-Pack-479691/303811578 | 0 | No Labor Cost | 5 | https://www.homedepot.com/p/Philips-32-Watt-Equivalent-4-ft-T8-LED-Linear-Light-Bulb-Daylight-5000K-10-Pack-472910/303040479 | 0 | No Labor Cost
Equipment | Linear LED | Linear LED | T8 | Residential | New | Multi-Family | FL Zone 2 | Per Lamp | 79% | 33.8533 | 19.0425 | 14.8108 | 43.75% | 15 | 0 | 8.6271e-10 | 2.15 | Per Unit | 2.85 | https://www.homedepot.com/p/Philips-32-Watt-4-ft-T8-Alto-Linear-Fluorescent-Light-Bulb-Neutral-3500K-10-Pack-479691/303811578 | 0 | No Labor Cost | 5 | https://www.homedepot.com/p/Philips-32-Watt-Equivalent-4-ft-T8-LED-Linear-Light-Bulb-Daylight-5000K-10-Pack-472910/303040479 | 0 | No Labor Cost
Equipment | Linear LED | Linear LED | T8 | Residential | New | Manufactured Home | FL Zone 2 | Per Lamp | 79% | 33.8533 | 19.0425 | 14.8108 | 43.75% | 15 | 0 | 8.6271e-10 | 2.15 | Per Unit | 2.85 | https://www.homedepot.com/p/Philips-32-Watt-4-ft-T8-Alto-Linear-Fluorescent-Light-Bulb-Neutral-3500K-10-Pack-479691/303811578 | 0 | No Labor Cost | 5 | https://www.homedepot.com/p/Philips-32-Watt-Equivalent-4-ft-T8-LED-Linear-Light-Bulb-Daylight-5000K-10-Pack-472910/303040479 | 0 | No Labor Cost
Equipment | Low Wattage T8 Fixture | Low Wattage (28w) T8 Fixture | T8 | Residential | Turnover | Single Family | FL Zone 2 | Per Lamp | 0% | 33.8533 | 27.5058 | 6.3475 | 18.75% | 15 | 0 | 1.191e-09 | 0.44 | Per Unit | 2.85 | https://www.homedepot.com/p/Philips-32-Watt-4-ft-T8-Alto-Linear-Fluorescent-Light-Bulb-Neutral-3500K-10-Pack-479691/303811578 | 0 | No Labor Cost | 3.29 | https://www.homedepot.com/p/Philips-28-Watt-4-ft-T8-Alto-Linear-Fluorescent-Light-Bulb-Natural-Light-5000K-30-Pack-281055/204363599 | 0 | No Labor Cost
Equipment | Low Wattage T8 Fixture | Low Wattage (28w) T8 Fixture | T8 | Residential | Turnover | Multi-Family | FL Zone 2 | Per Lamp | 0% | 33.8533 | 27.5058 | 6.3475 | 18.75% | 15 | 0 | 1.191e-09 | 0.44 | Per Unit | 2.85 | https://www.homedepot.com/p/Philips-32-Watt-4-ft-T8-Alto-Linear-Fluorescent-Light-Bulb-Neutral-3500K-10-Pack-479691/303811578 | 0 | No Labor Cost | 3.29 | https://www.homedepot.com/p/Philips-28-Watt-4-ft-T8-Alto-Linear-Fluorescent-Light-Bulb-Natural-Light-5000K-30-Pack-281055/204363599 | 0 | No Labor Cost
Equipment | Low Wattage T8 Fixture | Low Wattage (28w) T8 Fixture | T8 | Residential | Turnover | Manufactured Home | FL Zone 2 | Per Lamp | 0% | 33.8533 | 27.5058 | 6.3475 | 18.75% | 15 | 0 | 1.191e-09 | 0.44 | Per Unit | 2.85 | https://www.homedepot.com/p/Philips-32-Watt-4-ft-T8-Alto-Linear-Fluorescent-Light-Bulb-Neutral-3500K-10-Pack-479691/303811578 | 0 | No Labor Cost | 3.29 | https://www.homedepot.com/p/Philips-28-Watt-4-ft-T8-Alto-Linear-Fluorescent-Light-Bulb-Natural-Light-5000K-30-Pack-281055/204363599 | 0 | No Labor Cost
Equipment | Low Wattage T8 Fixture | Low Wattage (28w) T8 Fixture | T8 | Residential | New | Single Family | FL Zone 2 | Per Lamp | 0% | 33.8533 | 27.5058 | 6.3475 | 18.75% | 15 | 0 | 1.191e-09 | 0.44 | Per Unit | 2.85 | https://www.homedepot.com/p/Philips-32-Watt-4-ft-T8-Alto-Linear-Fluorescent-Light-Bulb-Neutral-3500K-10-Pack-479691/303811578 | 0 | No Labor Cost | 3.29 | https://www.homedepot.com/p/Philips-28-Watt-4-ft-T8-Alto-Linear-Fluorescent-Light-Bulb-Natural-Light-5000K-30-Pack-281055/204363599 | 0 | No Labor Cost
Equipment | Low Wattage T8 Fixture | Low Wattage (28w) T8 Fixture | T8 | Residential | New | Multi-Family | FL Zone 2 | Per Lamp | 0% | 33.8533 | 27.5058 | 6.3475 | 18.75% | 15 | 0 | 1.191e-09 | 0.44 | Per Unit | 2.85 | https://www.homedepot.com/p/Philips-32-Watt-4-ft-T8-Alto-Linear-Fluorescent-Light-Bulb-Neutral-3500K-10-Pack-479691/303811578 | 0 | No Labor Cost | 3.29 | https://www.homedepot.com/p/Philips-28-Watt-4-ft-T8-Alto-Linear-Fluorescent-Light-Bulb-Natural-Light-5000K-30-Pack-281055/204363599 | 0 | No Labor Cost
Equipment | Low Wattage T8 Fixture | Low Wattage (28w) T8 Fixture | T8 | Residential | New | Manufactured Home | FL Zone 2 | Per Lamp | 0% | 33.8533 | 27.5058 | 6.3475 | 18.75% | 15 | 0 | 1.191e-09 | 0.44 | Per Unit | 2.85 | https://www.homedepot.com/p/Philips-32-Watt-4-ft-T8-Alto-Linear-Fluorescent-Light-Bulb-Neutral-3500K-10-Pack-479691/303811578 | 0 | No Labor Cost | 3.29 | https://www.homedepot.com/p/Philips-28-Watt-4-ft-T8-Alto-Linear-Fluorescent-Light-Bulb-Natural-Light-5000K-30-Pack-281055/204363599 | 0 | No Labor Cost
Equipment | Energy Star Bathroom Ventilating Fan | Bathroom Exhaust Fan (Efficiency of 8.3 CFM/Watt), Continuous operation in accordance with recommended ventilation rate indicated by ASHRAE 62.2101 | Bathroom Exhaust Fan (Efficiency of 3.1 CFM/Watt), Continuous operation in accordance with recommended ventilation rate indicated by ASHRAE 62.2101 | Residential | Turnover | Single Family | FL Zone 2 | Per Fan | 43.2% | 9.4274 | 3.5211 | 5.9063 | 62.65% | 10 | 0.00020675 | 0.00082699 | 12.1 | Per Unit | 23.57 | https://www.homedepot.com/p/Air-King-Advantage-70-CFM-Ceiling-Bathroom-Exhaust-Fan-AS70/203258499 | 73.28 | rate at $73.28, assume 1 hour work for replacement, reference: https://www.homewyse.com/costs/cost_of_bathroom_exhaust_fans.html | 35.67 | https://www.homedepot.com/p/Air-King-High-Performance-70-CFM-Ceiling-Exhaust-Bath-Fan-ENERGY-STAR-BFQ75/203163614 | 73.28 | rate at $73.28, assume 1 hour work for replacement, reference: https://www.homewyse.com/costs/cost_of_bathroom_exhaust_fans.html
Equipment | Energy Star Bathroom Ventilating Fan | Bathroom Exhaust Fan (Efficiency of 8.3 CFM/Watt), Continuous operation in accordance with recommended ventilation rate indicated by ASHRAE 62.2101 | Bathroom Exhaust Fan (Efficiency of 3.1 CFM/Watt), Continuous operation in accordance with recommended ventilation rate indicated by ASHRAE 62.2101 | Residential | Turnover | Multi-Family | FL Zone 2 | Per Fan | 22.5% | 9.4274 | 3.5211 | 5.9063 | 62.65% | 10 | 0.00020675 | 0.00082699 | 12.1 | Per Unit | 23.57 | https://www.homedepot.com/p/Air-King-Advantage-70-CFM-Ceiling-Bathroom-Exhaust-Fan-AS70/203258499 | 73.28 | rate at $73.28, assume 1 hour work for replacement, reference: https://www.homewyse.com/costs/cost_of_bathroom_exhaust_fans.html | 35.67 | https://www.homedepot.com/p/Air-King-High-Performance-70-CFM-Ceiling-Exhaust-Bath-Fan-ENERGY-STAR-BFQ75/203163614 | 73.28 | rate at $73.28, assume 1 hour work for replacement, reference: https://www.homewyse.com/costs/cost_of_bathroom_exhaust_fans.html
Equipment | Energy Star Bathroom Ventilating Fan | Bathroom Exhaust Fan (Efficiency of 8.3 CFM/Watt), Continuous operation in accordance with recommended ventilation rate indicated by ASHRAE 62.2101 | Bathroom Exhaust Fan (Efficiency of 3.1 CFM/Watt), Continuous operation in accordance with recommended ventilation rate indicated by ASHRAE 62.2101 | Residential | Turnover | Manufactured Home | FL Zone 2 | Per Fan | 72% | 9.4274 | 3.5211 | 5.9063 | 62.65% | 10 | 0.00020675 | 0.00082699 | 12.1 | Per Unit | 23.57 | https://www.homedepot.com/p/Air-King-Advantage-70-CFM-Ceiling-Bathroom-Exhaust-Fan-AS70/203258499 | 73.28 | rate at $73.28, assume 1 hour work for replacement, reference: https://www.homewyse.com/costs/cost_of_bathroom_exhaust_fans.html | 35.67 | https://www.homedepot.com/p/Air-King-High-Performance-70-CFM-Ceiling-Exhaust-Bath-Fan-ENERGY-STAR-BFQ75/203163614 | 73.28 | rate at $73.28, assume 1 hour work for replacement, reference: https://www.homewyse.com/costs/cost_of_bathroom_exhaust_fans.html
Equipment | Energy Star Bathroom Ventilating Fan | Bathroom Exhaust Fan (Efficiency of 8.3 CFM/Watt), Continuous operation in accordance with recommended ventilation rate indicated by ASHRAE 62.2101 | Bathroom Exhaust Fan (Efficiency of 3.1 CFM/Watt), Continuous operation in accordance with recommended ventilation rate indicated by ASHRAE 62.2101 | Residential | New | Single Family | FL Zone 2 | Per Fan | 61.2% | 9.4274 | 3.5211 | 5.9063 | 62.65% | 10 | 0.00020675 | 0.00082699 | 12.1 | Per Unit | 23.57 | https://www.homedepot.com/p/Air-King-Advantage-70-CFM-Ceiling-Bathroom-Exhaust-Fan-AS70/203258499 | 73.28 | rate at $73.28, assume 1 hour work for replacement, reference: https://www.homewyse.com/costs/cost_of_bathroom_exhaust_fans.html | 35.67 | https://www.homedepot.com/p/Air-King-High-Performance-70-CFM-Ceiling-Exhaust-Bath-Fan-ENERGY-STAR-BFQ75/203163614 | 73.28 | rate at $73.28, assume 1 hour work for replacement, reference: https://www.homewyse.com/costs/cost_of_bathroom_exhaust_fans.html
Equipment | Energy Star Bathroom Ventilating Fan | Bathroom Exhaust Fan (Efficiency of 8.3 CFM/Watt), Continuous operation in accordance with recommended ventilation rate indicated by ASHRAE 62.2101 | Bathroom Exhaust Fan (Efficiency of 3.1 CFM/Watt), Continuous operation in accordance with recommended ventilation rate indicated by ASHRAE 62.2101 | Residential | New | Multi-Family | FL Zone 2 | Per Fan | 22.5% | 9.4274 | 3.5211 | 5.9063 | 62.65% | 10 | 0.00020675 | 0.00082699 | 12.1 | Per Unit | 23.57 | https://www.homedepot.com/p/Air-King-Advantage-70-CFM-Ceiling-Bathroom-Exhaust-Fan-AS70/203258499 | 73.28 | rate at $73.28, assume 1 hour work for replacement, reference: https://www.homewyse.com/costs/cost_of_bathroom_exhaust_fans.html | 35.67 | https://www.homedepot.com/p/Air-King-High-Performance-70-CFM-Ceiling-Exhaust-Bath-Fan-ENERGY-STAR-BFQ75/203163614 | 73.28 | rate at $73.28, assume 1 hour work for replacement, reference: https://www.homewyse.com/costs/cost_of_bathroom_exhaust_fans.html
Equipment | Energy Star Bathroom Ventilating Fan | Bathroom Exhaust Fan (Efficiency of 8.3 CFM/Watt), Continuous operation in accordance with recommended ventilation rate indicated by ASHRAE 62.2101 | Bathroom Exhaust Fan (Efficiency of 3.1 CFM/Watt), Continuous operation in accordance with recommended ventilation rate indicated by ASHRAE 62.2101 | Residential | New | Manufactured Home | FL Zone 2 | Per Fan | 72% | 9.4274 | 3.5211 | 5.9063 | 62.65% | 10 | 0.00020675 | 0.00082699 | 12.1 | Per Unit | 23.57 | https://www.homedepot.com/p/Air-King-Advantage-70-CFM-Ceiling-Bathroom-Exhaust-Fan-AS70/203258499 | 73.28 | rate at $73.28, assume 1 hour work for replacement, reference: https://www.homewyse.com/costs/cost_of_bathroom_exhaust_fans.html | 35.67 | https://www.homedepot.com/p/Air-King-High-Performance-70-CFM-Ceiling-Exhaust-Bath-Fan-ENERGY-STAR-BFQ75/203163614 | 73.28 | rate at $73.28, assume 1 hour work for replacement, reference: https://www.homewyse.com/costs/cost_of_bathroom_exhaust_fans.html
Equipment | Energy Star Ceiling Fan | 60" Ceiling Fan Meeting ENERGY STAR 3.0 Standards | Standard 60" Ceiling Fan | Residential | Turnover | Single Family | FL Zone 2 | Per Fan | 34% | 31.2723 | 9.7904 | 21.4818 | 68.69% | 20 | 0 | 2.4186e-06 | 45 | Per Unit | 49.98 | https://www.lowes.com/pd/Harbor-Breeze-Classic-52-in-Brushed-Nickel-Indoor-Ceiling-Fan/3478971 | 73.28 | rate at $73.28, assume 1 hour work for replacement, reference: https://www.homewyse.com/costs/cost_of_bathroom_exhaust_fans.html | 94.98 | https://www.lowes.com/pd/Fanimation-Air-Decor-52-in-Oil-Rubbed-Bronze-Indoor-Ceiling-Fan-ENERGY-STAR/999901839 | 73.28 | rate at $73.28, assume 1 hour work for replacement, reference: https://www.homewyse.com/costs/cost_of_bathroom_exhaust_fans.html
Equipment | Energy Star Ceiling Fan | 60" Ceiling Fan Meeting ENERGY STAR 3.0 Standards | Standard 60" Ceiling Fan | Residential | Turnover | Multi-Family | FL Zone 2 | Per Fan | 34% | 31.2723 | 9.7904 | 21.4818 | 68.69% | 20 | 0 | 2.4186e-06 | 45 | Per Unit | 49.98 | https://www.lowes.com/pd/Harbor-Breeze-Classic-52-in-Brushed-Nickel-Indoor-Ceiling-Fan/3478971 | 73.28 | rate at $73.28, assume 1 hour work for replacement, reference: https://www.homewyse.com/costs/cost_of_bathroom_exhaust_fans.html | 94.98 | https://www.lowes.com/pd/Fanimation-Air-Decor-52-in-Oil-Rubbed-Bronze-Indoor-Ceiling-Fan-ENERGY-STAR/999901839 | 73.28 | rate at $73.28, assume 1 hour work for replacement, reference: https://www.homewyse.com/costs/cost_of_bathroom_exhaust_fans.html
Equipment | Energy Star Ceiling Fan | 60" Ceiling Fan Meeting ENERGY STAR 3.0 Standards | Standard 60" Ceiling Fan | Residential | Turnover | Manufactured Home | FL Zone 2 | Per Fan | 34% | 31.2723 | 9.7904 | 21.4818 | 68.69% | 20 | 0 | 2.4186e-06 | 45 | Per Unit | 49.98 | https://www.lowes.com/pd/Harbor-Breeze-Classic-52-in-Brushed-Nickel-Indoor-Ceiling-Fan/3478971 | 73.28 | rate at $73.28, assume 1 hour work for replacement, reference: https://www.homewyse.com/costs/cost_of_bathroom_exhaust_fans.html | 94.98 | https://www.lowes.com/pd/Fanimation-Air-Decor-52-in-Oil-Rubbed-Bronze-Indoor-Ceiling-Fan-ENERGY-STAR/999901839 | 73.28 | rate at $73.28, assume 1 hour work for replacement, reference: https://www.homewyse.com/costs/cost_of_bathroom_exhaust_fans.html
Equipment | Energy Star Ceiling Fan | 60" Ceiling Fan Meeting ENERGY STAR 3.0 Standards | Standard 60" Ceiling Fan | Residential | New | Single Family | FL Zone 2 | Per Fan | 34% | 31.2723 | 9.7904 | 21.4818 | 68.69% | 20 | 0 | 4.4863e-06 | 45 | Per Unit | 49.98 | https://www.lowes.com/pd/Harbor-Breeze-Classic-52-in-Brushed-Nickel-Indoor-Ceiling-Fan/3478971 | 73.28 | rate at $73.28, assume 1 hour work for replacement, reference: https://www.homewyse.com/costs/cost_of_bathroom_exhaust_fans.html | 94.98 | https://www.lowes.com/pd/Fanimation-Air-Decor-52-in-Oil-Rubbed-Bronze-Indoor-Ceiling-Fan-ENERGY-STAR/999901839 | 73.28 | rate at $73.28, assume 1 hour work for replacement, reference: https://www.homewyse.com/costs/cost_of_bathroom_exhaust_fans.html
Equipment | Energy Star Ceiling Fan | 60" Ceiling Fan Meeting ENERGY STAR 3.0 Standards | Standard 60" Ceiling Fan | Residential | New | Multi-Family | FL Zone 2 | Per Fan | 34% | 31.2723 | 9.7904 | 21.4818 | 68.69% | 20 | 0 | 4.4863e-06 | 45 | Per Unit | 49.98 | https://www.lowes.com/pd/Harbor-Breeze-Classic-52-in-Brushed-Nickel-Indoor-Ceiling-Fan/3478971 | 73.28 | rate at $73.28, assume 1 hour work for replacement, reference: https://www.homewyse.com/costs/cost_of_bathroom_exhaust_fans.html | 94.98 | https://www.lowes.com/pd/Fanimation-Air-Decor-52-in-Oil-Rubbed-Bronze-Indoor-Ceiling-Fan-ENERGY-STAR/999901839 | 73.28 | rate at $73.28, assume 1 hour work for replacement, reference: https://www.homewyse.com/costs/cost_of_bathroom_exhaust_fans.html
Equipment | Energy Star Ceiling Fan | 60" Ceiling Fan Meeting ENERGY STAR 3.0 Standards | Standard 60" Ceiling Fan | Residential | New | Manufactured Home | FL Zone 2 | Per Fan | 34% | 31.2723 | 9.7904 | 21.4818 | 68.69% | 20 | 0 | 4.4863e-06 | 45 | Per Unit | 49.98 | https://www.lowes.com/pd/Harbor-Breeze-Classic-52-in-Brushed-Nickel-Indoor-Ceiling-Fan/3478971 | 73.28 | rate at $73.28, assume 1 hour work for replacement, reference: https://www.homewyse.com/costs/cost_of_bathroom_exhaust_fans.html | 94.98 | https://www.lowes.com/pd/Fanimation-Air-Decor-52-in-Oil-Rubbed-Bronze-Indoor-Ceiling-Fan-ENERGY-STAR/999901839 | 73.28 | rate at $73.28, assume 1 hour work for replacement, reference: https://www.homewyse.com/costs/cost_of_bathroom_exhaust_fans.html
Equipment | Energy Star Dehumidifier | One Dehumidifier meeting ENERGY STAR® 3.0 Standards | One Dehumidifier meeting Federal Standard | Residential | Turnover | Single Family | FL Zone 2 | Per Appliance | 0.3002% | 857.7067 | 643.28 | 214.4267 | 25% | 12 | 0.035168 | 0.0066615 | 20 | Per Unit | 159 | https://www.homedepot.com/p/RCA-50-Pint-Dehumidifier-RDH505/205361045 | 0 | No Labor Cost | 179 | https://www.homedepot.com/p/Keystone-Energy-Star-50-Pint-Dehumidifier-with-Electronic-Controls-in-White-KSTAD50B/205167137 | 0 | No Labor Cost
Equipment | Energy Star Dehumidifier | One Dehumidifier meeting ENERGY STAR® 3.0 Standards | One Dehumidifier meeting Federal Standard | Residential | Turnover | Multi-Family | FL Zone 2 | Per Appliance | 0.7084% | 857.7067 | 643.28 | 214.4267 | 25% | 12 | 0.035168 | 0.0066615 | 20 | Per Unit | 159 | https://www.homedepot.com/p/RCA-50-Pint-Dehumidifier-RDH505/205361045 | 0 | No Labor Cost | 179 | https://www.homedepot.com/p/Keystone-Energy-Star-50-Pint-Dehumidifier-with-Electronic-Controls-in-White-KSTAD50B/205167137 | 0 | No Labor Cost
Equipment | Energy Star Dehumidifier | One Dehumidifier meeting ENERGY STAR® 3.0 Standards | One Dehumidifier meeting Federal Standard | Residential | Turnover | Manufactured Home | FL Zone 2 | Per Appliance | 0.3874% | 857.7067 | 643.28 | 214.4267 | 25% | 12 | 0.035168 | 0.0066615 | 20 | Per Unit | 159 | https://www.homedepot.com/p/RCA-50-Pint-Dehumidifier-RDH505/205361045 | 0 | No Labor Cost | 179 | https://www.homedepot.com/p/Keystone-Energy-Star-50-Pint-Dehumidifier-with-Electronic-Controls-in-White-KSTAD50B/205167137 | 0 | No Labor Cost
Equipment | Energy Star Dehumidifier | One Dehumidifier meeting ENERGY STAR® 3.0 Standards | One Dehumidifier meeting Federal Standard | Residential | New | Single Family | FL Zone 2 | Per Appliance | 0.3002% | 857.7067 | 643.28 | 214.4267 | 25% | 12 | 0.035168 | 0.0066615 | 20 | Per Unit | 159 | https://www.homedepot.com/p/RCA-50-Pint-Dehumidifier-RDH505/205361045 | 0 | No Labor Cost | 179 | https://www.homedepot.com/p/Keystone-Energy-Star-50-Pint-Dehumidifier-with-Electronic-Controls-in-White-KSTAD50B/205167137 | 0 | No Labor Cost
Equipment | Energy Star Dehumidifier | One Dehumidifier meeting ENERGY STAR® 3.0 Standards | One Dehumidifier meeting Federal Standard | Residential | New | Multi-Family | FL Zone 2 | Per Appliance | 0.7084% | 857.7067 | 643.28 | 214.4267 | 25% | 12 | 0.035168 | 0.0066615 | 20 | Per Unit | 159 | https://www.homedepot.com/p/RCA-50-Pint-Dehumidifier-RDH505/205361045 | 0 | No Labor Cost | 179 | https://www.homedepot.com/p/Keystone-Energy-Star-50-Pint-Dehumidifier-with-Electronic-Controls-in-White-KSTAD50B/205167137 | 0 | No Labor Cost
Equipment | Energy Star Dehumidifier | One Dehumidifier meeting ENERGY STAR® 3.0 Standards | One Dehumidifier meeting Federal Standard | Residential | New | Manufactured Home | FL Zone 2 | Per Appliance | 0.3874% | 857.7067 | 643.28 | 214.4267 | 25% | 12 | 0.035168 | 0.0066615 | 20 | Per Unit | 159 | https://www.homedepot.com/p/RCA-50-Pint-Dehumidifier-RDH505/205361045 | 0 | No Labor Cost | 179 | https://www.homedepot.com/p/Keystone-Energy-Star-50-Pint-Dehumidifier-with-Electronic-Controls-in-White-KSTAD50B/205167137 | 0 | No Labor Cost
Equipment | Heat Pump Pool Heater | Heat Pump Swimming Pool Heater (COP = 5.0) | Electric Resistance Swimming Pool Heater | Residential | Turnover | Single Family | FL Zone 2 | Per Unit | 44.46% | 11764.7059 | 2352.9412 | 9411.7647 | 80% | 15 | 0 | 0 | 906.95 | Per Unit | 949 | https://www.homedepot.com/p/EcoSmart-27-kW-4-07-GPM-Smart-Pool-Electric-Pool-Tankless-Water-Heater-Smart-POOL-27/203316222 | 574 | https://www.homewyse.com/services/cost_to_replace_pool_heater.html | 1855.95 | https://www.sunplay.com/hayward-heatpro-heat-pump-hp50ta?gclid=EAIaIQobChMIzJL0pouG2AIVHVcNCh3DHgiGEAQYBCABEgJOavD_BwE | 574 | https://www.homewyse.com/services/cost_to_replace_pool_heater.html
Equipment | Heat Pump Pool Heater | Heat Pump Swimming Pool Heater (COP = 5.0) | Electric Resistance Swimming Pool Heater | Residential | Turnover | Multi-Family | FL Zone 2 | Per Unit | 50.73% | 11764.7059 | 2352.9412 | 9411.7647 | 80% | 15 | 0 | 0 | 906.95 | Per Unit | 949 | https://www.homedepot.com/p/EcoSmart-27-kW-4-07-GPM-Smart-Pool-Electric-Pool-Tankless-Water-Heater-Smart-POOL-27/203316222 | 574 | https://www.homewyse.com/services/cost_to_replace_pool_heater.html | 1855.95 | https://www.sunplay.com/hayward-heatpro-heat-pump-hp50ta?gclid=EAIaIQobChMIzJL0pouG2AIVHVcNCh3DHgiGEAQYBCABEgJOavD_BwE | 574 | https://www.homewyse.com/services/cost_to_replace_pool_heater.html
Equipment | Heat Pump Pool Heater | Heat Pump Swimming Pool Heater (COP = 5.0) | Electric Resistance Swimming Pool Heater | Residential | Turnover | Manufactured Home | FL Zone 2 | Per Unit | 44.46% | 11764.7059 | 2352.9412 | 9411.7647 | 80% | 15 | 0 | 0 | 906.95 | Per Unit | 949 | https://www.homedepot.com/p/EcoSmart-27-kW-4-07-GPM-Smart-Pool-Electric-Pool-Tankless-Water-Heater-Smart-POOL-27/203316222 | 574 | https://www.homewyse.com/services/cost_to_replace_pool_heater.html | 1855.95 | https://www.sunplay.com/hayward-heatpro-heat-pump-hp50ta?gclid=EAIaIQobChMIzJL0pouG2AIVHVcNCh3DHgiGEAQYBCABEgJOavD_BwE | 574 | https://www.homewyse.com/services/cost_to_replace_pool_heater.html
Equipment | Heat Pump Pool Heater | Heat Pump Swimming Pool Heater (COP = 5.0) | Electric Resistance Swimming Pool Heater | Residential | New | Single Family | FL Zone 2 | Per Unit | 44.46% | 11764.7059 | 2352.9412 | 9411.7647 | 80% | 15 | 0 | 0 | 906.95 | Per Unit | 949 | https://www.homedepot.com/p/EcoSmart-27-kW-4-07-GPM-Smart-Pool-Electric-Pool-Tankless-Water-Heater-Smart-POOL-27/203316222 | 574 | https://www.homewyse.com/services/cost_to_replace_pool_heater.html | 1855.95 | https://www.sunplay.com/hayward-heatpro-heat-pump-hp50ta?gclid=EAIaIQobChMIzJL0pouG2AIVHVcNCh3DHgiGEAQYBCABEgJOavD_BwE | 574 | https://www.homewyse.com/services/cost_to_replace_pool_heater.html
Equipment | Heat Pump Pool Heater | Heat Pump Swimming Pool Heater (COP = 5.0) | Electric Resistance Swimming Pool Heater | Residential | New | Multi-Family | FL Zone 2 | Per Unit | 50.73% | 11764.7059 | 2352.9412 | 9411.7647 | 80% | 15 | 0 | 0 | 906.95 | Per Unit | 949 | https://www.homedepot.com/p/EcoSmart-27-kW-4-07-GPM-Smart-Pool-Electric-Pool-Tankless-Water-Heater-Smart-POOL-27/203316222 | 574 | https://www.homewyse.com/services/cost_to_replace_pool_heater.html | 1855.95 | https://www.sunplay.com/hayward-heatpro-heat-pump-hp50ta?gclid=EAIaIQobChMIzJL0pouG2AIVHVcNCh3DHgiGEAQYBCABEgJOavD_BwE | 574 | https://www.homewyse.com/services/cost_to_replace_pool_heater.html
Equipment | Heat Pump Pool Heater | Heat Pump Swimming Pool Heater (COP = 5.0) | Electric Resistance Swimming Pool Heater | Residential | New | Manufactured Home | FL Zone 2 | Per Unit | 44.46% | 11764.7059 | 2352.9412 | 9411.7647 | 80% | 15 | 0 | 0 | 906.95 | Per Unit | 949 | https://www.homedepot.com/p/EcoSmart-27-kW-4-07-GPM-Smart-Pool-Electric-Pool-Tankless-Water-Heater-Smart-POOL-27/203316222 | 574 | https://www.homewyse.com/services/cost_to_replace_pool_heater.html | 1855.95 | https://www.sunplay.com/hayward-heatpro-heat-pump-hp50ta?gclid=EAIaIQobChMIzJL0pouG2AIVHVcNCh3DHgiGEAQYBCABEgJOavD_BwE | 574 | https://www.homewyse.com/services/cost_to_replace_pool_heater.html
Equipment | Solar Pool Heater | Solar Swimming Pool Heater | Electric Resistance Swimming Pool Heater | Residential | Turnover | Single Family | FL Zone 2 | Per Unit | 12.54% | 11764.7059 | 1633.9869 | 10130.719 | 86.11% | 15 | 0 | 0 | 3477 | Per Unit | 949 | https://www.homedepot.com/p/EcoSmart-27-kW-4-07-GPM-Smart-Pool-Electric-Pool-Tankless-Water-Heater-Smart-POOL-27/203316222 | 574 | https://www.homewyse.com/services/cost_to_replace_pool_heater.html | 5000 | Average of three web references: http://solarexpert.com/solar-education/solar-faqs/solar-pool/; https://www.medallionenergy.com/blog/solar-pool-heating-cost/; https://floridasolardesigngroup.com/how-much-does-a-solar-pool-heater-cost/ | 0 | reference source did not distinguish material and labor costs
Equipment | Solar Pool Heater | Solar Swimming Pool Heater | Electric Resistance Swimming Pool Heater | Residential | Turnover | Multi-Family | FL Zone 2 | Per Unit | 6.27% | 11764.7059 | 1633.9869 | 10130.719 | 86.11% | 15 | 0 | 0 | 3477 | Per Unit | 949 | https://www.homedepot.com/p/EcoSmart-27-kW-4-07-GPM-Smart-Pool-Electric-Pool-Tankless-Water-Heater-Smart-POOL-27/203316222 | 574 | https://www.homewyse.com/services/cost_to_replace_pool_heater.html | 5000 | Average of three web references: http://solarexpert.com/solar-education/solar-faqs/solar-pool/; https://www.medallionenergy.com/blog/solar-pool-heating-cost/; https://floridasolardesigngroup.com/how-much-does-a-solar-pool-heater-cost/ | 0 | reference source did not distinguish material and labor costs
Equipment | Solar Pool Heater | Solar Swimming Pool Heater | Electric Resistance Swimming Pool Heater | Residential | Turnover | Manufactured Home | FL Zone 2 | Per Unit | 12.54% | 11764.7059 | 1633.9869 | 10130.719 | 86.11% | 15 | 0 | 0 | 3477 | Per Unit | 949 | https://www.homedepot.com/p/EcoSmart-27-kW-4-07-GPM-Smart-Pool-Electric-Pool-Tankless-Water-Heater-Smart-POOL-27/203316222 | 574 | https://www.homewyse.com/services/cost_to_replace_pool_heater.html | 5000 | Average of three web references: http://solarexpert.com/solar-education/solar-faqs/solar-pool/; https://www.medallionenergy.com/blog/solar-pool-heating-cost/; https://floridasolardesigngroup.com/how-much-does-a-solar-pool-heater-cost/ | 0 | reference source did not distinguish material and labor costs
Equipment | Solar Pool Heater | Solar Swimming Pool Heater | Electric Resistance Swimming Pool Heater | Residential | New | Single Family | FL Zone 2 | Per Unit | 12.54% | 11764.7059 | 1633.9869 | 10130.719 | 86.11% | 15 | 0 | 0 | 3477 | Per Unit | 949 | https://www.homedepot.com/p/EcoSmart-27-kW-4-07-GPM-Smart-Pool-Electric-Pool-Tankless-Water-Heater-Smart-POOL-27/203316222 | 574 | https://www.homewyse.com/services/cost_to_replace_pool_heater.html | 5000 | Average of three web references: http://solarexpert.com/solar-education/solar-faqs/solar-pool/; https://www.medallionenergy.com/blog/solar-pool-heating-cost/; https://floridasolardesigngroup.com/how-much-does-a-solar-pool-heater-cost/ | 0 | reference source did not distinguish material and labor costs
Equipment | Solar Pool Heater | Solar Swimming Pool Heater | Electric Resistance Swimming Pool Heater | Residential | New | Multi-Family | FL Zone 2 | Per Unit | 6.27% | 11764.7059 | 1633.9869 | 10130.719 | 86.11% | 15 | 0 | 0 | 3477 | Per Unit | 949 | https://www.homedepot.com/p/EcoSmart-27-kW-4-07-GPM-Smart-Pool-Electric-Pool-Tankless-Water-Heater-Smart-POOL-27/203316222 | 574 | https://www.homewyse.com/services/cost_to_replace_pool_heater.html | 5000 | Average of three web references: http://solarexpert.com/solar-education/solar-faqs/solar-pool/; https://www.medallionenergy.com/blog/solar-pool-heating-cost/; https://floridasolardesigngroup.com/how-much-does-a-solar-pool-heater-cost/ | 0 | reference source did not distinguish material and labor costs
Equipment | Solar Pool Heater | Solar Swimming Pool Heater | Electric Resistance Swimming Pool Heater | Residential | New | Manufactured Home | FL Zone 2 | Per Unit | 12.54% | 11764.7059 | 1633.9869 | 10130.719 | 86.11% | 15 | 0 | 0 | 3477 | Per Unit | 949 | https://www.homedepot.com/p/EcoSmart-27-kW-4-07-GPM-Smart-Pool-Electric-Pool-Tankless-Water-Heater-Smart-POOL-27/203316222 | 574 | https://www.homewyse.com/services/cost_to_replace_pool_heater.html | 5000 | Average of three web references: http://solarexpert.com/solar-education/solar-faqs/solar-pool/; https://www.medallionenergy.com/blog/solar-pool-heating-cost/; https://floridasolardesigngroup.com/how-much-does-a-solar-pool-heater-cost/ | 0 | reference source did not distinguish material and labor costs
Equipment | Solar Powered Pool Pumps | Solar Powered Pool Pump | Single Speed Pool Pump Motor 1 HP | Residential | Turnover | Single Family | FL Zone 2 | Per Pool | 0% | 2926 | 555.94 | 2370.06 | 81% | 10 | 1.2881 | 0 | 2259.01 | Per Unit | 179.99 | http://www.inyopools.com/Products/00100018074612.htm?gclid=EAIaIQobChMInIa73oLy2wIVhb9kCh3f9wcGEAQYCCABEgLWHfD_BwE | 150 | Estimate at $150 Per unit, reference: https://www.improvenet.com/r/costs-and-prices/pool-pump-replacement | 1689 | 1hp pump with solar panels and mounting brackets: http://www.naturalcurrent.com/sunray-solflo-1-solar-powered-pool-pump/ | 900 | Estimate at $150 Per unit for pump, reference: https://www.improvenet.com/r/costs-and-prices/pool-pump-replacement; plus $750 for solar panel installation, reference: https://www.homeadvisor.com/cost/swimming-pools-hot-tubs-and-saunas/install-a-swimming-pool-heater/
Equipment | Solar Powered Pool Pumps | Solar Powered Pool Pump | Single Speed Pool Pump Motor 1 HP | Residential | Turnover | Multi-Family | FL Zone 2 | Per Pool | 0% | 2926 | 555.94 | 2370.06 | 81% | 10 | 1.2881 | 0 | 2259.01 | Per Unit | 179.99 | http://www.inyopools.com/Products/00100018074612.htm?gclid=EAIaIQobChMInIa73oLy2wIVhb9kCh3f9wcGEAQYCCABEgLWHfD_BwE | 150 | Estimate at $150 Per unit, reference: https://www.improvenet.com/r/costs-and-prices/pool-pump-replacement | 1689 | 1hp pump with solar panels and mounting brackets: http://www.naturalcurrent.com/sunray-solflo-1-solar-powered-pool-pump/ | 900 | Estimate at $150 Per unit for pump, reference: https://www.improvenet.com/r/costs-and-prices/pool-pump-replacement; plus $750 for solar panel installation, reference: https://www.homeadvisor.com/cost/swimming-pools-hot-tubs-and-saunas/install-a-swimming-pool-heater/
Equipment | Solar Powered Pool Pumps | Solar Powered Pool Pump | Single Speed Pool Pump Motor 1 HP | Residential | Turnover | Manufactured Home | FL Zone 2 | Per Pool | 0% | 2926 | 555.94 | 2370.06 | 81% | 10 | 1.2881 | 0 | 2259.01 | Per Unit | 179.99 | http://www.inyopools.com/Products/00100018074612.htm?gclid=EAIaIQobChMInIa73oLy2wIVhb9kCh3f9wcGEAQYCCABEgLWHfD_BwE | 150 | Estimate at $150 Per unit, reference: https://www.improvenet.com/r/costs-and-prices/pool-pump-replacement | 1689 | 1hp pump with solar panels and mounting brackets: http://www.naturalcurrent.com/sunray-solflo-1-solar-powered-pool-pump/ | 900 | Estimate at $150 Per unit for pump, reference: https://www.improvenet.com/r/costs-and-prices/pool-pump-replacement; plus $750 for solar panel installation, reference: https://www.homeadvisor.com/cost/swimming-pools-hot-tubs-and-saunas/install-a-swimming-pool-heater/
Equipment | Solar Powered Pool Pumps | Solar Powered Pool Pump | Single Speed Pool Pump Motor 1 HP | Residential | New | Single Family | FL Zone 2 | Per Pool | 0% | 2926 | 555.94 | 2370.06 | 81% | 10 | 1.2881 | 0 | 2259.01 | Per Unit | 179.99 | http://www.inyopools.com/Products/00100018074612.htm?gclid=EAIaIQobChMInIa73oLy2wIVhb9kCh3f9wcGEAQYCCABEgLWHfD_BwE | 150 | Estimate at $150 Per unit, reference: https://www.improvenet.com/r/costs-and-prices/pool-pump-replacement | 1689 | 1hp pump with solar panels and mounting brackets: http://www.naturalcurrent.com/sunray-solflo-1-solar-powered-pool-pump/ | 900 | Estimate at $150 Per unit for pump, reference: https://www.improvenet.com/r/costs-and-prices/pool-pump-replacement; plus $750 for solar panel installation, reference: https://www.homeadvisor.com/cost/swimming-pools-hot-tubs-and-saunas/install-a-swimming-pool-heater/
Equipment | Solar Powered Pool Pumps | Solar Powered Pool Pump | Single Speed Pool Pump Motor 1 HP | Residential | New | Multi-Family | FL Zone 2 | Per Pool | 0% | 2926 | 555.94 | 2370.06 | 81% | 10 | 1.2881 | 0 | 2259.01 | Per Unit | 179.99 | http://www.inyopools.com/Products/00100018074612.htm?gclid=EAIaIQobChMInIa73oLy2wIVhb9kCh3f9wcGEAQYCCABEgLWHfD_BwE | 150 | Estimate at $150 Per unit, reference: https://www.improvenet.com/r/costs-and-prices/pool-pump-replacement | 1689 | 1hp pump with solar panels and mounting brackets: http://www.naturalcurrent.com/sunray-solflo-1-solar-powered-pool-pump/ | 900 | Estimate at $150 Per unit for pump, reference: https://www.improvenet.com/r/costs-and-prices/pool-pump-replacement; plus $750 for solar panel installation, reference: https://www.homeadvisor.com/cost/swimming-pools-hot-tubs-and-saunas/install-a-swimming-pool-heater/
Equipment | Solar Powered Pool Pumps | Solar Powered Pool Pump | Single Speed Pool Pump Motor 1 HP | Residential | New | Manufactured Home | FL Zone 2 | Per Pool | 0% | 2926 | 555.94 | 2370.06 | 81% | 10 | 1.2881 | 0 | 2259.01 | Per Unit | 179.99 | http://www.inyopools.com/Products/00100018074612.htm?gclid=EAIaIQobChMInIa73oLy2wIVhb9kCh3f9wcGEAQYCCABEgLWHfD_BwE | 150 | Estimate at $150 Per unit, reference: https://www.improvenet.com/r/costs-and-prices/pool-pump-replacement | 1689 | 1hp pump with solar panels and mounting brackets: http://www.naturalcurrent.com/sunray-solflo-1-solar-powered-pool-pump/ | 900 | Estimate at $150 Per unit for pump, reference: https://www.improvenet.com/r/costs-and-prices/pool-pump-replacement; plus $750 for solar panel installation, reference: https://www.homeadvisor.com/cost/swimming-pools-hot-tubs-and-saunas/install-a-swimming-pool-heater/
Equipment | Two Speed Pool Pump | Dual Speed Pool Pump Motor 1 HP | Single Speed Pool Pump Motor 1 HP | Residential | Turnover | Single Family | FL Zone 2 | Per Pool | 0% | 2926 | 1118.1673 | 1807.8327 | 61.79% | 10 | 0.98252 | 0 | 359.01 | Per Hp | 179.99 | http://www.inyopools.com/Products/00100018074612.htm?gclid=EAIaIQobChMInIa73oLy2wIVhb9kCh3f9wcGEAQYCCABEgLWHfD_BwE | 150 | Estimate at $150 Per unit, reference: https://www.improvenet.com/r/costs-and-prices/pool-pump-replacement | 539 | http://www.inyopools.com/Products/44400018081134.htm | 150 | Estimate at $150 Per unit, reference: https://www.improvenet.com/r/costs-and-prices/pool-pump-replacement
Equipment | Two Speed Pool Pump | Dual Speed Pool Pump Motor 1 HP | Single Speed Pool Pump Motor 1 HP | Residential | Turnover | Multi-Family | FL Zone 2 | Per Pool | 0% | 2926 | 1118.1673 | 1807.8327 | 61.79% | 10 | 0.98252 | 0 | 359.01 | Per Hp | 179.99 | http://www.inyopools.com/Products/00100018074612.htm?gclid=EAIaIQobChMInIa73oLy2wIVhb9kCh3f9wcGEAQYCCABEgLWHfD_BwE | 150 | Estimate at $150 Per unit, reference: https://www.improvenet.com/r/costs-and-prices/pool-pump-replacement | 539 | http://www.inyopools.com/Products/44400018081134.htm | 150 | Estimate at $150 Per unit, reference: https://www.improvenet.com/r/costs-and-prices/pool-pump-replacement
Equipment | Two Speed Pool Pump | Dual Speed Pool Pump Motor 1 HP | Single Speed Pool Pump Motor 1 HP | Residential | Turnover | Manufactured Home | FL Zone 2 | Per Pool | 0% | 2926 | 1118.1673 | 1807.8327 | 61.79% | 10 | 0.98252 | 0 | 359.01 | Per Hp | 179.99 | http://www.inyopools.com/Products/00100018074612.htm?gclid=EAIaIQobChMInIa73oLy2wIVhb9kCh3f9wcGEAQYCCABEgLWHfD_BwE | 150 | Estimate at $150 Per unit, reference: https://www.improvenet.com/r/costs-and-prices/pool-pump-replacement | 539 | http://www.inyopools.com/Products/44400018081134.htm | 150 | Estimate at $150 Per unit, reference: https://www.improvenet.com/r/costs-and-prices/pool-pump-replacement
Equipment | Two Speed Pool Pump | Dual Speed Pool Pump Motor 1 HP | Single Speed Pool Pump Motor 1 HP | Residential | New | Single Family | FL Zone 2 | Per Pool | 0% | 2926 | 1118.1673 | 1807.8327 | 61.79% | 10 | 0.98252 | 0 | 359.01 | Per Hp | 179.99 | http://www.inyopools.com/Products/00100018074612.htm?gclid=EAIaIQobChMInIa73oLy2wIVhb9kCh3f9wcGEAQYCCABEgLWHfD_BwE | 150 | Estimate at $150 Per unit, reference: https://www.improvenet.com/r/costs-and-prices/pool-pump-replacement | 539 | http://www.inyopools.com/Products/44400018081134.htm | 150 | Estimate at $150 Per unit, reference: https://www.improvenet.com/r/costs-and-prices/pool-pump-replacement
Equipment | Two Speed Pool Pump | Dual Speed Pool Pump Motor 1 HP | Single Speed Pool Pump Motor 1 HP | Residential | New | Multi-Family | FL Zone 2 | Per Pool | 0% | 2926 | 1118.1673 | 1807.8327 | 61.79% | 10 | 0.98252 | 0 | 359.01 | Per Hp | 179.99 | http://www.inyopools.com/Products/00100018074612.htm?gclid=EAIaIQobChMInIa73oLy2wIVhb9kCh3f9wcGEAQYCCABEgLWHfD_BwE | 150 | Estimate at $150 Per unit, reference: https://www.improvenet.com/r/costs-and-prices/pool-pump-replacement | 539 | http://www.inyopools.com/Products/44400018081134.htm | 150 | Estimate at $150 Per unit, reference: https://www.improvenet.com/r/costs-and-prices/pool-pump-replacement
Equipment | Two Speed Pool Pump | Dual Speed Pool Pump Motor 1 HP | Single Speed Pool Pump Motor 1 HP | Residential | New | Manufactured Home | FL Zone 2 | Per Pool | 0% | 2926 | 1118.1673 | 1807.8327 | 61.79% | 10 | 0.98252 | 0 | 359.01 | Per Hp | 179.99 | http://www.inyopools.com/Products/00100018074612.htm?gclid=EAIaIQobChMInIa73oLy2wIVhb9kCh3f9wcGEAQYCCABEgLWHfD_BwE | 150 | Estimate at $150 Per unit, reference: https://www.improvenet.com/r/costs-and-prices/pool-pump-replacement | 539 | http://www.inyopools.com/Products/44400018081134.htm | 150 | Estimate at $150 Per unit, reference: https://www.improvenet.com/r/costs-and-prices/pool-pump-replacement
Equipment | Variable Speed Pool Pump | Dual Speed Pool Pump Motor 1 HP | Single Speed Pool Pump Motor 1 HP | Residential | Turnover | Single Family | FL Zone 2 | Per Pool | 57% | 2926 | 1042.72 | 1883.28 | 64.36% | 10 | 1.0235 | 0 | 1085.01 | Per Hp | 179.99 | http://www.inyopools.com/Products/00100018074612.htm?gclid=EAIaIQobChMInIa73oLy2wIVhb9kCh3f9wcGEAQYCCABEgLWHfD_BwE | 150 | Estimate at $150 Per unit, reference: https://www.improvenet.com/r/costs-and-prices/pool-pump-replacement | 1265 | http://www.inyopools.com/Products/02200018059633.htm | 150 | Estimate at $150 Per unit, reference: https://www.improvenet.com/r/costs-and-prices/pool-pump-replacement
Equipment | Variable Speed Pool Pump | Dual Speed Pool Pump Motor 1 HP | Single Speed Pool Pump Motor 1 HP | Residential | Turnover | Multi-Family | FL Zone 2 | Per Pool | 57% | 2926 | 1042.72 | 1883.28 | 64.36% | 10 | 1.0235 | 0 | 1085.01 | Per Hp | 179.99 | http://www.inyopools.com/Products/00100018074612.htm?gclid=EAIaIQobChMInIa73oLy2wIVhb9kCh3f9wcGEAQYCCABEgLWHfD_BwE | 150 | Estimate at $150 Per unit, reference: https://www.improvenet.com/r/costs-and-prices/pool-pump-replacement | 1265 | http://www.inyopools.com/Products/02200018059633.htm | 150 | Estimate at $150 Per unit, reference: https://www.improvenet.com/r/costs-and-prices/pool-pump-replacement
Equipment | Variable Speed Pool Pump | Dual Speed Pool Pump Motor 1 HP | Single Speed Pool Pump Motor 1 HP | Residential | Turnover | Manufactured Home | FL Zone 2 | Per Pool | 57% | 2926 | 1042.72 | 1883.28 | 64.36% | 10 | 1.0235 | 0 | 1085.01 | Per Hp | 179.99 | http://www.inyopools.com/Products/00100018074612.htm?gclid=EAIaIQobChMInIa73oLy2wIVhb9kCh3f9wcGEAQYCCABEgLWHfD_BwE | 150 | Estimate at $150 Per unit, reference: https://www.improvenet.com/r/costs-and-prices/pool-pump-replacement | 1265 | http://www.inyopools.com/Products/02200018059633.htm | 150 | Estimate at $150 Per unit, reference: https://www.improvenet.com/r/costs-and-prices/pool-pump-replacement
Equipment | Variable Speed Pool Pump | Dual Speed Pool Pump Motor 1 HP | Single Speed Pool Pump Motor 1 HP | Residential | New | Single Family | FL Zone 2 | Per Pool | 57% | 2926 | 1042.72 | 1883.28 | 64.36% | 10 | 1.0235 | 0 | 1085.01 | Per Hp | 179.99 | http://www.inyopools.com/Products/00100018074612.htm?gclid=EAIaIQobChMInIa73oLy2wIVhb9kCh3f9wcGEAQYCCABEgLWHfD_BwE | 150 | Estimate at $150 Per unit, reference: https://www.improvenet.com/r/costs-and-prices/pool-pump-replacement | 1265 | http://www.inyopools.com/Products/02200018059633.htm | 150 | Estimate at $150 Per unit, reference: https://www.improvenet.com/r/costs-and-prices/pool-pump-replacement
Equipment | Variable Speed Pool Pump | Dual Speed Pool Pump Motor 1 HP | Single Speed Pool Pump Motor 1 HP | Residential | New | Multi-Family | FL Zone 2 | Per Pool | 57% | 2926 | 1042.72 | 1883.28 | 64.36% | 10 | 1.0235 | 0 | 1085.01 | Per Hp | 179.99 | http://www.inyopools.com/Products/00100018074612.htm?gclid=EAIaIQobChMInIa73oLy2wIVhb9kCh3f9wcGEAQYCCABEgLWHfD_BwE | 150 | Estimate at $150 Per unit, reference: https://www.improvenet.com/r/costs-and-prices/pool-pump-replacement | 1265 | http://www.inyopools.com/Products/02200018059633.htm | 150 | Estimate at $150 Per unit, reference: https://www.improvenet.com/r/costs-and-prices/pool-pump-replacement
Equipment | Variable Speed Pool Pump | Dual Speed Pool Pump Motor 1 HP | Single Speed Pool Pump Motor 1 HP | Residential | New | Manufactured Home | FL Zone 2 | Per Pool | 57% | 2926 | 1042.72 | 1883.28 | 64.36% | 10 | 1.0235 | 0 | 1085.01 | Per Hp | 179.99 | http://www.inyopools.com/Products/00100018074612.htm?gclid=EAIaIQobChMInIa73oLy2wIVhb9kCh3f9wcGEAQYCCABEgLWHfD_BwE | 150 | Estimate at $150 Per unit, reference: https://www.improvenet.com/r/costs-and-prices/pool-pump-replacement | 1265 | http://www.inyopools.com/Products/02200018059633.htm | 150 | Estimate at $150 Per unit, reference: https://www.improvenet.com/r/costs-and-prices/pool-pump-replacement
Nonequipment | Removal of 2nd Refrigerator-Freezer | No Refrigerator | Current Market Average Refrigerator | Residential | Existing | Single Family | FL Zone 2 | Per Appliance | 3.325% | 1052.5805 | 0 | 1052.5805 | 100% | 5 | 0.10987 | 0.036607 | 50 | Per Unit | 0 | No equipment cost | 0 | No Labor Cost | 0 | No equipment cost | 50 | https://www.homeadvisor.com/cost/cleaning-services/remove-waste/
Nonequipment | Removal of 2nd Refrigerator-Freezer | No Refrigerator | Current Market Average Refrigerator | Residential | Existing | Multi-Family | FL Zone 2 | Per Appliance | 1.108% | 1052.5805 | 0 | 1052.5805 | 100% | 5 | 0.10987 | 0.036607 | 50 | Per Unit | 0 | No equipment cost | 0 | No Labor Cost | 0 | No equipment cost | 50 | https://www.homeadvisor.com/cost/cleaning-services/remove-waste/
Nonequipment | Removal of 2nd Refrigerator-Freezer | No Refrigerator | Current Market Average Refrigerator | Residential | Existing | Manufactured Home | FL Zone 2 | Per Appliance | 1.108% | 1052.5805 | 0 | 1052.5805 | 100% | 5 | 0.10987 | 0.036607 | 50 | Per Unit | 0 | No equipment cost | 0 | No Labor Cost | 0 | No equipment cost | 50 | https://www.homeadvisor.com/cost/cleaning-services/remove-waste/
Nonequipment | Removal of 2nd Refrigerator-Freezer | No Refrigerator | N/A - Retrofit Only | Residential | New | Single Family | FL Zone 2 | Per Appliance | 0% | 1052.5805 | 0 | 1052.5805 | 100% | 5 | 0.10987 | 0.036607 | 50 | Per Unit | 0 | No equipment cost | 0 | No Labor Cost | 0 | No equipment cost | 50 | https://www.homeadvisor.com/cost/cleaning-services/remove-waste/
Nonequipment | Removal of 2nd Refrigerator-Freezer | No Refrigerator | N/A - Retrofit Only | Residential | New | Multi-Family | FL Zone 2 | Per Appliance | 0% | 1052.5805 | 0 | 1052.5805 | 100% | 5 | 0.10987 | 0.036607 | 50 | Per Unit | 0 | No equipment cost | 0 | No Labor Cost | 0 | No equipment cost | 50 | https://www.homeadvisor.com/cost/cleaning-services/remove-waste/
Nonequipment | Removal of 2nd Refrigerator-Freezer | No Refrigerator | N/A - Retrofit Only | Residential | New | Manufactured Home | FL Zone 2 | Per Appliance | 0% | 1052.5805 | 0 | 1052.5805 | 100% | 5 | 0.10987 | 0.036607 | 50 | Per Unit | 0 | No equipment cost | 0 | No Labor Cost | 0 | No equipment cost | 50 | https://www.homeadvisor.com/cost/cleaning-services/remove-waste/
Nonequipment | Drain Water Heat Recovery | Hot Water Loop with 50 Gallon Electric Resistance Heater and Drain Water Heat Exchanger | Standard Hot Water Loop with 50 Gallon Electric Resistance Heater, No Drain Water Heat Recovery | Residential | Existing | Single Family | FL Zone 2 | Per End Use Consumption | 9.5% | 1931 | 1693.487 | 237.513 | 12.3% | 15 | 0.021393 | 0.046051 | 1025 | Per Unit | 0 | No equipment cost | 0 | No Labor Cost | 500 | https://www.energy.gov/energysaver/water-heating/drain-water-heat-recovery | 525 | rate at $105/per labor hour (http://www.serviskey.net/support/rate-estimator?s4=FL), assume 5 hours work
Nonequipment | Drain Water Heat Recovery | Hot Water Loop with 50 Gallon Electric Resistance Heater and Drain Water Heat Exchanger | Standard Hot Water Loop with 50 Gallon Electric Resistance Heater, No Drain Water Heat Recovery | Residential | Existing | Multi-Family | FL Zone 2 | Per End Use Consumption | 9.5% | 1654 | 1450.558 | 203.442 | 12.3% | 15 | 0.018324 | 0.039445 | 1025 | Per Unit | 0 | No equipment cost | 0 | No Labor Cost | 500 | https://www.energy.gov/energysaver/water-heating/drain-water-heat-recovery | 525 | rate at $105/per labor hour (http://www.serviskey.net/support/rate-estimator?s4=FL), assume 5 hours work
Nonequipment | Drain Water Heat Recovery | Hot Water Loop with 50 Gallon Electric Resistance Heater and Drain Water Heat Exchanger | Standard Hot Water Loop with 50 Gallon Electric Resistance Heater, No Drain Water Heat Recovery | Residential | Existing | Manufactured Home | FL Zone 2 | Per End Use Consumption | 9.5% | 2449 | 2147.773 | 301.227 | 12.3% | 15 | 0.027132 | 0.058404 | 1025 | Per Unit | 0 | No equipment cost | 0 | No Labor Cost | 500 | https://www.energy.gov/energysaver/water-heating/drain-water-heat-recovery | 525 | rate at $105/per labor hour (http://www.serviskey.net/support/rate-estimator?s4=FL), assume 5 hours work
Nonequipment | Drain Water Heat Recovery | Hot Water Loop with 50 Gallon Electric Resistance Heater and Drain Water Heat Exchanger | Standard Hot Water Loop with 50 Gallon Electric Resistance Heater, No Drain Water Heat Recovery | Residential | New | Single Family | FL Zone 2 | Per End Use Consumption | 9.5% | 1931 | 1693.487 | 237.513 | 12.3% | 15 | 0.021393 | 0.046051 | 815 | Per Unit | 0 | No equipment cost | 0 | No Labor Cost | 500 | https://www.energy.gov/energysaver/water-heating/drain-water-heat-recovery | 315 | rate at $105/per labor hour (http://www.serviskey.net/support/rate-estimator?s4=FL), assume 5 hours work
Nonequipment | Drain Water Heat Recovery | Hot Water Loop with 50 Gallon Electric Resistance Heater and Drain Water Heat Exchanger | Standard Hot Water Loop with 50 Gallon Electric Resistance Heater, No Drain Water Heat Recovery | Residential | New | Multi-Family | FL Zone 2 | Per End Use Consumption | 9.5% | 1654 | 1450.558 | 203.442 | 12.3% | 15 | 0.018324 | 0.039445 | 815 | Per Unit | 0 | No equipment cost | 0 | No Labor Cost | 500 | https://www.energy.gov/energysaver/water-heating/drain-water-heat-recovery | 315 | rate at $105/per labor hour (http://www.serviskey.net/support/rate-estimator?s4=FL), assume 5 hours work
Nonequipment | Drain Water Heat Recovery | Hot Water Loop with 50 Gallon Electric Resistance Heater and Drain Water Heat Exchanger | Standard Hot Water Loop with 50 Gallon Electric Resistance Heater, No Drain Water Heat Recovery | Residential | New | Manufactured Home | FL Zone 2 | Per End Use Consumption | 9.5% | 2449 | 2147.773 | 301.227 | 12.3% | 15 | 0.027132 | 0.058404 | 815 | Per Unit | 0 | No equipment cost | 0 | No Labor Cost | 500 | https://www.energy.gov/energysaver/water-heating/drain-water-heat-recovery | 315 | rate at $105/per labor hour (http://www.serviskey.net/support/rate-estimator?s4=FL), assume 5 hours work
Nonequipment | Faucet Aerator | Low-flow lavatory faucet aerator, flow rate: 1.0 gpm | Federal lavatory flow rate standard, 1994, flow rate: 2.2 gpm | Residential | Existing | Single Family | FL Zone 2 | Per End Use Consumption | 2.373% | 1931 | 1861.3923 | 69.6077 | 3.605% | 10 | 0.0062696 | 0.013496 | 3 | Per Home | 0 | No equipment cost | 0 | No Labor Cost | 3 | Illinois 2018 Statewide TRM, Section 5.4.4 | 0 | No Labor Cost
Nonequipment | Faucet Aerator | Low-flow lavatory faucet aerator, flow rate: 1.0 gpm | Federal lavatory flow rate standard, 1994, flow rate: 2.2 gpm | Residential | Existing | Multi-Family | FL Zone 2 | Per End Use Consumption | 40.5% | 1654 | 1599.2838 | 54.7162 | 3.308% | 10 | 0.0049283 | 0.010609 | 3 | Per Home | 0 | No equipment cost | 0 | No Labor Cost | 3 | Illinois 2018 Statewide TRM, Section 5.4.4 | 0 | No Labor Cost
Nonequipment | Faucet Aerator | Low-flow lavatory faucet aerator, flow rate: 1.0 gpm | Federal lavatory flow rate standard, 1994, flow rate: 2.2 gpm | Residential | Existing | Manufactured Home | FL Zone 2 | Per End Use Consumption | 40.5% | 2449 | 2394.72 | 54.28 | 2.216% | 10 | 0.004889 | 0.010524 | 3 | Per Home | 0 | No equipment cost | 0 | No Labor Cost | 3 | Illinois 2018 Statewide TRM, Section 5.4.4 | 0 | No Labor Cost
Nonequipment | Faucet Aerator | Low-flow lavatory faucet aerator, flow rate: 1.0 gpm | Local standard for lavatory faucets, flow rate: 1.5 gpm | Residential | New | Single Family | FL Zone 2 | Per End Use Consumption | 13.71% | 1931 | 1901.9968 | 29.0032 | 1.502% | 10 | 0.0026123 | 0.0056233 | 3 | Per Home | 0 | No equipment cost | 0 | No Labor Cost | 3 | Illinois 2018 Statewide TRM, Section 5.4.4 | 0 | No Labor Cost
Nonequipment | Faucet Aerator | Low-flow lavatory faucet aerator, flow rate: 1.0 gpm | Local standard for lavatory faucets, flow rate: 1.5 gpm | Residential | New | Multi-Family | FL Zone 2 | Per End Use Consumption | 18% | 1654 | 1631.2016 | 22.7984 | 1.378% | 10 | 0.0020535 | 0.0044203 | 3 | Per Home | 0 | No equipment cost | 0 | No Labor Cost | 3 | Illinois 2018 Statewide TRM, Section 5.4.4 | 0 | No Labor Cost
Nonequipment | Faucet Aerator | Low-flow lavatory faucet aerator, flow rate: 1.0 gpm | Local standard for lavatory faucets, flow rate: 1.5 gpm | Residential | New | Manufactured Home | FL Zone 2 | Per End Use Consumption | 18% | 2449 | 2426.3833 | 22.6167 | 0.9235% | 10 | 0.0020371 | 0.0043851 | 3 | Per Home | 0 | No equipment cost | 0 | No Labor Cost | 3 | Illinois 2018 Statewide TRM, Section 5.4.4 | 0 | No Labor Cost
Nonequipment | Heat Trap | Heat Trap | Water Heater with 10% Less Efficient than Federal Standard | Residential | Existing | Single Family | FL Zone 2 | Per End Use Consumption | 1.582% | 1931 | 1798.753 | 132.247 | 6.849% | 10 | 0.011912 | 0.025641 | 116.77 | Per Unit | 0 | No equipment cost | 0 | No Labor Cost | 11.77 | https://www.homedepot.com/p/Everbilt-Dielectric-Nipple-Heat-Trap-15009/205680991 | 105 | rate at $105/per labor hour (plumber), assume 1 hr of work: http://www.serviskey.net/support/rate-estimator?s4=FL
Nonequipment | Heat Trap | Heat Trap | Water Heater with 10% Less Efficient than Federal Standard | Residential | Existing | Multi-Family | FL Zone 2 | Per End Use Consumption | 27% | 1654 | 1550.0451 | 103.9549 | 6.285% | 10 | 0.0093633 | 0.020155 | 116.77 | Per Unit | 0 | No equipment cost | 0 | No Labor Cost | 11.77 | https://www.homedepot.com/p/Everbilt-Dielectric-Nipple-Heat-Trap-15009/205680991 | 105 | rate at $105/per labor hour (plumber), assume 1 hr of work: http://www.serviskey.net/support/rate-estimator?s4=FL
Nonequipment | Heat Trap | Heat Trap | Water Heater with 10% Less Efficient than Federal Standard | Residential | Existing | Manufactured Home | FL Zone 2 | Per End Use Consumption | 0% | 2449 | 2345.8738 | 103.1262 | 4.211% | 10 | 0.0092887 | 0.019995 | 116.77 | Per Unit | 0 | No equipment cost | 0 | No Labor Cost | 11.77 | https://www.homedepot.com/p/Everbilt-Dielectric-Nipple-Heat-Trap-15009/205680991 | 105 | rate at $105/per labor hour (plumber), assume 1 hr of work: http://www.serviskey.net/support/rate-estimator?s4=FL
Nonequipment | Heat Trap | Heat Trap | Water Heater with Federal Standard | Residential | New | Single Family | FL Zone 2 | Per End Use Consumption | 9.142% | 1931 | 1798.753 | 132.247 | 6.849% | 10 | 0.011912 | 0.025641 | 116.77 | Per Unit | 0 | No equipment cost | 0 | No Labor Cost | 11.77 | https://www.homedepot.com/p/Everbilt-Dielectric-Nipple-Heat-Trap-15009/205680991 | 105 | rate at $105/per labor hour (plumber), assume 1 hr of work: http://www.serviskey.net/support/rate-estimator?s4=FL
Nonequipment | Heat Trap | Heat Trap | Water Heater with Federal Standard | Residential | New | Multi-Family | FL Zone 2 | Per End Use Consumption | 12% | 1654 | 1550.0451 | 103.9549 | 6.285% | 10 | 0.0093633 | 0.020155 | 116.77 | Per Unit | 0 | No equipment cost | 0 | No Labor Cost | 11.77 | https://www.homedepot.com/p/Everbilt-Dielectric-Nipple-Heat-Trap-15009/205680991 | 105 | rate at $105/per labor hour (plumber), assume 1 hr of work: http://www.serviskey.net/support/rate-estimator?s4=FL
Nonequipment | Heat Trap | Heat Trap | Water Heater with Federal Standard | Residential | New | Manufactured Home | FL Zone 2 | Per End Use Consumption | 12% | 2449 | 2345.8738 | 103.1262 | 4.211% | 10 | 0.0092887 | 0.019995 | 116.77 | Per Unit | 0 | No equipment cost | 0 | No Labor Cost | 11.77 | https://www.homedepot.com/p/Everbilt-Dielectric-Nipple-Heat-Trap-15009/205680991 | 105 | rate at $105/per labor hour (plumber), assume 1 hr of work: http://www.serviskey.net/support/rate-estimator?s4=FL
Nonequipment | Hot Water Pipe Insulation | 1' of Insulated Pipe in Unconditioned Spaces, Insulation of R-5 | 1' of Pipe in Unconditioned Spaces with Code Minimum of 1"of Insulation | Residential | Existing | Single Family | FL Zone 2 | Per S.F. | 1.978% | 1931.57 | 1783.6872 | 147.8828 | 7.656% | 13 | 0.01332 | 0.028672 | 18 | Per 6 LF | 0 | No equipment cost | 0 | No Labor Cost | 18 | Pennsylvania Public Utility Commission 2013 Incremental Cost Database, $3 per linear foot, assume 6 ft | 0 | No Labor Cost
Nonequipment | Hot Water Pipe Insulation | 1' of Insulated Pipe in Unconditioned Spaces, Insulation of R-5 | 1' of Pipe in Unconditioned Spaces with Code Minimum of 1"of Insulation | Residential | Existing | Multi-Family | FL Zone 2 | Per S.F. | 33.75% | 1655 | 1528.2917 | 126.7083 | 7.656% | 13 | 0.011413 | 0.024567 | 18 | Per 6 LF | 0 | No equipment cost | 0 | No Labor Cost | 18 | Pennsylvania Public Utility Commission 2013 Incremental Cost Database, $3 per linear foot, assume 6 ft | 0 | No Labor Cost
Nonequipment | Hot Water Pipe Insulation | 1' of Insulated Pipe in Unconditioned Spaces, Insulation of R-5 | 1' of Pipe in Unconditioned Spaces with Code Minimum of 1"of Insulation | Residential | Existing | Manufactured Home | FL Zone 2 | Per S.F. | 33.75% | 2449 | 2261.5023 | 187.4977 | 7.656% | 13 | 0.016888 | 0.036353 | 18 | Per 6 LF | 0 | No equipment cost | 0 | No Labor Cost | 18 | Pennsylvania Public Utility Commission 2013 Incremental Cost Database, $3 per linear foot, assume 6 ft | 0 | No Labor Cost
Nonequipment | Hot Water Pipe Insulation | 1' of Insulated Pipe in Unconditioned Spaces, Insulation of R-5 | N/A - Retrofit Only | Residential | New | Single Family | FL Zone 2 | Per S.F. | 11.43% | 1931.57 | 1783.6872 | 147.8828 | 7.656% | 13 | 0.01332 | 0.028672 | 18 | Per 6 LF | 0 | No equipment cost | 0 | No Labor Cost | 18 | Pennsylvania Public Utility Commission 2013 Incremental Cost Database, $3 per linear foot, assume 6 ft | 0 | No Labor Cost
Nonequipment | Hot Water Pipe Insulation | 1' of Insulated Pipe in Unconditioned Spaces, Insulation of R-5 | N/A - Retrofit Only | Residential | New | Multi-Family | FL Zone 2 | Per S.F. | 15% | 1655 | 1528.2917 | 126.7083 | 7.656% | 13 | 0.011413 | 0.024567 | 18 | Per 6 LF | 0 | No equipment cost | 0 | No Labor Cost | 18 | Pennsylvania Public Utility Commission 2013 Incremental Cost Database, $3 per linear foot, assume 6 ft | 0 | No Labor Cost
Nonequipment | Hot Water Pipe Insulation | 1' of Insulated Pipe in Unconditioned Spaces, Insulation of R-5 | N/A - Retrofit Only | Residential | New | Manufactured Home | FL Zone 2 | Per S.F. | 15% | 2449 | 2261.5023 | 187.4977 | 7.656% | 13 | 0.016888 | 0.036353 | 18 | Per 6 LF | 0 | No equipment cost | 0 | No Labor Cost | 18 | Pennsylvania Public Utility Commission 2013 Incremental Cost Database, $3 per linear foot, assume 6 ft | 0 | No Labor Cost
Nonequipment | Low Flow Showerhead | Low-Flow Handheld Showerhead, Flow Rate: 1.50 gpm | Standard Handheld Showerhead, Flow Rate: 2.50 gpm | Residential | Existing | Single Family | FL Zone 2 | Per End Use Consumption | 2.11% | 1931 | 1635.9975 | 295.0025 | 15.28% | 9 | 0.026571 | 0.057197 | 7 | Per Unit | 0 | reference source included incremental cost only | 0 | No Labor Cost | 7 | Illinois 2018 Statewide TRM, Section 5.4.5 | 0 | No Labor Cost
Nonequipment | Low Flow Showerhead | Low-Flow Handheld Showerhead, Flow Rate: 1.50 gpm | Standard Handheld Showerhead, Flow Rate: 2.50 gpm | Residential | Existing | Multi-Family | FL Zone 2 | Per End Use Consumption | 36% | 1654 | 1422.1086 | 231.8914 | 14.02% | 9 | 0.020887 | 0.044961 | 7 | Per Unit | 0 | reference source included incremental cost only | 0 | No Labor Cost | 7 | Illinois 2018 Statewide TRM, Section 5.4.5 | 0 | No Labor Cost
Nonequipment | Low Flow Showerhead | Low-Flow Handheld Showerhead, Flow Rate: 1.50 gpm | Standard Handheld Showerhead, Flow Rate: 2.50 gpm | Residential | Existing | Manufactured Home | FL Zone 2 | Per End Use Consumption | 36% | 2449 | 2218.9572 | 230.0428 | 9.393% | 9 | 0.02072 | 0.044602 | 7 | Per Unit | 0 | reference source included incremental cost only | 0 | No Labor Cost | 7 | Illinois 2018 Statewide TRM, Section 5.4.5 | 0 | No Labor Cost
Nonequipment | Low Flow Showerhead | Low-Flow Handheld Showerhead, Flow Rate: 1.50 gpm | Standard Handheld Showerhead, Flow Rate: 2.50 gpm | Residential | New | Single Family | FL Zone 2 | Per End Use Consumption | 80% | 1931 | 1635.9975 | 295.0025 | 15.28% | 9 | 0.026571 | 0.057197 | 7 | Per Unit | 0 | reference source included incremental cost only | 0 | No Labor Cost | 7 | Illinois 2018 Statewide TRM, Section 5.4.5 | 0 | No Labor Cost
Nonequipment | Low Flow Showerhead | Low-Flow Handheld Showerhead, Flow Rate: 1.50 gpm | Standard Handheld Showerhead, Flow Rate: 2.50 gpm | Residential | New | Multi-Family | FL Zone 2 | Per End Use Consumption | 80% | 1654 | 1422.1086 | 231.8914 | 14.02% | 9 | 0.020887 | 0.044961 | 7 | Per Unit | 0 | reference source included incremental cost only | 0 | No Labor Cost | 7 | Illinois 2018 Statewide TRM, Section 5.4.5 | 0 | No Labor Cost
Nonequipment | Low Flow Showerhead | Low-Flow Handheld Showerhead, Flow Rate: 1.50 gpm | Standard Handheld Showerhead, Flow Rate: 2.50 gpm | Residential | New | Manufactured Home | FL Zone 2 | Per End Use Consumption | 80% | 2449 | 2218.9572 | 230.0428 | 9.393% | 9 | 0.02072 | 0.044602 | 7 | Per Unit | 0 | reference source included incremental cost only | 0 | No Labor Cost | 7 | Illinois 2018 Statewide TRM, Section 5.4.5 | 0 | No Labor Cost
Nonequipment | Thermostatic Shower Restriction Valve | Hot Water Loop with 50 Gallon Electric Resistance Heater and Pressure Balance Shower Valves | Standard Hot Water Loop with 50 Gallon Electric Resistance Heater and Standard Shower Valves | Residential | Existing | Single Family | FL Zone 2 | Per Valve | 2.11% | 1931 | 1838.3587 | 92.6413 | 4.798% | 10 | 0.0083443 | 0.017962 | 29.95 | Per Unit | 0 | No equipment cost | 0 | No Labor Cost | 29.95 | http://thinkevolve.com/shop/showerstart-tsv/ | 0 | No Labor Cost
Nonequipment | Thermostatic Shower Restriction Valve | Hot Water Loop with 50 Gallon Electric Resistance Heater and Pressure Balance Shower Valves | Standard Hot Water Loop with 50 Gallon Electric Resistance Heater and Standard Shower Valves | Residential | Existing | Multi-Family | FL Zone 2 | Per Valve | 0% | 1654 | 1581.1778 | 72.8222 | 4.403% | 10 | 0.0065592 | 0.014119 | 29.95 | Per Unit | 0 | No equipment cost | 0 | No Labor Cost | 29.95 | http://thinkevolve.com/shop/showerstart-tsv/ | 0 | No Labor Cost
Nonequipment | Thermostatic Shower Restriction Valve | Hot Water Loop with 50 Gallon Electric Resistance Heater and Pressure Balance Shower Valves | Standard Hot Water Loop with 50 Gallon Electric Resistance Heater and Standard Shower Valves | Residential | Existing | Manufactured Home | FL Zone 2 | Per Valve | 0% | 2449 | 2376.7584 | 72.2416 | 2.95% | 10 | 0.0065069 | 0.014007 | 29.95 | Per Unit | 0 | No equipment cost | 0 | No Labor Cost | 29.95 | http://thinkevolve.com/shop/showerstart-tsv/ | 0 | No Labor Cost
Nonequipment | Thermostatic Shower Restriction Valve | Hot Water Loop with 50 Gallon Electric Resistance Heater and Pressure Balance Shower Valves | Standard Hot Water Loop with 50 Gallon Electric Resistance Heater and Standard Shower Valves | Residential | New | Single Family | FL Zone 2 | Per Valve | 12.19% | 1931 | 1838.3587 | 92.6413 | 4.798% | 10 | 0.0083443 | 0.017962 | 29.95 | Per Unit | 0 | No equipment cost | 0 | No Labor Cost | 29.95 | http://thinkevolve.com/shop/showerstart-tsv/ | 0 | No Labor Cost
Nonequipment | Thermostatic Shower Restriction Valve | Hot Water Loop with 50 Gallon Electric Resistance Heater and Pressure Balance Shower Valves | Standard Hot Water Loop with 50 Gallon Electric Resistance Heater and Standard Shower Valves | Residential | New | Multi-Family | FL Zone 2 | Per Valve | 16% | 1654 | 1581.1778 | 72.8222 | 4.403% | 10 | 0.0065592 | 0.014119 | 29.95 | Per Unit | 0 | No equipment cost | 0 | No Labor Cost | 29.95 | http://thinkevolve.com/shop/showerstart-tsv/ | 0 | No Labor Cost
Nonequipment | Thermostatic Shower Restriction Valve | Hot Water Loop with 50 Gallon Electric Resistance Heater and Pressure Balance Shower Valves | Standard Hot Water Loop with 50 Gallon Electric Resistance Heater and Standard Shower Valves | Residential | New | Manufactured Home | FL Zone 2 | Per Valve | 16% | 2449 | 2376.7584 | 72.2416 | 2.95% | 10 | 0.0065069 | 0.014007 | 29.95 | Per Unit | 0 | No equipment cost | 0 | No Labor Cost | 29.95 | http://thinkevolve.com/shop/showerstart-tsv/ | 0 | No Labor Cost
Nonequipment | Water Heater Blanket | 50 Gallon Electric Resistance Water Heater with Insulated Tank Wrap (R-11) | Market Average 50 Gallon Electric Resistance Water Heater (EF = 0.9), No Tank Wrap | Residential | Existing | Single Family | FL Zone 2 | Per End Use Consumption | 9.142% | 1931 | 1667.0541 | 263.9459 | 13.67% | 7 | 0.023774 | 0.051176 | 167.92 | Per Unit | 0 | No equipment cost | 0 | No Labor Cost | 27.92 | Market Research, 2016 | 140 | rate at $70/per labor hour, assume 2 hours work, reference: https://www.homewyse.com/costs/cost_of_water_heater_blanket.html
Nonequipment | Water Heater Blanket | 50 Gallon Electric Resistance Water Heater with Insulated Tank Wrap (R-11) | Market Average 50 Gallon Electric Resistance Water Heater (EF = 0.9), No Tank Wrap | Residential | Existing | Multi-Family | FL Zone 2 | Per End Use Consumption | 9.142% | 1654 | 1390.0541 | 263.9459 | 15.96% | 7 | 0.023774 | 0.051176 | 167.92 | Per Unit | 0 | No equipment cost | 0 | No Labor Cost | 27.92 | Market Research, 2016 | 140 | rate at $70/per labor hour, assume 2 hours work, reference: https://www.homewyse.com/costs/cost_of_water_heater_blanket.html
Nonequipment | Water Heater Blanket | 50 Gallon Electric Resistance Water Heater with Insulated Tank Wrap (R-11) | Market Average 50 Gallon Electric Resistance Water Heater (EF = 0.9), No Tank Wrap | Residential | Existing | Manufactured Home | FL Zone 2 | Per End Use Consumption | 9.142% | 2449 | 2185.0541 | 263.9459 | 10.78% | 7 | 0.023774 | 0.051176 | 167.92 | Per Unit | 0 | No equipment cost | 0 | No Labor Cost | 27.92 | Market Research, 2016 | 140 | rate at $70/per labor hour, assume 2 hours work, reference: https://www.homewyse.com/costs/cost_of_water_heater_blanket.html
Nonequipment | Water Heater Blanket | 50 Gallon Electric Resistance Water Heater with Insulated Tank Wrap (R-11) | Code-Compliant 50 Gallon Electric Resistance Water Heater (EF = 0.95), No Tank Wrap | Residential | New | Single Family | FL Zone 2 | Per End Use Consumption | 1.582% | 1931 | 1678.5057 | 252.4943 | 13.08% | 7 | 0.022742 | 0.048955 | 167.92 | Per Unit | 0 | No equipment cost | 0 | No Labor Cost | 27.92 | Market Research, 2016 | 140 | rate at $70/per labor hour, assume 2 hours work, reference: https://www.homewyse.com/costs/cost_of_water_heater_blanket.html
Nonequipment | Water Heater Blanket | 50 Gallon Electric Resistance Water Heater with Insulated Tank Wrap (R-11) | Code-Compliant 50 Gallon Electric Resistance Water Heater (EF = 0.95), No Tank Wrap | Residential | New | Multi-Family | FL Zone 2 | Per End Use Consumption | 1.582% | 1654 | 1401.5057 | 252.4943 | 15.27% | 7 | 0.022742 | 0.048955 | 167.92 | Per Unit | 0 | No equipment cost | 0 | No Labor Cost | 27.92 | Market Research, 2016 | 140 | rate at $70/per labor hour, assume 2 hours work, reference: https://www.homewyse.com/costs/cost_of_water_heater_blanket.html
Nonequipment | Water Heater Blanket | 50 Gallon Electric Resistance Water Heater with Insulated Tank Wrap (R-11) | Code-Compliant 50 Gallon Electric Resistance Water Heater (EF = 0.95), No Tank Wrap | Residential | New | Manufactured Home | FL Zone 2 | Per End Use Consumption | 1.582% | 2449 | 2196.5057 | 252.4943 | 10.31% | 7 | 0.022742 | 0.048955 | 167.92 | Per Unit | 0 | No equipment cost | 0 | No Labor Cost | 27.92 | Market Research, 2016 | 140 | rate at $70/per labor hour, assume 2 hours work, reference: https://www.homewyse.com/costs/cost_of_water_heater_blanket.html
Nonequipment | Water Heater Thermostat Setback | 50 Gallon Electric Resistance Water Heater with Temperature Setpoint of 119°F | Market Average 50 Gallon Electric Resistance Water Heater (EF by Building Type, Temp. Setpoint = 130°F) | Residential | Existing | Single Family | FL Zone 2 | Per Unit | 1.582% | 1931 | 1894.4174 | 36.5826 | 1.894% | 4 | 0.003295 | 0.0070929 | 1.65 | Per Unit | 0 | No equipment cost | 0 | No Labor Cost | 1.65 | https://www.conservationmart.com/p-49-hot-water-temperature-card.aspx | 0 | No Labor Cost
Nonequipment | Water Heater Thermostat Setback | 50 Gallon Electric Resistance Water Heater with Temperature Setpoint of 119°F | Market Average 50 Gallon Electric Resistance Water Heater (EF by Building Type, Temp. Setpoint = 130°F) | Residential | Existing | Multi-Family | FL Zone 2 | Per Unit | 0% | 1654 | 1617.4174 | 36.5826 | 2.212% | 4 | 0.003295 | 0.0070929 | 1.65 | Per Unit | 0 | No equipment cost | 0 | No Labor Cost | 1.65 | https://www.conservationmart.com/p-49-hot-water-temperature-card.aspx | 0 | No Labor Cost
Nonequipment | Water Heater Thermostat Setback | 50 Gallon Electric Resistance Water Heater with Temperature Setpoint of 119°F | Market Average 50 Gallon Electric Resistance Water Heater (EF by Building Type, Temp. Setpoint = 130°F) | Residential | Existing | Manufactured Home | FL Zone 2 | Per Unit | 0% | 2449 | 2412.4174 | 36.5826 | 1.494% | 4 | 0.003295 | 0.0070929 | 1.65 | Per Unit | 0 | No equipment cost | 0 | No Labor Cost | 1.65 | https://www.conservationmart.com/p-49-hot-water-temperature-card.aspx | 0 | No Labor Cost
Nonequipment | Water Heater Thermostat Setback | 50 Gallon Electric Resistance Water Heater with Temperature Setpoint of 119°F | Code-Compliant 50 Gallon Electric Resistance Water Heater (EF = 0.90, Temp. Setpoint = 130°F) | Residential | New | Single Family | FL Zone 2 | Per Unit | 9.142% | 1931 | 1894.4174 | 36.5826 | 1.894% | 4 | 0.003295 | 0.0070929 | 1.65 | Per Unit | 0 | No equipment cost | 0 | No Labor Cost | 1.65 | https://www.conservationmart.com/p-49-hot-water-temperature-card.aspx | 0 | No Labor Cost
Nonequipment | Water Heater Thermostat Setback | 50 Gallon Electric Resistance Water Heater with Temperature Setpoint of 119°F | Code-Compliant 50 Gallon Electric Resistance Water Heater (EF = 0.90, Temp. Setpoint = 130°F) | Residential | New | Multi-Family | FL Zone 2 | Per Unit | 0.9177% | 1654 | 1617.4174 | 36.5826 | 2.212% | 4 | 0.003295 | 0.0070929 | 1.65 | Per Unit | 0 | No equipment cost | 0 | No Labor Cost | 1.65 | https://www.conservationmart.com/p-49-hot-water-temperature-card.aspx | 0 | No Labor Cost
Nonequipment | Water Heater Thermostat Setback | 50 Gallon Electric Resistance Water Heater with Temperature Setpoint of 119°F | Code-Compliant 50 Gallon Electric Resistance Water Heater (EF = 0.90, Temp. Setpoint = 130°F) | Residential | New | Manufactured Home | FL Zone 2 | Per Unit | 0.9177% | 2449 | 2412.4174 | 36.5826 | 1.494% | 4 | 0.003295 | 0.0070929 | 1.65 | Per Unit | 0 | No equipment cost | 0 | No Labor Cost | 1.65 | https://www.conservationmart.com/p-49-hot-water-temperature-card.aspx | 0 | No Labor Cost
Nonequipment | Water Heater Timeclock | Water Heater Timeclock | Water Heater with 10% Less Efficient than Federal Standard | Residential | Existing | Single Family | FL Zone 2 | Per End Use Consumption | 21.6% | 1931 | 1834.45 | 96.55 | 5% | 7 | 0 | 0 | 143.33 | Per Unit | 0 | No equipment cost | 0 | No Labor Cost | 59.99 | https://www.homedepot.com/p/Intermatic-30-Amp-240-Volt-DPST-Electronic-Water-Heater-Time-Switch-EH40/205878350 | 83.34 | Electrical hourly rate of 83.34 and assume 1 hr to install: http://www.serviskey.net/support/rate-estimator?s4=FL
Nonequipment | Water Heater Timeclock | Water Heater Timeclock | Water Heater with 10% Less Efficient than Federal Standard | Residential | Existing | Multi-Family | FL Zone 2 | Per End Use Consumption | 20.61% | 1654 | 1571.3 | 82.7 | 5% | 7 | 0 | 0 | 143.33 | Per Unit | 0 | No equipment cost | 0 | No Labor Cost | 59.99 | https://www.homedepot.com/p/Intermatic-30-Amp-240-Volt-DPST-Electronic-Water-Heater-Time-Switch-EH40/205878350 | 83.34 | Electrical hourly rate of 83.34 and assume 1 hr to install: http://www.serviskey.net/support/rate-estimator?s4=FL
Nonequipment | Water Heater Timeclock | Water Heater Timeclock | Water Heater with 10% Less Efficient than Federal Standard | Residential | Existing | Manufactured Home | FL Zone 2 | Per End Use Consumption | 47.61% | 2449 | 2326.55 | 122.45 | 5% | 7 | 0 | 0 | 143.33 | Per Unit | 0 | No equipment cost | 0 | No Labor Cost | 59.99 | https://www.homedepot.com/p/Intermatic-30-Amp-240-Volt-DPST-Electronic-Water-Heater-Time-Switch-EH40/205878350 | 83.34 | Electrical hourly rate of 83.34 and assume 1 hr to install: http://www.serviskey.net/support/rate-estimator?s4=FL
Nonequipment | Water Heater Timeclock | Water Heater Timeclock | Water Heater with Federal Standard | Residential | New | Single Family | FL Zone 2 | Per End Use Consumption | 18% | 1931 | 1834.45 | 96.55 | 5% | 7 | 0 | 0 | 143.33 | Per Unit | 0 | No equipment cost | 0 | No Labor Cost | 59.99 | https://www.homedepot.com/p/Intermatic-30-Amp-240-Volt-DPST-Electronic-Water-Heater-Time-Switch-EH40/205878350 | 83.34 | Electrical hourly rate of 83.34 and assume 1 hr to install: http://www.serviskey.net/support/rate-estimator?s4=FL
Nonequipment | Water Heater Timeclock | Water Heater Timeclock | Water Heater with Federal Standard | Residential | New | Multi-Family | FL Zone 2 | Per End Use Consumption | 45% | 1654 | 1571.3 | 82.7 | 5% | 7 | 0 | 0 | 143.33 | Per Unit | 0 | No equipment cost | 0 | No Labor Cost | 59.99 | https://www.homedepot.com/p/Intermatic-30-Amp-240-Volt-DPST-Electronic-Water-Heater-Time-Switch-EH40/205878350 | 83.34 | Electrical hourly rate of 83.34 and assume 1 hr to install: http://www.serviskey.net/support/rate-estimator?s4=FL
Nonequipment | Water Heater Timeclock | Water Heater Timeclock | Water Heater with Federal Standard | Residential | New | Manufactured Home | FL Zone 2 | Per End Use Consumption | 45% | 2449 | 2326.55 | 122.45 | 5% | 7 | 0 | 0 | 143.33 | Per Unit | 0 | No equipment cost | 0 | No Labor Cost | 59.99 | https://www.homedepot.com/p/Intermatic-30-Amp-240-Volt-DPST-Electronic-Water-Heater-Time-Switch-EH40/205878350 | 83.34 | Electrical hourly rate of 83.34 and assume 1 hr to install: http://www.serviskey.net/support/rate-estimator?s4=FL
Nonequipment | Smart Power Strip | One 7-Plug Smart Strip Plug Outlet Servicing a Home Office | Standard Home Office Usage, No Smart Strip Plug Outlet | Residential | Existing | Single Family | FL Zone 2 | Per End Use Consumption | 22.5% | 2274.2 | 2220.399 | 53.801 | 2.366% | 5 | 0.0059262 | 0.0046242 | 10 | Per Unit | 0 | reference source included incremental cost only | 0 | 0 | 10 | Illinois 2018 Statewide TRM, Section 5.2.1 | 0 | No Labor Cost
Nonequipment | Smart Power Strip | One 7-Plug Smart Strip Plug Outlet Servicing a Home Office | Standard Home Office Usage, No Smart Strip Plug Outlet | Residential | Existing | Multi-Family | FL Zone 2 | Per End Use Consumption | 90% | 1176 | 1122.199 | 53.801 | 4.575% | 5 | 0.0059262 | 0.0046242 | 10 | Per Unit | 0 | reference source included incremental cost only | 0 | 0 | 10 | Illinois 2018 Statewide TRM, Section 5.2.1 | 0 | No Labor Cost
Nonequipment | Smart Power Strip | One 7-Plug Smart Strip Plug Outlet Servicing a Home Office | Standard Home Office Usage, No Smart Strip Plug Outlet | Residential | Existing | Manufactured Home | FL Zone 2 | Per End Use Consumption | 90% | 1878 | 1824.199 | 53.801 | 2.865% | 5 | 0.0059262 | 0.0046242 | 10 | Per Unit | 0 | reference source included incremental cost only | 0 | 0 | 10 | Illinois 2018 Statewide TRM, Section 5.2.1 | 0 | No Labor Cost
Nonequipment | Smart Power Strip | One 7-Plug Smart Strip Plug Outlet Servicing a Home Office | Standard Home Office Usage, No Smart Strip Plug Outlet | Residential | New | Single Family | FL Zone 2 | Per End Use Consumption | 22.5% | 2274.2 | 2220.399 | 53.801 | 2.366% | 5 | 0.0059262 | 0.0046242 | 10 | Per Unit | 0 | reference source included incremental cost only | 0 | 0 | 10 | Illinois 2018 Statewide TRM, Section 5.2.1 | 0 | No Labor Cost
Nonequipment | Smart Power Strip | One 7-Plug Smart Strip Plug Outlet Servicing a Home Office | Standard Home Office Usage, No Smart Strip Plug Outlet | Residential | New | Multi-Family | FL Zone 2 | Per End Use Consumption | 90% | 1176 | 1122.199 | 53.801 | 4.575% | 5 | 0.0059262 | 0.0046242 | 10 | Per Unit | 0 | reference source included incremental cost only | 0 | 0 | 10 | Illinois 2018 Statewide TRM, Section 5.2.1 | 0 | No Labor Cost
Nonequipment | Smart Power Strip | One 7-Plug Smart Strip Plug Outlet Servicing a Home Office | Standard Home Office Usage, No Smart Strip Plug Outlet | Residential | New | Manufactured Home | FL Zone 2 | Per End Use Consumption | 90% | 1878 | 1824.199 | 53.801 | 2.865% | 5 | 0.0059262 | 0.0046242 | 10 | Per Unit | 0 | reference source included incremental cost only | 0 | 0 | 10 | Illinois 2018 Statewide TRM, Section 5.2.1 | 0 | No Labor Cost
Nonequipment | Air Sealing-Infiltration Control | Standard Heating and Cooling System with Improved Infiltration Control (0.7 ACH) | Standard Heating and Cooling System with Standard Infiltration Control (0.4 ACH) | Residential | Existing | Single Family | FL Zone 2 | Per End Use Consumption | 20.8% | 6617.19 | 6021.6429 | 595.5471 | 9% | 11 | 0.20819 | 0.23002 | 578.496 | Per Home | 0 | No equipment cost | 0 | No Labor Cost | 207.552 | rate at $0.094/sq.ft, based on reference: https://www.fixr.com/costs/air-leaks-sealing#sQ1 | 370.944 | assume one energy audit rate at $0.125/sq.ft, rate at $53.75/per labor hour (same as duct insulation) and 0.0016 hr/sq.ft, reference: https://www.fixr.com/costs/air-leaks-sealing#sQ1
Nonequipment | Air Sealing-Infiltration Control | Standard Heating and Cooling System with Improved Infiltration Control (0.7 ACH) | Standard Heating and Cooling System with Standard Infiltration Control (0.4 ACH) | Residential | Existing | Multi-Family | FL Zone 2 | Per End Use Consumption | 52% | 4303 | 3915.73 | 387.27 | 9% | 11 | 0.10084 | 0.1994 | 343.22 | Per Home | 0 | No equipment cost | 0 | No Labor Cost | 123.14 | rate at $0.094/sq.ft, based on reference: https://www.fixr.com/costs/air-leaks-sealing#sQ1 | 220.08 | assume one energy audit rate at $0.125/sq.ft, rate at $53.75/per labor hour (same as duct insulation) and 0.0016 hr/sq.ft, reference: https://www.fixr.com/costs/air-leaks-sealing#sQ1
Nonequipment | Air Sealing-Infiltration Control | Standard Heating and Cooling System with Improved Infiltration Control (0.7 ACH) | Standard Heating and Cooling System with Standard Infiltration Control (0.4 ACH) | Residential | Existing | Manufactured Home | FL Zone 2 | Per End Use Consumption | 52% | 6473 | 5890.43 | 582.57 | 9% | 11 | 0.13851 | 0.31897 | 362.084 | Per Home | 0 | No equipment cost | 0 | No Labor Cost | 129.908 | rate at $0.094/sq.ft, based on reference: https://www.fixr.com/costs/air-leaks-sealing#sQ1 | 232.176 | assume one energy audit rate at $0.125/sq.ft, rate at $53.75/per labor hour (same as duct insulation) and 0.0016 hr/sq.ft, reference: https://www.fixr.com/costs/air-leaks-sealing#sQ1
Nonequipment | Air Sealing-Infiltration Control | Standard Heating and Cooling System with Improved Infiltration Control (0.7 ACH) | N/A - Retrofit Measure Only | Residential | New | Single Family | FL Zone 2 | Per End Use Consumption | 20.8% | 0 | 0 | 0 | 0% | 11 | 0 | 0 | 578.496 | Per Home | 0 | No equipment cost | 0 | No Labor Cost | 207.552 | rate at $0.094/sq.ft, based on reference: https://www.fixr.com/costs/air-leaks-sealing#sQ1 | 370.944 | assume one energy audit rate at $0.125/sq.ft, rate at $53.75/per labor hour (same as duct insulation) and 0.0016 hr/sq.ft, reference: https://www.fixr.com/costs/air-leaks-sealing#sQ1
Nonequipment | Air Sealing-Infiltration Control | Standard Heating and Cooling System with Improved Infiltration Control (0.7 ACH) | N/A - Retrofit Measure Only | Residential | New | Multi-Family | FL Zone 2 | Per End Use Consumption | 52% | 0 | 0 | 0 | 0% | 11 | 0 | 0 | 343.22 | Per Home | 0 | No equipment cost | 0 | No Labor Cost | 123.14 | rate at $0.094/sq.ft, based on reference: https://www.fixr.com/costs/air-leaks-sealing#sQ1 | 220.08 | assume one energy audit rate at $0.125/sq.ft, rate at $53.75/per labor hour (same as duct insulation) and 0.0016 hr/sq.ft, reference: https://www.fixr.com/costs/air-leaks-sealing#sQ1
Nonequipment | Air Sealing-Infiltration Control | Standard Heating and Cooling System with Improved Infiltration Control (0.7 ACH) | N/A - Retrofit Measure Only | Residential | New | Manufactured Home | FL Zone 2 | Per End Use Consumption | 52% | 0 | 0 | 0 | 0% | 11 | 0 | 0 | 362.084 | Per Home | 0 | No equipment cost | 0 | No Labor Cost | 129.908 | rate at $0.094/sq.ft, based on reference: https://www.fixr.com/costs/air-leaks-sealing#sQ1 | 232.176 | assume one energy audit rate at $0.125/sq.ft, rate at $53.75/per labor hour (same as duct insulation) and 0.0016 hr/sq.ft, reference: https://www.fixr.com/costs/air-leaks-sealing#sQ1
Nonequipment | Ceiling Insulation(R12 to R38) | Increased Ceiling Insulation (R-38) | Market Average Existing Ceiling Insulation | Residential | Existing | Single Family | FL Zone 2 | Per Home | 1.579% | 7965 | 7122 | 843 | 10.58% | 20 | 0.2849 | 0.39813 | 842.0071 | Per Home | 0 | No equipment cost | 0 | No Labor Cost | 447.4059 | https://www.homedepot.com/p/GreenFiber-All-Borate-Cellulose-Blown-In-Insulation-30-lbs-36-Bags-INS765LD/300584221 | 394.6011 | rate at $50.04/per labor hour and 0.01 hr/sq.ft, reference: https://www.homewyse.com/costs/cost_of_ceiling_insulation.html
Nonequipment | Ceiling Insulation(R12 to R38) | Increased Ceiling Insulation (R-38) | Market Average Existing Ceiling Insulation | Residential | Existing | Multi-Family | FL Zone 2 | Per Home | 1.579% | 3458 | 2936 | 522 | 15.1% | 20 | 0.17642 | 0.24653 | 699.3845 | Per Home | 0 | No equipment cost | 0 | No Labor Cost | 371.6225 | https://www.homedepot.com/p/GreenFiber-All-Borate-Cellulose-Blown-In-Insulation-30-lbs-36-Bags-INS765LD/300584221 | 327.762 | rate at $50.04/per labor hour and 0.01 hr/sq.ft, reference: https://www.homewyse.com/costs/cost_of_ceiling_insulation.html
Nonequipment | Ceiling Insulation(R12 to R38) | Increased Ceiling Insulation (R-38) | Market Average Existing Ceiling Insulation | Residential | Existing | Manufactured Home | FL Zone 2 | Per Home | 1.579% | 4718.05 | 4200.85 | 517.2 | 10.96% | 20 | 0.1748 | 0.24426 | 737.8239 | Per Home | 0 | No equipment cost | 0 | No Labor Cost | 392.0475 | https://www.homedepot.com/p/GreenFiber-All-Borate-Cellulose-Blown-In-Insulation-30-lbs-36-Bags-INS765LD/300584221 | 345.7764 | rate at $50.04/per labor hour and 0.01 hr/sq.ft, reference: https://www.homewyse.com/costs/cost_of_ceiling_insulation.html
Nonequipment | Ceiling Insulation(R12 to R38) | Increased Ceiling Insulation (R-38) | Code-Compliant Ceiling Insulation | Residential | New | Single Family | FL Zone 2 | Per Home | 0% | 7965 | 7122 | 843 | 10.58% | 20 | 0.2849 | 0.39813 | 842.0071 | Per Home | 0 | No equipment cost | 0 | No Labor Cost | 447.4059 | https://www.homedepot.com/p/GreenFiber-All-Borate-Cellulose-Blown-In-Insulation-30-lbs-36-Bags-INS765LD/300584221 | 394.6011 | rate at $50.04/per labor hour and 0.01 hr/sq.ft, reference: https://www.homewyse.com/costs/cost_of_ceiling_insulation.html
Nonequipment | Ceiling Insulation(R12 to R38) | Increased Ceiling Insulation (R-38) | Code-Compliant Ceiling Insulation | Residential | New | Multi-Family | FL Zone 2 | Per Home | 0% | 3458 | 2936 | 522 | 15.1% | 20 | 0.17642 | 0.24653 | 699.3845 | Per Home | 0 | No equipment cost | 0 | No Labor Cost | 371.6225 | https://www.homedepot.com/p/GreenFiber-All-Borate-Cellulose-Blown-In-Insulation-30-lbs-36-Bags-INS765LD/300584221 | 327.762 | rate at $50.04/per labor hour and 0.01 hr/sq.ft, reference: https://www.homewyse.com/costs/cost_of_ceiling_insulation.html
Nonequipment | Ceiling Insulation(R12 to R38) | Increased Ceiling Insulation (R-38) | Code-Compliant Ceiling Insulation | Residential | New | Manufactured Home | FL Zone 2 | Per Home | 0% | 4718.05 | 4200.85 | 517.2 | 10.96% | 20 | 0.1748 | 0.24426 | 737.8239 | Per Home | 0 | No equipment cost | 0 | No Labor Cost | 392.0475 | https://www.homedepot.com/p/GreenFiber-All-Borate-Cellulose-Blown-In-Insulation-30-lbs-36-Bags-INS765LD/300584221 | 345.7764 | rate at $50.04/per labor hour and 0.01 hr/sq.ft, reference: https://www.homewyse.com/costs/cost_of_ceiling_insulation.html
Nonequipment | Ceiling Insulation(R19 to R38) | Increased Ceiling Insulation (R-38) | Market Average Existing Ceiling Insulation | Residential | Existing | Single Family | FL Zone 2 | Per Home | 0.6361% | 7600 | 7174 | 426 | 5.605% | 20 | 0.14644 | 0.20845 | 721.5516 | Per Home | 0 | No equipment cost | 0 | No Labor Cost | 326.9505 | https://www.homedepot.com/p/GreenFiber-All-Borate-Cellulose-Blown-In-Insulation-30-lbs-36-Bags-INS765LD/300584221 | 394.6011 | rate at $50.04/per labor hour and 0.01 hr/sq.ft, reference: https://www.homewyse.com/costs/cost_of_ceiling_insulation.html
Nonequipment | Ceiling Insulation(R19 to R38) | Increased Ceiling Insulation (R-38) | Market Average Existing Ceiling Insulation | Residential | Existing | Multi-Family | FL Zone 2 | Per Home | 0.6361% | 3235 | 2970 | 265 | 8.192% | 20 | 0.091093 | 0.12967 | 599.3323 | Per Home | 0 | No equipment cost | 0 | No Labor Cost | 271.5703 | https://www.homedepot.com/p/GreenFiber-All-Borate-Cellulose-Blown-In-Insulation-30-lbs-36-Bags-INS765LD/300584221 | 327.762 | rate at $50.04/per labor hour and 0.01 hr/sq.ft, reference: https://www.homewyse.com/costs/cost_of_ceiling_insulation.html
Nonequipment | Ceiling Insulation(R19 to R38) | Increased Ceiling Insulation (R-38) | Market Average Existing Ceiling Insulation | Residential | Existing | Manufactured Home | FL Zone 2 | Per Home | 0.6361% | 4478.91 | 4224.5 | 254.41 | 5.68% | 20 | 0.087453 | 0.12449 | 632.2727 | Per Home | 0 | No equipment cost | 0 | No Labor Cost | 286.4963 | https://www.homedepot.com/p/GreenFiber-All-Borate-Cellulose-Blown-In-Insulation-30-lbs-36-Bags-INS765LD/300584221 | 345.7764 | rate at $50.04/per labor hour and 0.01 hr/sq.ft, reference: https://www.homewyse.com/costs/cost_of_ceiling_insulation.html
Nonequipment | Ceiling Insulation(R19 to R38) | Increased Ceiling Insulation (R-38) | Code-Compliant Ceiling Insulation | Residential | New | Single Family | FL Zone 2 | Per Home | 0% | 7600 | 7174 | 426 | 5.605% | 20 | 0.14644 | 0.20845 | 721.5516 | Per Home | 0 | No equipment cost | 0 | No Labor Cost | 326.9505 | https://www.homedepot.com/p/GreenFiber-All-Borate-Cellulose-Blown-In-Insulation-30-lbs-36-Bags-INS765LD/300584221 | 394.6011 | rate at $50.04/per labor hour and 0.01 hr/sq.ft, reference: https://www.homewyse.com/costs/cost_of_ceiling_insulation.html
Nonequipment | Ceiling Insulation(R19 to R38) | Increased Ceiling Insulation (R-38) | Code-Compliant Ceiling Insulation | Residential | New | Multi-Family | FL Zone 2 | Per Home | 0% | 3235 | 2970 | 265 | 8.192% | 20 | 0.091093 | 0.12967 | 599.3323 | Per Home | 0 | No equipment cost | 0 | No Labor Cost | 271.5703 | https://www.homedepot.com/p/GreenFiber-All-Borate-Cellulose-Blown-In-Insulation-30-lbs-36-Bags-INS765LD/300584221 | 327.762 | rate at $50.04/per labor hour and 0.01 hr/sq.ft, reference: https://www.homewyse.com/costs/cost_of_ceiling_insulation.html
Nonequipment | Ceiling Insulation(R19 to R38) | Increased Ceiling Insulation (R-38) | Code-Compliant Ceiling Insulation | Residential | New | Manufactured Home | FL Zone 2 | Per Home | 0% | 4478.91 | 4224.5 | 254.41 | 5.68% | 20 | 0.087453 | 0.12449 | 632.2727 | Per Home | 0 | No equipment cost | 0 | No Labor Cost | 286.4963 | https://www.homedepot.com/p/GreenFiber-All-Borate-Cellulose-Blown-In-Insulation-30-lbs-36-Bags-INS765LD/300584221 | 345.7764 | rate at $50.04/per labor hour and 0.01 hr/sq.ft, reference: https://www.homewyse.com/costs/cost_of_ceiling_insulation.html
Nonequipment | Ceiling Insulation(R2 to R38) | Increased Ceiling Insulation (R-38) | Market Average Existing Ceiling Insulation | Residential | Existing | Single Family | FL Zone 2 | Per Home | 1.625% | 10211 | 6975 | 3236 | 31.69% | 20 | 0.81093 | 1.4913 | 1014.0863 | Per Home | 0 | No equipment cost | 0 | No Labor Cost | 619.4851 | https://www.homedepot.com/p/GreenFiber-All-Borate-Cellulose-Blown-In-Insulation-30-lbs-36-Bags-INS765LD/300584221 | 394.6011 | rate at $50.04/per labor hour; assume 10 hrs for 2000 sq ft : http://www.blownininsulationcost.net/calculating-blown-in-insulation-cost/
Nonequipment | Ceiling Insulation(R2 to R38) | Increased Ceiling Insulation (R-38) | Market Average Existing Ceiling Insulation | Residential | Existing | Multi-Family | FL Zone 2 | Per Home | 1.625% | 4781 | 2832 | 1949 | 40.77% | 20 | 0.48841 | 0.89818 | 842.3162 | Per Home | 0 | No equipment cost | 0 | No Labor Cost | 514.5542 | https://www.homedepot.com/p/GreenFiber-All-Borate-Cellulose-Blown-In-Insulation-30-lbs-36-Bags-INS765LD/300584221 | 327.762 | rate at $50.04/per labor hour and 0.01 hr/sq.ft, reference: https://www.homewyse.com/costs/cost_of_ceiling_insulation.html
Nonequipment | Ceiling Insulation(R2 to R38) | Increased Ceiling Insulation (R-38) | Market Average Existing Ceiling Insulation | Residential | Existing | Manufactured Home | FL Zone 2 | Per Home | 1.625% | 6136.97 | 4129.36 | 2007.61 | 32.71% | 20 | 0.5031 | 0.92519 | 888.6115 | Per Home | 0 | No equipment cost | 0 | No Labor Cost | 542.8351 | https://www.homedepot.com/p/GreenFiber-All-Borate-Cellulose-Blown-In-Insulation-30-lbs-36-Bags-INS765LD/300584221 | 345.7764 | rate at $50.04/per labor hour and 0.01 hr/sq.ft, reference: https://www.homewyse.com/costs/cost_of_ceiling_insulation.html
Nonequipment | Ceiling Insulation(R2 to R38) | Increased Ceiling Insulation (R-38) | Code-Compliant Ceiling Insulation | Residential | New | Single Family | FL Zone 2 | Per Home | 0% | 10211 | 6975 | 3236 | 31.69% | 20 | 0.81093 | 1.4913 | 1014.0863 | Per Home | 0 | No equipment cost | 0 | No Labor Cost | 619.4851 | https://www.homedepot.com/p/GreenFiber-All-Borate-Cellulose-Blown-In-Insulation-30-lbs-36-Bags-INS765LD/300584221 | 394.6011 | rate at $50.04/per labor hour; assume 10 hrs for 2000 sq ft : http://www.blownininsulationcost.net/calculating-blown-in-insulation-cost/
Nonequipment | Ceiling Insulation(R2 to R38) | Increased Ceiling Insulation (R-38) | Code-Compliant Ceiling Insulation | Residential | New | Multi-Family | FL Zone 2 | Per Home | 0% | 4781 | 2832 | 1949 | 40.77% | 20 | 0.48841 | 0.89818 | 842.3162 | Per Home | 0 | No equipment cost | 0 | No Labor Cost | 514.5542 | https://www.homedepot.com/p/GreenFiber-All-Borate-Cellulose-Blown-In-Insulation-30-lbs-36-Bags-INS765LD/300584221 | 327.762 | rate at $50.04/per labor hour and 0.01 hr/sq.ft, reference: https://www.homewyse.com/costs/cost_of_ceiling_insulation.html
Nonequipment | Ceiling Insulation(R2 to R38) | Increased Ceiling Insulation (R-38) | Code-Compliant Ceiling Insulation | Residential | New | Manufactured Home | FL Zone 2 | Per Home | 0% | 6136.97 | 4129.36 | 2007.61 | 32.71% | 20 | 0.5031 | 0.92519 | 888.6115 | Per Home | 0 | No equipment cost | 0 | No Labor Cost | 542.8351 | https://www.homedepot.com/p/GreenFiber-All-Borate-Cellulose-Blown-In-Insulation-30-lbs-36-Bags-INS765LD/300584221 | 345.7764 | rate at $50.04/per labor hour and 0.01 hr/sq.ft, reference: https://www.homewyse.com/costs/cost_of_ceiling_insulation.html
Nonequipment | Ceiling Insulation(R30 to R38) | Increased Ceiling Insulation (R-38) | Market Average Existing Ceiling Insulation | Residential | Existing | Single Family | FL Zone 2 | Per Home | 3.904% | 7344 | 7221 | 123 | 1.675% | 20 | 0.042129 | 0.061582 | 532.2645 | Per Home | 0 | No equipment cost | 0 | No Labor Cost | 137.6634 | https://www.homedepot.com/p/GreenFiber-All-Borate-Cellulose-Blown-In-Insulation-30-lbs-36-Bags-INS765LD/300584221 | 394.6011 | rate at $50.04/per labor hour and 0.01 hr/sq.ft, reference: https://www.homewyse.com/costs/cost_of_ceiling_insulation.html
Nonequipment | Ceiling Insulation(R30 to R38) | Increased Ceiling Insulation (R-38) | Market Average Existing Ceiling Insulation | Residential | Existing | Multi-Family | FL Zone 2 | Per Home | 3.904% | 3060 | 2985 | 75 | 2.451% | 20 | 0.025689 | 0.03755 | 442.1074 | Per Home | 0 | No equipment cost | 0 | No Labor Cost | 114.3454 | https://www.homedepot.com/p/GreenFiber-All-Borate-Cellulose-Blown-In-Insulation-30-lbs-36-Bags-INS765LD/300584221 | 327.762 | rate at $50.04/per labor hour and 0.01 hr/sq.ft, reference: https://www.homewyse.com/costs/cost_of_ceiling_insulation.html
Nonequipment | Ceiling Insulation(R30 to R38) | Increased Ceiling Insulation (R-38) | Market Average Existing Ceiling Insulation | Residential | Existing | Manufactured Home | FL Zone 2 | Per Home | 3.904% | 4320.44 | 4248.74 | 71.7 | 1.66% | 20 | 0.024558 | 0.035898 | 466.4064 | Per Home | 0 | No equipment cost | 0 | No Labor Cost | 120.63 | https://www.homedepot.com/p/GreenFiber-All-Borate-Cellulose-Blown-In-Insulation-30-lbs-36-Bags-INS765LD/300584221 | 345.7764 | rate at $50.04/per labor hour and 0.01 hr/sq.ft, reference: https://www.homewyse.com/costs/cost_of_ceiling_insulation.html
Nonequipment | Ceiling Insulation(R30 to R38) | Increased Ceiling Insulation (R-38) | Code-Compliant Ceiling Insulation | Residential | New | Single Family | FL Zone 2 | Per Home | 8% | 7344 | 7221 | 123 | 1.675% | 20 | 0.042129 | 0.061582 | 532.2645 | Per Home | 0 | No equipment cost | 0 | No Labor Cost | 137.6634 | https://www.homedepot.com/p/GreenFiber-All-Borate-Cellulose-Blown-In-Insulation-30-lbs-36-Bags-INS765LD/300584221 | 394.6011 | rate at $50.04/per labor hour and 0.01 hr/sq.ft, reference: https://www.homewyse.com/costs/cost_of_ceiling_insulation.html
Nonequipment | Ceiling Insulation(R30 to R38) | Increased Ceiling Insulation (R-38) | Code-Compliant Ceiling Insulation | Residential | New | Multi-Family | FL Zone 2 | Per Home | 8% | 3060 | 2985 | 75 | 2.451% | 20 | 0.025689 | 0.03755 | 442.1074 | Per Home | 0 | No equipment cost | 0 | No Labor Cost | 114.3454 | https://www.homedepot.com/p/GreenFiber-All-Borate-Cellulose-Blown-In-Insulation-30-lbs-36-Bags-INS765LD/300584221 | 327.762 | rate at $50.04/per labor hour and 0.01 hr/sq.ft, reference: https://www.homewyse.com/costs/cost_of_ceiling_insulation.html
Nonequipment | Ceiling Insulation(R30 to R38) | Increased Ceiling Insulation (R-38) | Code-Compliant Ceiling Insulation | Residential | New | Manufactured Home | FL Zone 2 | Per Home | 8% | 4320.44 | 4248.74 | 71.7 | 1.66% | 20 | 0.024558 | 0.035898 | 466.4064 | Per Home | 0 | No equipment cost | 0 | No Labor Cost | 120.63 | https://www.homedepot.com/p/GreenFiber-All-Borate-Cellulose-Blown-In-Insulation-30-lbs-36-Bags-INS765LD/300584221 | 345.7764 | rate at $50.04/per labor hour and 0.01 hr/sq.ft, reference: https://www.homewyse.com/costs/cost_of_ceiling_insulation.html
Nonequipment | Central AC Tune Up | Existing Typical Central AC System with Regular Maintenance | Existing Typical Central AC without Regular Maintenance/tune-up | Residential | Existing | Single Family | FL Zone 2 | Per End Use Consumption | 0% | 3747.04 | 3559.688 | 187.352 | 5% | 2 | 0.11566 | 0 | 175 | Per Visit | 0 | No equipment cost | 0 | No Labor Cost | 0 | No equipment cost | 175 | Illinois 2015 Statewide TRM, Section 5.3.10
Nonequipment | Central AC Tune Up | Existing Typical Central AC System with Regular Maintenance | Existing Typical Central AC without Regular Maintenance/tune-up | Residential | Existing | Multi-Family | FL Zone 2 | Per End Use Consumption | 0% | 1815 | 1724.25 | 90.75 | 5% | 2 | 0.056024 | 0 | 175 | Per Visit | 0 | No equipment cost | 0 | No Labor Cost | 0 | No equipment cost | 175 | Illinois 2015 Statewide TRM, Section 5.3.10
Nonequipment | Central AC Tune Up | Existing Typical Central AC System with Regular Maintenance | Existing Typical Central AC without Regular Maintenance/tune-up | Residential | Existing | Manufactured Home | FL Zone 2 | Per End Use Consumption | 0% | 2493 | 2368.35 | 124.65 | 5% | 2 | 0.076952 | 0 | 175 | Per Visit | 0 | No equipment cost | 0 | No Labor Cost | 0 | No equipment cost | 175 | Illinois 2015 Statewide TRM, Section 5.3.10
Nonequipment | Central AC Tune Up | Existing Typical Central AC System with Regular Maintenance | N/A - Retrofit Only | Residential | New | Single Family | FL Zone 2 | Per End Use Consumption | 0% | 0 | 0 | 0 | 0% | 2 | 0 | 0 | 175 | Per Visit | 0 | No equipment cost | 0 | No Labor Cost | 0 | No equipment cost | 175 | Illinois 2015 Statewide TRM, Section 5.3.10
Nonequipment | Central AC Tune Up | Existing Typical Central AC System with Regular Maintenance | N/A - Retrofit Only | Residential | New | Multi-Family | FL Zone 2 | Per End Use Consumption | 0% | 0 | 0 | 0 | 0% | 2 | 0 | 0 | 175 | Per Visit | 0 | No equipment cost | 0 | No Labor Cost | 0 | No equipment cost | 175 | Illinois 2015 Statewide TRM, Section 5.3.10
Nonequipment | Central AC Tune Up | Existing Typical Central AC System with Regular Maintenance | N/A - Retrofit Only | Residential | New | Manufactured Home | FL Zone 2 | Per End Use Consumption | 0% | 0 | 0 | 0 | 0% | 2 | 0 | 0 | 175 | Per Visit | 0 | No equipment cost | 0 | No Labor Cost | 0 | No equipment cost | 175 | Illinois 2015 Statewide TRM, Section 5.3.10
Nonequipment | Duct Insulation | Standard Electric Heating and Central AC with Insulated Ductwork (R-8) | Standard Electric Heating and Central AC with Uninsulated Ductwork (R-4) | Residential | Existing | Single Family | FL Zone 2 | Per End Use Consumption | 0% | 6617.19 | 6540.5537 | 135.3381 | 2.045% | 15 | 0.047311 | 0.052273 | 1515.9757 | Per Home | 0 | No equipment cost | 0 | No Labor Cost | 583.49 | rate at $0.37/sq.ft, assume 2208(area)/1.4(nfloors) =1577 sq.ft, reference: https://www.homewyse.com/costs/cost_of_duct_insulation.html | 932.4857 | rate at $53.75/per labor hour and 0.011 hr/sq.ft, reference: https://www.homewyse.com/costs/cost_of_duct_insulation.html
Nonequipment | Duct Insulation | Standard Electric Heating and Central AC with Insulated Ductwork (R-8) | Standard Electric Heating and Central AC with Uninsulated Ductwork (R-4) | Residential | Existing | Multi-Family | FL Zone 2 | Per End Use Consumption | 0% | 4303 | 4265.8787 | 88.0071 | 2.045% | 15 | 0.022916 | 0.045313 | 1259.2375 | Per Home | 0 | No equipment cost | 0 | No Labor Cost | 484.7 | rate at $0.37/sq.ft, assume 1310 sq.ft, reference: https://www.homewyse.com/costs/cost_of_duct_insulation.html | 774.5375 | rate at $53.75/per labor hour and 0.011 hr/sq.ft, reference: https://www.homewyse.com/costs/cost_of_duct_insulation.html
Nonequipment | Duct Insulation | Standard Electric Heating and Central AC with Insulated Ductwork (R-8) | Standard Electric Heating and Central AC with Uninsulated Ductwork (R-4) | Residential | Existing | Manufactured Home | FL Zone 2 | Per End Use Consumption | 0% | 6473 | 6422.0119 | 132.389 | 2.045% | 15 | 0.031477 | 0.072486 | 1328.4475 | Per Home | 0 | No equipment cost | 0 | No Labor Cost | 511.34 | rate at $0.37/sq.ft, assume 1382 sq.ft, reference: https://www.homewyse.com/costs/cost_of_duct_insulation.html | 817.1075 | rate at $53.75/per labor hour and 0.011 hr/sq.ft, reference: https://www.homewyse.com/costs/cost_of_duct_insulation.html
Nonequipment | Duct Insulation | Standard Electric Heating and Central AC with Insulated Ductwork (R-8) | 0 | Residential | New | Single Family | FL Zone 2 | Per End Use Consumption | 0% | 0 | 0 | 0 | 0% | 15 | 0 | 0 | 1515.9757 | Per Home | 0 | No equipment cost | 0 | No Labor Cost | 583.49 | rate at $0.37/sq.ft, assume 2208(area)/1.4(nfloors) =1577 sq.ft, reference: https://www.homewyse.com/costs/cost_of_duct_insulation.html | 932.4857 | rate at $53.75/per labor hour and 0.011 hr/sq.ft, reference: https://www.homewyse.com/costs/cost_of_duct_insulation.html
Nonequipment | Duct Insulation | Standard Electric Heating and Central AC with Insulated Ductwork (R-8) | 0 | Residential | New | Multi-Family | FL Zone 2 | Per End Use Consumption | 0% | 0 | 0 | 0 | 0% | 15 | 0 | 0 | 1259.2375 | Per Home | 0 | No equipment cost | 0 | No Labor Cost | 484.7 | rate at $0.37/sq.ft, assume 1310 sq.ft, reference: https://www.homewyse.com/costs/cost_of_duct_insulation.html | 774.5375 | rate at $53.75/per labor hour and 0.011 hr/sq.ft, reference: https://www.homewyse.com/costs/cost_of_duct_insulation.html
Nonequipment | Duct Insulation | Standard Electric Heating and Central AC with Insulated Ductwork (R-8) | 0 | Residential | New | Manufactured Home | FL Zone 2 | Per End Use Consumption | 0% | 0 | 0 | 0 | 0% | 15 | 0 | 0 | 1328.4475 | Per Home | 0 | No equipment cost | 0 | No Labor Cost | 511.34 | rate at $0.37/sq.ft, assume 1382 sq.ft, reference: https://www.homewyse.com/costs/cost_of_duct_insulation.html | 817.1075 | rate at $53.75/per labor hour and 0.011 hr/sq.ft, reference: https://www.homewyse.com/costs/cost_of_duct_insulation.html
Nonequipment | Duct Repair | Standard Electric Heating and Central AC with Improved Duct Sealing | Standard Electric Heating and Central AC, Standard Duct Sealing | Residential | Existing | Single Family | FL Zone 2 | Per End Use Consumption | 14.08% | 6617.19 | 5823.1272 | 794.0628 | 12% | 11 | 0.27758 | 0.3067 | 275 | Per Home | 0 | No equipment cost | 0 | No Labor Cost | 275 | https://www.fixr.com/costs/air-leaks-sealing | 0 | included in total equipment cost, per reference
Nonequipment | Duct Repair | Standard Electric Heating and Central AC with Improved Duct Sealing | Standard Electric Heating and Central AC, Standard Duct Sealing | Residential | Existing | Multi-Family | FL Zone 2 | Per End Use Consumption | 65% | 4303 | 3786.64 | 516.36 | 12% | 11 | 0.13446 | 0.26586 | 275 | Per Home | 0 | No equipment cost | 0 | No Labor Cost | 275 | https://www.fixr.com/costs/air-leaks-sealing | 0 | included in total equipment cost, per reference
Nonequipment | Duct Repair | Standard Electric Heating and Central AC with Improved Duct Sealing | Standard Electric Heating and Central AC, Standard Duct Sealing | Residential | Existing | Manufactured Home | FL Zone 2 | Per End Use Consumption | 65% | 6473 | 5696.24 | 776.76 | 12% | 11 | 0.18468 | 0.4253 | 275 | Per Home | 0 | No equipment cost | 0 | No Labor Cost | 275 | https://www.fixr.com/costs/air-leaks-sealing | 0 | included in total equipment cost, per reference
Nonequipment | Duct Repair | Standard Electric Heating and Central AC with Improved Duct Sealing | N/A - Retrofit Only | Residential | New | Single Family | FL Zone 2 | Per End Use Consumption | 0% | 0 | 0 | 0 | 0% | 11 | 0 | 0 | 275 | Per Home | 0 | No equipment cost | 0 | No Labor Cost | 275 | https://www.fixr.com/costs/air-leaks-sealing | 0 | included in total equipment cost, per reference
Nonequipment | Duct Repair | Standard Electric Heating and Central AC with Improved Duct Sealing | N/A - Retrofit Only | Residential | New | Multi-Family | FL Zone 2 | Per End Use Consumption | 0% | 0 | 0 | 0 | 0% | 11 | 0 | 0 | 275 | Per Home | 0 | No equipment cost | 0 | No Labor Cost | 275 | https://www.fixr.com/costs/air-leaks-sealing | 0 | included in total equipment cost, per reference
Nonequipment | Duct Repair | Standard Electric Heating and Central AC with Improved Duct Sealing | N/A - Retrofit Only | Residential | New | Manufactured Home | FL Zone 2 | Per End Use Consumption | 0% | 0 | 0 | 0 | 0% | 11 | 0 | 0 | 275 | Per Home | 0 | No equipment cost | 0 | No Labor Cost | 275 | https://www.fixr.com/costs/air-leaks-sealing | 0 | included in total equipment cost, per reference
Nonequipment | Energy Star Certified Roof Products | Energy Star Certified Roof Products | Standard Black Roof | Residential | Existing | Single Family | FL Zone 2 | Per sqft | 32.4% | 6617.19 | 5790.0413 | 827.1488 | 12.5% | 20 | 0.28915 | 0.31948 | 0 | Per Home | 1173.0384 | rate at $0.74/sq.ft, reference: https://www.lowes.com/pd/GAF-ROYAL-SOVEREIGN-33-33-sq-ft-Autumn-Brown-3-Tab-Roof-Shingles/50405230 | 3741.7407 | rate at $69.60/ per labor hour and $0.0349 hr/sq.ft, reference: https://www.homewyse.com/costs/cost_of_composition_shingle_roofing.html | 1173.0384 | rate at $0.74/sq.ft, reference: https://www.lowes.com/pd/GAF-Royal-Sovereign-33-33-sq-ft-White-Traditional-3-Tab-Roof-Shingles/50405246 Energy Star product reference: https://www.energystar.gov/productfinder/product/certified-roof-products/details/2267793 | 3741.7407 | rate at $69.60/ per labor hour and 0.0349 hr/sq.ft, reference: https://www.homewyse.com/costs/cost_of_composition_shingle_roofing.html
Nonequipment | Energy Star Certified Roof Products | Energy Star Certified Roof Products | Standard Black Roof | Residential | Existing | Multi-Family | FL Zone 2 | Per sqft | 54% | 4303 | 3765.125 | 537.875 | 12.5% | 20 | 0.14006 | 0.27694 | 0 | Per Home | 974.3444 | rate at $0.74/sq.ft, reference: https://www.lowes.com/pd/GAF-ROYAL-SOVEREIGN-33-33-sq-ft-Autumn-Brown-3-Tab-Roof-Shingles/50405230 | 3107.9495 | rate at $69.60/ per labor hour and $0.0349 hr/sq.ft, reference: https://www.homewyse.com/costs/cost_of_composition_shingle_roofing.html | 974.3444 | rate at $0.74/sq.ft, reference: https://www.lowes.com/pd/GAF-Royal-Sovereign-33-33-sq-ft-White-Traditional-3-Tab-Roof-Shingles/50405246 Energy Star product reference: https://www.energystar.gov/productfinder/product/certified-roof-products/details/2267793 | 3107.9495 | rate at $69.60/ per labor hour and 0.0349 hr/sq.ft, reference: https://www.homewyse.com/costs/cost_of_composition_shingle_roofing.html
Nonequipment | Energy Star Certified Roof Products | Energy Star Certified Roof Products | Standard Black Roof | Residential | Existing | Manufactured Home | FL Zone 2 | Per sqft | 54% | 6473 | 5663.875 | 809.125 | 12.5% | 20 | 0.19238 | 0.44302 | 0 | Per Home | 1027.8962 | rate at $0.74/sq.ft, reference: https://www.lowes.com/pd/GAF-ROYAL-SOVEREIGN-33-33-sq-ft-Autumn-Brown-3-Tab-Roof-Shingles/50405230 | 3278.768 | rate at $69.60/ per labor hour and $0.0349 hr/sq.ft, reference: https://www.homewyse.com/costs/cost_of_composition_shingle_roofing.html | 1027.8962 | rate at $0.74/sq.ft, reference: https://www.lowes.com/pd/GAF-Royal-Sovereign-33-33-sq-ft-White-Traditional-3-Tab-Roof-Shingles/50405246 Energy Star product reference: https://www.energystar.gov/productfinder/product/certified-roof-products/details/2267793 | 3278.768 | rate at $69.60/ per labor hour and 0.0349 hr/sq.ft, reference: https://www.homewyse.com/costs/cost_of_composition_shingle_roofing.html
Nonequipment | Energy Star Certified Roof Products | Energy Star Certified Roof Products | Standard Black Roof | Residential | New | Single Family | FL Zone 2 | Per sqft | 32.4% | 6617.19 | 5790.0413 | 827.1488 | 12.5% | 20 | 0.28915 | 0.31948 | 0 | Per Home | 1173.0384 | rate at $0.74/sq.ft, reference: https://www.lowes.com/pd/GAF-ROYAL-SOVEREIGN-33-33-sq-ft-Autumn-Brown-3-Tab-Roof-Shingles/50405230 | 3741.7407 | rate at $69.60/ per labor hour and $0.0349 hr/sq.ft, reference: https://www.homewyse.com/costs/cost_of_composition_shingle_roofing.html | 1173.0384 | rate at $0.74/sq.ft, reference: https://www.lowes.com/pd/GAF-Royal-Sovereign-33-33-sq-ft-White-Traditional-3-Tab-Roof-Shingles/50405246 Energy Star product reference: https://www.energystar.gov/productfinder/product/certified-roof-products/details/2267793 | 3741.7407 | rate at $69.60/ per labor hour and 0.0349 hr/sq.ft, reference: https://www.homewyse.com/costs/cost_of_composition_shingle_roofing.html
Nonequipment | Energy Star Certified Roof Products | Energy Star Certified Roof Products | Standard Black Roof | Residential | New | Multi-Family | FL Zone 2 | Per sqft | 54% | 4303 | 3765.125 | 537.875 | 12.5% | 20 | 0.14006 | 0.27694 | 0 | Per Home | 974.3444 | rate at $0.74/sq.ft, reference: https://www.lowes.com/pd/GAF-ROYAL-SOVEREIGN-33-33-sq-ft-Autumn-Brown-3-Tab-Roof-Shingles/50405230 | 3107.9495 | rate at $69.60/ per labor hour and $0.0349 hr/sq.ft, reference: https://www.homewyse.com/costs/cost_of_composition_shingle_roofing.html | 974.3444 | rate at $0.74/sq.ft, reference: https://www.lowes.com/pd/GAF-Royal-Sovereign-33-33-sq-ft-White-Traditional-3-Tab-Roof-Shingles/50405246 Energy Star product reference: https://www.energystar.gov/productfinder/product/certified-roof-products/details/2267793 | 3107.9495 | rate at $69.60/ per labor hour and 0.0349 hr/sq.ft, reference: https://www.homewyse.com/costs/cost_of_composition_shingle_roofing.html
Nonequipment | Energy Star Certified Roof Products | Energy Star Certified Roof Products | Standard Black Roof | Residential | New | Manufactured Home | FL Zone 2 | Per sqft | 54% | 6473 | 5663.875 | 809.125 | 12.5% | 20 | 0.19238 | 0.44302 | 0 | Per Home | 1027.8962 | rate at $0.74/sq.ft, reference: https://www.lowes.com/pd/GAF-ROYAL-SOVEREIGN-33-33-sq-ft-Autumn-Brown-3-Tab-Roof-Shingles/50405230 | 3278.768 | rate at $69.60/ per labor hour and $0.0349 hr/sq.ft, reference: https://www.homewyse.com/costs/cost_of_composition_shingle_roofing.html | 1027.8962 | rate at $0.74/sq.ft, reference: https://www.lowes.com/pd/GAF-Royal-Sovereign-33-33-sq-ft-White-Traditional-3-Tab-Roof-Shingles/50405246 Energy Star product reference: https://www.energystar.gov/productfinder/product/certified-roof-products/details/2267793 | 3278.768 | rate at $69.60/ per labor hour and 0.0349 hr/sq.ft, reference: https://www.homewyse.com/costs/cost_of_composition_shingle_roofing.html
Nonequipment | Energy Star Door | 21ft2 of Opaque Door meeting Energy Star Version 6.0 Requirements (U-Value: 0.17) | 21ft2 of Opaque Door meeting Energy Star Version 5.0 Requirements (U-Value: 1.1) | Residential | Existing | Single Family | FL Zone 2 | Per 21 S.F. | 14.25% | 6617.19 | 6440.939 | 176.251 | 2.664% | 20 | 0.025278 | 0.10241 | 278.02 | Per Unit | 299.98 | http://www.homedepot.com/b/Doors-Windows-Doors-Patio-Doors/72-x-80/N-5yc1vZarqnZ12l6Z1z0rbko?NCNI-5 | 227.808 | rate at $81.36/per labor hour (same as Storm Door labor rate), assume 2.8 hours work, reference: https://www.homewyse.com/costs/cost_of_sliding_windows.html | 578 | http://www.homedepot.com/p/MasterPiece-71-1-4-in-x-79-1-2-in-Composite-White-Right-Hand-Sliding-Patio-Door-with-Smooth-Interior-G6068R00201/202339614?N=5yc1vZarqnZbwo5oZ1z0tvbf | 227.808 | rate at $81.36/per labor hour (same as Storm Door labor rate), assume 2.8 hours work, reference: https://www.homewyse.com/costs/cost_of_sliding_windows.html
Nonequipment | Energy Star Door | 21ft2 of Opaque Door meeting Energy Star Version 6.0 Requirements (U-Value: 0.17) | 21ft2 of Opaque Door meeting Energy Star Version 5.0 Requirements (U-Value: 1.1) | Residential | Existing | Multi-Family | FL Zone 2 | Per 21 S.F. | 14.25% | 4303 | 4126.749 | 176.251 | 4.096% | 20 | 0.025278 | 0.10241 | 278.02 | Per Unit | 299.98 | http://www.homedepot.com/b/Doors-Windows-Doors-Patio-Doors/72-x-80/N-5yc1vZarqnZ12l6Z1z0rbko?NCNI-5 | 227.808 | rate at $81.36/per labor hour (same as Storm Door labor rate), assume 2.8 hours work, reference: https://www.homewyse.com/costs/cost_of_sliding_windows.html | 578 | http://www.homedepot.com/p/MasterPiece-71-1-4-in-x-79-1-2-in-Composite-White-Right-Hand-Sliding-Patio-Door-with-Smooth-Interior-G6068R00201/202339614?N=5yc1vZarqnZbwo5oZ1z0tvbf | 227.808 | rate at $81.36/per labor hour (same as Storm Door labor rate), assume 2.8 hours work, reference: https://www.homewyse.com/costs/cost_of_sliding_windows.html
Nonequipment | Energy Star Door | 21ft2 of Opaque Door meeting Energy Star Version 6.0 Requirements (U-Value: 0.17) | 21ft2 of Opaque Door meeting Energy Star Version 5.0 Requirements (U-Value: 1.1) | Residential | Existing | Manufactured Home | FL Zone 2 | Per 21 S.F. | 14.25% | 6473 | 6296.749 | 176.251 | 2.723% | 20 | 0.025278 | 0.10241 | 278.02 | Per Unit | 299.98 | http://www.homedepot.com/b/Doors-Windows-Doors-Patio-Doors/72-x-80/N-5yc1vZarqnZ12l6Z1z0rbko?NCNI-5 | 227.808 | rate at $81.36/per labor hour (same as Storm Door labor rate), assume 2.8 hours work, reference: https://www.homewyse.com/costs/cost_of_sliding_windows.html | 578 | http://www.homedepot.com/p/MasterPiece-71-1-4-in-x-79-1-2-in-Composite-White-Right-Hand-Sliding-Patio-Door-with-Smooth-Interior-G6068R00201/202339614?N=5yc1vZarqnZbwo5oZ1z0tvbf | 227.808 | rate at $81.36/per labor hour (same as Storm Door labor rate), assume 2.8 hours work, reference: https://www.homewyse.com/costs/cost_of_sliding_windows.html
Nonequipment | Energy Star Door | 21ft2 of Opaque Door meeting Energy Star Version 6.0 Requirements (U-Value: 0.17) | 21ft2 of Code-Compliant Opaque Door (R-Value per IECC) | Residential | New | Single Family | FL Zone 2 | Per 21 S.F. | 14.25% | 6617.19 | 6492.1087 | 125.0813 | 1.89% | 20 | 0.017939 | 0.07268 | 278.02 | Per Unit | 299.98 | http://www.homedepot.com/b/Doors-Windows-Doors-Patio-Doors/72-x-80/N-5yc1vZarqnZ12l6Z1z0rbko?NCNI-5 | 146.448 | rate at $81.36/per labor hour (same as Storm Door labor rate), assume 1.8 hours work, reference: https://www.homewyse.com/costs/cost_of_sliding_windows.html | 578 | http://www.homedepot.com/p/MasterPiece-71-1-4-in-x-79-1-2-in-Composite-White-Right-Hand-Sliding-Patio-Door-with-Smooth-Interior-G6068R00201/202339614?N=5yc1vZarqnZbwo5oZ1z0tvbf | 146.448 | rate at $81.36/per labor hour (same as Storm Door labor rate), assume 1.8 hours work, reference: https://www.homewyse.com/costs/cost_of_sliding_windows.html
Nonequipment | Energy Star Door | 21ft2 of Opaque Door meeting Energy Star Version 6.0 Requirements (U-Value: 0.17) | 21ft2 of Code-Compliant Opaque Door (R-Value per IECC) | Residential | New | Multi-Family | FL Zone 2 | Per 21 S.F. | 14.25% | 4303 | 4177.9187 | 125.0813 | 2.907% | 20 | 0.017939 | 0.07268 | 278.02 | Per Unit | 299.98 | http://www.homedepot.com/b/Doors-Windows-Doors-Patio-Doors/72-x-80/N-5yc1vZarqnZ12l6Z1z0rbko?NCNI-5 | 146.448 | rate at $81.36/per labor hour (same as Storm Door labor rate), assume 1.8 hours work, reference: https://www.homewyse.com/costs/cost_of_sliding_windows.html | 578 | http://www.homedepot.com/p/MasterPiece-71-1-4-in-x-79-1-2-in-Composite-White-Right-Hand-Sliding-Patio-Door-with-Smooth-Interior-G6068R00201/202339614?N=5yc1vZarqnZbwo5oZ1z0tvbf | 146.448 | rate at $81.36/per labor hour (same as Storm Door labor rate), assume 1.8 hours work, reference: https://www.homewyse.com/costs/cost_of_sliding_windows.html
Nonequipment | Energy Star Door | 21ft2 of Opaque Door meeting Energy Star Version 6.0 Requirements (U-Value: 0.17) | 21ft2 of Code-Compliant Opaque Door (R-Value per IECC) | Residential | New | Manufactured Home | FL Zone 2 | Per 21 S.F. | 14.25% | 6473 | 6347.9187 | 125.0813 | 1.932% | 20 | 0.017939 | 0.07268 | 278.02 | Per Unit | 299.98 | http://www.homedepot.com/b/Doors-Windows-Doors-Patio-Doors/72-x-80/N-5yc1vZarqnZ12l6Z1z0rbko?NCNI-5 | 146.448 | rate at $81.36/per labor hour (same as Storm Door labor rate), assume 1.8 hours work, reference: https://www.homewyse.com/costs/cost_of_sliding_windows.html | 578 | http://www.homedepot.com/p/MasterPiece-71-1-4-in-x-79-1-2-in-Composite-White-Right-Hand-Sliding-Patio-Door-with-Smooth-Interior-G6068R00201/202339614?N=5yc1vZarqnZbwo5oZ1z0tvbf | 146.448 | rate at $81.36/per labor hour (same as Storm Door labor rate), assume 1.8 hours work, reference: https://www.homewyse.com/costs/cost_of_sliding_windows.html
Nonequipment | Energy Star Windows | 100ft2 of Window meeting Energy Star Version 6.0 Requirements (R-Value: 0.27, SHGC: 0.21) | 100ft2 of Window meeting Energy Star Version 5.0 Requirements (R-Value: 0.3, SHGC: 0.3) | Residential | Existing | Single Family | FL Zone 2 | Per Home | 19% | 6617.19 | 6046.5392 | 570.6508 | 8.624% | 20 | 0.071863 | 0.18349 | 360 | Per 100 SF | 0 | No equipment cost | 0 | No Labor Cost | 360 | Incremental cost equivalent to estimated window efficiency (U-factor = 0.27) https://www.energystar.gov/sites/default/files/ESWDS-ReviewOfCost_EffectivenessAnalysis.pdf | 0 | 0
Nonequipment | Energy Star Windows | 100ft2 of Window meeting Energy Star Version 6.0 Requirements (R-Value: 0.27, SHGC: 0.21) | 100ft2 of Window meeting Energy Star Version 5.0 Requirements (R-Value: 0.3, SHGC: 0.3) | Residential | Existing | Multi-Family | FL Zone 2 | Per Home | 19% | 4303 | 3732.3492 | 570.6508 | 13.26% | 20 | 0.071863 | 0.18349 | 360 | Per 100 SF | 0 | No equipment cost | 0 | No Labor Cost | 360 | Incremental cost equivalent to estimated window efficiency (U-factor = 0.27) https://www.energystar.gov/sites/default/files/ESWDS-ReviewOfCost_EffectivenessAnalysis.pdf | 0 | 0
Nonequipment | Energy Star Windows | 100ft2 of Window meeting Energy Star Version 6.0 Requirements (R-Value: 0.27, SHGC: 0.21) | 100ft2 of Window meeting Energy Star Version 5.0 Requirements (R-Value: 0.3, SHGC: 0.3) | Residential | Existing | Manufactured Home | FL Zone 2 | Per Home | 19% | 6473 | 5902.3492 | 570.6508 | 8.816% | 20 | 0.071863 | 0.18349 | 360 | Per 100 SF | 0 | No equipment cost | 0 | No Labor Cost | 360 | Incremental cost equivalent to estimated window efficiency (U-factor = 0.27) https://www.energystar.gov/sites/default/files/ESWDS-ReviewOfCost_EffectivenessAnalysis.pdf | 0 | 0
Nonequipment | Energy Star Windows | 100ft2 of Window meeting Energy Star Version 6.0 Requirements (R-Value: 0.27, SHGC: 0.21) | 100ft2 of Code-Compliant Window (R-Value and SHGC values per IECC) | Residential | New | Single Family | FL Zone 2 | Per Home | 19% | 6617.19 | 6421.9674 | 195.2226 | 2.95% | 20 | 0 | 0.039527 | 360 | Per 100 SF | 0 | No equipment cost | 0 | No Labor Cost | 360 | Incremental cost equivalent to estimated window efficiency (U-factor = 0.27) https://www.energystar.gov/sites/default/files/ESWDS-ReviewOfCost_EffectivenessAnalysis.pdf | 0 | 0
Nonequipment | Energy Star Windows | 100ft2 of Window meeting Energy Star Version 6.0 Requirements (R-Value: 0.27, SHGC: 0.21) | 100ft2 of Code-Compliant Window (R-Value and SHGC values per IECC) | Residential | New | Multi-Family | FL Zone 2 | Per Home | 19% | 4303 | 4107.7774 | 195.2226 | 4.537% | 20 | 0 | 0.039527 | 360 | Per 100 SF | 0 | No equipment cost | 0 | No Labor Cost | 360 | Incremental cost equivalent to estimated window efficiency (U-factor = 0.27) https://www.energystar.gov/sites/default/files/ESWDS-ReviewOfCost_EffectivenessAnalysis.pdf | 0 | 0
Nonequipment | Energy Star Windows | 100ft2 of Window meeting Energy Star Version 6.0 Requirements (R-Value: 0.27, SHGC: 0.21) | 100ft2 of Code-Compliant Window (R-Value and SHGC values per IECC) | Residential | New | Manufactured Home | FL Zone 2 | Per Home | 19% | 6473 | 6277.7774 | 195.2226 | 3.016% | 20 | 0 | 0.039527 | 360 | Per 100 SF | 0 | No equipment cost | 0 | No Labor Cost | 360 | Incremental cost equivalent to estimated window efficiency (U-factor = 0.27) https://www.energystar.gov/sites/default/files/ESWDS-ReviewOfCost_EffectivenessAnalysis.pdf | 0 | 0
Nonequipment | Floor Insulation | Increased Floor Insulation (R-13) | Market Average Existing Floor Insulation | Residential | Existing | Single Family | FL Zone 2 | Per Home | 2.24% | 13883 | 13810 | 73 | 0.5258% | 20 | 0 | 0.04491 | 2201.3816 | Per Home | 0 | No equipment cost | 0 | No Labor Cost | 1151.3143 | rate at $0.73/sq.ft, assume 2208(area)/1.4(nfloors) =1577 sq.ft, reference: https://www.homewyse.com/costs/cost_of_floor_insulation.html | 1050.0673 | rate at $53.92/per labor hour and 0.012 hr/sq.ft, referenrce: https://www.homewyse.com/costs/cost_of_floor_insulation.html
Nonequipment | Floor Insulation | Increased Floor Insulation (R-13) | Market Average Existing Floor Insulation | Residential | Existing | Multi-Family | FL Zone 2 | Per Home | 1.5% | 8350 | 8320 | 30 | 0.3593% | 20 | 0 | 0.018456 | 1828.5027 | Per Home | 0 | No equipment cost | 0 | No Labor Cost | 956.3 | rate at $0.73/sq.ft, assume 1310 sq.ft, reference: https://www.homewyse.com/costs/cost_of_floor_insulation.html | 872.2027 | rate at $53.92/per labor hour and 0.012 hr/sq.ft, referenrce: https://www.homewyse.com/costs/cost_of_floor_insulation.html
Nonequipment | Floor Insulation | Increased Floor Insulation (R-13) | Market Average Existing Floor Insulation | Residential | Existing | Manufactured Home | FL Zone 2 | Per Home | 8% | 10090 | 10031 | 59 | 0.5847% | 20 | 0 | 0.036297 | 1929.0005 | Per Home | 0 | No equipment cost | 0 | No Labor Cost | 1008.86 | rate at $0.73/sq.ft, assume 1382 sq.ft, reference: https://www.homewyse.com/costs/cost_of_floor_insulation.html | 920.1405 | rate at $53.92/per labor hour and 0.012 hr/sq.ft, referenrce: https://www.homewyse.com/costs/cost_of_floor_insulation.html
Nonequipment | Floor Insulation | Increased Floor Insulation (R-13) | Code-Compliant Floor Insulation | Residential | New | Single Family | FL Zone 2 | Per Home | 3.36% | 13883 | 13883 | 0 | 0% | 20 | 0 | 0 | 2201.3816 | Per Home | 0 | No equipment cost | 0 | No Labor Cost | 1151.3143 | rate at $0.73/sq.ft, assume 2208(area)/1.4(nfloors) =1577 sq.ft, reference: https://www.homewyse.com/costs/cost_of_floor_insulation.html | 1050.0673 | rate at $53.92/per labor hour and 0.012 hr/sq.ft, referenrce: https://www.homewyse.com/costs/cost_of_floor_insulation.html
Nonequipment | Floor Insulation | Increased Floor Insulation (R-13) | Code-Compliant Floor Insulation | Residential | New | Multi-Family | FL Zone 2 | Per Home | 1.5% | 8350 | 8350 | 0 | 0% | 20 | 0 | 0 | 1828.5027 | Per Home | 0 | No equipment cost | 0 | No Labor Cost | 956.3 | rate at $0.73/sq.ft, assume 1310 sq.ft, reference: https://www.homewyse.com/costs/cost_of_floor_insulation.html | 872.2027 | rate at $53.92/per labor hour and 0.012 hr/sq.ft, referenrce: https://www.homewyse.com/costs/cost_of_floor_insulation.html
Nonequipment | Floor Insulation | Increased Floor Insulation (R-13) | Code-Compliant Floor Insulation | Residential | New | Manufactured Home | FL Zone 2 | Per Home | 8% | 10090 | 10090 | 0 | 0% | 20 | 0 | 0 | 1929.0005 | Per Home | 0 | No equipment cost | 0 | No Labor Cost | 1008.86 | rate at $0.73/sq.ft, assume 1382 sq.ft, reference: https://www.homewyse.com/costs/cost_of_floor_insulation.html | 920.1405 | rate at $53.92/per labor hour and 0.012 hr/sq.ft, referenrce: https://www.homewyse.com/costs/cost_of_floor_insulation.html
Nonequipment | Green Roof | Vegetated Roof Surface on top of Standard Roof | Standard Black Roof | Residential | Existing | Single Family | FL Zone 2 | Per Home | 0.0675% | 6617.19 | 5647.5222 | 969.6678 | 14.65% | 20 | 0.33897 | 0.37453 | 26072.6495 | Per Home | 1173.0384 | rate at $0.74/sq.ft, reference: https://www.lowes.com/pd/GAF-ROYAL-SOVEREIGN-33-33-sq-ft-Autumn-Brown-3-Tab-Roof-Shingles/50405230 | 3741.7407 | rate at $69.60/ per labor hour and 0.0349 hr/sq.ft, reference: https://www.homewyse.com/costs/cost_of_composition_shingle_roofing.html | 26811.4286 | Reducing Urban Heat Islands: Green Roofs (EPA 2014) (/sqft) | 4176 | rate at $69.60/ per labor hour (same rate as baseline), assume 60 hours work for SF
Nonequipment | Green Roof | Vegetated Roof Surface on top of Standard Roof | Standard Black Roof | Residential | Existing | Multi-Family | FL Zone 2 | Per Home | 0.225% | 4303 | 3672.4483 | 630.5517 | 14.65% | 20 | 0.16419 | 0.32466 | 21656.3583 | Per Home | 974.3444 | rate at $0.74/sq.ft, reference: https://www.lowes.com/pd/GAF-ROYAL-SOVEREIGN-33-33-sq-ft-Autumn-Brown-3-Tab-Roof-Shingles/50405230 | 3107.9495 | rate at $69.60/ per labor hour and $0.0349 hr/sq.ft, reference: https://www.homewyse.com/costs/cost_of_composition_shingle_roofing.html | 22270 | Reducing Urban Heat Islands: Green Roofs (EPA 2014) (/sqft) | 3468.6522 | rate at $69.60/ per labor hour (same rate as baseline), assume 60 hours work for SF
Nonequipment | Green Roof | Vegetated Roof Surface on top of Standard Roof | Standard Black Roof | Residential | Existing | Manufactured Home | FL Zone 2 | Per Home | 0.225% | 6473 | 5524.4615 | 948.5385 | 14.65% | 20 | 0.22553 | 0.51935 | 22846.6314 | Per Home | 1027.8962 | rate at $0.74/sq.ft, reference: https://www.lowes.com/pd/GAF-ROYAL-SOVEREIGN-33-33-sq-ft-Autumn-Brown-3-Tab-Roof-Shingles/50405230 | 3278.768 | rate at $69.60/ per labor hour and $0.0349 hr/sq.ft, reference: https://www.homewyse.com/costs/cost_of_composition_shingle_roofing.html | 23494 | Reducing Urban Heat Islands: Green Roofs (EPA 2014) (/sqft) | 3659.2957 | rate at $69.60/ per labor hour (same rate as baseline), assume 60 hours work for SF
Nonequipment | Green Roof | Vegetated Roof Surface on top of Standard Roof | Standard Black Roof | Residential | New | Single Family | FL Zone 2 | Per Home | 9.72% | 6617.19 | 5647.5222 | 969.6678 | 14.65% | 20 | 0.33897 | 0.37453 | 26072.6495 | Per Home | 1173.0384 | rate at $0.74/sq.ft, reference: https://www.lowes.com/pd/GAF-ROYAL-SOVEREIGN-33-33-sq-ft-Autumn-Brown-3-Tab-Roof-Shingles/50405230 | 3741.7407 | rate at $69.60/ per labor hour and 0.0349 hr/sq.ft, reference: https://www.homewyse.com/costs/cost_of_composition_shingle_roofing.html | 26811.4286 | Reducing Urban Heat Islands: Green Roofs (EPA 2014) (/sqft) | 4176 | rate at $69.60/ per labor hour (same rate as baseline), assume 60 hours work for SF
Nonequipment | Green Roof | Vegetated Roof Surface on top of Standard Roof | Standard Black Roof | Residential | New | Multi-Family | FL Zone 2 | Per Home | 2.7% | 4303 | 3672.4483 | 630.5517 | 14.65% | 20 | 0.16419 | 0.32466 | 21656.3583 | Per Home | 974.3444 | rate at $0.74/sq.ft, reference: https://www.lowes.com/pd/GAF-ROYAL-SOVEREIGN-33-33-sq-ft-Autumn-Brown-3-Tab-Roof-Shingles/50405230 | 3107.9495 | rate at $69.60/ per labor hour and $0.0349 hr/sq.ft, reference: https://www.homewyse.com/costs/cost_of_composition_shingle_roofing.html | 22270 | Reducing Urban Heat Islands: Green Roofs (EPA 2014) (/sqft) | 3468.6522 | rate at $69.60/ per labor hour (same rate as baseline), assume 60 hours work for SF
Nonequipment | Green Roof | Vegetated Roof Surface on top of Standard Roof | Standard Black Roof | Residential | New | Manufactured Home | FL Zone 2 | Per Home | 2.7% | 6473 | 5524.4615 | 948.5385 | 14.65% | 20 | 0.22553 | 0.51935 | 22846.6314 | Per Home | 1027.8962 | rate at $0.74/sq.ft, reference: https://www.lowes.com/pd/GAF-ROYAL-SOVEREIGN-33-33-sq-ft-Autumn-Brown-3-Tab-Roof-Shingles/50405230 | 3278.768 | rate at $69.60/ per labor hour and $0.0349 hr/sq.ft, reference: https://www.homewyse.com/costs/cost_of_composition_shingle_roofing.html | 23494 | Reducing Urban Heat Islands: Green Roofs (EPA 2014) (/sqft) | 3659.2957 | rate at $69.60/ per labor hour (same rate as baseline), assume 60 hours work for SF
Nonequipment | Heat Pump Tune Up | Maintenace for Standard Heating and Cooling System | Standard Heating and Cooling System, No Maintenace Performed | Residential | Existing | Single Family | FL Zone 2 | Per End Use Consumption | 0% | 6617.19 | 6286.3305 | 330.8595 | 5% | 2 | 0.11566 | 0.12779 | 175 | Per Visit | 0 | No equipment cost | 0 | No Labor Cost | 0 | No equipment cost | 175 | Illinois 2015 Statewide TRM, Section 5.3.10
Nonequipment | Heat Pump Tune Up | Maintenace for Standard Heating and Cooling System | Standard Heating and Cooling System, No Maintenace Performed | Residential | Existing | Multi-Family | FL Zone 2 | Per End Use Consumption | 0% | 4303 | 4087.85 | 215.15 | 5% | 2 | 0.056024 | 0.11078 | 175 | Per Visit | 0 | No equipment cost | 0 | No Labor Cost | 0 | No equipment cost | 175 | Illinois 2015 Statewide TRM, Section 5.3.10
Nonequipment | Heat Pump Tune Up | Maintenace for Standard Heating and Cooling System | Standard Heating and Cooling System, No Maintenace Performed | Residential | Existing | Manufactured Home | FL Zone 2 | Per End Use Consumption | 0% | 6473 | 6149.35 | 323.65 | 5% | 2 | 0.076952 | 0.17721 | 175 | Per Visit | 0 | No equipment cost | 0 | No Labor Cost | 0 | No equipment cost | 175 | Illinois 2015 Statewide TRM, Section 5.3.10
Nonequipment | Heat Pump Tune Up | Maintenace for Standard Heating and Cooling System | N/A - Retrofit Only | Residential | New | Single Family | FL Zone 2 | Per End Use Consumption | 0% | 0 | 0 | 0 | 0% | 2 | 0 | 0 | 175 | Per Visit | 0 | No equipment cost | 0 | No Labor Cost | 0 | No equipment cost | 175 | Illinois 2015 Statewide TRM, Section 5.3.10
Nonequipment | Heat Pump Tune Up | Maintenace for Standard Heating and Cooling System | N/A - Retrofit Only | Residential | New | Multi-Family | FL Zone 2 | Per End Use Consumption | 0% | 0 | 0 | 0 | 0% | 2 | 0 | 0 | 175 | Per Visit | 0 | No equipment cost | 0 | No Labor Cost | 0 | No equipment cost | 175 | Illinois 2015 Statewide TRM, Section 5.3.10
Nonequipment | Heat Pump Tune Up | Maintenace for Standard Heating and Cooling System | N/A - Retrofit Only | Residential | New | Manufactured Home | FL Zone 2 | Per End Use Consumption | 0% | 0 | 0 | 0 | 0% | 2 | 0 | 0 | 175 | Per Visit | 0 | No equipment cost | 0 | No Labor Cost | 0 | No equipment cost | 175 | Illinois 2015 Statewide TRM, Section 5.3.10
Nonequipment | Home Energy Management System | Typical HVAC by Building Type Controlled by Energy Management System | Typical HVAC by Building Type, Manually Controlled | Residential | Existing | Single Family | FL Zone 2 | Per End Use Consumption | 0.95% | 6617.19 | 5919.8783 | 697.3117 | 10.54% | 11 | 0.10672 | 0.057972 | 481.26 | Per Unit | 0 | No equipment cost | 0 | No Labor Cost | 376.26 | Average cost for Smart Hub (excluding lighting-only hubs) and hub-connected thermostat: https://neep.org/initiatives/integrated-advanced-efficiency-solutions/home-energy-management-systems#HEMS%20Product%20List | 105 | rate at $70/per labor hour, assume 1.5. hours work, reference: https://www.fixr.com/costs/thermostat-installation
Nonequipment | Home Energy Management System | Typical HVAC by Building Type Controlled by Energy Management System | Typical HVAC by Building Type, Manually Controlled | Residential | Existing | Multi-Family | FL Zone 2 | Per End Use Consumption | 2.908% | 4303 | 3800.572 | 502.428 | 11.68% | 11 | 0.076897 | 0.04177 | 481.26 | Per Unit | 0 | No equipment cost | 0 | No Labor Cost | 376.26 | Average cost for Smart Hub (excluding lighting-only hubs) and hub-connected thermostat: https://neep.org/initiatives/integrated-advanced-efficiency-solutions/home-energy-management-systems#HEMS%20Product%20List | 105 | rate at $70/per labor hour, assume 1.5. hours work, reference: https://www.fixr.com/costs/thermostat-installation
Nonequipment | Home Energy Management System | Typical HVAC by Building Type Controlled by Energy Management System | Typical HVAC by Building Type, Manually Controlled | Residential | Existing | Manufactured Home | FL Zone 2 | Per End Use Consumption | 6.5% | 6473 | 5698.4984 | 774.5016 | 11.97% | 11 | 0.11854 | 0.064389 | 481.26 | Per Unit | 0 | No equipment cost | 0 | No Labor Cost | 376.26 | Average cost for Smart Hub (excluding lighting-only hubs) and hub-connected thermostat: https://neep.org/initiatives/integrated-advanced-efficiency-solutions/home-energy-management-systems#HEMS%20Product%20List | 105 | rate at $70/per labor hour, assume 1.5. hours work, reference: https://www.fixr.com/costs/thermostat-installation
Nonequipment | Home Energy Management System | Typical HVAC by Building Type Controlled by Energy Management System | Typical HVAC by Building Type, Manually Controlled | Residential | New | Single Family | FL Zone 2 | Per End Use Consumption | 0.95% | 6617.19 | 5919.8783 | 697.3117 | 10.54% | 11 | 0.10627 | 0.067088 | 481.26 | Per Unit | 0 | No equipment cost | 0 | No Labor Cost | 376.26 | Average cost for Smart Hub (excluding lighting-only hubs) and hub-connected thermostat: https://neep.org/initiatives/integrated-advanced-efficiency-solutions/home-energy-management-systems#HEMS%20Product%20List | 105 | rate at $70/per labor hour, assume 1.5. hours work, reference: https://www.fixr.com/costs/thermostat-installation
Nonequipment | Home Energy Management System | Typical HVAC by Building Type Controlled by Energy Management System | Typical HVAC by Building Type, Manually Controlled | Residential | New | Multi-Family | FL Zone 2 | Per End Use Consumption | 2.908% | 4303 | 3800.572 | 502.428 | 11.68% | 11 | 0.076568 | 0.048338 | 481.26 | Per Unit | 0 | No equipment cost | 0 | No Labor Cost | 376.26 | Average cost for Smart Hub (excluding lighting-only hubs) and hub-connected thermostat: https://neep.org/initiatives/integrated-advanced-efficiency-solutions/home-energy-management-systems#HEMS%20Product%20List | 105 | rate at $70/per labor hour, assume 1.5. hours work, reference: https://www.fixr.com/costs/thermostat-installation
Nonequipment | Home Energy Management System | Typical HVAC by Building Type Controlled by Energy Management System | Typical HVAC by Building Type, Manually Controlled | Residential | New | Manufactured Home | FL Zone 2 | Per End Use Consumption | 6.5% | 6473 | 5698.4984 | 774.5016 | 11.97% | 11 | 0.11803 | 0.074515 | 481.26 | Per Unit | 0 | No equipment cost | 0 | No Labor Cost | 376.26 | Average cost for Smart Hub (excluding lighting-only hubs) and hub-connected thermostat: https://neep.org/initiatives/integrated-advanced-efficiency-solutions/home-energy-management-systems#HEMS%20Product%20List | 105 | rate at $70/per labor hour, assume 1.5. hours work, reference: https://www.fixr.com/costs/thermostat-installation
Nonequipment | HVAC ECM Motor | Variable Speed Electronically Commutated Motor for an Electric Furnace | Permanent Split Capacitor Motor for Electric Furnace | Residential | Existing | Single Family | FL Zone 2 | Per Unit | 9.945% | 6617.19 | 6569.1722 | 48.0178 | 0.7257% | 15 | 0.0082352 | 0.016593 | 287 | Per Unit | 0 | No equipment cost | 0 | No Labor Cost | 287 | Mid-Atlantic TRM, v7, 2017, retrofit cost | 0 | 0
Nonequipment | HVAC ECM Motor | Variable Speed Electronically Commutated Motor for an Electric Furnace | Permanent Split Capacitor Motor for Electric Furnace | Residential | Existing | Multi-Family | FL Zone 2 | Per Unit | 76.5% | 4303 | 4254.9822 | 48.0178 | 1.116% | 15 | 0.0082352 | 0.016593 | 287 | Per Unit | 0 | No equipment cost | 0 | No Labor Cost | 287 | Mid-Atlantic TRM, v7, 2017, retrofit cost | 0 | 0
Nonequipment | HVAC ECM Motor | Variable Speed Electronically Commutated Motor for an Electric Furnace | Permanent Split Capacitor Motor for Electric Furnace | Residential | Existing | Manufactured Home | FL Zone 2 | Per Unit | 76.5% | 6473 | 6424.9822 | 48.0178 | 0.7418% | 15 | 0.0082352 | 0.016593 | 287 | Per Unit | 0 | No equipment cost | 0 | No Labor Cost | 287 | Mid-Atlantic TRM, v7, 2017, retrofit cost | 0 | 0
Nonequipment | HVAC ECM Motor | Variable Speed Electronically Commutated Motor for an Electric Furnace | Permanent Split Capacitor Motor for Electric Furnace | Residential | New | Single Family | FL Zone 2 | Per Unit | 26.32% | 6617.19 | 6569.1722 | 48.0178 | 0.7257% | 15 | 0.0082352 | 0.016593 | 287 | Per Unit | 0 | No equipment cost | 0 | No Labor Cost | 287 | Mid-Atlantic TRM, v7, 2017, retrofit cost | 0 | 0
Nonequipment | HVAC ECM Motor | Variable Speed Electronically Commutated Motor for an Electric Furnace | Permanent Split Capacitor Motor for Electric Furnace | Residential | New | Multi-Family | FL Zone 2 | Per Unit | 40.5% | 4303 | 4254.9822 | 48.0178 | 1.116% | 15 | 0.0082352 | 0.016593 | 287 | Per Unit | 0 | No equipment cost | 0 | No Labor Cost | 287 | Mid-Atlantic TRM, v7, 2017, retrofit cost | 0 | 0
Nonequipment | HVAC ECM Motor | Variable Speed Electronically Commutated Motor for an Electric Furnace | Permanent Split Capacitor Motor for Electric Furnace | Residential | New | Manufactured Home | FL Zone 2 | Per Unit | 40.5% | 6473 | 6424.9822 | 48.0178 | 0.7418% | 15 | 0.0082352 | 0.016593 | 287 | Per Unit | 0 | No equipment cost | 0 | No Labor Cost | 287 | Mid-Atlantic TRM, v7, 2017, retrofit cost | 0 | 0
Nonequipment | Programmable Thermostat | Standard Heating and Cooling System with Programmable Thermostat | Standard Heating and Cooling System with Manual Thermostat | Residential | Existing | Single Family | FL Zone 2 | Per End Use Consumption | 2% | 6617.19 | 6503.3743 | 113.8157 | 1.72% | 11 | 0.078623 | 0 | 174.99 | Per Unit | 0 | No equipment cost | 0 | No Labor Cost | 69.99 | https://www.honeywellstore.com/store/products/honeywell-programmable-thermostat-rth6360d.htm | 105 | rate at $70/per labor hour, assume 1.5. hours work, reference: https://www.fixr.com/costs/thermostat-installation
Nonequipment | Programmable Thermostat | Standard Heating and Cooling System with Programmable Thermostat | Standard Heating and Cooling System with Manual Thermostat | Residential | Existing | Multi-Family | FL Zone 2 | Per End Use Consumption | 2% | 4303 | 4228.9884 | 74.0116 | 1.72% | 11 | 0.051127 | 0 | 174.99 | Per Unit | 0 | No equipment cost | 0 | No Labor Cost | 69.99 | https://www.honeywellstore.com/store/products/honeywell-programmable-thermostat-rth6360d.htm | 105 | rate at $70/per labor hour, assume 1.5. hours work, reference: https://www.fixr.com/costs/thermostat-installation
Nonequipment | Programmable Thermostat | Standard Heating and Cooling System with Programmable Thermostat | Standard Heating and Cooling System with Manual Thermostat | Residential | Existing | Manufactured Home | FL Zone 2 | Per End Use Consumption | 2% | 6473 | 6361.6644 | 111.3356 | 1.72% | 11 | 0.07691 | 0 | 174.99 | Per Unit | 0 | No equipment cost | 0 | No Labor Cost | 69.99 | https://www.honeywellstore.com/store/products/honeywell-programmable-thermostat-rth6360d.htm | 105 | rate at $70/per labor hour, assume 1.5. hours work, reference: https://www.fixr.com/costs/thermostat-installation
Nonequipment | Programmable Thermostat | Standard Heating and Cooling System with Programmable Thermostat | Standard Heating and Cooling System with Manual Thermostat | Residential | New | Single Family | FL Zone 2 | Per End Use Consumption | 2% | 6617.19 | 6503.3743 | 113.8157 | 1.72% | 11 | 0.1026 | 0 | 33 | Per Unit | 36.99 | https://www.honeywellstore.com/store/products/honeywell-electric-baseboard-heating-digital-non-programmable-thermostat.htm?gclid=EAIaIQobChMIyOb-jaHi2wIVA9RkCh0q8wEmEAYYBCABEgIBU_D_BwE | 105 | rate at $70/per labor hour, assume 1.5. hours work, reference: https://www.fixr.com/costs/thermostat-installation | 69.99 | https://www.honeywellstore.com/store/products/honeywell-programmable-thermostat-rth6360d.htm | 105 | rate at $70/per labor hour, assume 1.5. hours work, reference: https://www.fixr.com/costs/thermostat-installation
Nonequipment | Programmable Thermostat | Standard Heating and Cooling System with Programmable Thermostat | Standard Heating and Cooling System with Manual Thermostat | Residential | New | Multi-Family | FL Zone 2 | Per End Use Consumption | 2% | 4303 | 4228.9884 | 74.0116 | 1.72% | 11 | 0.066717 | 0 | 33 | Per Unit | 36.99 | https://www.honeywellstore.com/store/products/honeywell-electric-baseboard-heating-digital-non-programmable-thermostat.htm?gclid=EAIaIQobChMIyOb-jaHi2wIVA9RkCh0q8wEmEAYYBCABEgIBU_D_BwE | 105 | rate at $70/per labor hour, assume 1.5. hours work, reference: https://www.fixr.com/costs/thermostat-installation | 69.99 | https://www.honeywellstore.com/store/products/honeywell-programmable-thermostat-rth6360d.htm | 105 | rate at $70/per labor hour, assume 1.5. hours work, reference: https://www.fixr.com/costs/thermostat-installation
Nonequipment | Programmable Thermostat | Standard Heating and Cooling System with Programmable Thermostat | Standard Heating and Cooling System with Manual Thermostat | Residential | New | Manufactured Home | FL Zone 2 | Per End Use Consumption | 2% | 6473 | 6361.6644 | 111.3356 | 1.72% | 11 | 0.10036 | 0 | 33 | Per Unit | 36.99 | https://www.honeywellstore.com/store/products/honeywell-electric-baseboard-heating-digital-non-programmable-thermostat.htm?gclid=EAIaIQobChMIyOb-jaHi2wIVA9RkCh0q8wEmEAYYBCABEgIBU_D_BwE | 105 | rate at $70/per labor hour, assume 1.5. hours work, reference: https://www.fixr.com/costs/thermostat-installation | 69.99 | https://www.honeywellstore.com/store/products/honeywell-programmable-thermostat-rth6360d.htm | 105 | rate at $70/per labor hour, assume 1.5. hours work, reference: https://www.fixr.com/costs/thermostat-installation
Nonequipment | Radiant Barrier | Radiant Barrier | Market Average Existing Ceiling Insulation | Residential | Existing | Single Family | FL Zone 2 | Per Square Footage | 1.853% | 6617.19 | 5955.471 | 661.719 | 10% | 20 | 0.22755 | 0.31839 | 1413.5714 | Per Home | 0 | No equipment cost | 0 | No Labor Cost | 788.5714 | assume 2208(area)/1.4(nfloors) =1577 sq.ft, reference: https://www.homeadvisor.com/cost/insulation/#reflect | 625 | https://www.homeadvisor.com/cost/insulation/#reflect
Nonequipment | Radiant Barrier | Radiant Barrier | Market Average Existing Ceiling Insulation | Residential | Existing | Multi-Family | FL Zone 2 | Per Square Footage | 0.95% | 4303 | 3872.7 | 430.3 | 10% | 20 | 0.14797 | 0.20704 | 1155 | Per Home | 0 | No equipment cost | 0 | No Labor Cost | 655 | assume 1310 sq.ft, reference: https://www.homeadvisor.com/cost/insulation/#reflect | 500 | https://www.homeadvisor.com/cost/insulation/#reflect (assumed low end of range)
Nonequipment | Radiant Barrier | Radiant Barrier | Market Average Existing Ceiling Insulation | Residential | Existing | Manufactured Home | FL Zone 2 | Per Square Footage | 0.95% | 6473 | 5825.7 | 647.3 | 10% | 20 | 0.22259 | 0.31145 | 1191 | Per Home | 0 | No equipment cost | 0 | No Labor Cost | 691 | assume 1382 sq.ft, reference: https://www.homeadvisor.com/cost/insulation/#reflect | 500 | https://www.homeadvisor.com/cost/insulation/#reflect (assumed low end of range)
Nonequipment | Radiant Barrier | Radiant Barrier | Code-Compliant Ceiling Insulation | Residential | New | Single Family | FL Zone 2 | Per Square Footage | 6.056% | 6617.19 | 5955.471 | 661.719 | 10% | 20 | 0.22755 | 0.31839 | 1413.5714 | Per Home | 0 | No equipment cost | 0 | No Labor Cost | 788.5714 | assume 2208(area)/1.4(nfloors) =1577 sq.ft, reference: https://www.homeadvisor.com/cost/insulation/#reflect | 625 | https://www.homeadvisor.com/cost/insulation/#reflect
Nonequipment | Radiant Barrier | Radiant Barrier | Code-Compliant Ceiling Insulation | Residential | New | Multi-Family | FL Zone 2 | Per Square Footage | 0.95% | 4303 | 3872.7 | 430.3 | 10% | 20 | 0.14797 | 0.20704 | 1155 | Per Home | 0 | No equipment cost | 0 | No Labor Cost | 655 | assume 1310 sq.ft, reference: https://www.homeadvisor.com/cost/insulation/#reflect | 500 | https://www.homeadvisor.com/cost/insulation/#reflect (assumed low end of range)
Nonequipment | Radiant Barrier | Radiant Barrier | Code-Compliant Ceiling Insulation | Residential | New | Manufactured Home | FL Zone 2 | Per Square Footage | 0.95% | 6473 | 5825.7 | 647.3 | 10% | 20 | 0.22259 | 0.31145 | 1191 | Per Home | 0 | No equipment cost | 0 | No Labor Cost | 691 | assume 1382 sq.ft, reference: https://www.homeadvisor.com/cost/insulation/#reflect | 500 | https://www.homeadvisor.com/cost/insulation/#reflect (assumed low end of range)
Nonequipment | Sealed crawlspace | Increased Basement or Crawlspace Wall Insulation (R-15) | Market Average Existing Exterior Below-Grade Wall Insulation | Residential | Existing | Single Family | FL Zone 2 | Per Home | 5.88% | 13883 | 13720.94 | 162.06 | 1.167% | 11 | 0.016469 | 0.10118 | 5500 | Per Home | 0 | No equipment cost | 0 | No Labor Cost | 5500 | https://www.homeadvisor.com/cost/foundations/install-crawl-space-encapsulation/ | 0 | included in total incremental equipment cost, per reference
Nonequipment | Sealed crawlspace | Increased Basement or Crawlspace Wall Insulation (R-15) | Market Average Existing Exterior Below-Grade Wall Insulation | Residential | Existing | Multi-Family | FL Zone 2 | Per Home | 5.88% | 8350 | 8283.4 | 66.6 | 0.7976% | 11 | 0.0067683 | 0.041583 | 4568.3877 | Per Home | 0 | No equipment cost | 0 | No Labor Cost | 4568.3877 | https://www.homeadvisor.com/cost/foundations/install-crawl-space-encapsulation/ | 0 | included in total incremental equipment cost, per reference
Nonequipment | Sealed crawlspace | Increased Basement or Crawlspace Wall Insulation (R-15) | Market Average Existing Exterior Below-Grade Wall Insulation | Residential | Existing | Manufactured Home | FL Zone 2 | Per Home | 5.88% | 10090 | 9959.02 | 130.98 | 1.298% | 11 | 0.013311 | 0.081779 | 4819.4746 | Per Home | 0 | No equipment cost | 0 | No Labor Cost | 4819.4746 | https://www.homeadvisor.com/cost/foundations/install-crawl-space-encapsulation/ | 0 | included in total incremental equipment cost, per reference
Nonequipment | Sealed crawlspace | Increased Basement or Crawlspace Wall Insulation (R-15) | Code-Compliant Exterior Below-Grade Wall Insulation | Residential | New | Single Family | FL Zone 2 | Per Home | 5.88% | 13883 | 13883 | 0 | 0% | 11 | 0 | 0 | 5500 | Per Home | 0 | No equipment cost | 0 | No Labor Cost | 5500 | https://www.homeadvisor.com/cost/foundations/install-crawl-space-encapsulation/ | 0 | included in total incremental equipment cost, per reference
Nonequipment | Sealed crawlspace | Increased Basement or Crawlspace Wall Insulation (R-15) | Code-Compliant Exterior Below-Grade Wall Insulation | Residential | New | Multi-Family | FL Zone 2 | Per Home | 5.88% | 8350 | 8350 | 0 | 0% | 11 | 0 | 0 | 4568.3877 | Per Home | 0 | No equipment cost | 0 | No Labor Cost | 4568.3877 | https://www.homeadvisor.com/cost/foundations/install-crawl-space-encapsulation/ | 0 | included in total incremental equipment cost, per reference
Nonequipment | Sealed crawlspace | Increased Basement or Crawlspace Wall Insulation (R-15) | Code-Compliant Exterior Below-Grade Wall Insulation | Residential | New | Manufactured Home | FL Zone 2 | Per Home | 5.88% | 10090 | 10090 | 0 | 0% | 11 | 0 | 0 | 4819.4746 | Per Home | 0 | No equipment cost | 0 | No Labor Cost | 4819.4746 | https://www.homeadvisor.com/cost/foundations/install-crawl-space-encapsulation/ | 0 | included in total incremental equipment cost, per reference
Nonequipment | Smart Thermostat | Standard Heating and Cooling System with Smart Thermostat | Standard Heating and Cooling System with Manual Thermostat | Residential | Existing | Single Family | FL Zone 2 | Per End Use Consumption | 22.5% | 6617.19 | 6352.5024 | 264.6876 | 4% | 11 | 0.18285 | 0 | 274 | Per Unit | 0 | No equipment cost | 0 | No Labor Cost | 169 | https://www.homedepot.com/p/ecobee-3-lite-7-Day-Programmable-Smart-Thermostat-with-Touchscreen-EB-STATE3LT-02/301500584 | 105 | rate at $70/per labor hour, assume 1.5. hours work, reference: https://www.fixr.com/costs/thermostat-installation
Nonequipment | Smart Thermostat | Standard Heating and Cooling System with Smart Thermostat | Standard Heating and Cooling System with Manual Thermostat | Residential | Existing | Multi-Family | FL Zone 2 | Per End Use Consumption | 90% | 4303 | 4130.88 | 172.12 | 4% | 11 | 0.1189 | 0 | 274 | Per Unit | 0 | No equipment cost | 0 | No Labor Cost | 169 | https://www.homedepot.com/p/ecobee-3-lite-7-Day-Programmable-Smart-Thermostat-with-Touchscreen-EB-STATE3LT-02/301500584 | 105 | rate at $70/per labor hour, assume 1.5. hours work, reference: https://www.fixr.com/costs/thermostat-installation
Nonequipment | Smart Thermostat | Standard Heating and Cooling System with Smart Thermostat | Standard Heating and Cooling System with Manual Thermostat | Residential | Existing | Manufactured Home | FL Zone 2 | Per End Use Consumption | 90% | 6473 | 6214.08 | 258.92 | 4% | 11 | 0.17886 | 0 | 274 | Per Unit | 0 | No equipment cost | 0 | No Labor Cost | 169 | https://www.homedepot.com/p/ecobee-3-lite-7-Day-Programmable-Smart-Thermostat-with-Touchscreen-EB-STATE3LT-02/301500584 | 105 | rate at $70/per labor hour, assume 1.5. hours work, reference: https://www.fixr.com/costs/thermostat-installation
Nonequipment | Smart Thermostat | Standard Heating and Cooling System with Smart Thermostat | Standard Heating and Cooling System with Manual Thermostat | Residential | New | Single Family | FL Zone 2 | Per End Use Consumption | 22.5% | 6617.19 | 6352.5024 | 264.6876 | 4% | 11 | 0.2386 | 0 | 132.01 | Per Unit | 36.99 | https://www.honeywellstore.com/store/products/honeywell-electric-baseboard-heating-digital-non-programmable-thermostat.htm?gclid=EAIaIQobChMIyOb-jaHi2wIVA9RkCh0q8wEmEAYYBCABEgIBU_D_BwE | 105 | rate at $70/per labor hour, assume 1.5. hours work, reference: https://www.fixr.com/costs/thermostat-installation | 169 | https://www.homedepot.com/p/ecobee-3-lite-7-Day-Programmable-Smart-Thermostat-with-Touchscreen-EB-STATE3LT-02/301500584 | 105 | rate at $70/per labor hour, assume 1.5. hours work, reference: https://www.fixr.com/costs/thermostat-installation
Nonequipment | Smart Thermostat | Standard Heating and Cooling System with Smart Thermostat | Standard Heating and Cooling System with Manual Thermostat | Residential | New | Multi-Family | FL Zone 2 | Per End Use Consumption | 90% | 4303 | 4130.88 | 172.12 | 4% | 11 | 0.15516 | 0 | 132.01 | Per Unit | 36.99 | https://www.honeywellstore.com/store/products/honeywell-electric-baseboard-heating-digital-non-programmable-thermostat.htm?gclid=EAIaIQobChMIyOb-jaHi2wIVA9RkCh0q8wEmEAYYBCABEgIBU_D_BwE | 105 | rate at $70/per labor hour, assume 1.5. hours work, reference: https://www.fixr.com/costs/thermostat-installation | 169 | https://www.homedepot.com/p/ecobee-3-lite-7-Day-Programmable-Smart-Thermostat-with-Touchscreen-EB-STATE3LT-02/301500584 | 105 | rate at $70/per labor hour, assume 1.5. hours work, reference: https://www.fixr.com/costs/thermostat-installation
Nonequipment | Smart Thermostat | Standard Heating and Cooling System with Smart Thermostat | Standard Heating and Cooling System with Manual Thermostat | Residential | New | Manufactured Home | FL Zone 2 | Per End Use Consumption | 90% | 6473 | 6214.08 | 258.92 | 4% | 11 | 0.2334 | 0 | 132.01 | Per Unit | 36.99 | https://www.honeywellstore.com/store/products/honeywell-electric-baseboard-heating-digital-non-programmable-thermostat.htm?gclid=EAIaIQobChMIyOb-jaHi2wIVA9RkCh0q8wEmEAYYBCABEgIBU_D_BwE | 105 | rate at $70/per labor hour, assume 1.5. hours work, reference: https://www.fixr.com/costs/thermostat-installation | 169 | https://www.homedepot.com/p/ecobee-3-lite-7-Day-Programmable-Smart-Thermostat-with-Touchscreen-EB-STATE3LT-02/301500584 | 105 | rate at $70/per labor hour, assume 1.5. hours work, reference: https://www.fixr.com/costs/thermostat-installation
Nonequipment | Spray Foam Insulation(Base R12) | Increased Ceiling Insulation (R-38) | Market Average Existing Ceiling Insulation | Residential | Existing | Single Family | FL Zone 2 | Per Home | 14.21% | 7965 | 6715 | 1250 | 15.69% | 20 | 0.31324 | 0.57605 | 5204.5714 | Per Home | 0 | No equipment cost | 0 | No Labor Cost | 5204.5714 | Cost for 10.5 inches open cell, installed along roofline: https://www.finehomebuilding.com/2012/01/24/buyers-guide-to-insulation-spray-foam | 0 | reference source did not distinguish material and labor costs
Nonequipment | Spray Foam Insulation(Base R12) | Increased Ceiling Insulation (R-38) | Market Average Existing Ceiling Insulation | Residential | Existing | Multi-Family | FL Zone 2 | Per Home | 7.105% | 3458 | 2624 | 834 | 24.12% | 20 | 0.209 | 0.38434 | 4323 | Per Home | 0 | No equipment cost | 0 | No Labor Cost | 4323 | Cost for 10.5 inches open cell, installed along roofline: https://www.finehomebuilding.com/2012/01/24/buyers-guide-to-insulation-spray-foam | 0 | reference source did not distinguish material and labor costs
Nonequipment | Spray Foam Insulation(Base R12) | Increased Ceiling Insulation (R-38) | Market Average Existing Ceiling Insulation | Residential | Existing | Manufactured Home | FL Zone 2 | Per Home | 14.21% | 4718.05 | 3682.5 | 1035.55 | 21.95% | 20 | 0.2595 | 0.47723 | 4560.6 | Per Home | 0 | No equipment cost | 0 | No Labor Cost | 4560.6 | Cost for 10.5 inches open cell, installed along roofline: https://www.finehomebuilding.com/2012/01/24/buyers-guide-to-insulation-spray-foam | 0 | reference source did not distinguish material and labor costs
Nonequipment | Spray Foam Insulation(Base R12) | Increased Ceiling Insulation (R-38) | Code-Compliant Ceiling Insulation | Residential | New | Single Family | FL Zone 2 | Per Home | 0% | 7965 | 6715 | 1250 | 15.69% | 20 | 0.31324 | 0.57605 | 5204.5714 | Per Home | 0 | No equipment cost | 0 | No Labor Cost | 5204.5714 | Cost for 10.5 inches open cell, installed along roofline: https://www.finehomebuilding.com/2012/01/24/buyers-guide-to-insulation-spray-foam | 0 | reference source did not distinguish material and labor costs
Nonequipment | Spray Foam Insulation(Base R12) | Increased Ceiling Insulation (R-38) | Code-Compliant Ceiling Insulation | Residential | New | Multi-Family | FL Zone 2 | Per Home | 0% | 3458 | 2624 | 834 | 24.12% | 20 | 0.209 | 0.38434 | 4323 | Per Home | 0 | No equipment cost | 0 | No Labor Cost | 4323 | Cost for 10.5 inches open cell, installed along roofline: https://www.finehomebuilding.com/2012/01/24/buyers-guide-to-insulation-spray-foam | 0 | reference source did not distinguish material and labor costs
Nonequipment | Spray Foam Insulation(Base R12) | Increased Ceiling Insulation (R-38) | Code-Compliant Ceiling Insulation | Residential | New | Manufactured Home | FL Zone 2 | Per Home | 0% | 4718.05 | 3682.5 | 1035.55 | 21.95% | 20 | 0.2595 | 0.47723 | 4560.6 | Per Home | 0 | No equipment cost | 0 | No Labor Cost | 4560.6 | Cost for 10.5 inches open cell, installed along roofline: https://www.finehomebuilding.com/2012/01/24/buyers-guide-to-insulation-spray-foam | 0 | reference source did not distinguish material and labor costs
Nonequipment | Spray Foam Insulation(Base R19) | Increased Ceiling Insulation (R-38) | Market Average Existing Ceiling Insulation | Residential | Existing | Single Family | FL Zone 2 | Per Home | 5.725% | 7600 | 6720 | 880 | 11.58% | 20 | 0.3025 | 0.4306 | 5204.5714 | Per Home | 0 | No equipment cost | 0 | No Labor Cost | 5204.5714 | Cost for 10.5 inches open cell, installed along roofline: https://www.finehomebuilding.com/2012/01/24/buyers-guide-to-insulation-spray-foam | 0 | reference source did not distinguish material and labor costs
Nonequipment | Spray Foam Insulation(Base R19) | Increased Ceiling Insulation (R-38) | Market Average Existing Ceiling Insulation | Residential | Existing | Multi-Family | FL Zone 2 | Per Home | 2.862% | 3235 | 2632 | 603 | 18.64% | 20 | 0.20728 | 0.29506 | 4323 | Per Home | 0 | No equipment cost | 0 | No Labor Cost | 4323 | Cost for 10.5 inches open cell, installed along roofline: https://www.finehomebuilding.com/2012/01/24/buyers-guide-to-insulation-spray-foam | 0 | reference source did not distinguish material and labor costs
Nonequipment | Spray Foam Insulation(Base R19) | Increased Ceiling Insulation (R-38) | Market Average Existing Ceiling Insulation | Residential | Existing | Manufactured Home | FL Zone 2 | Per Home | 5.725% | 4478.91 | 3682.5 | 796.41 | 17.78% | 20 | 0.27376 | 0.3897 | 4560.6 | Per Home | 0 | No equipment cost | 0 | No Labor Cost | 4560.6 | Cost for 10.5 inches open cell, installed along roofline: https://www.finehomebuilding.com/2012/01/24/buyers-guide-to-insulation-spray-foam | 0 | reference source did not distinguish material and labor costs
Nonequipment | Spray Foam Insulation(Base R19) | Increased Ceiling Insulation (R-38) | Code-Compliant Ceiling Insulation | Residential | New | Single Family | FL Zone 2 | Per Home | 0% | 7600 | 6720 | 880 | 11.58% | 20 | 0.3025 | 0.4306 | 5204.5714 | Per Home | 0 | No equipment cost | 0 | No Labor Cost | 5204.5714 | Cost for 10.5 inches open cell, installed along roofline: https://www.finehomebuilding.com/2012/01/24/buyers-guide-to-insulation-spray-foam | 0 | reference source did not distinguish material and labor costs
Nonequipment | Spray Foam Insulation(Base R19) | Increased Ceiling Insulation (R-38) | Code-Compliant Ceiling Insulation | Residential | New | Multi-Family | FL Zone 2 | Per Home | 0% | 3235 | 2632 | 603 | 18.64% | 20 | 0.20728 | 0.29506 | 4323 | Per Home | 0 | No equipment cost | 0 | No Labor Cost | 4323 | Cost for 10.5 inches open cell, installed along roofline: https://www.finehomebuilding.com/2012/01/24/buyers-guide-to-insulation-spray-foam | 0 | reference source did not distinguish material and labor costs
Nonequipment | Spray Foam Insulation(Base R19) | Increased Ceiling Insulation (R-38) | Code-Compliant Ceiling Insulation | Residential | New | Manufactured Home | FL Zone 2 | Per Home | 0% | 4478.91 | 3682.5 | 796.41 | 17.78% | 20 | 0.27376 | 0.3897 | 4560.6 | Per Home | 0 | No equipment cost | 0 | No Labor Cost | 4560.6 | Cost for 10.5 inches open cell, installed along roofline: https://www.finehomebuilding.com/2012/01/24/buyers-guide-to-insulation-spray-foam | 0 | reference source did not distinguish material and labor costs
Nonequipment | Spray Foam Insulation(Base R2) | Increased Ceiling Insulation (R-38) | Market Average Existing Ceiling Insulation | Residential | Existing | Single Family | FL Zone 2 | Per Home | 14.63% | 10211 | 6726 | 3485 | 34.13% | 20 | 1.1778 | 1.6459 | 5204.5714 | Per Home | 0 | No equipment cost | 0 | No Labor Cost | 5204.5714 | Cost for 10.5 inches open cell, installed along roofline: https://www.finehomebuilding.com/2012/01/24/buyers-guide-to-insulation-spray-foam | 0 | reference source did not distinguish material and labor costs
Nonequipment | Spray Foam Insulation(Base R2) | Increased Ceiling Insulation (R-38) | Market Average Existing Ceiling Insulation | Residential | Existing | Multi-Family | FL Zone 2 | Per Home | 7.313% | 4781 | 2625 | 2156 | 45.1% | 20 | 0.72865 | 1.0182 | 4323 | Per Home | 0 | No equipment cost | 0 | No Labor Cost | 4323 | Cost for 10.5 inches open cell, installed along roofline: https://www.finehomebuilding.com/2012/01/24/buyers-guide-to-insulation-spray-foam | 0 | reference source did not distinguish material and labor costs
Nonequipment | Spray Foam Insulation(Base R2) | Increased Ceiling Insulation (R-38) | Market Average Existing Ceiling Insulation | Residential | Existing | Manufactured Home | FL Zone 2 | Per Home | 14.63% | 6136.97 | 3692.86 | 2444.11 | 39.83% | 20 | 0.82602 | 1.1543 | 4560.6 | Per Home | 0 | No equipment cost | 0 | No Labor Cost | 4560.6 | Cost for 10.5 inches open cell, installed along roofline: https://www.finehomebuilding.com/2012/01/24/buyers-guide-to-insulation-spray-foam | 0 | reference source did not distinguish material and labor costs
Nonequipment | Spray Foam Insulation(Base R2) | Increased Ceiling Insulation (R-38) | Code-Compliant Ceiling Insulation | Residential | New | Single Family | FL Zone 2 | Per Home | 0% | 10211 | 6726 | 3485 | 34.13% | 20 | 1.1778 | 1.6459 | 5204.5714 | Per Home | 0 | No equipment cost | 0 | No Labor Cost | 5204.5714 | Cost for 10.5 inches open cell, installed along roofline: https://www.finehomebuilding.com/2012/01/24/buyers-guide-to-insulation-spray-foam | 0 | reference source did not distinguish material and labor costs
Nonequipment | Spray Foam Insulation(Base R2) | Increased Ceiling Insulation (R-38) | Code-Compliant Ceiling Insulation | Residential | New | Multi-Family | FL Zone 2 | Per Home | 0% | 4781 | 2625 | 2156 | 45.1% | 20 | 0.72865 | 1.0182 | 4323 | Per Home | 0 | No equipment cost | 0 | No Labor Cost | 4323 | Cost for 10.5 inches open cell, installed along roofline: https://www.finehomebuilding.com/2012/01/24/buyers-guide-to-insulation-spray-foam | 0 | reference source did not distinguish material and labor costs
Nonequipment | Spray Foam Insulation(Base R2) | Increased Ceiling Insulation (R-38) | Code-Compliant Ceiling Insulation | Residential | New | Manufactured Home | FL Zone 2 | Per Home | 0% | 6136.97 | 3692.86 | 2444.11 | 39.83% | 20 | 0.82602 | 1.1543 | 4560.6 | Per Home | 0 | No equipment cost | 0 | No Labor Cost | 4560.6 | Cost for 10.5 inches open cell, installed along roofline: https://www.finehomebuilding.com/2012/01/24/buyers-guide-to-insulation-spray-foam | 0 | reference source did not distinguish material and labor costs
Nonequipment | Spray Foam Insulation(Base R30) | Increased Ceiling Insulation (R-38) | Market Average Existing Ceiling Insulation | Residential | Existing | Single Family | FL Zone 2 | Per Home | 35.13% | 7344 | 6726 | 618 | 8.415% | 20 | 0.21168 | 0.30941 | 5204.5714 | Per Home | 0 | No equipment cost | 0 | No Labor Cost | 5204.5714 | Cost for 10.5 inches open cell, installed along roofline: https://www.finehomebuilding.com/2012/01/24/buyers-guide-to-insulation-spray-foam | 0 | reference source did not distinguish material and labor costs
Nonequipment | Spray Foam Insulation(Base R30) | Increased Ceiling Insulation (R-38) | Market Average Existing Ceiling Insulation | Residential | Existing | Multi-Family | FL Zone 2 | Per Home | 17.57% | 3060 | 2631 | 429 | 14.02% | 20 | 0.14694 | 0.21479 | 4323 | Per Home | 0 | No equipment cost | 0 | No Labor Cost | 4323 | Cost for 10.5 inches open cell, installed along roofline: https://www.finehomebuilding.com/2012/01/24/buyers-guide-to-insulation-spray-foam | 0 | reference source did not distinguish material and labor costs
Nonequipment | Spray Foam Insulation(Base R30) | Increased Ceiling Insulation (R-38) | Market Average Existing Ceiling Insulation | Residential | Existing | Manufactured Home | FL Zone 2 | Per Home | 35.13% | 4320.44 | 3685.02 | 635.42 | 14.71% | 20 | 0.21764 | 0.31813 | 4560.6 | Per Home | 0 | No equipment cost | 0 | No Labor Cost | 4560.6 | Cost for 10.5 inches open cell, installed along roofline: https://www.finehomebuilding.com/2012/01/24/buyers-guide-to-insulation-spray-foam | 0 | reference source did not distinguish material and labor costs
Nonequipment | Spray Foam Insulation(Base R30) | Increased Ceiling Insulation (R-38) | Code-Compliant Ceiling Insulation | Residential | New | Single Family | FL Zone 2 | Per Home | 72% | 7344 | 6726 | 618 | 8.415% | 20 | 0.21168 | 0.30941 | 4293.7327 | Per Home | 516.2376 | https://www.homedepot.com/p/GreenFiber-All-Borate-Cellulose-Blown-In-Insulation-30-lbs-36-Bags-INS765LD/300584221 | 394.6011 | rate at $50.04/per labor hour and 0.01 hr/sq.ft, reference: https://www.homewyse.com/costs/cost_of_ceiling_insulation.html | 5204.5714 | Cost for 10.5 inches open cell, installed along roofline: https://www.finehomebuilding.com/2012/01/24/buyers-guide-to-insulation-spray-foam | 0 | reference source did not distinguish material and labor costs
Nonequipment | Spray Foam Insulation(Base R30) | Increased Ceiling Insulation (R-38) | Code-Compliant Ceiling Insulation | Residential | New | Multi-Family | FL Zone 2 | Per Home | 36% | 3060 | 2631 | 429 | 14.02% | 20 | 0.14694 | 0.21479 | 3566.4428 | Per Home | 428.7952 | https://www.homedepot.com/p/GreenFiber-All-Borate-Cellulose-Blown-In-Insulation-30-lbs-36-Bags-INS765LD/300584221 | 327.762 | rate at $50.04/per labor hour and 0.01 hr/sq.ft, reference: https://www.homewyse.com/costs/cost_of_ceiling_insulation.html | 4323 | Cost for 10.5 inches open cell, installed along roofline: https://www.finehomebuilding.com/2012/01/24/buyers-guide-to-insulation-spray-foam | 0 | reference source did not distinguish material and labor costs
Nonequipment | Spray Foam Insulation(Base R30) | Increased Ceiling Insulation (R-38) | Code-Compliant Ceiling Insulation | Residential | New | Manufactured Home | FL Zone 2 | Per Home | 72% | 4320.44 | 3685.02 | 635.42 | 14.71% | 20 | 0.21764 | 0.31813 | 3762.4611 | Per Home | 452.3625 | https://www.homedepot.com/p/GreenFiber-All-Borate-Cellulose-Blown-In-Insulation-30-lbs-36-Bags-INS765LD/300584221 | 345.7764 | rate at $50.04/per labor hour and 0.01 hr/sq.ft, reference: https://www.homewyse.com/costs/cost_of_ceiling_insulation.html | 4560.6 | Cost for 10.5 inches open cell, installed along roofline: https://www.finehomebuilding.com/2012/01/24/buyers-guide-to-insulation-spray-foam | 0 | reference source did not distinguish material and labor costs
Nonequipment | Storm Door | 21ft2 of Opaque Door meeting Energy Star Version 6.0 Requirements (U-Value: 0.17) | 21ft2 of Opaque Door meeting Energy Star Version 5.0 Requirements (U-Value: 1.1) | Residential | Existing | Single Family | FL Zone 2 | Per 21 S.F. | 0% | 6617.19 | 6465.5763 | 151.6137 | 2.291% | 20 | 0.025456 | 0.088062 | 329.0418 | Per 21 SF | 0 | No equipment cost | 0 | No Labor Cost | 133.7778 | https://www.homedepot.com/p/EMCO-36-in-x-80-in-100-Series-Plus-White-Self-Storing-Storm-Door-E1TT36WH/205352910 | 195.264 | rate at $81.36/per labor hour, assume 2.4 hours work, reference: https://www.homewyse.com/costs/cost_of_storm_doors.html
Nonequipment | Storm Door | 21ft2 of Opaque Door meeting Energy Star Version 6.0 Requirements (U-Value: 0.17) | 21ft2 of Opaque Door meeting Energy Star Version 5.0 Requirements (U-Value: 1.1) | Residential | Existing | Multi-Family | FL Zone 2 | Per 21 S.F. | 0% | 4303 | 4151.3863 | 151.6137 | 3.523% | 20 | 0.025456 | 0.088062 | 329.0418 | Per 21 SF | 0 | No equipment cost | 0 | No Labor Cost | 133.7778 | https://www.homedepot.com/p/EMCO-36-in-x-80-in-100-Series-Plus-White-Self-Storing-Storm-Door-E1TT36WH/205352910 | 195.264 | rate at $81.36/per labor hour, assume 2.4 hours work, reference: https://www.homewyse.com/costs/cost_of_storm_doors.html
Nonequipment | Storm Door | 21ft2 of Opaque Door meeting Energy Star Version 6.0 Requirements (U-Value: 0.17) | 21ft2 of Opaque Door meeting Energy Star Version 5.0 Requirements (U-Value: 1.1) | Residential | Existing | Manufactured Home | FL Zone 2 | Per 21 S.F. | 0% | 6473 | 6321.3863 | 151.6137 | 2.342% | 20 | 0.025456 | 0.088062 | 329.0418 | Per 21 SF | 0 | No equipment cost | 0 | No Labor Cost | 133.7778 | https://www.homedepot.com/p/EMCO-36-in-x-80-in-100-Series-Plus-White-Self-Storing-Storm-Door-E1TT36WH/205352910 | 195.264 | rate at $81.36/per labor hour, assume 2.4 hours work, reference: https://www.homewyse.com/costs/cost_of_storm_doors.html
Nonequipment | Storm Door | 21ft2 of Opaque Door meeting Energy Star Version 6.0 Requirements (U-Value: 0.17) | 21ft2 of Code-Compliant Opaque Door (R-Value per IECC) | Residential | New | Single Family | FL Zone 2 | Per 21 S.F. | 0% | 6617.19 | 6516.7459 | 100.4441 | 1.518% | 20 | 0.016865 | 0.058341 | 329.0418 | Per 21 SF | 0 | No equipment cost | 0 | No Labor Cost | 133.7778 | https://www.homedepot.com/p/EMCO-36-in-x-80-in-100-Series-Plus-White-Self-Storing-Storm-Door-E1TT36WH/205352910 | 195.264 | rate at $81.36/per labor hour, assume 2.4 hours work, reference: https://www.homewyse.com/costs/cost_of_storm_doors.html
Nonequipment | Storm Door | 21ft2 of Opaque Door meeting Energy Star Version 6.0 Requirements (U-Value: 0.17) | 21ft2 of Code-Compliant Opaque Door (R-Value per IECC) | Residential | New | Multi-Family | FL Zone 2 | Per 21 S.F. | 0% | 4303 | 4202.5559 | 100.4441 | 2.334% | 20 | 0.016865 | 0.058341 | 329.0418 | Per 21 SF | 0 | No equipment cost | 0 | No Labor Cost | 133.7778 | https://www.homedepot.com/p/EMCO-36-in-x-80-in-100-Series-Plus-White-Self-Storing-Storm-Door-E1TT36WH/205352910 | 195.264 | rate at $81.36/per labor hour, assume 2.4 hours work, reference: https://www.homewyse.com/costs/cost_of_storm_doors.html
Nonequipment | Storm Door | 21ft2 of Opaque Door meeting Energy Star Version 6.0 Requirements (U-Value: 0.17) | 21ft2 of Code-Compliant Opaque Door (R-Value per IECC) | Residential | New | Manufactured Home | FL Zone 2 | Per 21 S.F. | 0% | 6473 | 6372.5559 | 100.4441 | 1.552% | 20 | 0.016865 | 0.058341 | 329.0418 | Per 21 SF | 0 | No equipment cost | 0 | No Labor Cost | 133.7778 | https://www.homedepot.com/p/EMCO-36-in-x-80-in-100-Series-Plus-White-Self-Storing-Storm-Door-E1TT36WH/205352910 | 195.264 | rate at $81.36/per labor hour, assume 2.4 hours work, reference: https://www.homewyse.com/costs/cost_of_storm_doors.html
Nonequipment | Wall Insulation | Increased Exterior Above-Grade Wall Insulation (R-13) | Market Average Existing Exterior Above-Grade Wall Insulation | Residential | Existing | Single Family | FL Zone 2 | Per Home | 4.5% | 7632 | 6519 | 1113 | 14.58% | 20 | 0.15001 | 0.77472 | 1886.262 | Per Home | 0 | No equipment cost | 0 | No Labor Cost | 812.2283 | rate at $0.4058/sq.ft, reference: https://www.homewyse.com/costs/cost_of_wall_insulation.html | 1074.0338 | rate at $53.61/per labor hour and 0.01 hr/sq.ft, referenrce: https://www.homewyse.com/costs/cost_of_wall_insulation.html
Nonequipment | Wall Insulation | Increased Exterior Above-Grade Wall Insulation (R-13) | Market Average Existing Exterior Above-Grade Wall Insulation | Residential | Existing | Multi-Family | FL Zone 2 | Per Home | 15% | 3430 | 3039 | 391 | 11.4% | 20 | 0.034571 | 0.29831 | 1227.9314 | Per Home | 0 | No equipment cost | 0 | No Labor Cost | 528.7498 | rate at $0.4058/sq.ft, reference: https://www.homewyse.com/costs/cost_of_wall_insulation.html | 699.1817 | rate at $53.61/per labor hour and 0.01 hr/sq.ft, referenrce: https://www.homewyse.com/costs/cost_of_wall_insulation.html
Nonequipment | Wall Insulation | Increased Exterior Above-Grade Wall Insulation (R-13) | Market Average Existing Exterior Above-Grade Wall Insulation | Residential | Existing | Manufactured Home | FL Zone 2 | Per Home | 6.75% | 5436 | 4577 | 859 | 15.8% | 20 | 0.10063 | 0.61978 | 1261.2248 | Per Home | 0 | No equipment cost | 0 | No Labor Cost | 543.0859 | rate at $0.4058/sq.ft, reference: https://www.homewyse.com/costs/cost_of_wall_insulation.html | 718.1388 | rate at $53.61/per labor hour and 0.01 hr/sq.ft, referenrce: https://www.homewyse.com/costs/cost_of_wall_insulation.html
Nonequipment | Wall Insulation | Increased Exterior Above-Grade Wall Insulation (R-13) | Code-Compliant Exterior Above-Grade Wall Insulation | Residential | New | Single Family | FL Zone 2 | Per Home | 6.75% | 7632 | 7632 | 0 | 0% | 20 | 0 | 0 | 1886.262 | Per Home | 0 | No equipment cost | 0 | No Labor Cost | 812.2283 | rate at $0.4058/sq.ft, reference: https://www.homewyse.com/costs/cost_of_wall_insulation.html | 1074.0338 | rate at $53.61/per labor hour and 0.01 hr/sq.ft, referenrce: https://www.homewyse.com/costs/cost_of_wall_insulation.html
Nonequipment | Wall Insulation | Increased Exterior Above-Grade Wall Insulation (R-13) | Code-Compliant Exterior Above-Grade Wall Insulation | Residential | New | Multi-Family | FL Zone 2 | Per Home | 6.75% | 3430 | 3430 | 0 | 0% | 20 | 0 | 0 | 1227.9314 | Per Home | 0 | No equipment cost | 0 | No Labor Cost | 528.7498 | rate at $0.4058/sq.ft, reference: https://www.homewyse.com/costs/cost_of_wall_insulation.html | 699.1817 | rate at $53.61/per labor hour and 0.01 hr/sq.ft, referenrce: https://www.homewyse.com/costs/cost_of_wall_insulation.html
Nonequipment | Wall Insulation | Increased Exterior Above-Grade Wall Insulation (R-13) | Code-Compliant Exterior Above-Grade Wall Insulation | Residential | New | Manufactured Home | FL Zone 2 | Per Home | 6.75% | 5436 | 5436 | 0 | 0% | 20 | 0 | 0 | 1261.2248 | Per Home | 0 | No equipment cost | 0 | No Labor Cost | 543.0859 | rate at $0.4058/sq.ft, reference: https://www.homewyse.com/costs/cost_of_wall_insulation.html | 718.1388 | rate at $53.61/per labor hour and 0.01 hr/sq.ft, referenrce: https://www.homewyse.com/costs/cost_of_wall_insulation.html
Nonequipment | Window Sun Protection | Window Film with SHGC of 0.35 Applied to Standard Window | Standard Window with below Code Required Minimum SHGC | Residential | Existing | Single Family | FL Zone 2 | Per Home | 19.5% | 3747.04 | 3655.1778 | 91.8622 | 2.452% | 10 | 0.13817 | -0.063238 | 1099.584 | Per Home | 0 | No equipment cost | 0 | No Labor Cost | 1099.584 | CMUA TRM, 2017, based on incremental cost for residential reflective window film | 0 | 0
Nonequipment | Window Sun Protection | Window Film with SHGC of 0.35 Applied to Standard Window | Standard Window with below Code Required Minimum SHGC | Residential | Existing | Multi-Family | FL Zone 2 | Per Home | 30% | 1815 | 1738.4482 | 76.5518 | 4.218% | 10 | 0.11514 | -0.052699 | 652.38 | Per Home | 0 | No equipment cost | 0 | No Labor Cost | 652.38 | CMUA TRM, 2017, based on incremental cost for residential reflective window film | 0 | 0
Nonequipment | Window Sun Protection | Window Film with SHGC of 0.35 Applied to Standard Window | Standard Window with below Code Required Minimum SHGC | Residential | Existing | Manufactured Home | FL Zone 2 | Per Home | 30% | 2493 | 2431.7586 | 61.2414 | 2.457% | 10 | 0.092115 | -0.042159 | 688.236 | Per Home | 0 | No equipment cost | 0 | No Labor Cost | 688.236 | CMUA TRM, 2017, based on incremental cost for residential reflective window film | 0 | 0
Nonequipment | Window Sun Protection | Window Film with SHGC of 0.35 Applied to Standard Window | Standard Window with below Code Required Minimum SHGC | Residential | New | Single Family | FL Zone 2 | Per Home | 19.5% | 3747.04 | 3655.1778 | 91.8622 | 2.452% | 10 | 0.13817 | -0.063238 | 1099.584 | Per Home | 0 | No equipment cost | 0 | No Labor Cost | 1099.584 | CMUA TRM, 2017, based on incremental cost for residential reflective window film | 0 | 0
Nonequipment | Window Sun Protection | Window Film with SHGC of 0.35 Applied to Standard Window | Standard Window with below Code Required Minimum SHGC | Residential | New | Multi-Family | FL Zone 2 | Per Home | 30% | 1815 | 1738.4482 | 76.5518 | 4.218% | 10 | 0.11514 | -0.052699 | 652.38 | Per Home | 0 | No equipment cost | 0 | No Labor Cost | 652.38 | CMUA TRM, 2017, based on incremental cost for residential reflective window film | 0 | 0
Nonequipment | Window Sun Protection | Window Film with SHGC of 0.35 Applied to Standard Window | Standard Window with below Code Required Minimum SHGC | Residential | New | Manufactured Home | FL Zone 2 | Per Home | 30% | 2493 | 2431.7586 | 61.2414 | 2.457% | 10 | 0.092115 | -0.042159 | 688.236 | Per Home | 0 | No equipment cost | 0 | No Labor Cost | 688.236 | CMUA TRM, 2017, based on incremental cost for residential reflective window film | 0 | 0
Nonequipment | Exterior Lighting Controls | Timer on Outdoor Lighting, Controlling 120 Watts | 120 Watts of Lighting, Manually Controlled | Residential | Existing | Single Family | FL Zone 2 | Per End Use Consumption | 1.89% | 113.88 | 56.94 | 56.94 | 50% | 10 | 0 | 0 | 52.3496 | Per Control | 0 | No equipment cost | 0 | No Labor Cost | 10.97 | Market Research, 2016, Home Depot | 41.3796 | rate at $82.76/per labor hour assume 0.5 hours work, https://www.homewyse.com/services/cost_to_install_lighting_control_system.html
Nonequipment | Exterior Lighting Controls | Timer on Outdoor Lighting, Controlling 120 Watts | 120 Watts of Lighting, Manually Controlled | Residential | Existing | Multi-Family | FL Zone 2 | Per End Use Consumption | 0% | 113.88 | 56.94 | 56.94 | 50% | 10 | 0 | 0 | 52.3496 | Per Control | 0 | No equipment cost | 0 | No Labor Cost | 10.97 | Market Research, 2016, Home Depot | 41.3796 | rate at $82.76/per labor hour assume 0.5 hours work, https://www.homewyse.com/services/cost_to_install_lighting_control_system.html
Nonequipment | Exterior Lighting Controls | Timer on Outdoor Lighting, Controlling 120 Watts | 120 Watts of Lighting, Manually Controlled | Residential | Existing | Manufactured Home | FL Zone 2 | Per End Use Consumption | 0% | 113.88 | 56.94 | 56.94 | 50% | 10 | 0 | 0 | 52.3496 | Per Control | 0 | No equipment cost | 0 | No Labor Cost | 10.97 | Market Research, 2016, Home Depot | 41.3796 | rate at $82.76/per labor hour assume 0.5 hours work, https://www.homewyse.com/services/cost_to_install_lighting_control_system.html
Nonequipment | Exterior Lighting Controls | Timer on Outdoor Lighting, Controlling 120 Watts | 120 Watts of Lighting, Manually Controlled | Residential | New | Single Family | FL Zone 2 | Per End Use Consumption | 9.45% | 113.88 | 56.94 | 56.94 | 50% | 10 | 0 | 0 | 52.3496 | Per Control | 0 | No equipment cost | 0 | No Labor Cost | 10.97 | Market Research, 2016, Home Depot | 41.3796 | rate at $82.76/per labor hour assume 0.5 hours work, https://www.homewyse.com/services/cost_to_install_lighting_control_system.html
Nonequipment | Exterior Lighting Controls | Timer on Outdoor Lighting, Controlling 120 Watts | 120 Watts of Lighting, Manually Controlled | Residential | New | Multi-Family | FL Zone 2 | Per End Use Consumption | 0% | 113.88 | 56.94 | 56.94 | 50% | 10 | 0 | 0 | 52.3496 | Per Control | 0 | No equipment cost | 0 | No Labor Cost | 10.97 | Market Research, 2016, Home Depot | 41.3796 | rate at $82.76/per labor hour assume 0.5 hours work, https://www.homewyse.com/services/cost_to_install_lighting_control_system.html
Nonequipment | Exterior Lighting Controls | Timer on Outdoor Lighting, Controlling 120 Watts | 120 Watts of Lighting, Manually Controlled | Residential | New | Manufactured Home | FL Zone 2 | Per End Use Consumption | 0% | 113.88 | 56.94 | 56.94 | 50% | 10 | 0 | 0 | 52.3496 | Per Control | 0 | No equipment cost | 0 | No Labor Cost | 10.97 | Market Research, 2016, Home Depot | 41.3796 | rate at $82.76/per labor hour assume 0.5 hours work, https://www.homewyse.com/services/cost_to_install_lighting_control_system.html
Nonequipment | Interior Lighting Controls | Switch Mounted Occupancy Sensor, 120 Watts Controlled | 120 Watts of Lighting, Manually Controlled | Residential | Existing | Single Family | FL Zone 2 | Per End Use Consumption | 3.06% | 126.9501 | 90.6786 | 36.2714 | 28.57% | 8 | 0.0049193 | 0.0037144 | 63.5396 | Per Control | 0 | No equipment cost | 0 | No Labor Cost | 22.16 | Room vacancy sensor (https://www.homedepot.com/p/Lithonia-Lighting-Decorator-Vacancy-Motion-Sensing-Self-Contained-Relay-Wall-Switch-White-SSD-VA-120-WH/203606977?cm_mmc=Shopping%7cVF%7cG%7c0%7cG-VF-PLA%7c&gclid=EAIaIQobChMI08z2kJXH2wIVylqGCh2w_g8DEAYYBCABEgI4-_D_BwE&dclid=CLigjJyVx9sCFREEDAodJk8H3g) | 41.3796 | rate at $82.76/per labor hour assume 0.5 hours work, https://www.homewyse.com/services/cost_to_install_lighting_control_system.html
Nonequipment | Interior Lighting Controls | Switch Mounted Occupancy Sensor, 120 Watts Controlled | 120 Watts of Lighting, Manually Controlled | Residential | Existing | Multi-Family | FL Zone 2 | Per End Use Consumption | 3.06% | 126.9501 | 90.6786 | 36.2714 | 28.57% | 8 | 0.0049193 | 0.0037144 | 63.5396 | Per Control | 0 | No equipment cost | 0 | No Labor Cost | 22.16 | Room vacancy sensor (https://www.homedepot.com/p/Lithonia-Lighting-Decorator-Vacancy-Motion-Sensing-Self-Contained-Relay-Wall-Switch-White-SSD-VA-120-WH/203606977?cm_mmc=Shopping%7cVF%7cG%7c0%7cG-VF-PLA%7c&gclid=EAIaIQobChMI08z2kJXH2wIVylqGCh2w_g8DEAYYBCABEgI4-_D_BwE&dclid=CLigjJyVx9sCFREEDAodJk8H3g) | 41.3796 | rate at $82.76/per labor hour assume 0.5 hours work, https://www.homewyse.com/services/cost_to_install_lighting_control_system.html
Nonequipment | Interior Lighting Controls | Switch Mounted Occupancy Sensor, 120 Watts Controlled | 120 Watts of Lighting, Manually Controlled | Residential | Existing | Manufactured Home | FL Zone 2 | Per End Use Consumption | 3.06% | 126.9501 | 90.6786 | 36.2714 | 28.57% | 8 | 0.0049193 | 0.0037144 | 63.5396 | Per Control | 0 | No equipment cost | 0 | No Labor Cost | 22.16 | Room vacancy sensor (https://www.homedepot.com/p/Lithonia-Lighting-Decorator-Vacancy-Motion-Sensing-Self-Contained-Relay-Wall-Switch-White-SSD-VA-120-WH/203606977?cm_mmc=Shopping%7cVF%7cG%7c0%7cG-VF-PLA%7c&gclid=EAIaIQobChMI08z2kJXH2wIVylqGCh2w_g8DEAYYBCABEgI4-_D_BwE&dclid=CLigjJyVx9sCFREEDAodJk8H3g) | 41.3796 | rate at $82.76/per labor hour assume 0.5 hours work, https://www.homewyse.com/services/cost_to_install_lighting_control_system.html
Nonequipment | Interior Lighting Controls | Switch Mounted Occupancy Sensor, 120 Watts Controlled | 120 Watts of Lighting, No control (manual switch only) | Residential | New | Single Family | FL Zone 2 | Per End Use Consumption | 15.3% | 126.9501 | 90.6786 | 36.2714 | 28.57% | 8 | 0.0049193 | 0.0037144 | 63.5396 | Per Control | 0 | No equipment cost | 0 | No Labor Cost | 22.16 | Room vacancy sensor (https://www.homedepot.com/p/Lithonia-Lighting-Decorator-Vacancy-Motion-Sensing-Self-Contained-Relay-Wall-Switch-White-SSD-VA-120-WH/203606977?cm_mmc=Shopping%7cVF%7cG%7c0%7cG-VF-PLA%7c&gclid=EAIaIQobChMI08z2kJXH2wIVylqGCh2w_g8DEAYYBCABEgI4-_D_BwE&dclid=CLigjJyVx9sCFREEDAodJk8H3g) | 41.3796 | rate at $82.76/per labor hour assume 0.5 hours work, https://www.homewyse.com/services/cost_to_install_lighting_control_system.html
Nonequipment | Interior Lighting Controls | Switch Mounted Occupancy Sensor, 120 Watts Controlled | 120 Watts of Lighting, No control (manual switch only) | Residential | New | Multi-Family | FL Zone 2 | Per End Use Consumption | 15.3% | 126.9501 | 90.6786 | 36.2714 | 28.57% | 8 | 0.0049193 | 0.0037144 | 63.5396 | Per Control | 0 | No equipment cost | 0 | No Labor Cost | 22.16 | Room vacancy sensor (https://www.homedepot.com/p/Lithonia-Lighting-Decorator-Vacancy-Motion-Sensing-Self-Contained-Relay-Wall-Switch-White-SSD-VA-120-WH/203606977?cm_mmc=Shopping%7cVF%7cG%7c0%7cG-VF-PLA%7c&gclid=EAIaIQobChMI08z2kJXH2wIVylqGCh2w_g8DEAYYBCABEgI4-_D_BwE&dclid=CLigjJyVx9sCFREEDAodJk8H3g) | 41.3796 | rate at $82.76/per labor hour assume 0.5 hours work, https://www.homewyse.com/services/cost_to_install_lighting_control_system.html
Nonequipment | Interior Lighting Controls | Switch Mounted Occupancy Sensor, 120 Watts Controlled | 120 Watts of Lighting, No control (manual switch only) | Residential | New | Manufactured Home | FL Zone 2 | Per End Use Consumption | 15.3% | 126.9501 | 90.6786 | 36.2714 | 28.57% | 8 | 0.0049193 | 0.0037144 | 63.5396 | Per Control | 0 | No equipment cost | 0 | No Labor Cost | 22.16 | Room vacancy sensor (https://www.homedepot.com/p/Lithonia-Lighting-Decorator-Vacancy-Motion-Sensing-Self-Contained-Relay-Wall-Switch-White-SSD-VA-120-WH/203606977?cm_mmc=Shopping%7cVF%7cG%7c0%7cG-VF-PLA%7c&gclid=EAIaIQobChMI08z2kJXH2wIVylqGCh2w_g8DEAYYBCABEgI4-_D_BwE&dclid=CLigjJyVx9sCFREEDAodJk8H3g) | 41.3796 | rate at $82.76/per labor hour assume 0.5 hours work, https://www.homewyse.com/services/cost_to_install_lighting_control_system.html
Nonequipment | Solar Attic Fan | Standard Central Air Conditioning with Solar Attic Fan | Standard Central Air Conditioning, No Solar Attic Fan | Residential | Existing | Single Family | FL Zone 2 | Per End Use Consumption | 1.976% | 3747.04 | 3522.2176 | 224.8224 | 6% | 15 | 0.077312 | 0 | 575 | Per Unit | 0 | No equipment cost | 0 | No Labor Cost | 450 | https://www.hgtv.com/remodel/mechanical-systems/the-perks-of-solar-powered-attic-fans | 125 | https://www.hgtv.com/remodel/mechanical-systems/the-perks-of-solar-powered-attic-fans
Nonequipment | Solar Attic Fan | Standard Central Air Conditioning with Solar Attic Fan | Standard Central Air Conditioning, No Solar Attic Fan | Residential | Existing | Multi-Family | FL Zone 2 | Per End Use Consumption | 0.95% | 1815 | 1706.1 | 108.9 | 6% | 15 | 0.037449 | 0 | 575 | Per Unit | 0 | No equipment cost | 0 | No Labor Cost | 450 | https://www.hgtv.com/remodel/mechanical-systems/the-perks-of-solar-powered-attic-fans | 125 | https://www.hgtv.com/remodel/mechanical-systems/the-perks-of-solar-powered-attic-fans
Nonequipment | Solar Attic Fan | Standard Central Air Conditioning with Solar Attic Fan | Standard Central Air Conditioning, No Solar Attic Fan | Residential | Existing | Manufactured Home | FL Zone 2 | Per End Use Consumption | 0.95% | 2493 | 2343.42 | 149.58 | 6% | 15 | 0.051438 | 0 | 575 | Per Unit | 0 | No equipment cost | 0 | No Labor Cost | 450 | https://www.hgtv.com/remodel/mechanical-systems/the-perks-of-solar-powered-attic-fans | 125 | https://www.hgtv.com/remodel/mechanical-systems/the-perks-of-solar-powered-attic-fans
Nonequipment | Solar Attic Fan | Standard Central Air Conditioning with Solar Attic Fan | Standard Central Air Conditioning, No Solar Attic Fan | Residential | New | Single Family | FL Zone 2 | Per End Use Consumption | 5.32% | 3747.04 | 3522.2176 | 224.8224 | 6% | 15 | 0.077312 | 0 | 575 | Per Unit | 0 | No equipment cost | 0 | No Labor Cost | 450 | https://www.hgtv.com/remodel/mechanical-systems/the-perks-of-solar-powered-attic-fans | 125 | https://www.hgtv.com/remodel/mechanical-systems/the-perks-of-solar-powered-attic-fans
Nonequipment | Solar Attic Fan | Standard Central Air Conditioning with Solar Attic Fan | Standard Central Air Conditioning, No Solar Attic Fan | Residential | New | Multi-Family | FL Zone 2 | Per End Use Consumption | 0.95% | 1815 | 1706.1 | 108.9 | 6% | 15 | 0.037449 | 0 | 575 | Per Unit | 0 | No equipment cost | 0 | No Labor Cost | 450 | https://www.hgtv.com/remodel/mechanical-systems/the-perks-of-solar-powered-attic-fans | 125 | https://www.hgtv.com/remodel/mechanical-systems/the-perks-of-solar-powered-attic-fans
Nonequipment | Solar Attic Fan | Standard Central Air Conditioning with Solar Attic Fan | Standard Central Air Conditioning, No Solar Attic Fan | Residential | New | Manufactured Home | FL Zone 2 | Per End Use Consumption | 0.95% | 2493 | 2343.42 | 149.58 | 6% | 15 | 0.051438 | 0 | 575 | Per Unit | 0 | No equipment cost | 0 | No Labor Cost | 450 | https://www.hgtv.com/remodel/mechanical-systems/the-perks-of-solar-powered-attic-fans | 125 | https://www.hgtv.com/remodel/mechanical-systems/the-perks-of-solar-powered-attic-fans
Nonequipment | ENERGY STAR Certified Home | ENERGY STAR Certified Home, 30% savings above code | N/A | Residential | Existing | Single Family | FL Zone 2 | Per Unit | 0% | 20719.29 | 14503.503 | 6215.787 | 30% | 20 | 2.2884 | 0.69402 | 7968.0538 | Per Home | 136542.72 | rate at $61.84/sq.ft, used cost from GA Power program information | 0 | included in total equipment cost, per reference | 144510.7738 | rate at $65.45/sq.ft, used cost from GA Power program information | 0 | included in total equipment cost, per reference
Nonequipment | ENERGY STAR Certified Home | ENERGY STAR Certified Home, 30% savings above code | N/A | Residential | Existing | Multi-Family | FL Zone 2 | Per Unit | 0% | 12081 | 8456.7 | 3624.3 | 30% | 20 | 1.3343 | 0.40467 | 4727.4232 | Per Home | 81010.4 | rate at $61.84/sq.ft, used cost from GA Power program information | 0 | included in total equipment cost, per reference | 85737.8232 | rate at $65.45/sq.ft, used cost from GA Power program information | 0 | included in total equipment cost, per reference
Nonequipment | ENERGY STAR Certified Home | ENERGY STAR Certified Home, 30% savings above code | N/A | Residential | Existing | Manufactured Home | FL Zone 2 | Per Unit | 0% | 17927.5316 | 12549.2721 | 5378.2595 | 30% | 20 | 1.9801 | 0.60051 | 4987.251 | Per Home | 85462.88 | rate at $61.84/sq.ft, used cost from GA Power program information | 0 | included in total equipment cost, per reference | 90450.131 | rate at $65.45/sq.ft, used cost from GA Power program information | 0 | included in total equipment cost, per reference
Nonequipment | ENERGY STAR Certified Home | ENERGY STAR Certified Home, 30% savings above code | Code-compliant new construction | Residential | New | Single Family | FL Zone 2 | Per Unit | 0% | 20719.29 | 14503.503 | 6215.787 | 30% | 20 | 2.2884 | 0.69402 | 7968.0538 | Per Home | 136542.72 | rate at $61.84/sq.ft, used cost from GA Power program information | 0 | included in total equipment cost, per reference | 144510.7738 | rate at $65.45/sq.ft, used cost from GA Power program information | 0 | included in total equipment cost, per reference
Nonequipment | ENERGY STAR Certified Home | ENERGY STAR Certified Home, 30% savings above code | Code-compliant new construction | Residential | New | Multi-Family | FL Zone 2 | Per Unit | 0% | 12081 | 8456.7 | 3624.3 | 30% | 20 | 1.3343 | 0.40467 | 4727.4232 | Per Home | 81010.4 | rate at $61.84/sq.ft, used cost from GA Power program information | 0 | included in total equipment cost, per reference | 85737.8232 | rate at $65.45/sq.ft, used cost from GA Power program information | 0 | included in total equipment cost, per reference
Nonequipment | ENERGY STAR Certified Home | ENERGY STAR Certified Home, 30% savings above code | Code-compliant new construction | Residential | New | Manufactured Home | FL Zone 2 | Per Unit | 0% | 17927.5316 | 12549.2721 | 5378.2595 | 30% | 20 | 1.9801 | 0.60051 | 4987.251 | Per Home | 85462.88 | rate at $61.84/sq.ft, used cost from GA Power program information | 0 | included in total equipment cost, per reference | 90450.131 | rate at $65.45/sq.ft, used cost from GA Power program information | 0 | included in total equipment cost, per reference

## FPU_RES2018_12_10
Scenario | Segment | EndUse | EquipType | CE Test | Vintage | Measure Code | Name | Description | Type | Measure Life | Competition Group | Applicability | Adoption Curve | Energy Savings % | 2020 Energy Savings | 2020 Summer Peak Savings | 2020 Winter Peak Savings
Tech | Single Family | Miscellaneous | Well pump | TRC | New | NN968 | ENERGY STAR Certified Home | ENERGY STAR Certified Home | NonEquip | 20 |  | 0% | Tech/Econ | 30% | 0 | 0 | 0
Tech | Single Family | Miscellaneous | Well pump | TRC | Existing | NE965 | ENERGY STAR Certified Home | ENERGY STAR Certified Home | NonEquip | 20 |  | 0% | Tech/Econ | 30% | 0 | 0 | 0
Tech | Single Family | Electronics | Television | TRC | New | NN962 | ENERGY STAR Certified Home | ENERGY STAR Certified Home | NonEquip | 20 |  | 0% | Tech/Econ | 30% | 0 | 0 | 0
Tech | Single Family | Electronics | Television | TRC | New | NN596 | Smart Power Strip | Smart Power Strip | NonEquip | 5 |  | 22.5% | Tech/Econ | 2.366% | 122.2586 | 0.013467 | 0.010508
Tech | Single Family | Electronics | Television | TRC | Existing | NE959 | ENERGY STAR Certified Home | ENERGY STAR Certified Home | NonEquip | 20 |  | 0% | Tech/Econ | 30% | 0 | 0 | 0
Tech | Single Family | Electronics | Television | TRC | Existing | NE593 | Smart Power Strip | Smart Power Strip | NonEquip | 5 |  | 22.5% | Tech/Econ | 2.366% | 11411.575 | 1.257 | 0.98082
Tech | Single Family | Electronics | Television | TRC | Turnover | ET137 | Energy Star TV | Energy Star TV | Equip | 6 | Television | 42% | Tech/Econ | 35.1% | 370668.992 | 74.1266 | 44.3437
Tech | Single Family | Electronics | Television | TRC | New | EN143 | Energy Star TV | Energy Star TV | Equip | 6 | Television | 42% | Tech/Econ | 35.1% | 3971.1859 | 0.79416 | 0.47508
Tech | Single Family | Domestic Hot Water | Solar | TRC | New | NN938 | ENERGY STAR Certified Home | ENERGY STAR Certified Home | NonEquip | 20 |  | 0% | Tech/Econ | 30% | 0 | 0 | 0
Tech | Single Family | Domestic Hot Water | Solar | TRC | New | NN590 | Water Heater Timeclock | Water Heater Timeclock | NonEquip | 7 |  | 18% | Tech/Econ | 5% | 0 | 0 | 0
Tech | Single Family | Domestic Hot Water | Solar | TRC | New | NN584 | Water Heater Thermostat Setback | Water Heater Thermostat Setback | NonEquip | 4 |  | 9.142% | Tech/Econ | 1.894% | 0 | 0 | 0
Tech | Single Family | Domestic Hot Water | Solar | TRC | New | NN578 | Water Heater Blanket | Water Heater Blanket | NonEquip | 7 |  | 1.582% | Tech/Econ | 13.08% | 4.9799 | 0.00044854 | 0.00096553
Tech | Single Family | Domestic Hot Water | Solar | TRC | New | NN572 | Thermostatic Shower Restriction Valve | Thermostatic Shower Restriction Valve | NonEquip | 10 |  | 12.19% | Tech/Econ | 4.798% | 0 | 0 | 0
Tech | Single Family | Domestic Hot Water | Solar | TRC | New | NN566 | Low Flow Showerhead | Low Flow Showerhead | NonEquip | 9 |  | 80% | Tech/Econ | 15.28% | 335.1324 | 0.030186 | 0.064978
Tech | Single Family | Domestic Hot Water | Solar | TRC | New | NN560 | Hot Water Pipe Insulation | Hot Water Pipe Insulation | NonEquip | 13 |  | 11.43% | Tech/Econ | 7.656% | 16.2079 | 0.0014599 | 0.0031425
Tech | Single Family | Domestic Hot Water | Solar | TRC | New | NN554 | Heat Trap | Heat Trap | NonEquip | 10 |  | 9.142% | Tech/Econ | 6.849% | 0 | 0 | 0
Tech | Single Family | Domestic Hot Water | Solar | TRC | New | NN548 | Faucet Aerator | Faucet Aerator | NonEquip | 10 |  | 13.71% | Tech/Econ | 1.502% | 0 | 0 | 0
Tech | Single Family | Domestic Hot Water | Solar | TRC | New | NN542 | Drain Water Heat Recovery | Drain Water Heat Recovery | NonEquip | 15 |  | 9.5% | Tech/Econ | 12.3% | 28.0672 | 0.002528 | 0.0054419
Tech | Single Family | Domestic Hot Water | Solar | TRC | Existing | NE935 | ENERGY STAR Certified Home | ENERGY STAR Certified Home | NonEquip | 20 |  | 0% | Tech/Econ | 30% | 0 | 0 | 0
Tech | Single Family | Domestic Hot Water | Solar | TRC | Existing | NE587 | Water Heater Timeclock | Water Heater Timeclock | NonEquip | 7 |  | 21.6% | Tech/Econ | 5% | 2682.1071 | 0 | 0
Tech | Single Family | Domestic Hot Water | Solar | TRC | Existing | NE581 | Water Heater Thermostat Setback | Water Heater Thermostat Setback | NonEquip | 4 |  | 1.582% | Tech/Econ | 1.894% | 73.5014 | 0.0066203 | 0.014251
Tech | Single Family | Domestic Hot Water | Solar | TRC | Existing | NE575 | Water Heater Blanket | Water Heater Blanket | NonEquip | 7 |  | 9.142% | Tech/Econ | 13.67% | 3188.0051 | 0.28715 | 0.61811
Tech | Single Family | Domestic Hot Water | Solar | TRC | Existing | NE569 | Thermostatic Shower Restriction Valve | Thermostatic Shower Restriction Valve | NonEquip | 10 |  | 2.11% | Tech/Econ | 4.798% | 248.6428 | 0.022395 | 0.048208
Tech | Single Family | Domestic Hot Water | Solar | TRC | Existing | NE563 | Low Flow Showerhead | Low Flow Showerhead | NonEquip | 9 |  | 2.11% | Tech/Econ | 15.28% | 824.9157 | 0.074301 | 0.15994
Tech | Single Family | Domestic Hot Water | Solar | TRC | Existing | NE557 | Hot Water Pipe Insulation | Hot Water Pipe Insulation | NonEquip | 13 |  | 1.978% | Tech/Econ | 7.656% | 377.0308 | 0.033959 | 0.073101
Tech | Single Family | Domestic Hot Water | Solar | TRC | Existing | NE551 | Heat Trap | Heat Trap | NonEquip | 10 |  | 1.582% | Tech/Econ | 6.849% | 269.4047 | 0.024266 | 0.052234
Tech | Single Family | Domestic Hot Water | Solar | TRC | Existing | NE545 | Faucet Aerator | Faucet Aerator | NonEquip | 10 |  | 2.373% | Tech/Econ | 3.604% | 209.9002 | 0.018906 | 0.040697
Tech | Single Family | Domestic Hot Water | Solar | TRC | Existing | NE539 | Drain Water Heat Recovery | Drain Water Heat Recovery | NonEquip | 15 |  | 9.5% | Tech/Econ | 12.3% | 2943.8433 | 0.26515 | 0.57077
Tech | Single Family | Domestic Hot Water | Solar | TRC | Turnover | ET92 | Solar Water Heater | Solar Water Heater | Equip | 15 | Solar | 21.56% | Tech/Econ | 76.67% | 50683.963 | 3.7882 | 0.53184
Tech | Single Family | Domestic Hot Water | Solar | TRC | New | EN98 | Solar Water Heater | Solar Water Heater | Equip | 15 | Solar | 21.56% | Tech/Econ | 76.67% | 543.0059 | 0.040585 | 0.0056979
Tech | Single Family | Space Heating | Room heating | TRC | New | NN932 | ENERGY STAR Certified Home | ENERGY STAR Certified Home | NonEquip | 20 |  | 0% | Tech/Econ | 30% | 0 | 0 | 0
Tech | Single Family | Space Heating | Room heating | TRC | New | NN896 | Wall Insulation | Wall Insulation | NonEquip | 20 |  | 6.75% | Tech/Econ | 0% | 0 | 0 | 0
Tech | Single Family | Space Heating | Room heating | TRC | New | NN884 | Storm Door | Storm Door | NonEquip | 20 |  | 0% | Tech/Econ | 2.088% | 0 | 0 | 0
Tech | Single Family | Space Heating | Room heating | TRC | New | NN866 | Spray Foam Insulation(Base R30) | Spray Foam Insulation(Base R30) | NonEquip | 20 |  | 72% | Tech/Econ | 3.99% | 88.2375 | 0 | 0.22197
Tech | Single Family | Space Heating | Room heating | TRC | New | NN854 | Spray Foam Insulation(Base R2) | Spray Foam Insulation(Base R2) | NonEquip | 20 |  | 0% | Tech/Econ | 33.29% | 0 | 0 | 0
Tech | Single Family | Space Heating | Room heating | TRC | New | NN842 | Spray Foam Insulation(Base R19) | Spray Foam Insulation(Base R19) | NonEquip | 20 |  | 0% | Tech/Econ | 7.709% | 0 | 0 | 0
Tech | Single Family | Space Heating | Room heating | TRC | New | NN830 | Spray Foam Insulation(Base R12) | Spray Foam Insulation(Base R12) | NonEquip | 20 |  | 0% | Tech/Econ | 12.39% | 0 | 0 | 0
Tech | Single Family | Space Heating | Room heating | TRC | New | NN824 | Smart Thermostat | Smart Thermostat | NonEquip | 11 |  | 22.5% | Tech/Econ | 4% | 70.7903 | 0 | 0
Tech | Single Family | Space Heating | Room heating | TRC | New | NN812 | Sealed crawlspace | Sealed crawlspace | NonEquip | 11 |  | 5.88% | Tech/Econ | 0% | 0 | 0 | 0
Tech | Single Family | Space Heating | Room heating | TRC | New | NN794 | Radiant Barrier | Radiant Barrier | NonEquip | 20 |  | 6.056% | Tech/Econ | 10% | 47.9262 | 0 | 0.053165
Tech | Single Family | Space Heating | Room heating | TRC | New | NN788 | Programmable Thermostat | Programmable Thermostat | NonEquip | 11 |  | 2% | Tech/Econ | 1.72% | 0 | 0 | 0
Tech | Single Family | Space Heating | Room heating | TRC | New | NN776 | HVAC ECM Motor | HVAC ECM Motor | NonEquip | 15 |  | 26.32% | Tech/Econ | 0.6245% | 0 | 0 | 0
Tech | Single Family | Space Heating | Room heating | TRC | New | NN764 | Home Energy Management System | Home Energy Management System | NonEquip | 11 |  | 0.95% | Tech/Econ | 15% | 11.9396 | 0 | 0.0018605
Tech | Single Family | Space Heating | Room heating | TRC | New | NN746 | Heat Pump Tune Up | Heat Pump Tune Up | NonEquip | 2 | Heat pump-heating | 0% | Tech/Econ | 0% | 0 | 0 | 0
Tech | Single Family | Space Heating | Room heating | TRC | New | NN740 | Green Roof | Green Roof | NonEquip | 20 |  | 9.72% | Tech/Econ | 14.65% | 119.1709 | 0 | 0.10612
Tech | Single Family | Space Heating | Room heating | TRC | New | NN728 | Floor Insulation | Floor Insulation | NonEquip | 20 |  | 3.36% | Tech/Econ | 0% | 0 | 0 | 0
Tech | Single Family | Space Heating | Room heating | TRC | New | NN722 | Energy Star Windows | Energy Star Windows | NonEquip | 20 |  | 19% | Tech/Econ | 2.438% | 0 | 0 | 0
Tech | Single Family | Space Heating | Room heating | TRC | New | NN710 | Energy Star Door | Energy Star Door | NonEquip | 20 |  | 14.25% | Tech/Econ | 2.6% | 0 | 0 | 0
Tech | Single Family | Space Heating | Room heating | TRC | New | NN698 | Energy Star Certified Roof Products | Energy Star Certified Roof Products | NonEquip | 20 |  | 32.4% | Tech/Econ | 12.5% | 334.0253 | 0 | 0.29745
Tech | Single Family | Space Heating | Room heating | TRC | New | NN686 | Duct Repair | Duct Repair | NonEquip | 11 |  | 0% | Tech/Econ | 0% | 0 | 0 | 0
Tech | Single Family | Space Heating | Room heating | TRC | New | NN674 | Duct Insulation | Duct Insulation | NonEquip | 15 |  | 0% | Tech/Econ | 0% | 0 | 0 | 0
Tech | Single Family | Space Heating | Room heating | TRC | New | NN650 | Ceiling Insulation(R30 to R38) | Ceiling Insulation(R30 to R38) | NonEquip | 20 |  | 8% | Tech/Econ | 2.011% | 0 | 0 | 0
Tech | Single Family | Space Heating | Room heating | TRC | New | NN638 | Ceiling Insulation(R2 to R38) | Ceiling Insulation(R2 to R38) | NonEquip | 20 |  | 0% | Tech/Econ | 34.48% | 0 | 0 | 0
Tech | Single Family | Space Heating | Room heating | TRC | New | NN626 | Ceiling Insulation(R19 to R38) | Ceiling Insulation(R19 to R38) | NonEquip | 20 |  | 0% | Tech/Econ | 6.429% | 0 | 0 | 0
Tech | Single Family | Space Heating | Room heating | TRC | New | NN614 | Ceiling Insulation(R12 to R38) | Ceiling Insulation(R12 to R38) | NonEquip | 20 |  | 0% | Tech/Econ | 11.98% | 0 | 0 | 0
Tech | Single Family | Space Heating | Room heating | TRC | Existing | NE929 | ENERGY STAR Certified Home | ENERGY STAR Certified Home | NonEquip | 20 |  | 0% | Tech/Econ | 30% | 0 | 0 | 0
Tech | Single Family | Space Heating | Room heating | TRC | Existing | NE893 | Wall Insulation | Wall Insulation | NonEquip | 20 |  | 4.5% | Tech/Econ | 27.09% | 9017.3524 | 0 | 8.0298
Tech | Single Family | Space Heating | Room heating | TRC | Existing | NE881 | Storm Door | Storm Door | NonEquip | 20 |  | 0% | Tech/Econ | 3.151% | 0 | 0 | 0
Tech | Single Family | Space Heating | Room heating | TRC | Existing | NE863 | Spray Foam Insulation(Base R30) | Spray Foam Insulation(Base R30) | NonEquip | 20 |  | 35.13% | Tech/Econ | 3.99% | 9014.6627 | 0 | 22.6768
Tech | Single Family | Space Heating | Room heating | TRC | Existing | NE851 | Spray Foam Insulation(Base R2) | Spray Foam Insulation(Base R2) | NonEquip | 20 |  | 14.63% | Tech/Econ | 33.29% | 37862.9779 | 0 | 42.1921
Tech | Single Family | Space Heating | Room heating | TRC | Existing | NE839 | Spray Foam Insulation(Base R19) | Spray Foam Insulation(Base R19) | NonEquip | 20 |  | 5.725% | Tech/Econ | 7.709% | 2917.2328 | 0 | 5.0857
Tech | Single Family | Space Heating | Room heating | TRC | Existing | NE827 | Spray Foam Insulation(Base R12) | Spray Foam Insulation(Base R12) | NonEquip | 20 |  | 14.21% | Tech/Econ | 12.39% | 12329.6931 | 0 | 16.9918
Tech | Single Family | Space Heating | Room heating | TRC | Existing | NE821 | Smart Thermostat | Smart Thermostat | NonEquip | 11 |  | 22.5% | Tech/Econ | 4% | 5840.4855 | 0 | 0
Tech | Single Family | Space Heating | Room heating | TRC | Existing | NE809 | Sealed crawlspace | Sealed crawlspace | NonEquip | 11 |  | 5.88% | Tech/Econ | 1.167% | 432.4697 | 0 | 0.62253
Tech | Single Family | Space Heating | Room heating | TRC | Existing | NE791 | Radiant Barrier | Radiant Barrier | NonEquip | 20 |  | 1.853% | Tech/Econ | 10% | 1250.2505 | 0 | 1.3869
Tech | Single Family | Space Heating | Room heating | TRC | Existing | NE785 | Programmable Thermostat | Programmable Thermostat | NonEquip | 11 |  | 2% | Tech/Econ | 1.72% | 216.8172 | 0 | 0
Tech | Single Family | Space Heating | Room heating | TRC | Existing | NE773 | HVAC ECM Motor | HVAC ECM Motor | NonEquip | 15 |  | 9.945% | Tech/Econ | 0.6245% | 391.0158 | 0 | 0.36199
Tech | Single Family | Space Heating | Room heating | TRC | Existing | NE761 | Home Energy Management System | Home Energy Management System | NonEquip | 11 |  | 0.95% | Tech/Econ | 15% | 1041.3859 | 0 | 0.14023
Tech | Single Family | Space Heating | Room heating | TRC | Existing | NE743 | Heat Pump Tune Up | Heat Pump Tune Up | NonEquip | 2 | Heat pump-heating | 0% | Tech/Econ | 5% | 0 | 0 | 0
Tech | Single Family | Space Heating | Room heating | TRC | Existing | NE737 | Green Roof | Green Roof | NonEquip | 20 |  | 0.0675% | Tech/Econ | 14.65% | 72.1823 | 0 | 0.064277
Tech | Single Family | Space Heating | Room heating | TRC | Existing | NE719 | Energy Star Windows | Energy Star Windows | NonEquip | 20 |  | 19% | Tech/Econ | 7.128% | 8912.5307 | 0 | 7.9942
Tech | Single Family | Space Heating | Room heating | TRC | Existing | NE707 | Energy Star Door | Energy Star Door | NonEquip | 20 |  | 14.25% | Tech/Econ | 3.663% | 3309.9743 | 0 | 3.2241
Tech | Single Family | Space Heating | Room heating | TRC | Existing | NE695 | Energy Star Certified Roof Products | Energy Star Certified Roof Products | NonEquip | 20 |  | 32.4% | Tech/Econ | 12.5% | 29552.1833 | 0 | 26.3158
Tech | Single Family | Space Heating | Room heating | TRC | Existing | NE683 | Duct Repair | Duct Repair | NonEquip | 11 |  | 14.08% | Tech/Econ | 12% | 11623.8481 | 0 | 10.3509
Tech | Single Family | Space Heating | Room heating | TRC | Existing | NE671 | Duct Insulation | Duct Insulation | NonEquip | 15 |  | 0% | Tech/Econ | 2.045% | 0 | 0 | 0
Tech | Single Family | Space Heating | Room heating | TRC | Existing | NE647 | Ceiling Insulation(R30 to R38) | Ceiling Insulation(R30 to R38) | NonEquip | 20 |  | 3.904% | Tech/Econ | 2.011% | 495.2104 | 0 | 0.49187
Tech | Single Family | Space Heating | Room heating | TRC | Existing | NE635 | Ceiling Insulation(R2 to R38) | Ceiling Insulation(R2 to R38) | NonEquip | 20 |  | 1.625% | Tech/Econ | 34.48% | 4382.5184 | 0 | 4.2716
Tech | Single Family | Space Heating | Room heating | TRC | Existing | NE623 | Ceiling Insulation(R19 to R38) | Ceiling Insulation(R19 to R38) | NonEquip | 20 |  | 0.6361% | Tech/Econ | 6.429% | 265.4951 | 0 | 0.26865
Tech | Single Family | Space Heating | Room heating | TRC | Existing | NE611 | Ceiling Insulation(R12 to R38) | Ceiling Insulation(R12 to R38) | NonEquip | 20 |  | 1.579% | Tech/Econ | 11.98% | 1278.7812 | 0 | 1.2602
Tech | Single Family | Space Heating | Room heating | TRC | Existing | NE605 | Air Sealing-Infiltration Control | Air Sealing-Infiltration Control | NonEquip | 11 |  | 20.8% | Tech/Econ | 9% | 12610.7052 | 0 | 11.2297
Tech | Single Family | Space Cooling | Room AC | TRC | New | NN926 | ENERGY STAR Certified Home | ENERGY STAR Certified Home | NonEquip | 20 |  | 0% | Tech/Econ | 30% | 0 | 0 | 0
Tech | Single Family | Space Cooling | Room AC | TRC | New | NN920 | Solar Attic Fan | Solar Attic Fan | NonEquip | 15 |  | 5.32% | Tech/Econ | 6% | 0 | 0 | 0
Tech | Single Family | Space Cooling | Room AC | TRC | New | NN902 | Window Sun Protection | Window Sun Protection | NonEquip | 10 |  | 19.5% | Tech/Econ | 2.452% | 0 | 0 | 0
Tech | Single Family | Space Cooling | Room AC | TRC | New | NN878 | Storm Door | Storm Door | NonEquip | 20 |  | 0% | Tech/Econ | 1.082% | 0 | 0 | 0
Tech | Single Family | Space Cooling | Room AC | TRC | New | NN872 | Spray Foam Insulation(Base R30) | Spray Foam Insulation(Base R30) | NonEquip | 20 |  | 72% | Tech/Econ | 11.62% | 505.1279 | 0.21601 | 0
Tech | Single Family | Space Cooling | Room AC | TRC | New | NN860 | Spray Foam Insulation(Base R2) | Spray Foam Insulation(Base R2) | NonEquip | 20 |  | 0% | Tech/Econ | 34.78% | 0 | 0 | 0
Tech | Single Family | Space Cooling | Room AC | TRC | New | NN848 | Spray Foam Insulation(Base R19) | Spray Foam Insulation(Base R19) | NonEquip | 20 |  | 0% | Tech/Econ | 14.4% | 0 | 0 | 0
Tech | Single Family | Space Cooling | Room AC | TRC | New | NN836 | Spray Foam Insulation(Base R12) | Spray Foam Insulation(Base R12) | NonEquip | 20 |  | 0% | Tech/Econ | 18.12% | 0 | 0 | 0
Tech | Single Family | Space Cooling | Room AC | TRC | New | NN818 | Smart Thermostat | Smart Thermostat | NonEquip | 11 |  | 22.5% | Tech/Econ | 4% | 0 | 0 | 0
Tech | Single Family | Space Cooling | Room AC | TRC | New | NN800 | Radiant Barrier | Radiant Barrier | NonEquip | 20 |  | 6.056% | Tech/Econ | 10% | 0 | 0 | 0
Tech | Single Family | Space Cooling | Room AC | TRC | New | NN782 | Programmable Thermostat | Programmable Thermostat | NonEquip | 11 |  | 2% | Tech/Econ | 1.72% | 0 | 0 | 0
Tech | Single Family | Space Cooling | Room AC | TRC | New | NN770 | HVAC ECM Motor | HVAC ECM Motor | NonEquip | 15 |  | 26.32% | Tech/Econ | 0.8032% | 0 | 0 | 0
Tech | Single Family | Space Cooling | Room AC | TRC | New | NN758 | Home Energy Management System | Home Energy Management System | NonEquip | 11 |  | 0.95% | Tech/Econ | 7.12% | 0 | 0 | 0
Tech | Single Family | Space Cooling | Room AC | TRC | New | NN752 | Heat Pump Tune Up | Heat Pump Tune Up | NonEquip | 2 | Heat pump-cooling | 0% | Tech/Econ | 0% | 0 | 0 | 0
Tech | Single Family | Space Cooling | Room AC | TRC | New | NN734 | Green Roof | Green Roof | NonEquip | 20 |  | 9.72% | Tech/Econ | 14.65% | 113.1306 | 0.06984 | 0
Tech | Single Family | Space Cooling | Room AC | TRC | New | NN716 | Energy Star Windows | Energy Star Windows | NonEquip | 20 |  | 19% | Tech/Econ | 3.342% | 0 | 0 | 0
Tech | Single Family | Space Cooling | Room AC | TRC | New | NN704 | Energy Star Door | Energy Star Door | NonEquip | 20 |  | 14.25% | Tech/Econ | 1.347% | 0 | 0 | 0
Tech | Single Family | Space Cooling | Room AC | TRC | New | NN692 | Energy Star Certified Roof Products | Energy Star Certified Roof Products | NonEquip | 20 |  | 32.4% | Tech/Econ | 12.5% | 317.0949 | 0.19576 | 0
Tech | Single Family | Space Cooling | Room AC | TRC | New | NN656 | Ceiling Insulation(R30 to R38) | Ceiling Insulation(R30 to R38) | NonEquip | 20 |  | 8% | Tech/Econ | 1.432% | 0 | 0 | 0
Tech | Single Family | Space Cooling | Room AC | TRC | New | NN644 | Ceiling Insulation(R2 to R38) | Ceiling Insulation(R2 to R38) | NonEquip | 20 |  | 0% | Tech/Econ | 29.55% | 0 | 0 | 0
Tech | Single Family | Space Cooling | Room AC | TRC | New | NN632 | Ceiling Insulation(R19 to R38) | Ceiling Insulation(R19 to R38) | NonEquip | 20 |  | 0% | Tech/Econ | 5.005% | 0 | 0 | 0
Tech | Single Family | Space Cooling | Room AC | TRC | New | NN620 | Ceiling Insulation(R12 to R38) | Ceiling Insulation(R12 to R38) | NonEquip | 20 |  | 0% | Tech/Econ | 9.56% | 0 | 0 | 0
Tech | Single Family | Space Cooling | Room AC | TRC | New | NN602 | Air Sealing-Infiltration Control | Air Sealing-Infiltration Control | NonEquip | 11 |  | 20.8% | Tech/Econ | 0% | 0 | 0 | 0
Tech | Single Family | Space Cooling | Room AC | TRC | Existing | NE923 | ENERGY STAR Certified Home | ENERGY STAR Certified Home | NonEquip | 20 |  | 0% | Tech/Econ | 30% | 0 | 0 | 0
Tech | Single Family | Space Cooling | Room AC | TRC | Existing | NE917 | Solar Attic Fan | Solar Attic Fan | NonEquip | 15 |  | 1.976% | Tech/Econ | 6% | 654.1661 | 0.22496 | 0
Tech | Single Family | Space Cooling | Room AC | TRC | Existing | NE899 | Window Sun Protection | Window Sun Protection | NonEquip | 10 |  | 19.5% | Tech/Econ | 2.452% | 2603.6175 | 3.9162 | -1.7923
Tech | Single Family | Space Cooling | Room AC | TRC | Existing | NE887 | Wall Insulation | Wall Insulation | NonEquip | 20 |  | 4.5% | Tech/Econ | 5.498% | 1363.4247 | 0.8417 | 0
Tech | Single Family | Space Cooling | Room AC | TRC | Existing | NE875 | Storm Door | Storm Door | NonEquip | 20 |  | 0% | Tech/Econ | 1.633% | 0 | 0 | 0
Tech | Single Family | Space Cooling | Room AC | TRC | Existing | NE869 | Spray Foam Insulation(Base R30) | Spray Foam Insulation(Base R30) | NonEquip | 20 |  | 35.13% | Tech/Econ | 11.62% | 26054.475 | 11.1416 | 0
Tech | Single Family | Space Cooling | Room AC | TRC | Existing | NE857 | Spray Foam Insulation(Base R2) | Spray Foam Insulation(Base R2) | NonEquip | 20 |  | 14.63% | Tech/Econ | 34.78% | 37770.7345 | 22.1547 | 0
Tech | Single Family | Space Cooling | Room AC | TRC | Existing | NE845 | Spray Foam Insulation(Base R19) | Spray Foam Insulation(Base R19) | NonEquip | 20 |  | 5.725% | Tech/Econ | 14.4% | 5624.5671 | 2.6879 | 0
Tech | Single Family | Space Cooling | Room AC | TRC | Existing | NE833 | Spray Foam Insulation(Base R12) | Spray Foam Insulation(Base R12) | NonEquip | 20 |  | 14.21% | Tech/Econ | 18.12% | 18034.6852 | 6.79 | 0
Tech | Single Family | Space Cooling | Room AC | TRC | Existing | NE815 | Smart Thermostat | Smart Thermostat | NonEquip | 11 |  | 22.5% | Tech/Econ | 4% | 4946.1028 | 6.0339 | 0
Tech | Single Family | Space Cooling | Room AC | TRC | Existing | NE797 | Radiant Barrier | Radiant Barrier | NonEquip | 20 |  | 1.853% | Tech/Econ | 10% | 1134.2557 | 0.68882 | 0
Tech | Single Family | Space Cooling | Room AC | TRC | Existing | NE779 | Programmable Thermostat | Programmable Thermostat | NonEquip | 11 |  | 2% | Tech/Econ | 1.72% | 185.9497 | 0.22685 | 0
Tech | Single Family | Space Cooling | Room AC | TRC | Existing | NE755 | Home Energy Management System | Home Energy Management System | NonEquip | 11 |  | 0.95% | Tech/Econ | 7.12% | 373.4628 | 0.1494 | 0
Tech | Single Family | Space Cooling | Room AC | TRC | Existing | NE749 | Heat Pump Tune Up | Heat Pump Tune Up | NonEquip | 2 | Heat pump-cooling | 0% | Tech/Econ | 5% | 0 | 0 | 0
Tech | Single Family | Space Cooling | Room AC | TRC | Existing | NE731 | Green Roof | Green Roof | NonEquip | 20 |  | 0.0675% | Tech/Econ | 14.65% | 67.4993 | 0.04167 | 0
Tech | Single Family | Space Cooling | Room AC | TRC | Existing | NE713 | Energy Star Windows | Energy Star Windows | NonEquip | 20 |  | 19% | Tech/Econ | 9.77% | 11344.5485 | 2.227 | 0
Tech | Single Family | Space Cooling | Room AC | TRC | Existing | NE701 | Energy Star Door | Energy Star Door | NonEquip | 20 |  | 14.25% | Tech/Econ | 1.898% | 1465.8197 | 0.52105 | 0
Tech | Single Family | Space Cooling | Room AC | TRC | Existing | NE689 | Energy Star Certified Roof Products | Energy Star Certified Roof Products | NonEquip | 20 |  | 32.4% | Tech/Econ | 12.5% | 27407.1076 | 16.9195 | 0
Tech | Single Family | Space Cooling | Room AC | TRC | Existing | NE677 | Duct Repair | Duct Repair | NonEquip | 11 |  | 14.08% | Tech/Econ | 12% | 10973.366 | 6.7743 | 0
Tech | Single Family | Space Cooling | Room AC | TRC | Existing | NE665 | Duct Insulation | Duct Insulation | NonEquip | 15 |  | 0% | Tech/Econ | 2.045% | 0 | 0 | 0
Tech | Single Family | Space Cooling | Room AC | TRC | Existing | NE659 | Central AC Tune Up | Central AC Tune Up | NonEquip | 2 | CAC | 0% | Tech/Econ | 5% | 0 | 0 | 0
Tech | Single Family | Space Cooling | Room AC | TRC | Existing | NE641 | Ceiling Insulation(R2 to R38) | Ceiling Insulation(R2 to R38) | NonEquip | 20 |  | 1.625% | Tech/Econ | 29.55% | 3384.2049 | 1.6086 | 0
Tech | Single Family | Space Cooling | Room AC | TRC | Existing | NE629 | Ceiling Insulation(R19 to R38) | Ceiling Insulation(R19 to R38) | NonEquip | 20 |  | 0.6361% | Tech/Econ | 5.005% | 174.9933 | 0.11648 | 0
Tech | Single Family | Space Cooling | Room AC | TRC | Existing | NE617 | Ceiling Insulation(R12 to R38) | Ceiling Insulation(R12 to R38) | NonEquip | 20 |  | 1.579% | Tech/Econ | 9.56% | 905.4052 | 0.58759 | 0
Tech | Single Family | Space Cooling | Room AC | TRC | Existing | NE599 | Air Sealing-Infiltration Control | Air Sealing-Infiltration Control | NonEquip | 11 |  | 20.8% | Tech/Econ | 9% | 10533.1099 | 6.5025 | 0
Tech | Single Family | Space Cooling | Room AC | TRC | Turnover | ET344 | Variable Refrigerant Flow (VRF) HVAC Systems | Variable Refrigerant Flow (VRF) HVAC Systems | Equip | 13 | Room AC | 0.5419% | Tech/Econ | 25.82% | 981.3993 | 0.094866 | 0
Tech | Single Family | Space Cooling | Room AC | TRC | Turnover | ET317 | Energy Star Room AC | Energy Star Room AC | Equip | 9 | Room AC | 66% | Tech/Econ | 9.167% | 36233.4226 | 22.3684 | 0
Tech | Single Family | Space Cooling | Room AC | TRC | New | EN350 | Variable Refrigerant Flow (VRF) HVAC Systems | Variable Refrigerant Flow (VRF) HVAC Systems | Equip | 13 | Room AC | 0.636% | Tech/Econ | 25.82% | 13.0637 | 0.0012628 | 0
Tech | Single Family | Space Cooling | Room AC | TRC | New | EN323 | Energy Star Room AC | Energy Star Room AC | Equip | 9 | Room AC | 66% | Tech/Econ | 9.167% | 423.9405 | 0.26172 | 0
Tech | Single Family | Appliances | Refrigerator | TRC | New | NN956 | ENERGY STAR Certified Home | ENERGY STAR Certified Home | NonEquip | 20 |  | 0% | Tech/Econ | 30% | 0 | 0 | 0
Tech | Single Family | Appliances | Refrigerator | TRC | New | NN536 | Removal of 2nd Refrigerator-Freezer | Removal of 2nd Refrigerator-Freezer | NonEquip | 5 | Refrigerator | 0% | Tech/Econ | 100% | 0 | 0 | 0
Tech | Single Family | Appliances | Refrigerator | TRC | Existing | NE953 | ENERGY STAR Certified Home | ENERGY STAR Certified Home | NonEquip | 20 |  | 0% | Tech/Econ | 30% | 0 | 0 | 0
Tech | Single Family | Appliances | Refrigerator | TRC | Existing | NE533 | Removal of 2nd Refrigerator-Freezer | Removal of 2nd Refrigerator-Freezer | NonEquip | 5 | Refrigerator | 3.325% | Tech/Econ | 100% | 720493.3935 | 75.2076 | 25.0574
Tech | Single Family | Appliances | Refrigerator | TRC | Turnover | ET38 | Energy Star Refrigerator | Energy Star Refrigerator | Equip | 14 | Refrigerator | 54% | Tech/Econ | 21.99% | 2487401.363 | 259.6436 | 86.5071
Tech | Single Family | Appliances | Refrigerator | TRC | New | EN44 | Energy Star Refrigerator | Energy Star Refrigerator | Equip | 14 | Refrigerator | 54% | Tech/Econ | 21.99% | 27565.4854 | 2.8774 | 0.95868
Tech | Single Family | Cooking | Range | TRC | New | NN950 | ENERGY STAR Certified Home | ENERGY STAR Certified Home | NonEquip | 20 |  | 0% | Tech/Econ | 30% | 0 | 0 | 0
Tech | Single Family | Cooking | Range | TRC | Existing | NE947 | ENERGY STAR Certified Home | ENERGY STAR Certified Home | NonEquip | 20 |  | 0% | Tech/Econ | 30% | 0 | 0 | 0
Tech | Single Family | Cooking | Range | TRC | Turnover | ET65 | High Efficiency Induction Cooktop | High Efficiency Induction Cooktop | Equip | 10 | Range | 77.95% | Tech/Econ | 18.82% | 975067.0374 | 231.2285 | 55.4774
Tech | Single Family | Cooking | Range | TRC | New | EN71 | High Efficiency Induction Cooktop | High Efficiency Induction Cooktop | Equip | 10 | Range | 77.95% | Tech/Econ | 18.82% | 10446.4429 | 2.4773 | 0.59436
Tech | Single Family | Miscellaneous | Pool pump | TRC | New | NN968 | ENERGY STAR Certified Home | ENERGY STAR Certified Home | NonEquip | 20 |  | 0% | Tech/Econ | 30% | 0 | 0 | 0
Tech | Single Family | Miscellaneous | Pool pump | TRC | Existing | NE965 | ENERGY STAR Certified Home | ENERGY STAR Certified Home | NonEquip | 20 |  | 0% | Tech/Econ | 30% | 0 | 0 | 0
Tech | Single Family | Miscellaneous | Pool pump | TRC | Turnover | ET524 | Variable Speed Pool Pump | Variable Speed Pool Pump | Equip | 10 | Pool pump | 57% | Tech/Econ | 64.36% | 1860989.412 | 1011.4072 | 0
Tech | Single Family | Miscellaneous | Pool pump | TRC | Turnover | ET515 | Two Speed Pool Pump | Two Speed Pool Pump | Equip | 10 | Pool pump | 0% | Tech/Econ | 61.79% | 0 | 0 | 0
Tech | Single Family | Miscellaneous | Pool pump | TRC | Turnover | ET506 | Solar Powered Pool Pumps | Solar Powered Pool Pumps | Equip | 10 | Pool pump | 0% | Tech/Econ | 81% | 0 | 0 | 0
Tech | Single Family | Miscellaneous | Pool pump | TRC | New | EN530 | Variable Speed Pool Pump | Variable Speed Pool Pump | Equip | 10 | Pool pump | 57% | Tech/Econ | 64.36% | 19937.8287 | 10.8358 | 0
Tech | Single Family | Miscellaneous | Pool pump | TRC | New | EN521 | Two Speed Pool Pump | Two Speed Pool Pump | Equip | 10 | Pool pump | 0% | Tech/Econ | 61.79% | 0 | 0 | 0
Tech | Single Family | Miscellaneous | Pool pump | TRC | New | EN512 | Solar Powered Pool Pumps | Solar Powered Pool Pumps | Equip | 10 | Pool pump | 0% | Tech/Econ | 81% | 0 | 0 | 0
Tech | Single Family | Miscellaneous | Pool heater | TRC | New | NN968 | ENERGY STAR Certified Home | ENERGY STAR Certified Home | NonEquip | 20 |  | 0% | Tech/Econ | 30% | 0 | 0 | 0
Tech | Single Family | Miscellaneous | Pool heater | TRC | Existing | NE965 | ENERGY STAR Certified Home | ENERGY STAR Certified Home | NonEquip | 20 |  | 0% | Tech/Econ | 30% | 0 | 0 | 0
Tech | Single Family | Miscellaneous | Pool heater | TRC | Turnover | ET497 | Solar Pool Heater | Solar Pool Heater | Equip | 15 | Pool heater | 12.54% | Tech/Econ | 86.11% | 529242.3248 | 0 | 0
Tech | Single Family | Miscellaneous | Pool heater | TRC | Turnover | ET488 | Heat Pump Pool Heater | Heat Pump Pool Heater | Equip | 15 | Pool heater | 44.46% | Tech/Econ | 80% | 1554999.498 | 0 | 0
Tech | Single Family | Miscellaneous | Pool heater | TRC | New | EN503 | Solar Pool Heater | Solar Pool Heater | Equip | 15 | Pool heater | 12.54% | Tech/Econ | 86.11% | 5670.0714 | 0 | 0
Tech | Single Family | Miscellaneous | Pool heater | TRC | New | EN494 | Heat Pump Pool Heater | Heat Pump Pool Heater | Equip | 15 | Pool heater | 44.46% | Tech/Econ | 80% | 16659.5863 | 0 | 0
Tech | Single Family | Domestic Hot Water | Point-of-use | TRC | New | NN938 | ENERGY STAR Certified Home | ENERGY STAR Certified Home | NonEquip | 20 |  | 0% | Tech/Econ | 30% | 0 | 0 | 0
Tech | Single Family | Domestic Hot Water | Point-of-use | TRC | New | NN590 | Water Heater Timeclock | Water Heater Timeclock | NonEquip | 7 |  | 18% | Tech/Econ | 5% | 0 | 0 | 0
Tech | Single Family | Domestic Hot Water | Point-of-use | TRC | New | NN584 | Water Heater Thermostat Setback | Water Heater Thermostat Setback | NonEquip | 4 |  | 9.142% | Tech/Econ | 1.894% | 0 | 0 | 0
Tech | Single Family | Domestic Hot Water | Point-of-use | TRC | New | NN578 | Water Heater Blanket | Water Heater Blanket | NonEquip | 7 |  | 1.582% | Tech/Econ | 13.08% | 12.7202 | 0.0011457 | 0.0024663
Tech | Single Family | Domestic Hot Water | Point-of-use | TRC | New | NN572 | Thermostatic Shower Restriction Valve | Thermostatic Shower Restriction Valve | NonEquip | 10 |  | 12.19% | Tech/Econ | 4.798% | 0 | 0 | 0
Tech | Single Family | Domestic Hot Water | Point-of-use | TRC | New | NN566 | Low Flow Showerhead | Low Flow Showerhead | NonEquip | 9 |  | 80% | Tech/Econ | 15.28% | 856.0396 | 0.077104 | 0.16597
Tech | Single Family | Domestic Hot Water | Point-of-use | TRC | New | NN560 | Hot Water Pipe Insulation | Hot Water Pipe Insulation | NonEquip | 13 |  | 11.43% | Tech/Econ | 7.656% | 41.4005 | 0.003729 | 0.008027
Tech | Single Family | Domestic Hot Water | Point-of-use | TRC | New | NN554 | Heat Trap | Heat Trap | NonEquip | 10 |  | 9.142% | Tech/Econ | 6.849% | 0 | 0 | 0
Tech | Single Family | Domestic Hot Water | Point-of-use | TRC | New | NN548 | Faucet Aerator | Faucet Aerator | NonEquip | 10 |  | 13.71% | Tech/Econ | 1.502% | 0 | 0 | 0
Tech | Single Family | Domestic Hot Water | Point-of-use | TRC | New | NN542 | Drain Water Heat Recovery | Drain Water Heat Recovery | NonEquip | 15 |  | 9.5% | Tech/Econ | 12.3% | 71.693 | 0.0064574 | 0.0139
Tech | Single Family | Domestic Hot Water | Point-of-use | TRC | Existing | NE935 | ENERGY STAR Certified Home | ENERGY STAR Certified Home | NonEquip | 20 |  | 0% | Tech/Econ | 30% | 0 | 0 | 0
Tech | Single Family | Domestic Hot Water | Point-of-use | TRC | Existing | NE587 | Water Heater Timeclock | Water Heater Timeclock | NonEquip | 7 |  | 21.6% | Tech/Econ | 5% | 6450.5075 | 0 | 0
Tech | Single Family | Domestic Hot Water | Point-of-use | TRC | Existing | NE581 | Water Heater Thermostat Setback | Water Heater Thermostat Setback | NonEquip | 4 |  | 1.582% | Tech/Econ | 1.894% | 176.7719 | 0.015922 | 0.034274
Tech | Single Family | Domestic Hot Water | Point-of-use | TRC | Existing | NE575 | Water Heater Blanket | Water Heater Blanket | NonEquip | 7 |  | 9.142% | Tech/Econ | 13.67% | 8143.2257 | 0.73347 | 1.5789
Tech | Single Family | Domestic Hot Water | Point-of-use | TRC | Existing | NE569 | Thermostatic Shower Restriction Valve | Thermostatic Shower Restriction Valve | NonEquip | 10 |  | 2.11% | Tech/Econ | 4.798% | 597.9896 | 0.053861 | 0.11594
Tech | Single Family | Domestic Hot Water | Point-of-use | TRC | Existing | NE563 | Low Flow Showerhead | Low Flow Showerhead | NonEquip | 9 |  | 2.11% | Tech/Econ | 15.28% | 2107.1091 | 0.18979 | 0.40854
Tech | Single Family | Domestic Hot Water | Point-of-use | TRC | Existing | NE557 | Hot Water Pipe Insulation | Hot Water Pipe Insulation | NonEquip | 13 |  | 1.978% | Tech/Econ | 7.656% | 963.0621 | 0.086744 | 0.18672
Tech | Single Family | Domestic Hot Water | Point-of-use | TRC | Existing | NE551 | Heat Trap | Heat Trap | NonEquip | 10 |  | 1.582% | Tech/Econ | 6.849% | 688.1492 | 0.061982 | 0.13342
Tech | Single Family | Domestic Hot Water | Point-of-use | TRC | Existing | NE545 | Faucet Aerator | Faucet Aerator | NonEquip | 10 |  | 2.373% | Tech/Econ | 3.604% | 504.8131 | 0.045469 | 0.097876
Tech | Single Family | Domestic Hot Water | Point-of-use | TRC | Existing | NE539 | Drain Water Heat Recovery | Drain Water Heat Recovery | NonEquip | 15 |  | 9.5% | Tech/Econ | 12.3% | 7519.5551 | 0.67729 | 1.4579
Tech | Single Family | Domestic Hot Water | Point-of-use | TRC | Turnover | ET83 | Instantaneous Hot Water System | Instantaneous Hot Water System | Equip | 20 | Point-of-use | 99.98% | Tech/Econ | 5.847% | 37082.0808 | -0.85906 | 10.2128
Tech | Single Family | Domestic Hot Water | Point-of-use | TRC | New | EN89 | Instantaneous Hot Water System | Instantaneous Hot Water System | Equip | 20 | Point-of-use | 99.98% | Tech/Econ | 5.847% | 352.0484 | -0.0081557 | 0.096958
Tech | Single Family | Cooking | Oven | TRC | New | NN950 | ENERGY STAR Certified Home | ENERGY STAR Certified Home | NonEquip | 20 |  | 0% | Tech/Econ | 30% | 0 | 0 | 0
Tech | Single Family | Cooking | Oven | TRC | Existing | NE947 | ENERGY STAR Certified Home | ENERGY STAR Certified Home | NonEquip | 20 |  | 0% | Tech/Econ | 30% | 0 | 0 | 0
Tech | Single Family | Cooking | Oven | TRC | Turnover | ET56 | High Efficiency Convection Oven | High Efficiency Convection Oven | Equip | 12 | Oven | 73.06% | Tech/Econ | 20% | 1041613.639 | 258.4814 | 84.9866
Tech | Single Family | Cooking | Oven | TRC | New | EN62 | High Efficiency Convection Oven | High Efficiency Convection Oven | Equip | 12 | Oven | 73.06% | Tech/Econ | 20% | 11159.3941 | 2.7693 | 0.91051
Tech | Single Family | Electronics | Other AV | TRC | New | NN962 | ENERGY STAR Certified Home | ENERGY STAR Certified Home | NonEquip | 20 |  | 0% | Tech/Econ | 30% | 0 | 0 | 0
Tech | Single Family | Electronics | Other AV | TRC | New | NN596 | Smart Power Strip | Smart Power Strip | NonEquip | 5 |  | 22.5% | Tech/Econ | 2.366% | 172.323 | 0.018982 | 0.014811
Tech | Single Family | Electronics | Other AV | TRC | Existing | NE959 | ENERGY STAR Certified Home | ENERGY STAR Certified Home | NonEquip | 20 |  | 0% | Tech/Econ | 30% | 0 | 0 | 0
Tech | Single Family | Electronics | Other AV | TRC | Existing | NE593 | Smart Power Strip | Smart Power Strip | NonEquip | 5 |  | 22.5% | Tech/Econ | 2.366% | 16084.5593 | 1.7717 | 1.3825
Tech | Single Family | Electronics | Other AV | TRC | Turnover | ET110 | Energy Star Audio-Video Equipment | Energy Star Audio-Video Equipment | Equip | 5 | Other AV | 43% | Tech/Econ | 81.69% | 1636133.946 | 0 | 0
Tech | Single Family | Electronics | Other AV | TRC | New | EN116 | Energy Star Audio-Video Equipment | Energy Star Audio-Video Equipment | Equip | 5 | Other AV | 43% | Tech/Econ | 81.69% | 17528.8254 | 0 | 0
Tech | Single Family | Miscellaneous | Other | TRC | New | NN968 | ENERGY STAR Certified Home | ENERGY STAR Certified Home | NonEquip | 20 |  | 0% | Tech/Econ | 30% | 0 | 0 | 0
Tech | Single Family | Miscellaneous | Other | TRC | Existing | NE965 | ENERGY STAR Certified Home | ENERGY STAR Certified Home | NonEquip | 20 |  | 0% | Tech/Econ | 30% | 0 | 0 | 0
Tech | Single Family | Miscellaneous | Other | TRC | Turnover | ET479 | Energy Star Dehumidifier | Energy Star Dehumidifier | Equip | 12 | Other | 0.3002% | Tech/Econ | 25% | 18737.1542 | 3.0731 | 0.58209
Tech | Single Family | Miscellaneous | Other | TRC | New | EN485 | Energy Star Dehumidifier | Energy Star Dehumidifier | Equip | 12 | Other | 0.3002% | Tech/Econ | 25% | 200.7417 | 0.032924 | 0.0062363
Tech | Single Family | Cooking | Microwave | TRC | New | NN950 | ENERGY STAR Certified Home | ENERGY STAR Certified Home | NonEquip | 20 |  | 0% | Tech/Econ | 30% | 0 | 0 | 0
Tech | Single Family | Cooking | Microwave | TRC | Existing | NE947 | ENERGY STAR Certified Home | ENERGY STAR Certified Home | NonEquip | 20 |  | 0% | Tech/Econ | 30% | 0 | 0 | 0
Tech | Single Family | Lighting | Interior specialty | TRC | New | NN944 | ENERGY STAR Certified Home | ENERGY STAR Certified Home | NonEquip | 20 |  | 0% | Tech/Econ | 30% | 0 | 0 | 0
Tech | Single Family | Lighting | Interior specialty | TRC | New | NN914 | Interior Lighting Controls | Interior Lighting Controls | NonEquip | 8 | Interior screw-in | 0% | Tech/Econ | 28.57% | 0 | 0 | 0
Tech | Single Family | Lighting | Interior specialty | TRC | New | NN908 | Exterior Lighting Controls | Exterior Lighting Controls | NonEquip | 10 | Exterior screw-in | 0% | Tech/Econ | 50% | 0 | 0 | 0
Tech | Single Family | Lighting | Interior specialty | TRC | Existing | NE941 | ENERGY STAR Certified Home | ENERGY STAR Certified Home | NonEquip | 20 |  | 0% | Tech/Econ | 30% | 0 | 0 | 0
Tech | Single Family | Lighting | Interior specialty | TRC | Existing | NE911 | Interior Lighting Controls | Interior Lighting Controls | NonEquip | 8 | Interior screw-in | 0% | Tech/Econ | 28.57% | 0 | 0 | 0
Tech | Single Family | Lighting | Interior specialty | TRC | Existing | NE905 | Exterior Lighting Controls | Exterior Lighting Controls | NonEquip | 10 | Exterior screw-in | 0% | Tech/Econ | 50% | 0 | 0 | 0
Tech | Single Family | Lighting | Interior specialty | TRC | Turnover | ET434 | LED Specialty Lamps-5W Chandelier | LED Specialty Lamps-5W Chandelier | Equip | 10 | Interior specialty | 50% | Tech/Econ | 58.33% | 61834.1002 | 5.439 | 5.7106
Tech | Single Family | Lighting | Interior specialty | TRC | New | EN440 | LED Specialty Lamps-5W Chandelier | LED Specialty Lamps-5W Chandelier | Equip | 10 | Interior specialty | 50% | Tech/Econ | 58.33% | 662.4636 | 0.058271 | 0.061181
Tech | Single Family | Lighting | Interior screw-in | TRC | New | NN944 | ENERGY STAR Certified Home | ENERGY STAR Certified Home | NonEquip | 20 |  | 0% | Tech/Econ | 30% | 0 | 0 | 0
Tech | Single Family | Lighting | Interior screw-in | TRC | New | NN914 | Interior Lighting Controls | Interior Lighting Controls | NonEquip | 8 | Interior screw-in | 15.3% | Tech/Econ | 28.57% | 0 | 0 | 0
Tech | Single Family | Lighting | Interior screw-in | TRC | New | NN908 | Exterior Lighting Controls | Exterior Lighting Controls | NonEquip | 10 | Exterior screw-in | 0% | Tech/Econ | 50% | 0 | 0 | 0
Tech | Single Family | Lighting | Interior screw-in | TRC | Existing | NE941 | ENERGY STAR Certified Home | ENERGY STAR Certified Home | NonEquip | 20 |  | 0% | Tech/Econ | 30% | 0 | 0 | 0
Tech | Single Family | Lighting | Interior screw-in | TRC | Existing | NE911 | Interior Lighting Controls | Interior Lighting Controls | NonEquip | 8 | Interior screw-in | 3.06% | Tech/Econ | 28.57% | 23947.0096 | 3.2478 | 2.4523
Tech | Single Family | Lighting | Interior screw-in | TRC | Existing | NE905 | Exterior Lighting Controls | Exterior Lighting Controls | NonEquip | 10 | Exterior screw-in | 0% | Tech/Econ | 50% | 0 | 0 | 0
Tech | Single Family | Lighting | Interior screw-in | TRC | Turnover | ET416 | LED - 9W Flood | LED - 9W Flood | Equip | 10 | Interior screw-in | 50% | Tech/Econ | 53.85% | 1376071.245 | 121.0409 | 127.0855
Tech | Single Family | Lighting | Interior screw-in | TRC | Turnover | ET398 | LED - 14W | LED - 14W | Equip | 10 | Interior screw-in | 50% | Tech/Econ | 53.33% | 996013.4722 | 87.6106 | 91.9857
Tech | Single Family | Lighting | Interior screw-in | TRC | New | EN422 | LED - 9W Flood | LED - 9W Flood | Equip | 10 | Interior screw-in | 50% | Tech/Econ | 53.85% | 14742.627 | 1.2968 | 1.3615
Tech | Single Family | Lighting | Interior screw-in | TRC | New | EN404 | LED - 14W | LED - 14W | Equip | 10 | Interior screw-in | 50% | Tech/Econ | 53.33% | 10670.8538 | 0.93862 | 0.98549
Tech | Single Family | Lighting | Interior fluorescent | TRC | New | NN944 | ENERGY STAR Certified Home | ENERGY STAR Certified Home | NonEquip | 20 |  | 0% | Tech/Econ | 30% | 0 | 0 | 0
Tech | Single Family | Lighting | Interior fluorescent | TRC | New | NN914 | Interior Lighting Controls | Interior Lighting Controls | NonEquip | 8 | Interior screw-in | 0% | Tech/Econ | 28.57% | 0 | 0 | 0
Tech | Single Family | Lighting | Interior fluorescent | TRC | New | NN908 | Exterior Lighting Controls | Exterior Lighting Controls | NonEquip | 10 | Exterior screw-in | 0% | Tech/Econ | 50% | 0 | 0 | 0
Tech | Single Family | Lighting | Interior fluorescent | TRC | Existing | NE941 | ENERGY STAR Certified Home | ENERGY STAR Certified Home | NonEquip | 20 |  | 0% | Tech/Econ | 30% | 0 | 0 | 0
Tech | Single Family | Lighting | Interior fluorescent | TRC | Existing | NE911 | Interior Lighting Controls | Interior Lighting Controls | NonEquip | 8 | Interior screw-in | 0% | Tech/Econ | 28.57% | 0 | 0 | 0
Tech | Single Family | Lighting | Interior fluorescent | TRC | Existing | NE905 | Exterior Lighting Controls | Exterior Lighting Controls | NonEquip | 10 | Exterior screw-in | 0% | Tech/Econ | 50% | 0 | 0 | 0
Tech | Single Family | Lighting | Interior fluorescent | TRC | Turnover | ET452 | Low Wattage T8 Fixture | Low Wattage T8 Fixture | Equip | 15 | Interior fluorescent | 0% | Tech/Econ | 18.75% | 0 | 0 | 0
Tech | Single Family | Lighting | Interior fluorescent | TRC | Turnover | ET443 | Linear LED | Linear LED | Equip | 15 | Interior fluorescent | 79% | Tech/Econ | 43.75% | 357006.2221 | 0 | 2.0795e-05
Tech | Single Family | Lighting | Interior fluorescent | TRC | New | EN458 | Low Wattage T8 Fixture | Low Wattage T8 Fixture | Equip | 15 | Interior fluorescent | 0% | Tech/Econ | 18.75% | 0 | 0 | 0
Tech | Single Family | Lighting | Interior fluorescent | TRC | New | EN449 | Linear LED | Linear LED | Equip | 15 | Interior fluorescent | 79% | Tech/Econ | 43.75% | 3824.8089 | 0 | 2.2279e-07
Tech | Single Family | Electronics | Home office | TRC | New | NN962 | ENERGY STAR Certified Home | ENERGY STAR Certified Home | NonEquip | 20 |  | 0% | Tech/Econ | 30% | 0 | 0 | 0
Tech | Single Family | Electronics | Home office | TRC | New | NN596 | Smart Power Strip | Smart Power Strip | NonEquip | 5 |  | 22.5% | Tech/Econ | 2.366% | 203.4696 | 0.022412 | 0.017488
Tech | Single Family | Electronics | Home office | TRC | Existing | NE959 | ENERGY STAR Certified Home | ENERGY STAR Certified Home | NonEquip | 20 |  | 0% | Tech/Econ | 30% | 0 | 0 | 0
Tech | Single Family | Electronics | Home office | TRC | Existing | NE593 | Smart Power Strip | Smart Power Strip | NonEquip | 5 |  | 22.5% | Tech/Econ | 2.366% | 18991.7805 | 2.092 | 1.6323
Tech | Single Family | Electronics | Home office | TRC | Turnover | ET128 | Energy Star Personal Computer | Energy Star Personal Computer | Equip | 4 | Home office | 35% | Tech/Econ | 43.62% | 645598.63 | 102.357 | 21.9434
Tech | Single Family | Electronics | Home office | TRC | Turnover | ET119 | Energy Star Imaging Equipment | Energy Star Imaging Equipment | Equip | 5 | Home office | 1% | Tech/Econ | 42.61% | 15267.7181 | 1.3842 | 0.80823
Tech | Single Family | Electronics | Home office | TRC | New | EN134 | Energy Star Personal Computer | Energy Star Personal Computer | Equip | 4 | Home office | 35% | Tech/Econ | 43.62% | 6916.6621 | 1.0966 | 0.23509
Tech | Single Family | Electronics | Home office | TRC | New | EN125 | Energy Star Imaging Equipment | Energy Star Imaging Equipment | Equip | 5 | Home office | 1% | Tech/Econ | 42.61% | 163.5717 | 0.01483 | 0.008659
Tech | Single Family | Space Heating | Heat pump-heating | TRC | New | NN932 | ENERGY STAR Certified Home | ENERGY STAR Certified Home | NonEquip | 20 |  | 0% | Tech/Econ | 30% | 0 | 0 | 0
Tech | Single Family | Space Heating | Heat pump-heating | TRC | New | NN884 | Storm Door | Storm Door | NonEquip | 20 |  | 0% | Tech/Econ | 2.088% | 0 | 0 | 0
Tech | Single Family | Space Heating | Heat pump-heating | TRC | New | NN866 | Spray Foam Insulation(Base R30) | Spray Foam Insulation(Base R30) | NonEquip | 20 |  | 72% | Tech/Econ | 3.99% | 417.4866 | 0 | 1.0502
Tech | Single Family | Space Heating | Heat pump-heating | TRC | New | NN854 | Spray Foam Insulation(Base R2) | Spray Foam Insulation(Base R2) | NonEquip | 20 |  | 0% | Tech/Econ | 33.29% | 0 | 0 | 0
Tech | Single Family | Space Heating | Heat pump-heating | TRC | New | NN842 | Spray Foam Insulation(Base R19) | Spray Foam Insulation(Base R19) | NonEquip | 20 |  | 0% | Tech/Econ | 7.709% | 0 | 0 | 0
Tech | Single Family | Space Heating | Heat pump-heating | TRC | New | NN830 | Spray Foam Insulation(Base R12) | Spray Foam Insulation(Base R12) | NonEquip | 20 |  | 0% | Tech/Econ | 12.39% | 0 | 0 | 0
Tech | Single Family | Space Heating | Heat pump-heating | TRC | New | NN824 | Smart Thermostat | Smart Thermostat | NonEquip | 11 |  | 22.5% | Tech/Econ | 4% | 334.9369 | 0 | 0
Tech | Single Family | Space Heating | Heat pump-heating | TRC | New | NN794 | Radiant Barrier | Radiant Barrier | NonEquip | 20 |  | 6.056% | Tech/Econ | 10% | 226.7579 | 0 | 0.25155
Tech | Single Family | Space Heating | Heat pump-heating | TRC | New | NN764 | Home Energy Management System | Home Energy Management System | NonEquip | 11 |  | 0.95% | Tech/Econ | 15% | 56.4909 | 0 | 0.0088029
Tech | Single Family | Space Heating | Heat pump-heating | TRC | New | NN740 | Green Roof | Green Roof | NonEquip | 20 |  | 9.72% | Tech/Econ | 14.65% | 563.8449 | 0 | 0.5021
Tech | Single Family | Space Heating | Heat pump-heating | TRC | New | NN722 | Energy Star Windows | Energy Star Windows | NonEquip | 20 |  | 19% | Tech/Econ | 2.438% | 0 | 0 | 0
Tech | Single Family | Space Heating | Heat pump-heating | TRC | New | NN710 | Energy Star Door | Energy Star Door | NonEquip | 20 |  | 14.25% | Tech/Econ | 2.6% | 0 | 0 | 0
Tech | Single Family | Space Heating | Heat pump-heating | TRC | New | NN698 | Energy Star Certified Roof Products | Energy Star Certified Roof Products | NonEquip | 20 |  | 32.4% | Tech/Econ | 12.5% | 1580.4063 | 0 | 1.4073
Tech | Single Family | Space Heating | Heat pump-heating | TRC | New | NN650 | Ceiling Insulation(R30 to R38) | Ceiling Insulation(R30 to R38) | NonEquip | 20 |  | 8% | Tech/Econ | 2.011% | 0 | 0 | 0
Tech | Single Family | Space Heating | Heat pump-heating | TRC | New | NN638 | Ceiling Insulation(R2 to R38) | Ceiling Insulation(R2 to R38) | NonEquip | 20 |  | 0% | Tech/Econ | 34.48% | 0 | 0 | 0
Tech | Single Family | Space Heating | Heat pump-heating | TRC | New | NN626 | Ceiling Insulation(R19 to R38) | Ceiling Insulation(R19 to R38) | NonEquip | 20 |  | 0% | Tech/Econ | 6.429% | 0 | 0 | 0
Tech | Single Family | Space Heating | Heat pump-heating | TRC | New | NN614 | Ceiling Insulation(R12 to R38) | Ceiling Insulation(R12 to R38) | NonEquip | 20 |  | 0% | Tech/Econ | 11.98% | 0 | 0 | 0
Tech | Single Family | Space Heating | Heat pump-heating | TRC | Existing | NE929 | ENERGY STAR Certified Home | ENERGY STAR Certified Home | NonEquip | 20 |  | 0% | Tech/Econ | 30% | 0 | 0 | 0
Tech | Single Family | Space Heating | Heat pump-heating | TRC | Existing | NE893 | Wall Insulation | Wall Insulation | NonEquip | 20 |  | 4.5% | Tech/Econ | 27.09% | 47734.0263 | 0 | 42.5065
Tech | Single Family | Space Heating | Heat pump-heating | TRC | Existing | NE881 | Storm Door | Storm Door | NonEquip | 20 |  | 0% | Tech/Econ | 3.151% | 0 | 0 | 0
Tech | Single Family | Space Heating | Heat pump-heating | TRC | Existing | NE863 | Spray Foam Insulation(Base R30) | Spray Foam Insulation(Base R30) | NonEquip | 20 |  | 35.13% | Tech/Econ | 3.99% | 42617.0887 | 0 | 107.205
Tech | Single Family | Space Heating | Heat pump-heating | TRC | Existing | NE851 | Spray Foam Insulation(Base R2) | Spray Foam Insulation(Base R2) | NonEquip | 20 |  | 14.63% | Tech/Econ | 33.29% | 200430.4916 | 0 | 223.3468
Tech | Single Family | Space Heating | Heat pump-heating | TRC | Existing | NE839 | Spray Foam Insulation(Base R19) | Spray Foam Insulation(Base R19) | NonEquip | 20 |  | 5.725% | Tech/Econ | 7.709% | 13791.3056 | 0 | 24.0428
Tech | Single Family | Space Heating | Heat pump-heating | TRC | Existing | NE827 | Spray Foam Insulation(Base R12) | Spray Foam Insulation(Base R12) | NonEquip | 20 |  | 14.21% | Tech/Econ | 12.39% | 58288.9947 | 0 | 80.3292
Tech | Single Family | Space Heating | Heat pump-heating | TRC | Existing | NE821 | Smart Thermostat | Smart Thermostat | NonEquip | 11 |  | 22.5% | Tech/Econ | 4% | 27611.0705 | 0 | 0
Tech | Single Family | Space Heating | Heat pump-heating | TRC | Existing | NE809 | Sealed crawlspace | Sealed crawlspace | NonEquip | 11 |  | 5.88% | Tech/Econ | 1.167% | 2044.5135 | 0 | 2.943
Tech | Single Family | Space Heating | Heat pump-heating | TRC | Existing | NE791 | Radiant Barrier | Radiant Barrier | NonEquip | 20 |  | 1.853% | Tech/Econ | 10% | 5910.5966 | 0 | 6.5567
Tech | Single Family | Space Heating | Heat pump-heating | TRC | Existing | NE785 | Programmable Thermostat | Programmable Thermostat | NonEquip | 11 |  | 2% | Tech/Econ | 1.72% | 1025.0097 | 0 | 0
Tech | Single Family | Space Heating | Heat pump-heating | TRC | Existing | NE773 | HVAC ECM Motor | HVAC ECM Motor | NonEquip | 15 |  | 9.945% | Tech/Econ | 0.6245% | 1848.539 | 0 | 1.7113
Tech | Single Family | Space Heating | Heat pump-heating | TRC | Existing | NE761 | Home Energy Management System | Home Energy Management System | NonEquip | 11 |  | 0.95% | Tech/Econ | 15% | 4923.183 | 0 | 0.66293
Tech | Single Family | Space Heating | Heat pump-heating | TRC | Existing | NE743 | Heat Pump Tune Up | Heat Pump Tune Up | NonEquip | 2 | Heat pump-heating | 0% | Tech/Econ | 5% | 0 | 0 | 0
Tech | Single Family | Space Heating | Heat pump-heating | TRC | Existing | NE737 | Green Roof | Green Roof | NonEquip | 20 |  | 0.0675% | Tech/Econ | 14.65% | 341.2439 | 0 | 0.30387
Tech | Single Family | Space Heating | Heat pump-heating | TRC | Existing | NE719 | Energy Star Windows | Energy Star Windows | NonEquip | 20 |  | 19% | Tech/Econ | 7.128% | 42134.2567 | 0 | 37.7928
Tech | Single Family | Space Heating | Heat pump-heating | TRC | Existing | NE707 | Energy Star Door | Energy Star Door | NonEquip | 20 |  | 14.25% | Tech/Econ | 3.663% | 15648.0029 | 0 | 15.2422
Tech | Single Family | Space Heating | Heat pump-heating | TRC | Existing | NE695 | Energy Star Certified Roof Products | Energy Star Certified Roof Products | NonEquip | 20 |  | 32.4% | Tech/Econ | 12.5% | 139708.8345 | 0 | 124.4089
Tech | Single Family | Space Heating | Heat pump-heating | TRC | Existing | NE683 | Duct Repair | Duct Repair | NonEquip | 11 |  | 14.08% | Tech/Econ | 12% | 54952.091 | 0 | 48.9341
Tech | Single Family | Space Heating | Heat pump-heating | TRC | Existing | NE671 | Duct Insulation | Duct Insulation | NonEquip | 15 |  | 0% | Tech/Econ | 2.045% | 0 | 0 | 0
Tech | Single Family | Space Heating | Heat pump-heating | TRC | Existing | NE647 | Ceiling Insulation(R30 to R38) | Ceiling Insulation(R30 to R38) | NonEquip | 20 |  | 3.904% | Tech/Econ | 2.011% | 2341.1222 | 0 | 2.3253
Tech | Single Family | Space Heating | Heat pump-heating | TRC | Existing | NE635 | Ceiling Insulation(R2 to R38) | Ceiling Insulation(R2 to R38) | NonEquip | 20 |  | 1.625% | Tech/Econ | 34.48% | 23199.1871 | 0 | 22.6122
Tech | Single Family | Space Heating | Heat pump-heating | TRC | Existing | NE623 | Ceiling Insulation(R19 to R38) | Ceiling Insulation(R19 to R38) | NonEquip | 20 |  | 0.6361% | Tech/Econ | 6.429% | 1255.1359 | 0 | 1.2701
Tech | Single Family | Space Heating | Heat pump-heating | TRC | Existing | NE611 | Ceiling Insulation(R12 to R38) | Ceiling Insulation(R12 to R38) | NonEquip | 20 |  | 1.579% | Tech/Econ | 11.98% | 6045.4764 | 0 | 5.9576
Tech | Single Family | Space Heating | Heat pump-heating | TRC | Existing | NE605 | Air Sealing-Infiltration Control | Air Sealing-Infiltration Control | NonEquip | 11 |  | 20.8% | Tech/Econ | 9% | 59617.4878 | 0 | 53.0886
Tech | Single Family | Space Heating | Heat pump-heating | TRC | Turnover | ET335 | Ground Source Heat Pump | Ground Source Heat Pump | Equip | 22 | Heat pump-heating | 0% | Tech/Econ | 33.19% | 0 | 0 | 0
Tech | Single Family | Space Heating | Heat pump-heating | TRC | Turnover | ET299 | 21 SEER ASHP from base electric resistance heating | 21 SEER ASHP from base electric resistance heating | Equip | 15 | Heat pump-heating | 40.59% | Tech/Econ | 65.9% | 1511958.897 | 0 | 501.4253
Tech | Single Family | Space Heating | Heat pump-heating | TRC | Turnover | ET281 | 21 SEER Air Source Heat Pump | 21 SEER Air Source Heat Pump | Equip | 15 | Heat pump-heating | 59.41% | Tech/Econ | 18% | 413663.5966 | 0 | 320.7006
Tech | Single Family | Space Heating | Heat pump-heating | TRC | Turnover | ET155 | 14 SEER ASHP from base electric resistance heating | 14 SEER ASHP from base electric resistance heating | Equip | 15 | Heat pump-heating | 0% | Tech/Econ | 58.41% | 0 | 0 | 0
Tech | Single Family | Space Heating | Heat pump-heating | TRC | New | EN341 | Ground Source Heat Pump | Ground Source Heat Pump | Equip | 22 | Heat pump-heating | 0% | Tech/Econ | 33.19% | 0 | 0 | 0
Tech | Single Family | Space Heating | Heat pump-heating | TRC | New | EN305 | 21 SEER ASHP from base electric resistance heating | 21 SEER ASHP from base electric resistance heating | Equip | 15 | Heat pump-heating | 40.59% | Tech/Econ | 65.9% | 16198.4681 | 0 | 5.3721
Tech | Single Family | Space Heating | Heat pump-heating | TRC | New | EN287 | 21 SEER Air Source Heat Pump | 21 SEER Air Source Heat Pump | Equip | 15 | Heat pump-heating | 59% | Tech/Econ | 18% | 4710.2889 | 0 | 3.6517
Tech | Single Family | Space Heating | Heat pump-heating | TRC | New | EN260 | 18 SEER Air Source Heat Pump | 18 SEER Air Source Heat Pump | Equip | 15 | Heat pump-heating | 0% | Tech/Econ | 13.68% | 0 | 0 | 0
Tech | Single Family | Space Heating | Heat pump-heating | TRC | New | EN233 | 17 SEER Air Source Heat Pump | 17 SEER Air Source Heat Pump | Equip | 15 | Heat pump-heating | 0% | Tech/Econ | 13.68% | 0 | 0 | 0
Tech | Single Family | Space Heating | Heat pump-heating | TRC | New | EN206 | 16 SEER Air Source Heat Pump | 16 SEER Air Source Heat Pump | Equip | 15 | Heat pump-heating | 0% | Tech/Econ | 8.889% | 0 | 0 | 0
Tech | Single Family | Space Heating | Heat pump-heating | TRC | New | EN179 | 15 SEER Air Source Heat Pump | 15 SEER Air Source Heat Pump | Equip | 15 | Heat pump-heating | 0% | Tech/Econ | 3.529% | 0 | 0 | 0
Tech | Single Family | Space Heating | Heat pump-heating | TRC | New | EN161 | 14 SEER ASHP from base electric resistance heating | 14 SEER ASHP from base electric resistance heating | Equip | 15 | Heat pump-heating | 0% | Tech/Econ | 58.41% | 0 | 0 | 0
Tech | Single Family | Space Cooling | Heat pump-cooling | TRC | New | NN926 | ENERGY STAR Certified Home | ENERGY STAR Certified Home | NonEquip | 20 |  | 0% | Tech/Econ | 30% | 0 | 0 | 0
Tech | Single Family | Space Cooling | Heat pump-cooling | TRC | New | NN920 | Solar Attic Fan | Solar Attic Fan | NonEquip | 15 |  | 5.32% | Tech/Econ | 6% | 0 | 0 | 0
Tech | Single Family | Space Cooling | Heat pump-cooling | TRC | New | NN902 | Window Sun Protection | Window Sun Protection | NonEquip | 10 |  | 19.5% | Tech/Econ | 2.452% | 0 | 0 | 0
Tech | Single Family | Space Cooling | Heat pump-cooling | TRC | New | NN872 | Spray Foam Insulation(Base R30) | Spray Foam Insulation(Base R30) | NonEquip | 20 |  | 72% | Tech/Econ | 11.62% | 8527.1234 | 3.6464 | 0
Tech | Single Family | Space Cooling | Heat pump-cooling | TRC | New | NN860 | Spray Foam Insulation(Base R2) | Spray Foam Insulation(Base R2) | NonEquip | 20 |  | 0% | Tech/Econ | 34.78% | 0 | 0 | 0
Tech | Single Family | Space Cooling | Heat pump-cooling | TRC | New | NN848 | Spray Foam Insulation(Base R19) | Spray Foam Insulation(Base R19) | NonEquip | 20 |  | 0% | Tech/Econ | 14.4% | 0 | 0 | 0
Tech | Single Family | Space Cooling | Heat pump-cooling | TRC | New | NN836 | Spray Foam Insulation(Base R12) | Spray Foam Insulation(Base R12) | NonEquip | 20 |  | 0% | Tech/Econ | 18.12% | 0 | 0 | 0
Tech | Single Family | Space Cooling | Heat pump-cooling | TRC | New | NN818 | Smart Thermostat | Smart Thermostat | NonEquip | 11 |  | 22.5% | Tech/Econ | 4% | 0 | 0 | 0
Tech | Single Family | Space Cooling | Heat pump-cooling | TRC | New | NN800 | Radiant Barrier | Radiant Barrier | NonEquip | 20 |  | 6.056% | Tech/Econ | 10% | 0 | 0 | 0
Tech | Single Family | Space Cooling | Heat pump-cooling | TRC | New | NN782 | Programmable Thermostat | Programmable Thermostat | NonEquip | 11 |  | 2% | Tech/Econ | 1.72% | 0 | 0 | 0
Tech | Single Family | Space Cooling | Heat pump-cooling | TRC | New | NN758 | Home Energy Management System | Home Energy Management System | NonEquip | 11 |  | 0.95% | Tech/Econ | 7.12% | 0 | 0 | 0
Tech | Single Family | Space Cooling | Heat pump-cooling | TRC | New | NN734 | Green Roof | Green Roof | NonEquip | 20 |  | 9.72% | Tech/Econ | 14.65% | 1909.7712 | 1.179 | 0
Tech | Single Family | Space Cooling | Heat pump-cooling | TRC | New | NN716 | Energy Star Windows | Energy Star Windows | NonEquip | 20 |  | 19% | Tech/Econ | 3.342% | 0 | 0 | 0
Tech | Single Family | Space Cooling | Heat pump-cooling | TRC | New | NN692 | Energy Star Certified Roof Products | Energy Star Certified Roof Products | NonEquip | 20 |  | 32.4% | Tech/Econ | 12.5% | 5352.9157 | 3.3046 | 0
Tech | Single Family | Space Cooling | Heat pump-cooling | TRC | New | NN656 | Ceiling Insulation(R30 to R38) | Ceiling Insulation(R30 to R38) | NonEquip | 20 |  | 8% | Tech/Econ | 1.432% | 0 | 0 | 0
Tech | Single Family | Space Cooling | Heat pump-cooling | TRC | New | NN644 | Ceiling Insulation(R2 to R38) | Ceiling Insulation(R2 to R38) | NonEquip | 20 |  | 0% | Tech/Econ | 29.55% | 0 | 0 | 0
Tech | Single Family | Space Cooling | Heat pump-cooling | TRC | New | NN632 | Ceiling Insulation(R19 to R38) | Ceiling Insulation(R19 to R38) | NonEquip | 20 |  | 0% | Tech/Econ | 5.005% | 0 | 0 | 0
Tech | Single Family | Space Cooling | Heat pump-cooling | TRC | New | NN620 | Ceiling Insulation(R12 to R38) | Ceiling Insulation(R12 to R38) | NonEquip | 20 |  | 0% | Tech/Econ | 9.56% | 0 | 0 | 0
Tech | Single Family | Space Cooling | Heat pump-cooling | TRC | Existing | NE923 | ENERGY STAR Certified Home | ENERGY STAR Certified Home | NonEquip | 20 |  | 0% | Tech/Econ | 30% | 0 | 0 | 0
Tech | Single Family | Space Cooling | Heat pump-cooling | TRC | Existing | NE917 | Solar Attic Fan | Solar Attic Fan | NonEquip | 15 |  | 1.976% | Tech/Econ | 6% | 11731.5362 | 4.0343 | 0
Tech | Single Family | Space Cooling | Heat pump-cooling | TRC | Existing | NE899 | Window Sun Protection | Window Sun Protection | NonEquip | 10 |  | 19.5% | Tech/Econ | 2.452% | 46692.1647 | 70.231 | -32.1431
Tech | Single Family | Space Cooling | Heat pump-cooling | TRC | Existing | NE887 | Wall Insulation | Wall Insulation | NonEquip | 20 |  | 4.5% | Tech/Econ | 5.498% | 24451.0774 | 15.0947 | 0
Tech | Single Family | Space Cooling | Heat pump-cooling | TRC | Existing | NE875 | Storm Door | Storm Door | NonEquip | 20 |  | 0% | Tech/Econ | 1.633% | 0 | 0 | 0
Tech | Single Family | Space Cooling | Heat pump-cooling | TRC | Existing | NE869 | Spray Foam Insulation(Base R30) | Spray Foam Insulation(Base R30) | NonEquip | 20 |  | 35.13% | Tech/Econ | 11.62% | 438981.2182 | 187.7199 | 0
Tech | Single Family | Space Cooling | Heat pump-cooling | TRC | Existing | NE857 | Spray Foam Insulation(Base R2) | Spray Foam Insulation(Base R2) | NonEquip | 20 |  | 14.63% | Tech/Econ | 34.78% | 916407.5339 | 537.5257 | 0
Tech | Single Family | Space Cooling | Heat pump-cooling | TRC | Existing | NE845 | Spray Foam Insulation(Base R19) | Spray Foam Insulation(Base R19) | NonEquip | 20 |  | 5.725% | Tech/Econ | 14.4% | 94766.0352 | 45.2868 | 0
Tech | Single Family | Space Cooling | Heat pump-cooling | TRC | Existing | NE833 | Spray Foam Insulation(Base R12) | Spray Foam Insulation(Base R12) | NonEquip | 20 |  | 14.21% | Tech/Econ | 18.12% | 303859.052 | 114.4018 | 0
Tech | Single Family | Space Cooling | Heat pump-cooling | TRC | Existing | NE815 | Smart Thermostat | Smart Thermostat | NonEquip | 11 |  | 22.5% | Tech/Econ | 4% | 88701.2957 | 108.2093 | 0
Tech | Single Family | Space Cooling | Heat pump-cooling | TRC | Existing | NE797 | Radiant Barrier | Radiant Barrier | NonEquip | 20 |  | 1.853% | Tech/Econ | 10% | 19110.6108 | 11.6056 | 0
Tech | Single Family | Space Cooling | Heat pump-cooling | TRC | Existing | NE779 | Programmable Thermostat | Programmable Thermostat | NonEquip | 11 |  | 2% | Tech/Econ | 1.72% | 3334.7424 | 4.0682 | 0
Tech | Single Family | Space Cooling | Heat pump-cooling | TRC | Existing | NE755 | Home Energy Management System | Home Energy Management System | NonEquip | 11 |  | 0.95% | Tech/Econ | 7.12% | 6697.5219 | 2.6792 | 0
Tech | Single Family | Space Cooling | Heat pump-cooling | TRC | Existing | NE749 | Heat Pump Tune Up | Heat Pump Tune Up | NonEquip | 2 | Heat pump-cooling | 0% | Tech/Econ | 5% | 0 | 0 | 0
Tech | Single Family | Space Cooling | Heat pump-cooling | TRC | Existing | NE731 | Green Roof | Green Roof | NonEquip | 20 |  | 0.0675% | Tech/Econ | 14.65% | 1137.2675 | 0.70208 | 0
Tech | Single Family | Space Cooling | Heat pump-cooling | TRC | Existing | NE713 | Energy Star Windows | Energy Star Windows | NonEquip | 20 |  | 19% | Tech/Econ | 9.77% | 191139.6684 | 37.5216 | 0
Tech | Single Family | Space Cooling | Heat pump-cooling | TRC | Existing | NE701 | Energy Star Door | Energy Star Door | NonEquip | 20 |  | 14.25% | Tech/Econ | 1.898% | 26287.3855 | 9.3444 | 0
Tech | Single Family | Space Cooling | Heat pump-cooling | TRC | Existing | NE689 | Energy Star Certified Roof Products | Energy Star Certified Roof Products | NonEquip | 20 |  | 32.4% | Tech/Econ | 12.5% | 461771.1729 | 285.0704 | 0
Tech | Single Family | Space Cooling | Heat pump-cooling | TRC | Existing | NE677 | Duct Repair | Duct Repair | NonEquip | 11 |  | 14.08% | Tech/Econ | 12% | 184885.7657 | 114.1376 | 0
Tech | Single Family | Space Cooling | Heat pump-cooling | TRC | Existing | NE665 | Duct Insulation | Duct Insulation | NonEquip | 15 |  | 0% | Tech/Econ | 2.045% | 0 | 0 | 0
Tech | Single Family | Space Cooling | Heat pump-cooling | TRC | Existing | NE659 | Central AC Tune Up | Central AC Tune Up | NonEquip | 2 | CAC | 0% | Tech/Econ | 5% | 0 | 0 | 0
Tech | Single Family | Space Cooling | Heat pump-cooling | TRC | Existing | NE641 | Ceiling Insulation(R2 to R38) | Ceiling Insulation(R2 to R38) | NonEquip | 20 |  | 1.625% | Tech/Econ | 29.55% | 56939.3095 | 27.0655 | 0
Tech | Single Family | Space Cooling | Heat pump-cooling | TRC | Existing | NE629 | Ceiling Insulation(R19 to R38) | Ceiling Insulation(R19 to R38) | NonEquip | 20 |  | 0.6361% | Tech/Econ | 5.005% | 3138.256 | 2.0889 | 0
Tech | Single Family | Space Cooling | Heat pump-cooling | TRC | Existing | NE617 | Ceiling Insulation(R12 to R38) | Ceiling Insulation(R12 to R38) | NonEquip | 20 |  | 1.579% | Tech/Econ | 9.56% | 15254.8026 | 9.9001 | 0
Tech | Single Family | Space Cooling | Heat pump-cooling | TRC | Existing | NE599 | Air Sealing-Infiltration Control | Air Sealing-Infiltration Control | NonEquip | 11 |  | 20.8% | Tech/Econ | 9% | 188896.2968 | 116.6135 | 0
Tech | Single Family | Space Cooling | Heat pump-cooling | TRC | Turnover | ET290 | 21 SEER ASHP from base electric resistance heating | 21 SEER ASHP from base electric resistance heating | Equip | 15 | Heat pump-cooling | 40.59% | Tech/Econ | 33.33% | 2313920.891 | 986.3906 | 0
Tech | Single Family | Space Cooling | Heat pump-cooling | TRC | Turnover | ET272 | 21 SEER Air Source Heat Pump | 21 SEER Air Source Heat Pump | Equip | 15 | Heat pump-cooling | 59.41% | Tech/Econ | 33.33% | 2928006.822 | 1248.1665 | 0
Tech | Single Family | Space Cooling | Heat pump-cooling | TRC | New | EN332 | Ground Source Heat Pump | Ground Source Heat Pump | Equip | 22 | Heat pump-cooling | 0% | Tech/Econ | 6.667% | 0 | 0 | 0
Tech | Single Family | Space Cooling | Heat pump-cooling | TRC | New | EN296 | 21 SEER ASHP from base electric resistance heating | 21 SEER ASHP from base electric resistance heating | Equip | 15 | Heat pump-cooling | 40.59% | Tech/Econ | 33.33% | 20982.1429 | 8.9444 | 0
Tech | Single Family | Space Cooling | Heat pump-cooling | TRC | New | EN278 | 21 SEER Air Source Heat Pump | 21 SEER Air Source Heat Pump | Equip | 15 | Heat pump-cooling | 59% | Tech/Econ | 33.33% | 37961.4012 | 16.1824 | 0
Tech | Single Family | Space Cooling | Heat pump-cooling | TRC | New | EN251 | 18 SEER Air Source Heat Pump | 18 SEER Air Source Heat Pump | Equip | 15 | Heat pump-cooling | 0% | Tech/Econ | 22.22% | 0 | 0 | 0
Tech | Single Family | Space Cooling | Heat pump-cooling | TRC | New | EN224 | 17 SEER Air Source Heat Pump | 17 SEER Air Source Heat Pump | Equip | 15 | Heat pump-cooling | 0% | Tech/Econ | 17.65% | 0 | 0 | 0
Tech | Single Family | Space Cooling | Heat pump-cooling | TRC | New | EN197 | 16 SEER Air Source Heat Pump | 16 SEER Air Source Heat Pump | Equip | 15 | Heat pump-cooling | 0% | Tech/Econ | 12.5% | 0 | 0 | 0
Tech | Single Family | Space Cooling | Heat pump-cooling | TRC | New | EN170 | 15 SEER Air Source Heat Pump | 15 SEER Air Source Heat Pump | Equip | 15 | Heat pump-cooling | 0% | Tech/Econ | 6.667% | 0 | 0 | 0
Tech | Single Family | Domestic Hot Water | Heat pump water heater | TRC | New | NN938 | ENERGY STAR Certified Home | ENERGY STAR Certified Home | NonEquip | 20 |  | 0% | Tech/Econ | 30% | 0 | 0 | 0
Tech | Single Family | Domestic Hot Water | Heat pump water heater | TRC | New | NN590 | Water Heater Timeclock | Water Heater Timeclock | NonEquip | 7 |  | 18% | Tech/Econ | 5% | 0 | 0 | 0
Tech | Single Family | Domestic Hot Water | Heat pump water heater | TRC | New | NN584 | Water Heater Thermostat Setback | Water Heater Thermostat Setback | NonEquip | 4 |  | 9.142% | Tech/Econ | 1.894% | 0 | 0 | 0
Tech | Single Family | Domestic Hot Water | Heat pump water heater | TRC | New | NN578 | Water Heater Blanket | Water Heater Blanket | NonEquip | 7 |  | 1.582% | Tech/Econ | 13.08% | 0.2122 | 1.9113e-05 | 4.1143e-05
Tech | Single Family | Domestic Hot Water | Heat pump water heater | TRC | New | NN572 | Thermostatic Shower Restriction Valve | Thermostatic Shower Restriction Valve | NonEquip | 10 |  | 12.19% | Tech/Econ | 4.798% | 0 | 0 | 0
Tech | Single Family | Domestic Hot Water | Heat pump water heater | TRC | New | NN566 | Low Flow Showerhead | Low Flow Showerhead | NonEquip | 9 |  | 80% | Tech/Econ | 15.28% | 14.2807 | 0.0012863 | 0.0027688
Tech | Single Family | Domestic Hot Water | Heat pump water heater | TRC | New | NN560 | Hot Water Pipe Insulation | Hot Water Pipe Insulation | NonEquip | 13 |  | 11.43% | Tech/Econ | 7.656% | 0.69066 | 6.2208e-05 | 0.00013391
Tech | Single Family | Domestic Hot Water | Heat pump water heater | TRC | New | NN554 | Heat Trap | Heat Trap | NonEquip | 10 |  | 9.142% | Tech/Econ | 6.849% | 0 | 0 | 0
Tech | Single Family | Domestic Hot Water | Heat pump water heater | TRC | New | NN548 | Faucet Aerator | Faucet Aerator | NonEquip | 10 |  | 13.71% | Tech/Econ | 1.502% | 0 | 0 | 0
Tech | Single Family | Domestic Hot Water | Heat pump water heater | TRC | New | NN542 | Drain Water Heat Recovery | Drain Water Heat Recovery | NonEquip | 15 |  | 9.5% | Tech/Econ | 12.3% | 1.196 | 0.00010773 | 0.00023189
Tech | Single Family | Domestic Hot Water | Heat pump water heater | TRC | Existing | NE935 | ENERGY STAR Certified Home | ENERGY STAR Certified Home | NonEquip | 20 |  | 0% | Tech/Econ | 30% | 0 | 0 | 0
Tech | Single Family | Domestic Hot Water | Heat pump water heater | TRC | Existing | NE587 | Water Heater Timeclock | Water Heater Timeclock | NonEquip | 7 |  | 21.6% | Tech/Econ | 5% | 114.2906 | 0 | 0
Tech | Single Family | Domestic Hot Water | Heat pump water heater | TRC | Existing | NE581 | Water Heater Thermostat Setback | Water Heater Thermostat Setback | NonEquip | 4 |  | 1.582% | Tech/Econ | 1.894% | 3.1321 | 0.00028211 | 0.00060726
Tech | Single Family | Domestic Hot Water | Heat pump water heater | TRC | Existing | NE575 | Water Heater Blanket | Water Heater Blanket | NonEquip | 7 |  | 9.142% | Tech/Econ | 13.67% | 135.848 | 0.012236 | 0.026339
Tech | Single Family | Domestic Hot Water | Heat pump water heater | TRC | Existing | NE569 | Thermostatic Shower Restriction Valve | Thermostatic Shower Restriction Valve | NonEquip | 10 |  | 2.11% | Tech/Econ | 4.798% | 10.5952 | 0.00095432 | 0.0020543
Tech | Single Family | Domestic Hot Water | Heat pump water heater | TRC | Existing | NE563 | Low Flow Showerhead | Low Flow Showerhead | NonEquip | 9 |  | 2.11% | Tech/Econ | 15.28% | 35.1515 | 0.0031661 | 0.0068154
Tech | Single Family | Domestic Hot Water | Heat pump water heater | TRC | Existing | NE557 | Hot Water Pipe Insulation | Hot Water Pipe Insulation | NonEquip | 13 |  | 1.978% | Tech/Econ | 7.656% | 16.0661 | 0.0014471 | 0.003115
Tech | Single Family | Domestic Hot Water | Heat pump water heater | TRC | Existing | NE551 | Heat Trap | Heat Trap | NonEquip | 10 |  | 1.582% | Tech/Econ | 6.849% | 11.4799 | 0.001034 | 0.0022258
Tech | Single Family | Domestic Hot Water | Heat pump water heater | TRC | Existing | NE545 | Faucet Aerator | Faucet Aerator | NonEquip | 10 |  | 2.373% | Tech/Econ | 3.604% | 8.9443 | 0.00080562 | 0.0017342
Tech | Single Family | Domestic Hot Water | Heat pump water heater | TRC | Existing | NE539 | Drain Water Heat Recovery | Drain Water Heat Recovery | NonEquip | 15 |  | 9.5% | Tech/Econ | 12.3% | 125.4438 | 0.011299 | 0.024322
Tech | Single Family | Domestic Hot Water | Heat pump water heater | TRC | Turnover | ET74 | Heat Pump Water Heater | Heat Pump Water Heater | Equip | 10 | Heat pump water heater | 49% | Tech/Econ | 62.51% | 4815.8174 | 0.3238 | 1.2095
Tech | Single Family | Domestic Hot Water | Heat pump water heater | TRC | New | EN80 | Heat Pump Water Heater | Heat Pump Water Heater | Equip | 10 | Heat pump water heater | 49% | Tech/Econ | 62.51% | 51.5946 | 0.0034691 | 0.012958
Tech | Single Family | Appliances | Freezer | TRC | New | NN956 | ENERGY STAR Certified Home | ENERGY STAR Certified Home | NonEquip | 20 |  | 0% | Tech/Econ | 30% | 0 | 0 | 0
Tech | Single Family | Appliances | Freezer | TRC | New | NN536 | Removal of 2nd Refrigerator-Freezer | Removal of 2nd Refrigerator-Freezer | NonEquip | 5 | Refrigerator | 0% | Tech/Econ | 100% | 0 | 0 | 0
Tech | Single Family | Appliances | Freezer | TRC | Existing | NE953 | ENERGY STAR Certified Home | ENERGY STAR Certified Home | NonEquip | 20 |  | 0% | Tech/Econ | 30% | 0 | 0 | 0
Tech | Single Family | Appliances | Freezer | TRC | Existing | NE533 | Removal of 2nd Refrigerator-Freezer | Removal of 2nd Refrigerator-Freezer | NonEquip | 5 | Refrigerator | 0% | Tech/Econ | 100% | 0 | 0 | 0
Tech | Single Family | Appliances | Freezer | TRC | Turnover | ET29 | Energy Star Freezer | Energy Star Freezer | Equip | 11 | Freezer | 58% | Tech/Econ | 11.6% | 374857.8754 | 48.7148 | 33.7129
Tech | Single Family | Appliances | Freezer | TRC | New | EN35 | Energy Star Freezer | Energy Star Freezer | Equip | 11 | Freezer | 58% | Tech/Econ | 11.6% | 4016.0637 | 0.52191 | 0.36118
Tech | Single Family | Miscellaneous | Fan | TRC | New | NN968 | ENERGY STAR Certified Home | ENERGY STAR Certified Home | NonEquip | 20 |  | 0% | Tech/Econ | 30% | 0 | 0 | 0
Tech | Single Family | Miscellaneous | Fan | TRC | Existing | NE965 | ENERGY STAR Certified Home | ENERGY STAR Certified Home | NonEquip | 20 |  | 0% | Tech/Econ | 30% | 0 | 0 | 0
Tech | Single Family | Miscellaneous | Fan | TRC | Turnover | ET470 | Energy Star Ceiling Fan | Energy Star Ceiling Fan | Equip | 20 | Fan | 34% | Tech/Econ | 68.69% | 276619.6839 | 0 | 0.031144
Tech | Single Family | Miscellaneous | Fan | TRC | Turnover | ET461 | Energy Star Bathroom Ventilating Fan | Energy Star Bathroom Ventilating Fan | Equip | 10 | Fan | 43.2% | Tech/Econ | 62.65% | 245686.908 | 8.6001 | 34.4003
Tech | Single Family | Miscellaneous | Fan | TRC | New | EN476 | Energy Star Ceiling Fan | Energy Star Ceiling Fan | Equip | 20 | Fan | 34% | Tech/Econ | 68.69% | 2963.5826 | 0 | 0.00061892
Tech | Single Family | Miscellaneous | Fan | TRC | New | EN467 | Energy Star Bathroom Ventilating Fan | Energy Star Bathroom Ventilating Fan | Equip | 10 | Fan | 61.2% | Tech/Econ | 62.65% | 3728.925 | 0.13053 | 0.52211
Tech | Single Family | Lighting | Exterior screw-in | TRC | New | NN944 | ENERGY STAR Certified Home | ENERGY STAR Certified Home | NonEquip | 20 |  | 0% | Tech/Econ | 30% | 0 | 0 | 0
Tech | Single Family | Lighting | Exterior screw-in | TRC | New | NN914 | Interior Lighting Controls | Interior Lighting Controls | NonEquip | 8 | Interior screw-in | 0% | Tech/Econ | 28.57% | 0 | 0 | 0
Tech | Single Family | Lighting | Exterior screw-in | TRC | New | NN908 | Exterior Lighting Controls | Exterior Lighting Controls | NonEquip | 10 | Exterior screw-in | 9.45% | Tech/Econ | 50% | 188.6201 | 0 | 0
Tech | Single Family | Lighting | Exterior screw-in | TRC | Existing | NE941 | ENERGY STAR Certified Home | ENERGY STAR Certified Home | NonEquip | 20 |  | 0% | Tech/Econ | 30% | 0 | 0 | 0
Tech | Single Family | Lighting | Exterior screw-in | TRC | Existing | NE911 | Interior Lighting Controls | Interior Lighting Controls | NonEquip | 8 | Interior screw-in | 0% | Tech/Econ | 28.57% | 0 | 0 | 0
Tech | Single Family | Lighting | Exterior screw-in | TRC | Existing | NE905 | Exterior Lighting Controls | Exterior Lighting Controls | NonEquip | 10 | Exterior screw-in | 1.89% | Tech/Econ | 50% | 3521.1467 | 0 | 0
Tech | Single Family | Lighting | Exterior screw-in | TRC | Turnover | ET407 | LED - 9W Flood (Exterior) | LED - 9W Flood (Exterior) | Equip | 10 | Exterior screw-in | 22% | Tech/Econ | 86.15% | 87139.9385 | 0 | 0
Tech | Single Family | Lighting | Exterior screw-in | TRC | Turnover | ET362 | CFL - 15W Flood (Exterior) | CFL - 15W Flood (Exterior) | Equip | 7.8 | Exterior screw-in | 0% | Tech/Econ | 76.92% | 0 | 0 | 0
Tech | Single Family | Lighting | Exterior screw-in | TRC | New | EN413 | LED - 9W Flood (Exterior) | LED - 9W Flood (Exterior) | Equip | 10 | Exterior screw-in | 22% | Tech/Econ | 86.15% | 933.5793 | 0 | 0
Tech | Single Family | Lighting | Exterior screw-in | TRC | New | EN368 | CFL - 15W Flood (Exterior) | CFL - 15W Flood (Exterior) | Equip | 7.8 | Exterior screw-in | 0% | Tech/Econ | 76.92% | 0 | 0 | 0
Tech | Single Family | Appliances | Dishwasher | TRC | New | NN956 | ENERGY STAR Certified Home | ENERGY STAR Certified Home | NonEquip | 20 |  | 0% | Tech/Econ | 30% | 0 | 0 | 0
Tech | Single Family | Appliances | Dishwasher | TRC | New | NN536 | Removal of 2nd Refrigerator-Freezer | Removal of 2nd Refrigerator-Freezer | NonEquip | 5 | Refrigerator | 0% | Tech/Econ | 100% | 0 | 0 | 0
Tech | Single Family | Appliances | Dishwasher | TRC | Existing | NE953 | ENERGY STAR Certified Home | ENERGY STAR Certified Home | NonEquip | 20 |  | 0% | Tech/Econ | 30% | 0 | 0 | 0
Tech | Single Family | Appliances | Dishwasher | TRC | Existing | NE533 | Removal of 2nd Refrigerator-Freezer | Removal of 2nd Refrigerator-Freezer | NonEquip | 5 | Refrigerator | 0% | Tech/Econ | 100% | 0 | 0 | 0
Tech | Single Family | Appliances | Dishwasher | TRC | Turnover | ET20 | Energy Star Dishwasher | Energy Star Dishwasher | Equip | 10 | Dishwasher | 9% | Tech/Econ | 13.13% | 59163.2224 | 6.4775 | 7.0417
Tech | Single Family | Appliances | Dishwasher | TRC | New | EN26 | Energy Star Dishwasher | Energy Star Dishwasher | Equip | 10 | Dishwasher | 9% | Tech/Econ | 13.13% | 633.849 | 0.069398 | 0.075442
Tech | Single Family | Domestic Hot Water | Conventional Tank | TRC | New | NN938 | ENERGY STAR Certified Home | ENERGY STAR Certified Home | NonEquip | 20 |  | 0% | Tech/Econ | 30% | 0 | 0 | 0
Tech | Single Family | Domestic Hot Water | Conventional Tank | TRC | New | NN590 | Water Heater Timeclock | Water Heater Timeclock | NonEquip | 7 |  | 18% | Tech/Econ | 5% | 0 | 0 | 0
Tech | Single Family | Domestic Hot Water | Conventional Tank | TRC | New | NN584 | Water Heater Thermostat Setback | Water Heater Thermostat Setback | NonEquip | 4 |  | 9.142% | Tech/Econ | 1.894% | 0 | 0 | 0
Tech | Single Family | Domestic Hot Water | Conventional Tank | TRC | New | NN578 | Water Heater Blanket | Water Heater Blanket | NonEquip | 7 |  | 1.582% | Tech/Econ | 13.08% | 430.1099 | 0.03874 | 0.083393
Tech | Single Family | Domestic Hot Water | Conventional Tank | TRC | New | NN572 | Thermostatic Shower Restriction Valve | Thermostatic Shower Restriction Valve | NonEquip | 10 |  | 12.19% | Tech/Econ | 4.798% | 0 | 0 | 0
Tech | Single Family | Domestic Hot Water | Conventional Tank | TRC | New | NN566 | Low Flow Showerhead | Low Flow Showerhead | NonEquip | 9 |  | 80% | Tech/Econ | 15.28% | 28945.3077 | 2.6071 | 5.6121
Tech | Single Family | Domestic Hot Water | Conventional Tank | TRC | New | NN560 | Hot Water Pipe Insulation | Hot Water Pipe Insulation | NonEquip | 13 |  | 11.43% | Tech/Econ | 7.656% | 1399.8758 | 0.12609 | 0.27142
Tech | Single Family | Domestic Hot Water | Conventional Tank | TRC | New | NN554 | Heat Trap | Heat Trap | NonEquip | 10 |  | 9.142% | Tech/Econ | 6.849% | 0 | 0 | 0
Tech | Single Family | Domestic Hot Water | Conventional Tank | TRC | New | NN548 | Faucet Aerator | Faucet Aerator | NonEquip | 10 |  | 13.71% | Tech/Econ | 1.502% | 0 | 0 | 0
Tech | Single Family | Domestic Hot Water | Conventional Tank | TRC | New | NN542 | Drain Water Heat Recovery | Drain Water Heat Recovery | NonEquip | 15 |  | 9.5% | Tech/Econ | 12.3% | 2424.1584 | 0.21835 | 0.47001
Tech | Single Family | Domestic Hot Water | Conventional Tank | TRC | Existing | NE935 | ENERGY STAR Certified Home | ENERGY STAR Certified Home | NonEquip | 20 |  | 0% | Tech/Econ | 30% | 0 | 0 | 0
Tech | Single Family | Domestic Hot Water | Conventional Tank | TRC | Existing | NE587 | Water Heater Timeclock | Water Heater Timeclock | NonEquip | 7 |  | 21.6% | Tech/Econ | 5% | 231652.9706 | 0 | 0
Tech | Single Family | Domestic Hot Water | Conventional Tank | TRC | Existing | NE581 | Water Heater Thermostat Setback | Water Heater Thermostat Setback | NonEquip | 4 |  | 1.582% | Tech/Econ | 1.894% | 6348.2975 | 0.5718 | 1.2308
Tech | Single Family | Domestic Hot Water | Conventional Tank | TRC | Existing | NE575 | Water Heater Blanket | Water Heater Blanket | NonEquip | 7 |  | 9.142% | Tech/Econ | 13.67% | 275347.2635 | 24.8008 | 53.3861
Tech | Single Family | Domestic Hot Water | Conventional Tank | TRC | Existing | NE569 | Thermostatic Shower Restriction Valve | Thermostatic Shower Restriction Valve | NonEquip | 10 |  | 2.11% | Tech/Econ | 4.798% | 21475.2187 | 1.9343 | 4.1638
Tech | Single Family | Domestic Hot Water | Conventional Tank | TRC | Existing | NE563 | Low Flow Showerhead | Low Flow Showerhead | NonEquip | 9 |  | 2.11% | Tech/Econ | 15.28% | 71247.7773 | 6.4173 | 13.814
Tech | Single Family | Domestic Hot Water | Conventional Tank | TRC | Existing | NE557 | Hot Water Pipe Insulation | Hot Water Pipe Insulation | NonEquip | 13 |  | 1.978% | Tech/Econ | 7.656% | 32564.0639 | 2.9331 | 6.3137
Tech | Single Family | Domestic Hot Water | Conventional Tank | TRC | Existing | NE551 | Heat Trap | Heat Trap | NonEquip | 10 |  | 1.582% | Tech/Econ | 6.849% | 23268.4187 | 2.0958 | 4.5114
Tech | Single Family | Domestic Hot Water | Conventional Tank | TRC | Existing | NE545 | Faucet Aerator | Faucet Aerator | NonEquip | 10 |  | 2.373% | Tech/Econ | 3.604% | 18129.0324 | 1.6329 | 3.515
Tech | Single Family | Domestic Hot Water | Conventional Tank | TRC | Existing | NE539 | Drain Water Heat Recovery | Drain Water Heat Recovery | NonEquip | 15 |  | 9.5% | Tech/Econ | 12.3% | 254259.0607 | 22.9013 | 49.2974
Tech | Single Family | Domestic Hot Water | Conventional Tank | TRC | Turnover | ET980 | Solar Water Heater | Solar Water Heater | Equip | 15 | Conventional Tank | 21.56% | Tech/Econ | 76.67% | 5283918.295 | 394.9302 | 55.4459
Tech | Single Family | Domestic Hot Water | Conventional Tank | TRC | Turnover | ET971 | Heat Pump Water Heater | Heat Pump Water Heater | Equip | 10 | Conventional Tank | 27.44% | Tech/Econ | 62.51% | 4576963.501 | 307.7439 | 1149.5153
Tech | Single Family | Domestic Hot Water | Conventional Tank | TRC | New | EN986 | Solar Water Heater | Solar Water Heater | Equip | 15 | Conventional Tank | 21.56% | Tech/Econ | 76.67% | 56609.5956 | 4.2311 | 0.59402
Tech | Single Family | Domestic Hot Water | Conventional Tank | TRC | New | EN977 | Heat Pump Water Heater | Heat Pump Water Heater | Equip | 10 | Conventional Tank | 27.44% | Tech/Econ | 62.51% | 49035.5904 | 3.297 | 12.3154
Tech | Single Family | Appliances | Clothes washer | TRC | New | NN956 | ENERGY STAR Certified Home | ENERGY STAR Certified Home | NonEquip | 20 |  | 0% | Tech/Econ | 30% | 0 | 0 | 0
Tech | Single Family | Appliances | Clothes washer | TRC | New | NN536 | Removal of 2nd Refrigerator-Freezer | Removal of 2nd Refrigerator-Freezer | NonEquip | 5 | Refrigerator | 0% | Tech/Econ | 100% | 0 | 0 | 0
Tech | Single Family | Appliances | Clothes washer | TRC | Existing | NE953 | ENERGY STAR Certified Home | ENERGY STAR Certified Home | NonEquip | 20 |  | 0% | Tech/Econ | 30% | 0 | 0 | 0
Tech | Single Family | Appliances | Clothes washer | TRC | Existing | NE533 | Removal of 2nd Refrigerator-Freezer | Removal of 2nd Refrigerator-Freezer | NonEquip | 5 | Refrigerator | 0% | Tech/Econ | 100% | 0 | 0 | 0
Tech | Single Family | Appliances | Clothes washer | TRC | Turnover | ET11 | Energy Star Clothes Washer | Energy Star Clothes Washer | Equip | 11 | Clothes washer | 54% | Tech/Econ | 37.8% | 236439.1608 | 37.1828 | 21.596
Tech | Single Family | Appliances | Clothes washer | TRC | New | EN17 | Energy Star Clothes Washer | Energy Star Clothes Washer | Equip | 11 | Clothes washer | 54% | Tech/Econ | 37.8% | 2533.106 | 0.39836 | 0.23137
Tech | Single Family | Appliances | Clothes dryer | TRC | New | NN956 | ENERGY STAR Certified Home | ENERGY STAR Certified Home | NonEquip | 20 |  | 0% | Tech/Econ | 30% | 0 | 0 | 0
Tech | Single Family | Appliances | Clothes dryer | TRC | New | NN536 | Removal of 2nd Refrigerator-Freezer | Removal of 2nd Refrigerator-Freezer | NonEquip | 5 | Refrigerator | 0% | Tech/Econ | 100% | 0 | 0 | 0
Tech | Single Family | Appliances | Clothes dryer | TRC | Existing | NE953 | ENERGY STAR Certified Home | ENERGY STAR Certified Home | NonEquip | 20 |  | 0% | Tech/Econ | 30% | 0 | 0 | 0
Tech | Single Family | Appliances | Clothes dryer | TRC | Existing | NE533 | Removal of 2nd Refrigerator-Freezer | Removal of 2nd Refrigerator-Freezer | NonEquip | 5 | Refrigerator | 0% | Tech/Econ | 100% | 0 | 0 | 0
Tech | Single Family | Appliances | Clothes dryer | TRC | Turnover | ET47 | Heat Pump Clothes Dryer | Heat Pump Clothes Dryer | Equip | 12 | Clothes dryer | 54% | Tech/Econ | 30.89% | 2158754.235 | 339.4896 | 197.1771
Tech | Single Family | Appliances | Clothes dryer | TRC | Turnover | ET2 | Energy Star Clothes Dryer | Energy Star Clothes Dryer | Equip | 11 | Clothes dryer | 46% | Tech/Econ | 20.87% | 1034988.563 | 162.7642 | 94.5342
Tech | Single Family | Appliances | Clothes dryer | TRC | New | EN8 | Energy Star Clothes Dryer | Energy Star Clothes Dryer | Equip | 11 | Clothes dryer | 46% | Tech/Econ | 20.87% | 11088.416 | 1.7438 | 1.0128
Tech | Single Family | Appliances | Clothes dryer | TRC | New | EN53 | Heat Pump Clothes Dryer | Heat Pump Clothes Dryer | Equip | 12 | Clothes dryer | 54% | Tech/Econ | 30.89% | 23127.9511 | 3.6371 | 2.1125
Tech | Single Family | Space Heating | Central forced air | TRC | New | NN932 | ENERGY STAR Certified Home | ENERGY STAR Certified Home | NonEquip | 20 |  | 0% | Tech/Econ | 30% | 0 | 0 | 0
Tech | Single Family | Space Heating | Central forced air | TRC | New | NN896 | Wall Insulation | Wall Insulation | NonEquip | 20 |  | 6.75% | Tech/Econ | 0% | 0 | 0 | 0
Tech | Single Family | Space Heating | Central forced air | TRC | New | NN884 | Storm Door | Storm Door | NonEquip | 20 |  | 0% | Tech/Econ | 2.088% | 0 | 0 | 0
Tech | Single Family | Space Heating | Central forced air | TRC | New | NN866 | Spray Foam Insulation(Base R30) | Spray Foam Insulation(Base R30) | NonEquip | 20 |  | 72% | Tech/Econ | 3.99% | 1936.4319 | 0 | 4.8712
Tech | Single Family | Space Heating | Central forced air | TRC | New | NN854 | Spray Foam Insulation(Base R2) | Spray Foam Insulation(Base R2) | NonEquip | 20 |  | 0% | Tech/Econ | 33.29% | 0 | 0 | 0
Tech | Single Family | Space Heating | Central forced air | TRC | New | NN842 | Spray Foam Insulation(Base R19) | Spray Foam Insulation(Base R19) | NonEquip | 20 |  | 0% | Tech/Econ | 7.709% | 0 | 0 | 0
Tech | Single Family | Space Heating | Central forced air | TRC | New | NN830 | Spray Foam Insulation(Base R12) | Spray Foam Insulation(Base R12) | NonEquip | 20 |  | 0% | Tech/Econ | 12.39% | 0 | 0 | 0
Tech | Single Family | Space Heating | Central forced air | TRC | New | NN824 | Smart Thermostat | Smart Thermostat | NonEquip | 11 |  | 22.5% | Tech/Econ | 4% | 1553.5412 | 0 | 0
Tech | Single Family | Space Heating | Central forced air | TRC | New | NN794 | Radiant Barrier | Radiant Barrier | NonEquip | 20 |  | 6.056% | Tech/Econ | 10% | 1051.7735 | 0 | 1.1667
Tech | Single Family | Space Heating | Central forced air | TRC | New | NN788 | Programmable Thermostat | Programmable Thermostat | NonEquip | 11 |  | 2% | Tech/Econ | 1.72% | 0 | 0 | 0
Tech | Single Family | Space Heating | Central forced air | TRC | New | NN776 | HVAC ECM Motor | HVAC ECM Motor | NonEquip | 15 |  | 26.32% | Tech/Econ | 0.6245% | 0 | 0 | 0
Tech | Single Family | Space Heating | Central forced air | TRC | New | NN764 | Home Energy Management System | Home Energy Management System | NonEquip | 11 |  | 0.95% | Tech/Econ | 15% | 262.0221 | 0 | 0.040831
Tech | Single Family | Space Heating | Central forced air | TRC | New | NN746 | Heat Pump Tune Up | Heat Pump Tune Up | NonEquip | 2 | Heat pump-heating | 0% | Tech/Econ | 0% | 0 | 0 | 0
Tech | Single Family | Space Heating | Central forced air | TRC | New | NN740 | Green Roof | Green Roof | NonEquip | 20 |  | 9.72% | Tech/Econ | 14.65% | 2615.2874 | 0 | 2.3289
Tech | Single Family | Space Heating | Central forced air | TRC | New | NN728 | Floor Insulation | Floor Insulation | NonEquip | 20 |  | 3.36% | Tech/Econ | 0% | 0 | 0 | 0
Tech | Single Family | Space Heating | Central forced air | TRC | New | NN722 | Energy Star Windows | Energy Star Windows | NonEquip | 20 |  | 19% | Tech/Econ | 2.438% | 0 | 0 | 0
Tech | Single Family | Space Heating | Central forced air | TRC | New | NN710 | Energy Star Door | Energy Star Door | NonEquip | 20 |  | 14.25% | Tech/Econ | 2.6% | 0 | 0 | 0
Tech | Single Family | Space Heating | Central forced air | TRC | New | NN698 | Energy Star Certified Roof Products | Energy Star Certified Roof Products | NonEquip | 20 |  | 32.4% | Tech/Econ | 12.5% | 7330.4138 | 0 | 6.5276
Tech | Single Family | Space Heating | Central forced air | TRC | New | NN686 | Duct Repair | Duct Repair | NonEquip | 11 |  | 0% | Tech/Econ | 0% | 0 | 0 | 0
Tech | Single Family | Space Heating | Central forced air | TRC | New | NN674 | Duct Insulation | Duct Insulation | NonEquip | 15 |  | 0% | Tech/Econ | 0% | 0 | 0 | 0
Tech | Single Family | Space Heating | Central forced air | TRC | New | NN650 | Ceiling Insulation(R30 to R38) | Ceiling Insulation(R30 to R38) | NonEquip | 20 |  | 8% | Tech/Econ | 2.011% | 0 | 0 | 0
Tech | Single Family | Space Heating | Central forced air | TRC | New | NN638 | Ceiling Insulation(R2 to R38) | Ceiling Insulation(R2 to R38) | NonEquip | 20 |  | 0% | Tech/Econ | 34.48% | 0 | 0 | 0
Tech | Single Family | Space Heating | Central forced air | TRC | New | NN626 | Ceiling Insulation(R19 to R38) | Ceiling Insulation(R19 to R38) | NonEquip | 20 |  | 0% | Tech/Econ | 6.429% | 0 | 0 | 0
Tech | Single Family | Space Heating | Central forced air | TRC | New | NN614 | Ceiling Insulation(R12 to R38) | Ceiling Insulation(R12 to R38) | NonEquip | 20 |  | 0% | Tech/Econ | 11.98% | 0 | 0 | 0
Tech | Single Family | Space Heating | Central forced air | TRC | Existing | NE929 | ENERGY STAR Certified Home | ENERGY STAR Certified Home | NonEquip | 20 |  | 0% | Tech/Econ | 30% | 0 | 0 | 0
Tech | Single Family | Space Heating | Central forced air | TRC | Existing | NE893 | Wall Insulation | Wall Insulation | NonEquip | 20 |  | 4.5% | Tech/Econ | 27.09% | 198217.4448 | 0 | 176.5101
Tech | Single Family | Space Heating | Central forced air | TRC | Existing | NE881 | Storm Door | Storm Door | NonEquip | 20 |  | 0% | Tech/Econ | 3.151% | 0 | 0 | 0
Tech | Single Family | Space Heating | Central forced air | TRC | Existing | NE863 | Spray Foam Insulation(Base R30) | Spray Foam Insulation(Base R30) | NonEquip | 20 |  | 35.13% | Tech/Econ | 3.99% | 197881.0667 | 0 | 497.7779
Tech | Single Family | Space Heating | Central forced air | TRC | Existing | NE851 | Spray Foam Insulation(Base R2) | Spray Foam Insulation(Base R2) | NonEquip | 20 |  | 14.63% | Tech/Econ | 33.29% | 832295.5972 | 0 | 927.4567
Tech | Single Family | Space Heating | Central forced air | TRC | Existing | NE839 | Spray Foam Insulation(Base R19) | Spray Foam Insulation(Base R19) | NonEquip | 20 |  | 5.725% | Tech/Econ | 7.709% | 64036.2435 | 0 | 111.6364
Tech | Single Family | Space Heating | Central forced air | TRC | Existing | NE827 | Spray Foam Insulation(Base R12) | Spray Foam Insulation(Base R12) | NonEquip | 20 |  | 14.21% | Tech/Econ | 12.39% | 270649.3755 | 0 | 372.9872
Tech | Single Family | Space Heating | Central forced air | TRC | Existing | NE821 | Smart Thermostat | Smart Thermostat | NonEquip | 11 |  | 22.5% | Tech/Econ | 4% | 128204.6299 | 0 | 0
Tech | Single Family | Space Heating | Central forced air | TRC | Existing | NE809 | Sealed crawlspace | Sealed crawlspace | NonEquip | 11 |  | 5.88% | Tech/Econ | 1.167% | 9493.1521 | 0 | 13.6652
Tech | Single Family | Space Heating | Central forced air | TRC | Existing | NE791 | Radiant Barrier | Radiant Barrier | NonEquip | 20 |  | 1.853% | Tech/Econ | 10% | 27444.2766 | 0 | 30.4443
Tech | Single Family | Space Heating | Central forced air | TRC | Existing | NE785 | Programmable Thermostat | Programmable Thermostat | NonEquip | 11 |  | 2% | Tech/Econ | 1.72% | 4759.3588 | 0 | 0
Tech | Single Family | Space Heating | Central forced air | TRC | Existing | NE773 | HVAC ECM Motor | HVAC ECM Motor | NonEquip | 15 |  | 9.945% | Tech/Econ | 0.6245% | 8583.1968 | 0 | 7.9461
Tech | Single Family | Space Heating | Central forced air | TRC | Existing | NE761 | Home Energy Management System | Home Energy Management System | NonEquip | 11 |  | 0.95% | Tech/Econ | 15% | 22859.4852 | 0 | 3.0781
Tech | Single Family | Space Heating | Central forced air | TRC | Existing | NE743 | Heat Pump Tune Up | Heat Pump Tune Up | NonEquip | 2 | Heat pump-heating | 0% | Tech/Econ | 5% | 0 | 0 | 0
Tech | Single Family | Space Heating | Central forced air | TRC | Existing | NE737 | Green Roof | Green Roof | NonEquip | 20 |  | 0.0675% | Tech/Econ | 14.65% | 1584.475 | 0 | 1.411
Tech | Single Family | Space Heating | Central forced air | TRC | Existing | NE719 | Energy Star Windows | Energy Star Windows | NonEquip | 20 |  | 19% | Tech/Econ | 7.128% | 195639.1651 | 0 | 175.4809
Tech | Single Family | Space Heating | Central forced air | TRC | Existing | NE707 | Energy Star Door | Energy Star Door | NonEquip | 20 |  | 14.25% | Tech/Econ | 3.663% | 72657.3213 | 0 | 70.7731
Tech | Single Family | Space Heating | Central forced air | TRC | Existing | NE695 | Energy Star Certified Roof Products | Energy Star Certified Roof Products | NonEquip | 20 |  | 32.4% | Tech/Econ | 12.5% | 648700.6512 | 0 | 577.6596
Tech | Single Family | Space Heating | Central forced air | TRC | Existing | NE683 | Duct Repair | Duct Repair | NonEquip | 11 |  | 14.08% | Tech/Econ | 12% | 255155.3549 | 0 | 227.2126
Tech | Single Family | Space Heating | Central forced air | TRC | Existing | NE671 | Duct Insulation | Duct Insulation | NonEquip | 15 |  | 0% | Tech/Econ | 2.045% | 0 | 0 | 0
Tech | Single Family | Space Heating | Central forced air | TRC | Existing | NE647 | Ceiling Insulation(R30 to R38) | Ceiling Insulation(R30 to R38) | NonEquip | 20 |  | 3.904% | Tech/Econ | 2.011% | 10870.3756 | 0 | 10.7971
Tech | Single Family | Space Heating | Central forced air | TRC | Existing | NE635 | Ceiling Insulation(R2 to R38) | Ceiling Insulation(R2 to R38) | NonEquip | 20 |  | 1.625% | Tech/Econ | 34.48% | 96335.5483 | 0 | 93.8981
Tech | Single Family | Space Heating | Central forced air | TRC | Existing | NE623 | Ceiling Insulation(R19 to R38) | Ceiling Insulation(R19 to R38) | NonEquip | 20 |  | 0.6361% | Tech/Econ | 6.429% | 5827.888 | 0 | 5.8972
Tech | Single Family | Space Heating | Central forced air | TRC | Existing | NE611 | Ceiling Insulation(R12 to R38) | Ceiling Insulation(R12 to R38) | NonEquip | 20 |  | 1.579% | Tech/Econ | 11.98% | 28070.5545 | 0 | 27.6625
Tech | Single Family | Space Heating | Central forced air | TRC | Existing | NE605 | Air Sealing-Infiltration Control | Air Sealing-Infiltration Control | NonEquip | 11 |  | 20.8% | Tech/Econ | 9% | 276817.8786 | 0 | 246.5027
Tech | Single Family | Space Heating | Central forced air | TRC | Turnover | ET353 | Variable Refrigerant Flow (VRF) HVAC Systems | Variable Refrigerant Flow (VRF) HVAC Systems | Equip | 13 | Central forced air | 0.5419% | Tech/Econ | 25.82% | 22476.2064 | 0 | 5.7905
Tech | Single Family | Space Heating | Central forced air | TRC | New | EN359 | Variable Refrigerant Flow (VRF) HVAC Systems | Variable Refrigerant Flow (VRF) HVAC Systems | Equip | 13 | Central forced air | 0.636% | Tech/Econ | 25.82% | 302.4297 | 0 | 0.077915
Tech | Single Family | Space Cooling | CAC | TRC | New | NN926 | ENERGY STAR Certified Home | ENERGY STAR Certified Home | NonEquip | 20 |  | 0% | Tech/Econ | 30% | 0 | 0 | 0
Tech | Single Family | Space Cooling | CAC | TRC | New | NN920 | Solar Attic Fan | Solar Attic Fan | NonEquip | 15 |  | 5.32% | Tech/Econ | 6% | 0 | 0 | 0
Tech | Single Family | Space Cooling | CAC | TRC | New | NN902 | Window Sun Protection | Window Sun Protection | NonEquip | 10 |  | 19.5% | Tech/Econ | 2.452% | 0 | 0 | 0
Tech | Single Family | Space Cooling | CAC | TRC | New | NN878 | Storm Door | Storm Door | NonEquip | 20 |  | 0% | Tech/Econ | 1.082% | 0 | 0 | 0
Tech | Single Family | Space Cooling | CAC | TRC | New | NN872 | Spray Foam Insulation(Base R30) | Spray Foam Insulation(Base R30) | NonEquip | 20 |  | 72% | Tech/Econ | 11.62% | 16773.6681 | 7.1729 | 0
Tech | Single Family | Space Cooling | CAC | TRC | New | NN860 | Spray Foam Insulation(Base R2) | Spray Foam Insulation(Base R2) | NonEquip | 20 |  | 0% | Tech/Econ | 34.78% | 0 | 0 | 0
Tech | Single Family | Space Cooling | CAC | TRC | New | NN848 | Spray Foam Insulation(Base R19) | Spray Foam Insulation(Base R19) | NonEquip | 20 |  | 0% | Tech/Econ | 14.4% | 0 | 0 | 0
Tech | Single Family | Space Cooling | CAC | TRC | New | NN836 | Spray Foam Insulation(Base R12) | Spray Foam Insulation(Base R12) | NonEquip | 20 |  | 0% | Tech/Econ | 18.12% | 0 | 0 | 0
Tech | Single Family | Space Cooling | CAC | TRC | New | NN818 | Smart Thermostat | Smart Thermostat | NonEquip | 11 |  | 22.5% | Tech/Econ | 4% | 0 | 0 | 0
Tech | Single Family | Space Cooling | CAC | TRC | New | NN800 | Radiant Barrier | Radiant Barrier | NonEquip | 20 |  | 6.056% | Tech/Econ | 10% | 0 | 0 | 0
Tech | Single Family | Space Cooling | CAC | TRC | New | NN782 | Programmable Thermostat | Programmable Thermostat | NonEquip | 11 |  | 2% | Tech/Econ | 1.72% | 0 | 0 | 0
Tech | Single Family | Space Cooling | CAC | TRC | New | NN758 | Home Energy Management System | Home Energy Management System | NonEquip | 11 |  | 0.95% | Tech/Econ | 7.12% | 0 | 0 | 0
Tech | Single Family | Space Cooling | CAC | TRC | New | NN734 | Green Roof | Green Roof | NonEquip | 20 |  | 9.72% | Tech/Econ | 14.65% | 3756.7028 | 2.3192 | 0
Tech | Single Family | Space Cooling | CAC | TRC | New | NN716 | Energy Star Windows | Energy Star Windows | NonEquip | 20 |  | 19% | Tech/Econ | 3.342% | 0 | 0 | 0
Tech | Single Family | Space Cooling | CAC | TRC | New | NN704 | Energy Star Door | Energy Star Door | NonEquip | 20 |  | 14.25% | Tech/Econ | 1.347% | 0 | 0 | 0
Tech | Single Family | Space Cooling | CAC | TRC | New | NN692 | Energy Star Certified Roof Products | Energy Star Certified Roof Products | NonEquip | 20 |  | 32.4% | Tech/Econ | 12.5% | 10529.6977 | 6.5004 | 0
Tech | Single Family | Space Cooling | CAC | TRC | New | NN656 | Ceiling Insulation(R30 to R38) | Ceiling Insulation(R30 to R38) | NonEquip | 20 |  | 8% | Tech/Econ | 1.432% | 0 | 0 | 0
Tech | Single Family | Space Cooling | CAC | TRC | New | NN644 | Ceiling Insulation(R2 to R38) | Ceiling Insulation(R2 to R38) | NonEquip | 20 |  | 0% | Tech/Econ | 29.55% | 0 | 0 | 0
Tech | Single Family | Space Cooling | CAC | TRC | New | NN632 | Ceiling Insulation(R19 to R38) | Ceiling Insulation(R19 to R38) | NonEquip | 20 |  | 0% | Tech/Econ | 5.005% | 0 | 0 | 0
Tech | Single Family | Space Cooling | CAC | TRC | New | NN620 | Ceiling Insulation(R12 to R38) | Ceiling Insulation(R12 to R38) | NonEquip | 20 |  | 0% | Tech/Econ | 9.56% | 0 | 0 | 0
Tech | Single Family | Space Cooling | CAC | TRC | Existing | NE923 | ENERGY STAR Certified Home | ENERGY STAR Certified Home | NonEquip | 20 |  | 0% | Tech/Econ | 30% | 0 | 0 | 0
Tech | Single Family | Space Cooling | CAC | TRC | Existing | NE917 | Solar Attic Fan | Solar Attic Fan | NonEquip | 15 |  | 1.976% | Tech/Econ | 6% | 23115.9793 | 7.9492 | 0
Tech | Single Family | Space Cooling | CAC | TRC | Existing | NE899 | Window Sun Protection | Window Sun Protection | NonEquip | 10 |  | 19.5% | Tech/Econ | 2.452% | 92002.8797 | 138.3841 | -63.3351
Tech | Single Family | Space Cooling | CAC | TRC | Existing | NE887 | Wall Insulation | Wall Insulation | NonEquip | 20 |  | 4.5% | Tech/Econ | 5.498% | 48178.7373 | 29.7427 | 0
Tech | Single Family | Space Cooling | CAC | TRC | Existing | NE875 | Storm Door | Storm Door | NonEquip | 20 |  | 0% | Tech/Econ | 1.633% | 0 | 0 | 0
Tech | Single Family | Space Cooling | CAC | TRC | Existing | NE869 | Spray Foam Insulation(Base R30) | Spray Foam Insulation(Base R30) | NonEquip | 20 |  | 35.13% | Tech/Econ | 11.62% | 864974.5943 | 369.8859 | 0
Tech | Single Family | Space Cooling | CAC | TRC | Existing | NE857 | Spray Foam Insulation(Base R2) | Spray Foam Insulation(Base R2) | NonEquip | 20 |  | 14.63% | Tech/Econ | 34.78% | 1692141.466 | 992.5382 | 0
Tech | Single Family | Space Cooling | CAC | TRC | Existing | NE845 | Spray Foam Insulation(Base R19) | Spray Foam Insulation(Base R19) | NonEquip | 20 |  | 5.725% | Tech/Econ | 14.4% | 186728.2915 | 89.2337 | 0
Tech | Single Family | Space Cooling | CAC | TRC | Existing | NE833 | Spray Foam Insulation(Base R12) | Spray Foam Insulation(Base R12) | NonEquip | 20 |  | 14.21% | Tech/Econ | 18.12% | 598728.0306 | 225.4188 | 0
Tech | Single Family | Space Cooling | CAC | TRC | Existing | NE815 | Smart Thermostat | Smart Thermostat | NonEquip | 11 |  | 22.5% | Tech/Econ | 4% | 174778.2457 | 213.2172 | 0
Tech | Single Family | Space Cooling | CAC | TRC | Existing | NE797 | Radiant Barrier | Radiant Barrier | NonEquip | 20 |  | 1.853% | Tech/Econ | 10% | 37655.8089 | 22.8679 | 0
Tech | Single Family | Space Cooling | CAC | TRC | Existing | NE779 | Programmable Thermostat | Programmable Thermostat | NonEquip | 11 |  | 2% | Tech/Econ | 1.72% | 6570.8221 | 8.0159 | 0
Tech | Single Family | Space Cooling | CAC | TRC | Existing | NE755 | Home Energy Management System | Home Energy Management System | NonEquip | 11 |  | 0.95% | Tech/Econ | 7.12% | 13196.8888 | 5.2792 | 0
Tech | Single Family | Space Cooling | CAC | TRC | Existing | NE749 | Heat Pump Tune Up | Heat Pump Tune Up | NonEquip | 2 | Heat pump-cooling | 0% | Tech/Econ | 5% | 0 | 0 | 0
Tech | Single Family | Space Cooling | CAC | TRC | Existing | NE731 | Green Roof | Green Roof | NonEquip | 20 |  | 0.0675% | Tech/Econ | 14.65% | 2240.8874 | 1.3834 | 0
Tech | Single Family | Space Cooling | CAC | TRC | Existing | NE713 | Energy Star Windows | Energy Star Windows | NonEquip | 20 |  | 19% | Tech/Econ | 9.77% | 376624.216 | 73.9331 | 0
Tech | Single Family | Space Cooling | CAC | TRC | Existing | NE701 | Energy Star Door | Energy Star Door | NonEquip | 20 |  | 14.25% | Tech/Econ | 1.898% | 51797.0239 | 18.4123 | 0
Tech | Single Family | Space Cooling | CAC | TRC | Existing | NE689 | Energy Star Certified Roof Products | Energy Star Certified Roof Products | NonEquip | 20 |  | 32.4% | Tech/Econ | 12.5% | 909880.2327 | 561.7065 | 0
Tech | Single Family | Space Cooling | CAC | TRC | Existing | NE677 | Duct Repair | Duct Repair | NonEquip | 11 |  | 14.08% | Tech/Econ | 12% | 364301.4406 | 224.8983 | 0
Tech | Single Family | Space Cooling | CAC | TRC | Existing | NE665 | Duct Insulation | Duct Insulation | NonEquip | 15 |  | 0% | Tech/Econ | 2.045% | 0 | 0 | 0
Tech | Single Family | Space Cooling | CAC | TRC | Existing | NE659 | Central AC Tune Up | Central AC Tune Up | NonEquip | 2 | CAC | 0% | Tech/Econ | 5% | 0 | 0 | 0
Tech | Single Family | Space Cooling | CAC | TRC | Existing | NE641 | Ceiling Insulation(R2 to R38) | Ceiling Insulation(R2 to R38) | NonEquip | 20 |  | 1.625% | Tech/Econ | 29.55% | 112193.994 | 53.3302 | 0
Tech | Single Family | Space Cooling | CAC | TRC | Existing | NE629 | Ceiling Insulation(R19 to R38) | Ceiling Insulation(R19 to R38) | NonEquip | 20 |  | 0.6361% | Tech/Econ | 5.005% | 6183.6625 | 4.116 | 0
Tech | Single Family | Space Cooling | CAC | TRC | Existing | NE617 | Ceiling Insulation(R12 to R38) | Ceiling Insulation(R12 to R38) | NonEquip | 20 |  | 1.579% | Tech/Econ | 9.56% | 30058.2716 | 19.5074 | 0
Tech | Single Family | Space Cooling | CAC | TRC | Existing | NE599 | Air Sealing-Infiltration Control | Air Sealing-Infiltration Control | NonEquip | 11 |  | 20.8% | Tech/Econ | 9% | 372203.8459 | 229.7768 | 0
Tech | Single Family | Space Cooling | CAC | TRC | Turnover | ET308 | 21 SEER Central AC | 21 SEER Central AC | Equip | 15 | CAC | 78% | Tech/Econ | 33.33% | 8209700.178 | 5068.1861 | 0
Tech | Single Family | Space Cooling | CAC | TRC | Turnover | ET263 | 18 SEER Central AC | 18 SEER Central AC | Equip | 15 | CAC | 0% | Tech/Econ | 22.22% | 0 | 0 | 0
Tech | Single Family | Space Cooling | CAC | TRC | Turnover | ET236 | 17 SEER Central AC | 17 SEER Central AC | Equip | 15 | CAC | 0% | Tech/Econ | 17.65% | 0 | 0 | 0
Tech | Single Family | Space Cooling | CAC | TRC | Turnover | ET209 | 16 SEER Central AC | 16 SEER Central AC | Equip | 15 | CAC | 0% | Tech/Econ | 12.5% | 0 | 0 | 0
Tech | Single Family | Space Cooling | CAC | TRC | Turnover | ET182 | 15 SEER Central AC | 15 SEER Central AC | Equip | 15 | CAC | 0% | Tech/Econ | 6.667% | 0 | 0 | 0
Tech | Single Family | Space Cooling | CAC | TRC | New | EN314 | 21 SEER Central AC | 21 SEER Central AC | Equip | 15 | CAC | 78% | Tech/Econ | 33.33% | 92668.6513 | 57.2082 | 0
Tech | Single Family | Space Cooling | CAC | TRC | New | EN269 | 18 SEER Central AC | 18 SEER Central AC | Equip | 15 | CAC | 0% | Tech/Econ | 22.22% | 0 | 0 | 0
Tech | Single Family | Space Cooling | CAC | TRC | New | EN242 | 17 SEER Central AC | 17 SEER Central AC | Equip | 15 | CAC | 0% | Tech/Econ | 17.65% | 0 | 0 | 0
Tech | Single Family | Space Cooling | CAC | TRC | New | EN215 | 16 SEER Central AC | 16 SEER Central AC | Equip | 15 | CAC | 0% | Tech/Econ | 12.5% | 0 | 0 | 0
Tech | Single Family | Space Cooling | CAC | TRC | New | EN188 | 15 SEER Central AC | 15 SEER Central AC | Equip | 15 | CAC | 0% | Tech/Econ | 6.667% | 0 | 0 | 0
Tech | Single Family | Space Heating | Baseboards | TRC | New | NN932 | ENERGY STAR Certified Home | ENERGY STAR Certified Home | NonEquip | 20 |  | 0% | Tech/Econ | 30% | 0 | 0 | 0
Tech | Single Family | Space Heating | Baseboards | TRC | New | NN896 | Wall Insulation | Wall Insulation | NonEquip | 20 |  | 6.75% | Tech/Econ | 0% | 0 | 0 | 0
Tech | Single Family | Space Heating | Baseboards | TRC | New | NN884 | Storm Door | Storm Door | NonEquip | 20 |  | 0% | Tech/Econ | 2.088% | 0 | 0 | 0
Tech | Single Family | Space Heating | Baseboards | TRC | New | NN866 | Spray Foam Insulation(Base R30) | Spray Foam Insulation(Base R30) | NonEquip | 20 |  | 72% | Tech/Econ | 3.99% | 0.35347 | 0 | 0.00088916
Tech | Single Family | Space Heating | Baseboards | TRC | New | NN854 | Spray Foam Insulation(Base R2) | Spray Foam Insulation(Base R2) | NonEquip | 20 |  | 0% | Tech/Econ | 33.29% | 0 | 0 | 0
Tech | Single Family | Space Heating | Baseboards | TRC | New | NN842 | Spray Foam Insulation(Base R19) | Spray Foam Insulation(Base R19) | NonEquip | 20 |  | 0% | Tech/Econ | 7.709% | 0 | 0 | 0
Tech | Single Family | Space Heating | Baseboards | TRC | New | NN830 | Spray Foam Insulation(Base R12) | Spray Foam Insulation(Base R12) | NonEquip | 20 |  | 0% | Tech/Econ | 12.39% | 0 | 0 | 0
Tech | Single Family | Space Heating | Baseboards | TRC | New | NN824 | Smart Thermostat | Smart Thermostat | NonEquip | 11 |  | 22.5% | Tech/Econ | 4% | 0.28358 | 0 | 0
Tech | Single Family | Space Heating | Baseboards | TRC | New | NN812 | Sealed crawlspace | Sealed crawlspace | NonEquip | 11 |  | 5.88% | Tech/Econ | 0% | 0 | 0 | 0
Tech | Single Family | Space Heating | Baseboards | TRC | New | NN794 | Radiant Barrier | Radiant Barrier | NonEquip | 20 |  | 6.056% | Tech/Econ | 10% | 0.19199 | 0 | 0.00021297
Tech | Single Family | Space Heating | Baseboards | TRC | New | NN788 | Programmable Thermostat | Programmable Thermostat | NonEquip | 11 |  | 2% | Tech/Econ | 1.72% | 0 | 0 | 0
Tech | Single Family | Space Heating | Baseboards | TRC | New | NN776 | HVAC ECM Motor | HVAC ECM Motor | NonEquip | 15 |  | 26.32% | Tech/Econ | 0.6245% | 0 | 0 | 0
Tech | Single Family | Space Heating | Baseboards | TRC | New | NN764 | Home Energy Management System | Home Energy Management System | NonEquip | 11 |  | 0.95% | Tech/Econ | 15% | 0.047828 | 0 | 7.4531e-06
Tech | Single Family | Space Heating | Baseboards | TRC | New | NN746 | Heat Pump Tune Up | Heat Pump Tune Up | NonEquip | 2 | Heat pump-heating | 0% | Tech/Econ | 0% | 0 | 0 | 0
Tech | Single Family | Space Heating | Baseboards | TRC | New | NN740 | Green Roof | Green Roof | NonEquip | 20 |  | 9.72% | Tech/Econ | 14.65% | 0.47738 | 0 | 0.0004251
Tech | Single Family | Space Heating | Baseboards | TRC | New | NN728 | Floor Insulation | Floor Insulation | NonEquip | 20 |  | 3.36% | Tech/Econ | 0% | 0 | 0 | 0
Tech | Single Family | Space Heating | Baseboards | TRC | New | NN722 | Energy Star Windows | Energy Star Windows | NonEquip | 20 |  | 19% | Tech/Econ | 2.438% | 0 | 0 | 0
Tech | Single Family | Space Heating | Baseboards | TRC | New | NN710 | Energy Star Door | Energy Star Door | NonEquip | 20 |  | 14.25% | Tech/Econ | 2.6% | 0 | 0 | 0
Tech | Single Family | Space Heating | Baseboards | TRC | New | NN698 | Energy Star Certified Roof Products | Energy Star Certified Roof Products | NonEquip | 20 |  | 32.4% | Tech/Econ | 12.5% | 1.3381 | 0 | 0.0011915
Tech | Single Family | Space Heating | Baseboards | TRC | New | NN686 | Duct Repair | Duct Repair | NonEquip | 11 |  | 0% | Tech/Econ | 0% | 0 | 0 | 0
Tech | Single Family | Space Heating | Baseboards | TRC | New | NN674 | Duct Insulation | Duct Insulation | NonEquip | 15 |  | 0% | Tech/Econ | 0% | 0 | 0 | 0
Tech | Single Family | Space Heating | Baseboards | TRC | New | NN650 | Ceiling Insulation(R30 to R38) | Ceiling Insulation(R30 to R38) | NonEquip | 20 |  | 8% | Tech/Econ | 2.011% | 0 | 0 | 0
Tech | Single Family | Space Heating | Baseboards | TRC | New | NN638 | Ceiling Insulation(R2 to R38) | Ceiling Insulation(R2 to R38) | NonEquip | 20 |  | 0% | Tech/Econ | 34.48% | 0 | 0 | 0
Tech | Single Family | Space Heating | Baseboards | TRC | New | NN626 | Ceiling Insulation(R19 to R38) | Ceiling Insulation(R19 to R38) | NonEquip | 20 |  | 0% | Tech/Econ | 6.429% | 0 | 0 | 0
Tech | Single Family | Space Heating | Baseboards | TRC | New | NN614 | Ceiling Insulation(R12 to R38) | Ceiling Insulation(R12 to R38) | NonEquip | 20 |  | 0% | Tech/Econ | 11.98% | 0 | 0 | 0
Tech | Single Family | Space Heating | Baseboards | TRC | Existing | NE929 | ENERGY STAR Certified Home | ENERGY STAR Certified Home | NonEquip | 20 |  | 0% | Tech/Econ | 30% | 0 | 0 | 0
Tech | Single Family | Space Heating | Baseboards | TRC | Existing | NE893 | Wall Insulation | Wall Insulation | NonEquip | 20 |  | 4.5% | Tech/Econ | 27.09% | 36.1224 | 0 | 0.032167
Tech | Single Family | Space Heating | Baseboards | TRC | Existing | NE881 | Storm Door | Storm Door | NonEquip | 20 |  | 0% | Tech/Econ | 3.151% | 0 | 0 | 0
Tech | Single Family | Space Heating | Baseboards | TRC | Existing | NE863 | Spray Foam Insulation(Base R30) | Spray Foam Insulation(Base R30) | NonEquip | 20 |  | 35.13% | Tech/Econ | 3.99% | 36.1116 | 0 | 0.09084
Tech | Single Family | Space Heating | Baseboards | TRC | Existing | NE851 | Spray Foam Insulation(Base R2) | Spray Foam Insulation(Base R2) | NonEquip | 20 |  | 14.63% | Tech/Econ | 33.29% | 151.6745 | 0 | 0.16902
Tech | Single Family | Space Heating | Baseboards | TRC | Existing | NE839 | Spray Foam Insulation(Base R19) | Spray Foam Insulation(Base R19) | NonEquip | 20 |  | 5.725% | Tech/Econ | 7.709% | 11.6861 | 0 | 0.020373
Tech | Single Family | Space Heating | Baseboards | TRC | Existing | NE827 | Spray Foam Insulation(Base R12) | Spray Foam Insulation(Base R12) | NonEquip | 20 |  | 14.21% | Tech/Econ | 12.39% | 49.3912 | 0 | 0.068067
Tech | Single Family | Space Heating | Baseboards | TRC | Existing | NE821 | Smart Thermostat | Smart Thermostat | NonEquip | 11 |  | 22.5% | Tech/Econ | 4% | 23.3963 | 0 | 0
Tech | Single Family | Space Heating | Baseboards | TRC | Existing | NE809 | Sealed crawlspace | Sealed crawlspace | NonEquip | 11 |  | 5.88% | Tech/Econ | 1.167% | 1.7324 | 0 | 0.0024938
Tech | Single Family | Space Heating | Baseboards | TRC | Existing | NE791 | Radiant Barrier | Radiant Barrier | NonEquip | 20 |  | 1.853% | Tech/Econ | 10% | 5.0084 | 0 | 0.0055558
Tech | Single Family | Space Heating | Baseboards | TRC | Existing | NE785 | Programmable Thermostat | Programmable Thermostat | NonEquip | 11 |  | 2% | Tech/Econ | 1.72% | 0.86854 | 0 | 0
Tech | Single Family | Space Heating | Baseboards | TRC | Existing | NE773 | HVAC ECM Motor | HVAC ECM Motor | NonEquip | 15 |  | 9.945% | Tech/Econ | 0.6245% | 1.5664 | 0 | 0.0014501
Tech | Single Family | Space Heating | Baseboards | TRC | Existing | NE761 | Home Energy Management System | Home Energy Management System | NonEquip | 11 |  | 0.95% | Tech/Econ | 15% | 4.1717 | 0 | 0.00056174
Tech | Single Family | Space Heating | Baseboards | TRC | Existing | NE743 | Heat Pump Tune Up | Heat Pump Tune Up | NonEquip | 2 | Heat pump-heating | 0% | Tech/Econ | 5% | 0 | 0 | 0
Tech | Single Family | Space Heating | Baseboards | TRC | Existing | NE737 | Green Roof | Green Roof | NonEquip | 20 |  | 0.0675% | Tech/Econ | 14.65% | 0.28915 | 0 | 0.00025749
Tech | Single Family | Space Heating | Baseboards | TRC | Existing | NE719 | Energy Star Windows | Energy Star Windows | NonEquip | 20 |  | 19% | Tech/Econ | 7.128% | 35.7025 | 0 | 0.032024
Tech | Single Family | Space Heating | Baseboards | TRC | Existing | NE707 | Energy Star Door | Energy Star Door | NonEquip | 20 |  | 14.25% | Tech/Econ | 3.663% | 13.2594 | 0 | 0.012916
Tech | Single Family | Space Heating | Baseboards | TRC | Existing | NE695 | Energy Star Certified Roof Products | Energy Star Certified Roof Products | NonEquip | 20 |  | 32.4% | Tech/Econ | 12.5% | 118.3824 | 0 | 0.10542
Tech | Single Family | Space Heating | Baseboards | TRC | Existing | NE683 | Duct Repair | Duct Repair | NonEquip | 11 |  | 14.08% | Tech/Econ | 12% | 46.5637 | 0 | 0.041464
Tech | Single Family | Space Heating | Baseboards | TRC | Existing | NE671 | Duct Insulation | Duct Insulation | NonEquip | 15 |  | 0% | Tech/Econ | 2.045% | 0 | 0 | 0
Tech | Single Family | Space Heating | Baseboards | TRC | Existing | NE647 | Ceiling Insulation(R30 to R38) | Ceiling Insulation(R30 to R38) | NonEquip | 20 |  | 3.904% | Tech/Econ | 2.011% | 1.9838 | 0 | 0.0019704
Tech | Single Family | Space Heating | Baseboards | TRC | Existing | NE635 | Ceiling Insulation(R2 to R38) | Ceiling Insulation(R2 to R38) | NonEquip | 20 |  | 1.625% | Tech/Econ | 34.48% | 17.5558 | 0 | 0.017112
Tech | Single Family | Space Heating | Baseboards | TRC | Existing | NE623 | Ceiling Insulation(R19 to R38) | Ceiling Insulation(R19 to R38) | NonEquip | 20 |  | 0.6361% | Tech/Econ | 6.429% | 1.0635 | 0 | 0.0010762
Tech | Single Family | Space Heating | Baseboards | TRC | Existing | NE611 | Ceiling Insulation(R12 to R38) | Ceiling Insulation(R12 to R38) | NonEquip | 20 |  | 1.579% | Tech/Econ | 11.98% | 5.1226 | 0 | 0.0050482
Tech | Single Family | Space Heating | Baseboards | TRC | Existing | NE605 | Air Sealing-Infiltration Control | Air Sealing-Infiltration Control | NonEquip | 11 |  | 20.8% | Tech/Econ | 9% | 50.5169 | 0 | 0.044985
Tech | Single Family | Electronics | Air quality | TRC | New | NN962 | ENERGY STAR Certified Home | ENERGY STAR Certified Home | NonEquip | 20 |  | 0% | Tech/Econ | 30% | 0 | 0 | 0
Tech | Single Family | Electronics | Air quality | TRC | New | NN596 | Smart Power Strip | Smart Power Strip | NonEquip | 5 |  | 22.5% | Tech/Econ | 2.366% | 23.1623 | 0.0025513 | 0.0019908
Tech | Single Family | Electronics | Air quality | TRC | Existing | NE959 | ENERGY STAR Certified Home | ENERGY STAR Certified Home | NonEquip | 20 |  | 0% | Tech/Econ | 30% | 0 | 0 | 0
Tech | Single Family | Electronics | Air quality | TRC | Existing | NE593 | Smart Power Strip | Smart Power Strip | NonEquip | 5 |  | 22.5% | Tech/Econ | 2.366% | 2161.9572 | 0.23814 | 0.18582
Tech | Single Family | Electronics | Air quality | TRC | Turnover | ET101 | Energy Star Air Purifier | Energy Star Air Purifier | Equip | 9 | Air quality | 61% | Tech/Econ | 59.88% | 233763.9014 | 30.977 | 22.3528
Tech | Single Family | Electronics | Air quality | TRC | New | EN107 | Energy Star Air Purifier | Energy Star Air Purifier | Equip | 9 | Air quality | 61% | Tech/Econ | 59.88% | 2504.4445 | 0.33187 | 0.23948
Tech | Multi-Family | Miscellaneous | Well pump | TRC | New | NN969 | ENERGY STAR Certified Home | ENERGY STAR Certified Home | NonEquip | 20 |  | 0% | Tech/Econ | 30% | 0 | 0 | 0
Tech | Multi-Family | Miscellaneous | Well pump | TRC | Existing | NE966 | ENERGY STAR Certified Home | ENERGY STAR Certified Home | NonEquip | 20 |  | 0% | Tech/Econ | 30% | 0 | 0 | 0
Tech | Multi-Family | Electronics | Television | TRC | New | NN963 | ENERGY STAR Certified Home | ENERGY STAR Certified Home | NonEquip | 20 |  | 0% | Tech/Econ | 30% | 0 | 0 | 0
Tech | Multi-Family | Electronics | Television | TRC | New | NN597 | Smart Power Strip | Smart Power Strip | NonEquip | 5 |  | 90% | Tech/Econ | 4.575% | 244.3801 | 0.026919 | 0.021004
Tech | Multi-Family | Electronics | Television | TRC | Existing | NE960 | ENERGY STAR Certified Home | ENERGY STAR Certified Home | NonEquip | 20 |  | 0% | Tech/Econ | 30% | 0 | 0 | 0
Tech | Multi-Family | Electronics | Television | TRC | Existing | NE594 | Smart Power Strip | Smart Power Strip | NonEquip | 5 |  | 90% | Tech/Econ | 4.575% | 22810.3492 | 2.5126 | 1.9605
Tech | Multi-Family | Electronics | Television | TRC | Turnover | ET138 | Energy Star TV | Energy Star TV | Equip | 6 | Television | 42% | Tech/Econ | 35.1% | 95783.6277 | 19.1549 | 11.4587
Tech | Multi-Family | Electronics | Television | TRC | New | EN144 | Energy Star TV | Energy Star TV | Equip | 6 | Television | 42% | Tech/Econ | 35.1% | 1026.184 | 0.20522 | 0.12276
Tech | Multi-Family | Domestic Hot Water | Solar | TRC | New | NN939 | ENERGY STAR Certified Home | ENERGY STAR Certified Home | NonEquip | 20 |  | 0% | Tech/Econ | 30% | 0 | 0 | 0
Tech | Multi-Family | Domestic Hot Water | Solar | TRC | New | NN591 | Water Heater Timeclock | Water Heater Timeclock | NonEquip | 7 |  | 45% | Tech/Econ | 5% | 0 | 0 | 0
Tech | Multi-Family | Domestic Hot Water | Solar | TRC | New | NN585 | Water Heater Thermostat Setback | Water Heater Thermostat Setback | NonEquip | 4 |  | 0.9177% | Tech/Econ | 2.212% | 0 | 0 | 0
Tech | Multi-Family | Domestic Hot Water | Solar | TRC | New | NN579 | Water Heater Blanket | Water Heater Blanket | NonEquip | 7 |  | 1.582% | Tech/Econ | 15.27% | 0.4719 | 4.2504e-05 | 9.1494e-05
Tech | Multi-Family | Domestic Hot Water | Solar | TRC | New | NN573 | Thermostatic Shower Restriction Valve | Thermostatic Shower Restriction Valve | NonEquip | 10 |  | 16% | Tech/Econ | 4.403% | 0 | 0 | 0
Tech | Multi-Family | Domestic Hot Water | Solar | TRC | New | NN567 | Low Flow Showerhead | Low Flow Showerhead | NonEquip | 9 |  | 80% | Tech/Econ | 14.02% | 21.8595 | 0.0019689 | 0.0042383
Tech | Multi-Family | Domestic Hot Water | Solar | TRC | New | NN561 | Hot Water Pipe Insulation | Hot Water Pipe Insulation | NonEquip | 13 |  | 15% | Tech/Econ | 7.656% | 1.1676 | 0.00010517 | 0.00022638
Tech | Multi-Family | Domestic Hot Water | Solar | TRC | New | NN555 | Heat Trap | Heat Trap | NonEquip | 10 |  | 12% | Tech/Econ | 6.285% | 0 | 0 | 0
Tech | Multi-Family | Domestic Hot Water | Solar | TRC | New | NN549 | Faucet Aerator | Faucet Aerator | NonEquip | 10 |  | 18% | Tech/Econ | 1.378% | 0 | 0 | 0
Tech | Multi-Family | Domestic Hot Water | Solar | TRC | New | NN543 | Drain Water Heat Recovery | Drain Water Heat Recovery | NonEquip | 15 |  | 9.5% | Tech/Econ | 12.3% | 2.0219 | 0.00018212 | 0.00039202
Tech | Multi-Family | Domestic Hot Water | Solar | TRC | Existing | NE936 | ENERGY STAR Certified Home | ENERGY STAR Certified Home | NonEquip | 20 |  | 0% | Tech/Econ | 30% | 0 | 0 | 0
Tech | Multi-Family | Domestic Hot Water | Solar | TRC | Existing | NE588 | Water Heater Timeclock | Water Heater Timeclock | NonEquip | 7 |  | 20.61% | Tech/Econ | 5% | 166.396 | 0 | 0
Tech | Multi-Family | Domestic Hot Water | Solar | TRC | Existing | NE582 | Water Heater Thermostat Setback | Water Heater Thermostat Setback | NonEquip | 4 |  | 0% | Tech/Econ | 2.212% | 0 | 0 | 0
Tech | Multi-Family | Domestic Hot Water | Solar | TRC | Existing | NE576 | Water Heater Blanket | Water Heater Blanket | NonEquip | 7 |  | 9.142% | Tech/Econ | 15.96% | 266.0336 | 0.023962 | 0.05158
Tech | Multi-Family | Domestic Hot Water | Solar | TRC | Existing | NE570 | Thermostatic Shower Restriction Valve | Thermostatic Shower Restriction Valve | NonEquip | 10 |  | 0% | Tech/Econ | 4.403% | 0 | 0 | 0
Tech | Multi-Family | Domestic Hot Water | Solar | TRC | Existing | NE564 | Low Flow Showerhead | Low Flow Showerhead | NonEquip | 9 |  | 36% | Tech/Econ | 14.02% | 906.9578 | 0.08169 | 0.17585
Tech | Multi-Family | Domestic Hot Water | Solar | TRC | Existing | NE558 | Hot Water Pipe Insulation | Hot Water Pipe Insulation | NonEquip | 13 |  | 33.75% | Tech/Econ | 7.656% | 435.7319 | 0.039247 | 0.084483
Tech | Multi-Family | Domestic Hot Water | Solar | TRC | Existing | NE552 | Heat Trap | Heat Trap | NonEquip | 10 |  | 27% | Tech/Econ | 6.285% | 278.7676 | 0.025109 | 0.054049
Tech | Multi-Family | Domestic Hot Water | Solar | TRC | Existing | NE546 | Faucet Aerator | Faucet Aerator | NonEquip | 10 |  | 40.5% | Tech/Econ | 3.306% | 213.9986 | 0.019275 | 0.041491
Tech | Multi-Family | Domestic Hot Water | Solar | TRC | Existing | NE540 | Drain Water Heat Recovery | Drain Water Heat Recovery | NonEquip | 15 |  | 9.5% | Tech/Econ | 12.3% | 199.3755 | 0.017958 | 0.038656
Tech | Multi-Family | Domestic Hot Water | Solar | TRC | Turnover | ET93 | Solar Water Heater | Solar Water Heater | Equip | 15 | Solar | 10.78% | Tech/Econ | 76.67% | 1642.8829 | 0.12279 | 0.017239
Tech | Multi-Family | Domestic Hot Water | Solar | TRC | New | EN99 | Solar Water Heater | Solar Water Heater | Equip | 15 | Solar | 10.78% | Tech/Econ | 76.67% | 17.6011 | 0.0013155 | 0.00018469
Tech | Multi-Family | Space Heating | Room heating | TRC | New | NN933 | ENERGY STAR Certified Home | ENERGY STAR Certified Home | NonEquip | 20 |  | 0% | Tech/Econ | 30% | 0 | 0 | 0
Tech | Multi-Family | Space Heating | Room heating | TRC | New | NN897 | Wall Insulation | Wall Insulation | NonEquip | 20 |  | 6.75% | Tech/Econ | 0% | 0 | 0 | 0
Tech | Multi-Family | Space Heating | Room heating | TRC | New | NN885 | Storm Door | Storm Door | NonEquip | 20 |  | 0% | Tech/Econ | 2.408% | 0 | 0 | 0
Tech | Multi-Family | Space Heating | Room heating | TRC | New | NN867 | Spray Foam Insulation(Base R30) | Spray Foam Insulation(Base R30) | NonEquip | 20 |  | 36% | Tech/Econ | 15.51% | 170.6802 | 0 | 0.23056
Tech | Multi-Family | Space Heating | Room heating | TRC | New | NN855 | Spray Foam Insulation(Base R2) | Spray Foam Insulation(Base R2) | NonEquip | 20 |  | 0% | Tech/Econ | 52.1% | 0 | 0 | 0
Tech | Multi-Family | Space Heating | Room heating | TRC | New | NN843 | Spray Foam Insulation(Base R19) | Spray Foam Insulation(Base R19) | NonEquip | 20 |  | 0% | Tech/Econ | 21.7% | 0 | 0 | 0
Tech | Multi-Family | Space Heating | Room heating | TRC | New | NN831 | Spray Foam Insulation(Base R12) | Spray Foam Insulation(Base R12) | NonEquip | 20 |  | 0% | Tech/Econ | 28.51% | 0 | 0 | 0
Tech | Multi-Family | Space Heating | Room heating | TRC | New | NN825 | Smart Thermostat | Smart Thermostat | NonEquip | 11 |  | 90% | Tech/Econ | 4% | 3.6704 | 0 | 0
Tech | Multi-Family | Space Heating | Room heating | TRC | New | NN813 | Sealed crawlspace | Sealed crawlspace | NonEquip | 11 |  | 5.88% | Tech/Econ | 0% | 0 | 0 | 0
Tech | Multi-Family | Space Heating | Room heating | TRC | New | NN795 | Radiant Barrier | Radiant Barrier | NonEquip | 20 |  | 0.95% | Tech/Econ | 10% | 2.5351 | 0 | 0.0021096
Tech | Multi-Family | Space Heating | Room heating | TRC | New | NN789 | Programmable Thermostat | Programmable Thermostat | NonEquip | 11 |  | 2% | Tech/Econ | 1.72% | 0 | 0 | 0
Tech | Multi-Family | Space Heating | Room heating | TRC | New | NN777 | HVAC ECM Motor | HVAC ECM Motor | NonEquip | 15 |  | 40.5% | Tech/Econ | 0.7204% | 0 | 0 | 0
Tech | Multi-Family | Space Heating | Room heating | TRC | New | NN765 | Home Energy Management System | Home Energy Management System | NonEquip | 11 |  | 2.908% | Tech/Econ | 15% | 12.5881 | 0 | 0.0016305
Tech | Multi-Family | Space Heating | Room heating | TRC | New | NN741 | Green Roof | Green Roof | NonEquip | 20 |  | 2.7% | Tech/Econ | 14.65% | 11.3675 | 0 | 0.010123
Tech | Multi-Family | Space Heating | Room heating | TRC | New | NN729 | Floor Insulation | Floor Insulation | NonEquip | 20 |  | 1.5% | Tech/Econ | 0% | 0 | 0 | 0
Tech | Multi-Family | Space Heating | Room heating | TRC | New | NN723 | Energy Star Windows | Energy Star Windows | NonEquip | 20 |  | 19% | Tech/Econ | 2.813% | 0 | 0 | 0
Tech | Multi-Family | Space Heating | Room heating | TRC | New | NN711 | Energy Star Door | Energy Star Door | NonEquip | 20 |  | 14.25% | Tech/Econ | 2.999% | 0 | 0 | 0
Tech | Multi-Family | Space Heating | Room heating | TRC | New | NN699 | Energy Star Certified Roof Products | Energy Star Certified Roof Products | NonEquip | 20 |  | 54% | Tech/Econ | 12.5% | 193.1677 | 0 | 0.17201
Tech | Multi-Family | Space Heating | Room heating | TRC | New | NN687 | Duct Repair | Duct Repair | NonEquip | 11 |  | 0% | Tech/Econ | 0% | 0 | 0 | 0
Tech | Multi-Family | Space Heating | Room heating | TRC | New | NN675 | Duct Insulation | Duct Insulation | NonEquip | 15 |  | 0% | Tech/Econ | 0% | 0 | 0 | 0
Tech | Multi-Family | Space Heating | Room heating | TRC | New | NN651 | Ceiling Insulation(R30 to R38) | Ceiling Insulation(R30 to R38) | NonEquip | 20 |  | 8% | Tech/Econ | 3.317% | 0 | 0 | 0
Tech | Multi-Family | Space Heating | Room heating | TRC | New | NN639 | Ceiling Insulation(R2 to R38) | Ceiling Insulation(R2 to R38) | NonEquip | 20 |  | 0% | Tech/Econ | 48.5% | 0 | 0 | 0
Tech | Multi-Family | Space Heating | Room heating | TRC | New | NN627 | Ceiling Insulation(R19 to R38) | Ceiling Insulation(R19 to R38) | NonEquip | 20 |  | 0% | Tech/Econ | 10.85% | 0 | 0 | 0
Tech | Multi-Family | Space Heating | Room heating | TRC | New | NN615 | Ceiling Insulation(R12 to R38) | Ceiling Insulation(R12 to R38) | NonEquip | 20 |  | 0% | Tech/Econ | 19.75% | 0 | 0 | 0
Tech | Multi-Family | Space Heating | Room heating | TRC | New | NN609 | Air Sealing-Infiltration Control | Air Sealing-Infiltration Control | NonEquip | 11 |  | 52% | Tech/Econ | 0% | 0 | 0 | 0
Tech | Multi-Family | Space Heating | Room heating | TRC | Existing | NE930 | ENERGY STAR Certified Home | ENERGY STAR Certified Home | NonEquip | 20 |  | 0% | Tech/Econ | 30% | 0 | 0 | 0
Tech | Multi-Family | Space Heating | Room heating | TRC | Existing | NE894 | Wall Insulation | Wall Insulation | NonEquip | 20 |  | 15% | Tech/Econ | 27.94% | 11178.7419 | 0 | 9.9545
Tech | Multi-Family | Space Heating | Room heating | TRC | Existing | NE882 | Storm Door | Storm Door | NonEquip | 20 |  | 0% | Tech/Econ | 3.635% | 0 | 0 | 0
Tech | Multi-Family | Space Heating | Room heating | TRC | Existing | NE864 | Spray Foam Insulation(Base R30) | Spray Foam Insulation(Base R30) | NonEquip | 20 |  | 17.57% | Tech/Econ | 15.51% | 6899.2365 | 0 | 9.3199
Tech | Multi-Family | Space Heating | Room heating | TRC | Existing | NE852 | Spray Foam Insulation(Base R2) | Spray Foam Insulation(Base R2) | NonEquip | 20 |  | 7.313% | Tech/Econ | 52.1% | 10870.2477 | 0 | 11.7623
Tech | Multi-Family | Space Heating | Room heating | TRC | Existing | NE840 | Spray Foam Insulation(Base R19) | Spray Foam Insulation(Base R19) | NonEquip | 20 |  | 2.862% | Tech/Econ | 21.7% | 1587.2622 | 0 | 1.9514
Tech | Multi-Family | Space Heating | Room heating | TRC | Existing | NE828 | Spray Foam Insulation(Base R12) | Spray Foam Insulation(Base R12) | NonEquip | 20 |  | 7.105% | Tech/Econ | 28.51% | 5515.4539 | 0 | 6.1444
Tech | Multi-Family | Space Heating | Room heating | TRC | Existing | NE822 | Smart Thermostat | Smart Thermostat | NonEquip | 11 |  | 90% | Tech/Econ | 4% | 7064.3332 | 0 | 0
Tech | Multi-Family | Space Heating | Room heating | TRC | Existing | NE810 | Sealed crawlspace | Sealed crawlspace | NonEquip | 11 |  | 5.88% | Tech/Econ | 0.7976% | 88.5724 | 0 | 0.095644
Tech | Multi-Family | Space Heating | Room heating | TRC | Existing | NE792 | Radiant Barrier | Radiant Barrier | NonEquip | 20 |  | 0.95% | Tech/Econ | 10% | 200.0702 | 0 | 0.16649
Tech | Multi-Family | Space Heating | Room heating | TRC | Existing | NE786 | Programmable Thermostat | Programmable Thermostat | NonEquip | 11 |  | 2% | Tech/Econ | 1.72% | 64.9892 | 0 | 0
Tech | Multi-Family | Space Heating | Room heating | TRC | Existing | NE774 | HVAC ECM Motor | HVAC ECM Motor | NonEquip | 15 |  | 76.5% | Tech/Econ | 0.7204% | 1040.273 | 0 | 0.96306
Tech | Multi-Family | Space Heating | Room heating | TRC | Existing | NE762 | Home Energy Management System | Home Energy Management System | NonEquip | 11 |  | 2.908% | Tech/Econ | 15% | 1074.313 | 0 | 0.12024
Tech | Multi-Family | Space Heating | Room heating | TRC | Existing | NE744 | Heat Pump Tune Up | Heat Pump Tune Up | NonEquip | 2 | Heat pump-heating | 0% | Tech/Econ | 5% | 0 | 0 | 0
Tech | Multi-Family | Space Heating | Room heating | TRC | Existing | NE738 | Green Roof | Green Roof | NonEquip | 20 |  | 0.225% | Tech/Econ | 14.65% | 80.8452 | 0 | 0.071992
Tech | Multi-Family | Space Heating | Room heating | TRC | Existing | NE720 | Energy Star Windows | Energy Star Windows | NonEquip | 20 |  | 19% | Tech/Econ | 8.222% | 3133.1396 | 0 | 2.8103
Tech | Multi-Family | Space Heating | Room heating | TRC | Existing | NE708 | Energy Star Door | Energy Star Door | NonEquip | 20 |  | 14.25% | Tech/Econ | 4.226% | 1188.8344 | 0 | 1.158
Tech | Multi-Family | Space Heating | Room heating | TRC | Existing | NE696 | Energy Star Certified Roof Products | Energy Star Certified Roof Products | NonEquip | 20 |  | 54% | Tech/Econ | 12.5% | 16545.6072 | 0 | 14.7336
Tech | Multi-Family | Space Heating | Room heating | TRC | Existing | NE684 | Duct Repair | Duct Repair | NonEquip | 11 |  | 65% | Tech/Econ | 12% | 17828.8109 | 0 | 15.8763
Tech | Multi-Family | Space Heating | Room heating | TRC | Existing | NE672 | Duct Insulation | Duct Insulation | NonEquip | 15 |  | 0% | Tech/Econ | 2.045% | 0 | 0 | 0
Tech | Multi-Family | Space Heating | Room heating | TRC | Existing | NE648 | Ceiling Insulation(R30 to R38) | Ceiling Insulation(R30 to R38) | NonEquip | 20 |  | 3.904% | Tech/Econ | 3.317% | 244.9605 | 0 | 0.27054
Tech | Multi-Family | Space Heating | Room heating | TRC | Existing | NE636 | Ceiling Insulation(R2 to R38) | Ceiling Insulation(R2 to R38) | NonEquip | 20 |  | 1.625% | Tech/Econ | 48.5% | 2163.0657 | 0 | 2.2178
Tech | Multi-Family | Space Heating | Room heating | TRC | Existing | NE624 | Ceiling Insulation(R19 to R38) | Ceiling Insulation(R19 to R38) | NonEquip | 20 |  | 0.6361% | Tech/Econ | 10.85% | 145.4395 | 0 | 0.15716
Tech | Multi-Family | Space Heating | Room heating | TRC | Existing | NE612 | Ceiling Insulation(R12 to R38) | Ceiling Insulation(R12 to R38) | NonEquip | 20 |  | 1.579% | Tech/Econ | 19.75% | 792.0623 | 0 | 0.81701
Tech | Multi-Family | Space Heating | Room heating | TRC | Existing | NE606 | Air Sealing-Infiltration Control | Air Sealing-Infiltration Control | NonEquip | 11 |  | 52% | Tech/Econ | 9% | 9846.7284 | 0 | 8.7684
Tech | Multi-Family | Space Cooling | Room AC | TRC | New | NN927 | ENERGY STAR Certified Home | ENERGY STAR Certified Home | NonEquip | 20 |  | 0% | Tech/Econ | 30% | 0 | 0 | 0
Tech | Multi-Family | Space Cooling | Room AC | TRC | New | NN921 | Solar Attic Fan | Solar Attic Fan | NonEquip | 15 |  | 0.95% | Tech/Econ | 6% | 0 | 0 | 0
Tech | Multi-Family | Space Cooling | Room AC | TRC | New | NN903 | Window Sun Protection | Window Sun Protection | NonEquip | 10 |  | 30% | Tech/Econ | 4.218% | 0 | 0 | 0
Tech | Multi-Family | Space Cooling | Room AC | TRC | New | NN879 | Storm Door | Storm Door | NonEquip | 20 |  | 0% | Tech/Econ | 2.233% | 0 | 0 | 0
Tech | Multi-Family | Space Cooling | Room AC | TRC | New | NN873 | Spray Foam Insulation(Base R30) | Spray Foam Insulation(Base R30) | NonEquip | 20 |  | 36% | Tech/Econ | 13.27% | 114.7698 | 0.06246 | 0
Tech | Multi-Family | Space Cooling | Room AC | TRC | New | NN861 | Spray Foam Insulation(Base R2) | Spray Foam Insulation(Base R2) | NonEquip | 20 |  | 0% | Tech/Econ | 40.84% | 0 | 0 | 0
Tech | Multi-Family | Space Cooling | Room AC | TRC | New | NN849 | Spray Foam Insulation(Base R19) | Spray Foam Insulation(Base R19) | NonEquip | 20 |  | 0% | Tech/Econ | 17.05% | 0 | 0 | 0
Tech | Multi-Family | Space Cooling | Room AC | TRC | New | NN837 | Spray Foam Insulation(Base R12) | Spray Foam Insulation(Base R12) | NonEquip | 20 |  | 0% | Tech/Econ | 21.75% | 0 | 0 | 0
Tech | Multi-Family | Space Cooling | Room AC | TRC | New | NN819 | Smart Thermostat | Smart Thermostat | NonEquip | 11 |  | 90% | Tech/Econ | 4% | 0 | 0 | 0
Tech | Multi-Family | Space Cooling | Room AC | TRC | New | NN801 | Radiant Barrier | Radiant Barrier | NonEquip | 20 |  | 0.95% | Tech/Econ | 10% | 2.0269 | 0.0016525 | 0
Tech | Multi-Family | Space Cooling | Room AC | TRC | New | NN783 | Programmable Thermostat | Programmable Thermostat | NonEquip | 11 |  | 2% | Tech/Econ | 1.72% | 0 | 0 | 0
Tech | Multi-Family | Space Cooling | Room AC | TRC | New | NN771 | HVAC ECM Motor | HVAC ECM Motor | NonEquip | 15 |  | 40.5% | Tech/Econ | 1.658% | 0 | 0 | 0
Tech | Multi-Family | Space Cooling | Room AC | TRC | New | NN759 | Home Energy Management System | Home Energy Management System | NonEquip | 11 |  | 2.908% | Tech/Econ | 7.12% | 4.1467 | 0.0024569 | 0
Tech | Multi-Family | Space Cooling | Room AC | TRC | New | NN735 | Green Roof | Green Roof | NonEquip | 20 |  | 2.7% | Tech/Econ | 14.65% | 9.5447 | 0.0058923 | 0
Tech | Multi-Family | Space Cooling | Room AC | TRC | New | NN717 | Energy Star Windows | Energy Star Windows | NonEquip | 20 |  | 19% | Tech/Econ | 6.9% | 4.7463 | 0 | 0
Tech | Multi-Family | Space Cooling | Room AC | TRC | New | NN705 | Energy Star Door | Energy Star Door | NonEquip | 20 |  | 14.25% | Tech/Econ | 2.781% | 0 | 0 | 0
Tech | Multi-Family | Space Cooling | Room AC | TRC | New | NN693 | Energy Star Certified Roof Products | Energy Star Certified Roof Products | NonEquip | 20 |  | 54% | Tech/Econ | 12.5% | 154.4451 | 0.095345 | 0
Tech | Multi-Family | Space Cooling | Room AC | TRC | New | NN669 | Duct Insulation | Duct Insulation | NonEquip | 15 |  | 0% | Tech/Econ | 0% | 0 | 0 | 0
Tech | Multi-Family | Space Cooling | Room AC | TRC | New | NN657 | Ceiling Insulation(R30 to R38) | Ceiling Insulation(R30 to R38) | NonEquip | 20 |  | 8% | Tech/Econ | 2.015% | 0 | 0 | 0
Tech | Multi-Family | Space Cooling | Room AC | TRC | New | NN645 | Ceiling Insulation(R2 to R38) | Ceiling Insulation(R2 to R38) | NonEquip | 20 |  | 0% | Tech/Econ | 36.07% | 0 | 0 | 0
Tech | Multi-Family | Space Cooling | Room AC | TRC | New | NN633 | Ceiling Insulation(R19 to R38) | Ceiling Insulation(R19 to R38) | NonEquip | 20 |  | 0% | Tech/Econ | 6.811% | 0 | 0 | 0
Tech | Multi-Family | Space Cooling | Room AC | TRC | New | NN621 | Ceiling Insulation(R12 to R38) | Ceiling Insulation(R12 to R38) | NonEquip | 20 |  | 0% | Tech/Econ | 12.59% | 0 | 0 | 0
Tech | Multi-Family | Space Cooling | Room AC | TRC | New | NN603 | Air Sealing-Infiltration Control | Air Sealing-Infiltration Control | NonEquip | 11 |  | 52% | Tech/Econ | 0% | 0 | 0 | 0
Tech | Multi-Family | Space Cooling | Room AC | TRC | Existing | NE924 | ENERGY STAR Certified Home | ENERGY STAR Certified Home | NonEquip | 20 |  | 0% | Tech/Econ | 30% | 0 | 0 | 0
Tech | Multi-Family | Space Cooling | Room AC | TRC | Existing | NE918 | Solar Attic Fan | Solar Attic Fan | NonEquip | 15 |  | 0.95% | Tech/Econ | 6% | 87.341 | 0.030035 | 0
Tech | Multi-Family | Space Cooling | Room AC | TRC | Existing | NE900 | Window Sun Protection | Window Sun Protection | NonEquip | 10 |  | 30% | Tech/Econ | 4.218% | 1937.7403 | 2.9146 | -1.3339
Tech | Multi-Family | Space Cooling | Room AC | TRC | Existing | NE888 | Wall Insulation | Wall Insulation | NonEquip | 20 |  | 15% | Tech/Econ | 2.51% | 545.7459 | 0.33691 | 0
Tech | Multi-Family | Space Cooling | Room AC | TRC | Existing | NE876 | Storm Door | Storm Door | NonEquip | 20 |  | 0% | Tech/Econ | 3.37% | 0 | 0 | 0
Tech | Multi-Family | Space Cooling | Room AC | TRC | Existing | NE870 | Spray Foam Insulation(Base R30) | Spray Foam Insulation(Base R30) | NonEquip | 20 |  | 17.57% | Tech/Econ | 13.27% | 4775.2646 | 2.5988 | 0
Tech | Multi-Family | Space Cooling | Room AC | TRC | Existing | NE858 | Spray Foam Insulation(Base R2) | Spray Foam Insulation(Base R2) | NonEquip | 20 |  | 7.313% | Tech/Econ | 40.84% | 6866.3543 | 4.1178 | 0
Tech | Multi-Family | Space Cooling | Room AC | TRC | Existing | NE846 | Spray Foam Insulation(Base R19) | Spray Foam Insulation(Base R19) | NonEquip | 20 |  | 2.862% | Tech/Econ | 17.05% | 1005.0769 | 0.57392 | 0
Tech | Multi-Family | Space Cooling | Room AC | TRC | Existing | NE834 | Spray Foam Insulation(Base R12) | Spray Foam Insulation(Base R12) | NonEquip | 20 |  | 7.105% | Tech/Econ | 21.75% | 3361.931 | 1.4369 | 0
Tech | Multi-Family | Space Cooling | Room AC | TRC | Existing | NE816 | Smart Thermostat | Smart Thermostat | NonEquip | 11 |  | 90% | Tech/Econ | 4% | 5443.3691 | 8.9148 | 0
Tech | Multi-Family | Space Cooling | Room AC | TRC | Existing | NE798 | Radiant Barrier | Radiant Barrier | NonEquip | 20 |  | 0.95% | Tech/Econ | 10% | 163.1124 | 0.13298 | 0
Tech | Multi-Family | Space Cooling | Room AC | TRC | Existing | NE756 | Home Energy Management System | Home Energy Management System | NonEquip | 11 |  | 2.908% | Tech/Econ | 7.12% | 318.0756 | 0.18927 | 0
Tech | Multi-Family | Space Cooling | Room AC | TRC | Existing | NE750 | Heat Pump Tune Up | Heat Pump Tune Up | NonEquip | 2 | Heat pump-cooling | 0% | Tech/Econ | 5% | 0 | 0 | 0
Tech | Multi-Family | Space Cooling | Room AC | TRC | Existing | NE732 | Green Roof | Green Roof | NonEquip | 20 |  | 0.225% | Tech/Econ | 14.65% | 67.5718 | 0.041715 | 0
Tech | Multi-Family | Space Cooling | Room AC | TRC | Existing | NE714 | Energy Star Windows | Energy Star Windows | NonEquip | 20 |  | 19% | Tech/Econ | 20.17% | 8206.9172 | 1.6111 | 0
Tech | Multi-Family | Space Cooling | Room AC | TRC | Existing | NE702 | Energy Star Door | Energy Star Door | NonEquip | 20 |  | 14.25% | Tech/Econ | 3.918% | 813.8071 | 0.28928 | 0
Tech | Multi-Family | Space Cooling | Room AC | TRC | Existing | NE690 | Energy Star Certified Roof Products | Energy Star Certified Roof Products | NonEquip | 20 |  | 54% | Tech/Econ | 12.5% | 13479.926 | 8.3217 | 0
Tech | Multi-Family | Space Cooling | Room AC | TRC | Existing | NE678 | Duct Repair | Duct Repair | NonEquip | 11 |  | 65% | Tech/Econ | 12% | 14525.3692 | 8.9671 | 0
Tech | Multi-Family | Space Cooling | Room AC | TRC | Existing | NE666 | Duct Insulation | Duct Insulation | NonEquip | 15 |  | 0% | Tech/Econ | 2.045% | 0 | 0 | 0
Tech | Multi-Family | Space Cooling | Room AC | TRC | Existing | NE660 | Central AC Tune Up | Central AC Tune Up | NonEquip | 2 | CAC | 0% | Tech/Econ | 5% | 0 | 0 | 0
Tech | Multi-Family | Space Cooling | Room AC | TRC | Existing | NE654 | Ceiling Insulation(R30 to R38) | Ceiling Insulation(R30 to R38) | NonEquip | 20 |  | 3.904% | Tech/Econ | 2.015% | 113.5762 | 0.071162 | 0
Tech | Multi-Family | Space Cooling | Room AC | TRC | Existing | NE642 | Ceiling Insulation(R2 to R38) | Ceiling Insulation(R2 to R38) | NonEquip | 20 |  | 1.625% | Tech/Econ | 36.07% | 1307.2801 | 0.59505 | 0
Tech | Multi-Family | Space Cooling | Room AC | TRC | Existing | NE630 | Ceiling Insulation(R19 to R38) | Ceiling Insulation(R19 to R38) | NonEquip | 20 |  | 0.6361% | Tech/Econ | 6.811% | 66.4081 | 0.041719 | 0
Tech | Multi-Family | Space Cooling | Room AC | TRC | Existing | NE618 | Ceiling Insulation(R12 to R38) | Ceiling Insulation(R12 to R38) | NonEquip | 20 |  | 1.579% | Tech/Econ | 12.59% | 397.7482 | 0.24795 | 0
Tech | Multi-Family | Space Cooling | Room AC | TRC | Existing | NE600 | Air Sealing-Infiltration Control | Air Sealing-Infiltration Control | NonEquip | 11 |  | 52% | Tech/Econ | 9% | 7542.1186 | 4.6561 | 0
Tech | Multi-Family | Space Cooling | Room AC | TRC | Turnover | ET345 | Variable Refrigerant Flow (VRF) HVAC Systems | Variable Refrigerant Flow (VRF) HVAC Systems | Equip | 13 | Room AC | 7.175% | Tech/Econ | 26.47% | 4211.2191 | 0.54649 | 0
Tech | Multi-Family | Space Cooling | Room AC | TRC | Turnover | ET318 | Energy Star Room AC | Energy Star Room AC | Equip | 9 | Room AC | 66% | Tech/Econ | 9.167% | 10377.8191 | 6.4067 | 0
Tech | Multi-Family | Space Cooling | Room AC | TRC | New | EN351 | Variable Refrigerant Flow (VRF) HVAC Systems | Variable Refrigerant Flow (VRF) HVAC Systems | Equip | 13 | Room AC | 7.773% | Tech/Econ | 26.47% | 50.6787 | 0.0065766 | 0
Tech | Multi-Family | Space Cooling | Room AC | TRC | New | EN324 | Energy Star Room AC | Energy Star Room AC | Equip | 9 | Room AC | 66% | Tech/Econ | 9.167% | 128.962 | 0.079614 | 0
Tech | Multi-Family | Appliances | Refrigerator | TRC | New | NN957 | ENERGY STAR Certified Home | ENERGY STAR Certified Home | NonEquip | 20 |  | 0% | Tech/Econ | 30% | 0 | 0 | 0
Tech | Multi-Family | Appliances | Refrigerator | TRC | New | NN537 | Removal of 2nd Refrigerator-Freezer | Removal of 2nd Refrigerator-Freezer | NonEquip | 5 | Refrigerator | 0% | Tech/Econ | 100% | 0 | 0 | 0
Tech | Multi-Family | Appliances | Refrigerator | TRC | Existing | NE954 | ENERGY STAR Certified Home | ENERGY STAR Certified Home | NonEquip | 20 |  | 0% | Tech/Econ | 30% | 0 | 0 | 0
Tech | Multi-Family | Appliances | Refrigerator | TRC | Existing | NE534 | Removal of 2nd Refrigerator-Freezer | Removal of 2nd Refrigerator-Freezer | NonEquip | 5 | Refrigerator | 1.108% | Tech/Econ | 100% | 53408.6623 | 5.575 | 1.8575
Tech | Multi-Family | Appliances | Refrigerator | TRC | Turnover | ET39 | Energy Star Refrigerator | Energy Star Refrigerator | Equip | 14 | Refrigerator | 54% | Tech/Econ | 21.99% | 565840.9 | 59.0644 | 19.6789
Tech | Multi-Family | Appliances | Refrigerator | TRC | New | EN45 | Energy Star Refrigerator | Energy Star Refrigerator | Equip | 14 | Refrigerator | 54% | Tech/Econ | 21.99% | 6130.1147 | 0.63988 | 0.21319
Tech | Multi-Family | Cooking | Range | TRC | New | NN951 | ENERGY STAR Certified Home | ENERGY STAR Certified Home | NonEquip | 20 |  | 0% | Tech/Econ | 30% | 0 | 0 | 0
Tech | Multi-Family | Cooking | Range | TRC | Existing | NE948 | ENERGY STAR Certified Home | ENERGY STAR Certified Home | NonEquip | 20 |  | 0% | Tech/Econ | 30% | 0 | 0 | 0
Tech | Multi-Family | Cooking | Range | TRC | Turnover | ET66 | High Efficiency Induction Cooktop | High Efficiency Induction Cooktop | Equip | 10 | Range | 80% | Tech/Econ | 18.82% | 207933.2441 | 49.3095 | 11.8306
Tech | Multi-Family | Cooking | Range | TRC | New | EN72 | High Efficiency Induction Cooktop | High Efficiency Induction Cooktop | Equip | 10 | Range | 80% | Tech/Econ | 18.82% | 2227.7061 | 0.52828 | 0.12675
Tech | Multi-Family | Miscellaneous | Pool pump | TRC | New | NN969 | ENERGY STAR Certified Home | ENERGY STAR Certified Home | NonEquip | 20 |  | 0% | Tech/Econ | 30% | 0 | 0 | 0
Tech | Multi-Family | Miscellaneous | Pool pump | TRC | Existing | NE966 | ENERGY STAR Certified Home | ENERGY STAR Certified Home | NonEquip | 20 |  | 0% | Tech/Econ | 30% | 0 | 0 | 0
Tech | Multi-Family | Miscellaneous | Pool pump | TRC | Turnover | ET525 | Variable Speed Pool Pump | Variable Speed Pool Pump | Equip | 10 | Pool pump | 57% | Tech/Econ | 64.36% | 0 | 0 | 0
Tech | Multi-Family | Miscellaneous | Pool pump | TRC | Turnover | ET516 | Two Speed Pool Pump | Two Speed Pool Pump | Equip | 10 | Pool pump | 0% | Tech/Econ | 61.79% | 0 | 0 | 0
Tech | Multi-Family | Miscellaneous | Pool pump | TRC | Turnover | ET507 | Solar Powered Pool Pumps | Solar Powered Pool Pumps | Equip | 10 | Pool pump | 0% | Tech/Econ | 81% | 0 | 0 | 0
Tech | Multi-Family | Miscellaneous | Pool pump | TRC | New | EN531 | Variable Speed Pool Pump | Variable Speed Pool Pump | Equip | 10 | Pool pump | 57% | Tech/Econ | 64.36% | 0 | 0 | 0
Tech | Multi-Family | Miscellaneous | Pool pump | TRC | New | EN522 | Two Speed Pool Pump | Two Speed Pool Pump | Equip | 10 | Pool pump | 0% | Tech/Econ | 61.79% | 0 | 0 | 0
Tech | Multi-Family | Miscellaneous | Pool pump | TRC | New | EN513 | Solar Powered Pool Pumps | Solar Powered Pool Pumps | Equip | 10 | Pool pump | 0% | Tech/Econ | 81% | 0 | 0 | 0
Tech | Multi-Family | Miscellaneous | Pool heater | TRC | New | NN969 | ENERGY STAR Certified Home | ENERGY STAR Certified Home | NonEquip | 20 |  | 0% | Tech/Econ | 30% | 0 | 0 | 0
Tech | Multi-Family | Miscellaneous | Pool heater | TRC | Existing | NE966 | ENERGY STAR Certified Home | ENERGY STAR Certified Home | NonEquip | 20 |  | 0% | Tech/Econ | 30% | 0 | 0 | 0
Tech | Multi-Family | Miscellaneous | Pool heater | TRC | Turnover | ET498 | Solar Pool Heater | Solar Pool Heater | Equip | 15 | Pool heater | 6.27% | Tech/Econ | 86.11% | 0 | 0 | 0
Tech | Multi-Family | Miscellaneous | Pool heater | TRC | Turnover | ET489 | Heat Pump Pool Heater | Heat Pump Pool Heater | Equip | 15 | Pool heater | 50.73% | Tech/Econ | 80% | 0 | 0 | 0
Tech | Multi-Family | Miscellaneous | Pool heater | TRC | New | EN504 | Solar Pool Heater | Solar Pool Heater | Equip | 15 | Pool heater | 6.27% | Tech/Econ | 86.11% | 0 | 0 | 0
Tech | Multi-Family | Miscellaneous | Pool heater | TRC | New | EN495 | Heat Pump Pool Heater | Heat Pump Pool Heater | Equip | 15 | Pool heater | 50.73% | Tech/Econ | 80% | 0 | 0 | 0
Tech | Multi-Family | Domestic Hot Water | Point-of-use | TRC | New | NN939 | ENERGY STAR Certified Home | ENERGY STAR Certified Home | NonEquip | 20 |  | 0% | Tech/Econ | 30% | 0 | 0 | 0
Tech | Multi-Family | Domestic Hot Water | Point-of-use | TRC | New | NN591 | Water Heater Timeclock | Water Heater Timeclock | NonEquip | 7 |  | 45% | Tech/Econ | 5% | 0 | 0 | 0
Tech | Multi-Family | Domestic Hot Water | Point-of-use | TRC | New | NN585 | Water Heater Thermostat Setback | Water Heater Thermostat Setback | NonEquip | 4 |  | 0.9177% | Tech/Econ | 2.212% | 0 | 0 | 0
Tech | Multi-Family | Domestic Hot Water | Point-of-use | TRC | New | NN579 | Water Heater Blanket | Water Heater Blanket | NonEquip | 7 |  | 1.582% | Tech/Econ | 15.27% | 1.4161 | 0.00012755 | 0.00027456
Tech | Multi-Family | Domestic Hot Water | Point-of-use | TRC | New | NN573 | Thermostatic Shower Restriction Valve | Thermostatic Shower Restriction Valve | NonEquip | 10 |  | 16% | Tech/Econ | 4.403% | 0 | 0 | 0
Tech | Multi-Family | Domestic Hot Water | Point-of-use | TRC | New | NN567 | Low Flow Showerhead | Low Flow Showerhead | NonEquip | 9 |  | 80% | Tech/Econ | 14.02% | 65.5977 | 0.0059084 | 0.012719
Tech | Multi-Family | Domestic Hot Water | Point-of-use | TRC | New | NN561 | Hot Water Pipe Insulation | Hot Water Pipe Insulation | NonEquip | 13 |  | 15% | Tech/Econ | 7.656% | 3.5038 | 0.00031559 | 0.00067934
Tech | Multi-Family | Domestic Hot Water | Point-of-use | TRC | New | NN555 | Heat Trap | Heat Trap | NonEquip | 10 |  | 12% | Tech/Econ | 6.285% | 0 | 0 | 0
Tech | Multi-Family | Domestic Hot Water | Point-of-use | TRC | New | NN549 | Faucet Aerator | Faucet Aerator | NonEquip | 10 |  | 18% | Tech/Econ | 1.378% | 0 | 0 | 0
Tech | Multi-Family | Domestic Hot Water | Point-of-use | TRC | New | NN543 | Drain Water Heat Recovery | Drain Water Heat Recovery | NonEquip | 15 |  | 9.5% | Tech/Econ | 12.3% | 6.0675 | 0.00054651 | 0.0011764
Tech | Multi-Family | Domestic Hot Water | Point-of-use | TRC | Existing | NE936 | ENERGY STAR Certified Home | ENERGY STAR Certified Home | NonEquip | 20 |  | 0% | Tech/Econ | 30% | 0 | 0 | 0
Tech | Multi-Family | Domestic Hot Water | Point-of-use | TRC | Existing | NE588 | Water Heater Timeclock | Water Heater Timeclock | NonEquip | 7 |  | 20.61% | Tech/Econ | 5% | 470.147 | 0 | 0
Tech | Multi-Family | Domestic Hot Water | Point-of-use | TRC | Existing | NE582 | Water Heater Thermostat Setback | Water Heater Thermostat Setback | NonEquip | 4 |  | 0% | Tech/Econ | 2.212% | 0 | 0 | 0
Tech | Multi-Family | Domestic Hot Water | Point-of-use | TRC | Existing | NE576 | Water Heater Blanket | Water Heater Blanket | NonEquip | 7 |  | 9.142% | Tech/Econ | 15.96% | 798.3337 | 0.071907 | 0.15479
Tech | Multi-Family | Domestic Hot Water | Point-of-use | TRC | Existing | NE570 | Thermostatic Shower Restriction Valve | Thermostatic Shower Restriction Valve | NonEquip | 10 |  | 0% | Tech/Econ | 4.403% | 0 | 0 | 0
Tech | Multi-Family | Domestic Hot Water | Point-of-use | TRC | Existing | NE564 | Low Flow Showerhead | Low Flow Showerhead | NonEquip | 9 |  | 36% | Tech/Econ | 14.02% | 2721.667 | 0.24514 | 0.52769
Tech | Multi-Family | Domestic Hot Water | Point-of-use | TRC | Existing | NE558 | Hot Water Pipe Insulation | Hot Water Pipe Insulation | NonEquip | 13 |  | 33.75% | Tech/Econ | 7.656% | 1307.5771 | 0.11777 | 0.25352
Tech | Multi-Family | Domestic Hot Water | Point-of-use | TRC | Existing | NE552 | Heat Trap | Heat Trap | NonEquip | 10 |  | 27% | Tech/Econ | 6.285% | 836.5466 | 0.075348 | 0.1622
Tech | Multi-Family | Domestic Hot Water | Point-of-use | TRC | Existing | NE546 | Faucet Aerator | Faucet Aerator | NonEquip | 10 |  | 40.5% | Tech/Econ | 3.306% | 604.6469 | 0.054461 | 0.11723
Tech | Multi-Family | Domestic Hot Water | Point-of-use | TRC | Existing | NE540 | Drain Water Heat Recovery | Drain Water Heat Recovery | NonEquip | 15 |  | 9.5% | Tech/Econ | 12.3% | 598.301 | 0.053889 | 0.116
Tech | Multi-Family | Domestic Hot Water | Point-of-use | TRC | Turnover | ET84 | Instantaneous Hot Water System | Instantaneous Hot Water System | Equip | 20 | Point-of-use | 99.97% | Tech/Econ | 5.847% | 2832.5294 | -0.065619 | 0.78011
Tech | Multi-Family | Domestic Hot Water | Point-of-use | TRC | New | EN90 | Instantaneous Hot Water System | Instantaneous Hot Water System | Equip | 20 | Point-of-use | 99.97% | Tech/Econ | 5.847% | 29.7917 | -0.00069016 | 0.008205
Tech | Multi-Family | Cooking | Oven | TRC | New | NN951 | ENERGY STAR Certified Home | ENERGY STAR Certified Home | NonEquip | 20 |  | 0% | Tech/Econ | 30% | 0 | 0 | 0
Tech | Multi-Family | Cooking | Oven | TRC | Existing | NE948 | ENERGY STAR Certified Home | ENERGY STAR Certified Home | NonEquip | 20 |  | 0% | Tech/Econ | 30% | 0 | 0 | 0
Tech | Multi-Family | Cooking | Oven | TRC | Turnover | ET57 | High Efficiency Convection Oven | High Efficiency Convection Oven | Equip | 12 | Oven | 75% | Tech/Econ | 20% | 202490.1149 | 50.2489 | 16.5214
Tech | Multi-Family | Cooking | Oven | TRC | New | EN63 | High Efficiency Convection Oven | High Efficiency Convection Oven | Equip | 12 | Oven | 75% | Tech/Econ | 20% | 2169.3908 | 0.53834 | 0.177
Tech | Multi-Family | Electronics | Other AV | TRC | New | NN963 | ENERGY STAR Certified Home | ENERGY STAR Certified Home | NonEquip | 20 |  | 0% | Tech/Econ | 30% | 0 | 0 | 0
Tech | Multi-Family | Electronics | Other AV | TRC | New | NN597 | Smart Power Strip | Smart Power Strip | NonEquip | 5 |  | 90% | Tech/Econ | 4.575% | 239.3119 | 0.02636 | 0.020569
Tech | Multi-Family | Electronics | Other AV | TRC | Existing | NE960 | ENERGY STAR Certified Home | ENERGY STAR Certified Home | NonEquip | 20 |  | 0% | Tech/Econ | 30% | 0 | 0 | 0
Tech | Multi-Family | Electronics | Other AV | TRC | Existing | NE594 | Smart Power Strip | Smart Power Strip | NonEquip | 5 |  | 90% | Tech/Econ | 4.575% | 22337.278 | 2.4605 | 1.9199
Tech | Multi-Family | Electronics | Other AV | TRC | Turnover | ET111 | Energy Star Audio-Video Equipment | Energy Star Audio-Video Equipment | Equip | 5 | Other AV | 43% | Tech/Econ | 81.69% | 293736.9744 | 0 | 0
Tech | Multi-Family | Electronics | Other AV | TRC | New | EN117 | Energy Star Audio-Video Equipment | Energy Star Audio-Video Equipment | Equip | 5 | Other AV | 43% | Tech/Econ | 81.69% | 3146.9698 | 0 | 0
Tech | Multi-Family | Miscellaneous | Other | TRC | New | NN969 | ENERGY STAR Certified Home | ENERGY STAR Certified Home | NonEquip | 20 |  | 0% | Tech/Econ | 30% | 0 | 0 | 0
Tech | Multi-Family | Miscellaneous | Other | TRC | Existing | NE966 | ENERGY STAR Certified Home | ENERGY STAR Certified Home | NonEquip | 20 |  | 0% | Tech/Econ | 30% | 0 | 0 | 0
Tech | Multi-Family | Miscellaneous | Other | TRC | Turnover | ET480 | Energy Star Dehumidifier | Energy Star Dehumidifier | Equip | 12 | Other | 0.7084% | Tech/Econ | 25% | 11674.7926 | 1.9148 | 0.36269
Tech | Multi-Family | Miscellaneous | Other | TRC | New | EN486 | Energy Star Dehumidifier | Energy Star Dehumidifier | Equip | 12 | Other | 0.7084% | Tech/Econ | 25% | 125.0786 | 0.020514 | 0.0038857
Tech | Multi-Family | Cooking | Microwave | TRC | New | NN951 | ENERGY STAR Certified Home | ENERGY STAR Certified Home | NonEquip | 20 |  | 0% | Tech/Econ | 30% | 0 | 0 | 0
Tech | Multi-Family | Cooking | Microwave | TRC | Existing | NE948 | ENERGY STAR Certified Home | ENERGY STAR Certified Home | NonEquip | 20 |  | 0% | Tech/Econ | 30% | 0 | 0 | 0
Tech | Multi-Family | Lighting | Interior specialty | TRC | New | NN945 | ENERGY STAR Certified Home | ENERGY STAR Certified Home | NonEquip | 20 |  | 0% | Tech/Econ | 30% | 0 | 0 | 0
Tech | Multi-Family | Lighting | Interior specialty | TRC | New | NN915 | Interior Lighting Controls | Interior Lighting Controls | NonEquip | 8 | Interior screw-in | 0% | Tech/Econ | 28.57% | 0 | 0 | 0
Tech | Multi-Family | Lighting | Interior specialty | TRC | New | NN909 | Exterior Lighting Controls | Exterior Lighting Controls | NonEquip | 10 | Exterior screw-in | 0% | Tech/Econ | 50% | 0 | 0 | 0
Tech | Multi-Family | Lighting | Interior specialty | TRC | Existing | NE942 | ENERGY STAR Certified Home | ENERGY STAR Certified Home | NonEquip | 20 |  | 0% | Tech/Econ | 30% | 0 | 0 | 0
Tech | Multi-Family | Lighting | Interior specialty | TRC | Existing | NE912 | Interior Lighting Controls | Interior Lighting Controls | NonEquip | 8 | Interior screw-in | 0% | Tech/Econ | 28.57% | 0 | 0 | 0
Tech | Multi-Family | Lighting | Interior specialty | TRC | Existing | NE906 | Exterior Lighting Controls | Exterior Lighting Controls | NonEquip | 10 | Exterior screw-in | 0% | Tech/Econ | 50% | 0 | 0 | 0
Tech | Multi-Family | Lighting | Interior specialty | TRC | Turnover | ET435 | LED Specialty Lamps-5W Chandelier | LED Specialty Lamps-5W Chandelier | Equip | 10 | Interior specialty | 50% | Tech/Econ | 58.33% | 12109.9085 | 1.0652 | 1.1184
Tech | Multi-Family | Lighting | Interior specialty | TRC | New | EN441 | LED Specialty Lamps-5W Chandelier | LED Specialty Lamps-5W Chandelier | Equip | 10 | Interior specialty | 50% | Tech/Econ | 58.33% | 129.7403 | 0.011412 | 0.011982
Tech | Multi-Family | Lighting | Interior screw-in | TRC | New | NN945 | ENERGY STAR Certified Home | ENERGY STAR Certified Home | NonEquip | 20 |  | 0% | Tech/Econ | 30% | 0 | 0 | 0
Tech | Multi-Family | Lighting | Interior screw-in | TRC | New | NN915 | Interior Lighting Controls | Interior Lighting Controls | NonEquip | 8 | Interior screw-in | 15.3% | Tech/Econ | 28.57% | 0 | 0 | 0
Tech | Multi-Family | Lighting | Interior screw-in | TRC | New | NN909 | Exterior Lighting Controls | Exterior Lighting Controls | NonEquip | 10 | Exterior screw-in | 0% | Tech/Econ | 50% | 0 | 0 | 0
Tech | Multi-Family | Lighting | Interior screw-in | TRC | Existing | NE942 | ENERGY STAR Certified Home | ENERGY STAR Certified Home | NonEquip | 20 |  | 0% | Tech/Econ | 30% | 0 | 0 | 0
Tech | Multi-Family | Lighting | Interior screw-in | TRC | Existing | NE912 | Interior Lighting Controls | Interior Lighting Controls | NonEquip | 8 | Interior screw-in | 3.06% | Tech/Econ | 28.57% | 4629.4669 | 0.62787 | 0.47409
Tech | Multi-Family | Lighting | Interior screw-in | TRC | Existing | NE906 | Exterior Lighting Controls | Exterior Lighting Controls | NonEquip | 10 | Exterior screw-in | 0% | Tech/Econ | 50% | 0 | 0 | 0
Tech | Multi-Family | Lighting | Interior screw-in | TRC | Turnover | ET417 | LED - 9W Flood | LED - 9W Flood | Equip | 10 | Interior screw-in | 50% | Tech/Econ | 53.85% | 266023.8768 | 23.3998 | 24.5683
Tech | Multi-Family | Lighting | Interior screw-in | TRC | Turnover | ET399 | LED - 14W | LED - 14W | Equip | 10 | Interior screw-in | 50% | Tech/Econ | 53.33% | 192550.6154 | 16.937 | 17.7828
Tech | Multi-Family | Lighting | Interior screw-in | TRC | New | EN423 | LED - 9W Flood | LED - 9W Flood | Equip | 10 | Interior screw-in | 50% | Tech/Econ | 53.85% | 2850.0638 | 0.2507 | 0.26321
Tech | Multi-Family | Lighting | Interior screw-in | TRC | New | EN405 | LED - 14W | LED - 14W | Equip | 10 | Interior screw-in | 50% | Tech/Econ | 53.33% | 2062.9033 | 0.18146 | 0.19052
Tech | Multi-Family | Lighting | Interior fluorescent | TRC | New | NN945 | ENERGY STAR Certified Home | ENERGY STAR Certified Home | NonEquip | 20 |  | 0% | Tech/Econ | 30% | 0 | 0 | 0
Tech | Multi-Family | Lighting | Interior fluorescent | TRC | New | NN915 | Interior Lighting Controls | Interior Lighting Controls | NonEquip | 8 | Interior screw-in | 0% | Tech/Econ | 28.57% | 0 | 0 | 0
Tech | Multi-Family | Lighting | Interior fluorescent | TRC | New | NN909 | Exterior Lighting Controls | Exterior Lighting Controls | NonEquip | 10 | Exterior screw-in | 0% | Tech/Econ | 50% | 0 | 0 | 0
Tech | Multi-Family | Lighting | Interior fluorescent | TRC | Existing | NE942 | ENERGY STAR Certified Home | ENERGY STAR Certified Home | NonEquip | 20 |  | 0% | Tech/Econ | 30% | 0 | 0 | 0
Tech | Multi-Family | Lighting | Interior fluorescent | TRC | Existing | NE912 | Interior Lighting Controls | Interior Lighting Controls | NonEquip | 8 | Interior screw-in | 0% | Tech/Econ | 28.57% | 0 | 0 | 0
Tech | Multi-Family | Lighting | Interior fluorescent | TRC | Existing | NE906 | Exterior Lighting Controls | Exterior Lighting Controls | NonEquip | 10 | Exterior screw-in | 0% | Tech/Econ | 50% | 0 | 0 | 0
Tech | Multi-Family | Lighting | Interior fluorescent | TRC | Turnover | ET453 | Low Wattage T8 Fixture | Low Wattage T8 Fixture | Equip | 15 | Interior fluorescent | 0% | Tech/Econ | 18.75% | 0 | 0 | 0
Tech | Multi-Family | Lighting | Interior fluorescent | TRC | Turnover | ET444 | Linear LED | Linear LED | Equip | 15 | Interior fluorescent | 79% | Tech/Econ | 43.75% | 68991.5458 | 0 | 4.0187e-06
Tech | Multi-Family | Lighting | Interior fluorescent | TRC | New | EN459 | Low Wattage T8 Fixture | Low Wattage T8 Fixture | Equip | 15 | Interior fluorescent | 0% | Tech/Econ | 18.75% | 0 | 0 | 0
Tech | Multi-Family | Lighting | Interior fluorescent | TRC | New | EN450 | Linear LED | Linear LED | Equip | 15 | Interior fluorescent | 79% | Tech/Econ | 43.75% | 739.1453 | 0 | 4.3054e-08
Tech | Multi-Family | Electronics | Home office | TRC | New | NN963 | ENERGY STAR Certified Home | ENERGY STAR Certified Home | NonEquip | 20 |  | 0% | Tech/Econ | 30% | 0 | 0 | 0
Tech | Multi-Family | Electronics | Home office | TRC | New | NN597 | Smart Power Strip | Smart Power Strip | NonEquip | 5 |  | 90% | Tech/Econ | 4.575% | 249.5083 | 0.027484 | 0.021445
Tech | Multi-Family | Electronics | Home office | TRC | Existing | NE960 | ENERGY STAR Certified Home | ENERGY STAR Certified Home | NonEquip | 20 |  | 0% | Tech/Econ | 30% | 0 | 0 | 0
Tech | Multi-Family | Electronics | Home office | TRC | Existing | NE594 | Smart Power Strip | Smart Power Strip | NonEquip | 5 |  | 90% | Tech/Econ | 4.575% | 23289.0145 | 2.5653 | 2.0017
Tech | Multi-Family | Electronics | Home office | TRC | Turnover | ET129 | Energy Star Personal Computer | Energy Star Personal Computer | Equip | 4 | Home office | 35% | Tech/Econ | 43.62% | 102345.0181 | 16.2264 | 3.4786
Tech | Multi-Family | Electronics | Home office | TRC | Turnover | ET120 | Energy Star Imaging Equipment | Energy Star Imaging Equipment | Equip | 5 | Home office | 1% | Tech/Econ | 42.61% | 2420.3504 | 0.21944 | 0.12813
Tech | Multi-Family | Electronics | Home office | TRC | New | EN135 | Energy Star Personal Computer | Energy Star Personal Computer | Equip | 4 | Home office | 35% | Tech/Econ | 43.62% | 1096.4799 | 0.17384 | 0.037269
Tech | Multi-Family | Electronics | Home office | TRC | New | EN126 | Energy Star Imaging Equipment | Energy Star Imaging Equipment | Equip | 5 | Home office | 1% | Tech/Econ | 42.61% | 25.9306 | 0.0023509 | 0.0013727
Tech | Multi-Family | Space Heating | Heat pump-heating | TRC | New | NN933 | ENERGY STAR Certified Home | ENERGY STAR Certified Home | NonEquip | 20 |  | 0% | Tech/Econ | 30% | 0 | 0 | 0
Tech | Multi-Family | Space Heating | Heat pump-heating | TRC | New | NN885 | Storm Door | Storm Door | NonEquip | 20 |  | 0% | Tech/Econ | 2.408% | 0 | 0 | 0
Tech | Multi-Family | Space Heating | Heat pump-heating | TRC | New | NN867 | Spray Foam Insulation(Base R30) | Spray Foam Insulation(Base R30) | NonEquip | 20 |  | 36% | Tech/Econ | 15.51% | 320.8467 | 0 | 0.43342
Tech | Multi-Family | Space Heating | Heat pump-heating | TRC | New | NN855 | Spray Foam Insulation(Base R2) | Spray Foam Insulation(Base R2) | NonEquip | 20 |  | 0% | Tech/Econ | 52.1% | 0 | 0 | 0
Tech | Multi-Family | Space Heating | Heat pump-heating | TRC | New | NN843 | Spray Foam Insulation(Base R19) | Spray Foam Insulation(Base R19) | NonEquip | 20 |  | 0% | Tech/Econ | 21.7% | 0 | 0 | 0
Tech | Multi-Family | Space Heating | Heat pump-heating | TRC | New | NN831 | Spray Foam Insulation(Base R12) | Spray Foam Insulation(Base R12) | NonEquip | 20 |  | 0% | Tech/Econ | 28.51% | 0 | 0 | 0
Tech | Multi-Family | Space Heating | Heat pump-heating | TRC | New | NN825 | Smart Thermostat | Smart Thermostat | NonEquip | 11 |  | 90% | Tech/Econ | 4% | 6.8997 | 0 | 0
Tech | Multi-Family | Space Heating | Heat pump-heating | TRC | New | NN795 | Radiant Barrier | Radiant Barrier | NonEquip | 20 |  | 0.95% | Tech/Econ | 10% | 4.7656 | 0 | 0.0039657
Tech | Multi-Family | Space Heating | Heat pump-heating | TRC | New | NN765 | Home Energy Management System | Home Energy Management System | NonEquip | 11 |  | 2.908% | Tech/Econ | 15% | 23.6633 | 0 | 0.003065
Tech | Multi-Family | Space Heating | Heat pump-heating | TRC | New | NN741 | Green Roof | Green Roof | NonEquip | 20 |  | 2.7% | Tech/Econ | 14.65% | 21.3688 | 0 | 0.019029
Tech | Multi-Family | Space Heating | Heat pump-heating | TRC | New | NN723 | Energy Star Windows | Energy Star Windows | NonEquip | 20 |  | 19% | Tech/Econ | 2.813% | 0 | 0 | 0
Tech | Multi-Family | Space Heating | Heat pump-heating | TRC | New | NN711 | Energy Star Door | Energy Star Door | NonEquip | 20 |  | 14.25% | Tech/Econ | 2.999% | 0 | 0 | 0
Tech | Multi-Family | Space Heating | Heat pump-heating | TRC | New | NN699 | Energy Star Certified Roof Products | Energy Star Certified Roof Products | NonEquip | 20 |  | 54% | Tech/Econ | 12.5% | 363.1191 | 0 | 0.32335
Tech | Multi-Family | Space Heating | Heat pump-heating | TRC | New | NN651 | Ceiling Insulation(R30 to R38) | Ceiling Insulation(R30 to R38) | NonEquip | 20 |  | 8% | Tech/Econ | 3.317% | 0 | 0 | 0
Tech | Multi-Family | Space Heating | Heat pump-heating | TRC | New | NN639 | Ceiling Insulation(R2 to R38) | Ceiling Insulation(R2 to R38) | NonEquip | 20 |  | 0% | Tech/Econ | 48.5% | 0 | 0 | 0
Tech | Multi-Family | Space Heating | Heat pump-heating | TRC | New | NN627 | Ceiling Insulation(R19 to R38) | Ceiling Insulation(R19 to R38) | NonEquip | 20 |  | 0% | Tech/Econ | 10.85% | 0 | 0 | 0
Tech | Multi-Family | Space Heating | Heat pump-heating | TRC | New | NN615 | Ceiling Insulation(R12 to R38) | Ceiling Insulation(R12 to R38) | NonEquip | 20 |  | 0% | Tech/Econ | 19.75% | 0 | 0 | 0
Tech | Multi-Family | Space Heating | Heat pump-heating | TRC | Existing | NE930 | ENERGY STAR Certified Home | ENERGY STAR Certified Home | NonEquip | 20 |  | 0% | Tech/Econ | 30% | 0 | 0 | 0
Tech | Multi-Family | Space Heating | Heat pump-heating | TRC | Existing | NE894 | Wall Insulation | Wall Insulation | NonEquip | 20 |  | 15% | Tech/Econ | 27.94% | 23510.7831 | 0 | 20.936
Tech | Multi-Family | Space Heating | Heat pump-heating | TRC | Existing | NE882 | Storm Door | Storm Door | NonEquip | 20 |  | 0% | Tech/Econ | 3.635% | 0 | 0 | 0
Tech | Multi-Family | Space Heating | Heat pump-heating | TRC | Existing | NE864 | Spray Foam Insulation(Base R30) | Spray Foam Insulation(Base R30) | NonEquip | 20 |  | 17.57% | Tech/Econ | 15.51% | 12969.2705 | 0 | 17.5196
Tech | Multi-Family | Space Heating | Heat pump-heating | TRC | Existing | NE852 | Spray Foam Insulation(Base R2) | Spray Foam Insulation(Base R2) | NonEquip | 20 |  | 7.313% | Tech/Econ | 52.1% | 23091.2779 | 0 | 24.9862
Tech | Multi-Family | Space Heating | Heat pump-heating | TRC | Existing | NE840 | Spray Foam Insulation(Base R19) | Spray Foam Insulation(Base R19) | NonEquip | 20 |  | 2.862% | Tech/Econ | 21.7% | 3338.2806 | 0 | 4.1042
Tech | Multi-Family | Space Heating | Heat pump-heating | TRC | Existing | NE828 | Spray Foam Insulation(Base R12) | Spray Foam Insulation(Base R12) | NonEquip | 20 |  | 7.105% | Tech/Econ | 28.51% | 11599.9315 | 0 | 12.9228
Tech | Multi-Family | Space Heating | Heat pump-heating | TRC | Existing | NE822 | Smart Thermostat | Smart Thermostat | NonEquip | 11 |  | 90% | Tech/Econ | 4% | 13279.6213 | 0 | 0
Tech | Multi-Family | Space Heating | Heat pump-heating | TRC | Existing | NE810 | Sealed crawlspace | Sealed crawlspace | NonEquip | 11 |  | 5.88% | Tech/Econ | 0.7976% | 166.4996 | 0 | 0.17979
Tech | Multi-Family | Space Heating | Heat pump-heating | TRC | Existing | NE792 | Radiant Barrier | Radiant Barrier | NonEquip | 20 |  | 0.95% | Tech/Econ | 10% | 376.0945 | 0 | 0.31297
Tech | Multi-Family | Space Heating | Heat pump-heating | TRC | Existing | NE786 | Programmable Thermostat | Programmable Thermostat | NonEquip | 11 |  | 2% | Tech/Econ | 1.72% | 122.1676 | 0 | 0
Tech | Multi-Family | Space Heating | Heat pump-heating | TRC | Existing | NE774 | HVAC ECM Motor | HVAC ECM Motor | NonEquip | 15 |  | 76.5% | Tech/Econ | 0.7204% | 1955.5182 | 0 | 1.8104
Tech | Multi-Family | Space Heating | Heat pump-heating | TRC | Existing | NE762 | Home Energy Management System | Home Energy Management System | NonEquip | 11 |  | 2.908% | Tech/Econ | 15% | 2019.507 | 0 | 0.22603
Tech | Multi-Family | Space Heating | Heat pump-heating | TRC | Existing | NE744 | Heat Pump Tune Up | Heat Pump Tune Up | NonEquip | 2 | Heat pump-heating | 0% | Tech/Econ | 5% | 0 | 0 | 0
Tech | Multi-Family | Space Heating | Heat pump-heating | TRC | Existing | NE738 | Green Roof | Green Roof | NonEquip | 20 |  | 0.225% | Tech/Econ | 14.65% | 151.9737 | 0 | 0.13533
Tech | Multi-Family | Space Heating | Heat pump-heating | TRC | Existing | NE720 | Energy Star Windows | Energy Star Windows | NonEquip | 20 |  | 19% | Tech/Econ | 8.222% | 5889.7148 | 0 | 5.2828
Tech | Multi-Family | Space Heating | Heat pump-heating | TRC | Existing | NE708 | Energy Star Door | Energy Star Door | NonEquip | 20 |  | 14.25% | Tech/Econ | 4.226% | 2234.7856 | 0 | 2.1768
Tech | Multi-Family | Space Heating | Heat pump-heating | TRC | Existing | NE696 | Energy Star Certified Roof Products | Energy Star Certified Roof Products | NonEquip | 20 |  | 54% | Tech/Econ | 12.5% | 31102.638 | 0 | 27.6965
Tech | Multi-Family | Space Heating | Heat pump-heating | TRC | Existing | NE684 | Duct Repair | Duct Repair | NonEquip | 11 |  | 65% | Tech/Econ | 12% | 33514.8204 | 0 | 29.8445
Tech | Multi-Family | Space Heating | Heat pump-heating | TRC | Existing | NE672 | Duct Insulation | Duct Insulation | NonEquip | 15 |  | 0% | Tech/Econ | 2.045% | 0 | 0 | 0
Tech | Multi-Family | Space Heating | Heat pump-heating | TRC | Existing | NE648 | Ceiling Insulation(R30 to R38) | Ceiling Insulation(R30 to R38) | NonEquip | 20 |  | 3.904% | Tech/Econ | 3.317% | 460.4798 | 0 | 0.50856
Tech | Multi-Family | Space Heating | Heat pump-heating | TRC | Existing | NE636 | Ceiling Insulation(R2 to R38) | Ceiling Insulation(R2 to R38) | NonEquip | 20 |  | 1.625% | Tech/Econ | 48.5% | 4594.9229 | 0 | 4.7113
Tech | Multi-Family | Space Heating | Heat pump-heating | TRC | Existing | NE624 | Ceiling Insulation(R19 to R38) | Ceiling Insulation(R19 to R38) | NonEquip | 20 |  | 0.6361% | Tech/Econ | 10.85% | 273.399 | 0 | 0.29543
Tech | Multi-Family | Space Heating | Heat pump-heating | TRC | Existing | NE612 | Ceiling Insulation(R12 to R38) | Ceiling Insulation(R12 to R38) | NonEquip | 20 |  | 1.579% | Tech/Econ | 19.75% | 1665.8409 | 0 | 1.7183
Tech | Multi-Family | Space Heating | Heat pump-heating | TRC | Existing | NE606 | Air Sealing-Infiltration Control | Air Sealing-Infiltration Control | NonEquip | 11 |  | 52% | Tech/Econ | 9% | 18510.0024 | 0 | 16.4829
Tech | Multi-Family | Space Heating | Heat pump-heating | TRC | Turnover | ET336 | Ground Source Heat Pump | Ground Source Heat Pump | Equip | 22 | Heat pump-heating | 2.992% | Tech/Econ | 33.19% | 5743.1267 | 0 | 4.048
Tech | Multi-Family | Space Heating | Heat pump-heating | TRC | Turnover | ET300 | 21 SEER ASHP from base electric resistance heating | 21 SEER ASHP from base electric resistance heating | Equip | 15 | Heat pump-heating | 32% | Tech/Econ | 65.9% | 161973.1453 | 0 | 53.7167
Tech | Multi-Family | Space Heating | Heat pump-heating | TRC | Turnover | ET282 | 21 SEER Air Source Heat Pump | 21 SEER Air Source Heat Pump | Equip | 15 | Heat pump-heating | 59% | Tech/Econ | 18% | 56548.182 | 0 | 43.8401
Tech | Multi-Family | Space Heating | Heat pump-heating | TRC | Turnover | ET255 | 18 SEER Air Source Heat Pump | 18 SEER Air Source Heat Pump | Equip | 15 | Heat pump-heating | 0% | Tech/Econ | 13.68% | 0 | 0 | 0
Tech | Multi-Family | Space Heating | Heat pump-heating | TRC | Turnover | ET228 | 17 SEER Air Source Heat Pump | 17 SEER Air Source Heat Pump | Equip | 15 | Heat pump-heating | 0% | Tech/Econ | 13.68% | 0 | 0 | 0
Tech | Multi-Family | Space Heating | Heat pump-heating | TRC | Turnover | ET201 | 16 SEER Air Source Heat Pump | 16 SEER Air Source Heat Pump | Equip | 15 | Heat pump-heating | 0% | Tech/Econ | 8.889% | 0 | 0 | 0
Tech | Multi-Family | Space Heating | Heat pump-heating | TRC | Turnover | ET174 | 15 SEER Air Source Heat Pump | 15 SEER Air Source Heat Pump | Equip | 15 | Heat pump-heating | 0% | Tech/Econ | 3.529% | 0 | 0 | 0
Tech | Multi-Family | Space Heating | Heat pump-heating | TRC | Turnover | ET156 | 14 SEER ASHP from base electric resistance heating | 14 SEER ASHP from base electric resistance heating | Equip | 15 | Heat pump-heating | 0% | Tech/Econ | 58.41% | 0 | 0 | 0
Tech | Multi-Family | Space Heating | Heat pump-heating | TRC | New | EN342 | Ground Source Heat Pump | Ground Source Heat Pump | Equip | 22 | Heat pump-heating | 2.992% | Tech/Econ | 33.19% | 64.4749 | 0 | 0.045445
Tech | Multi-Family | Space Heating | Heat pump-heating | TRC | New | EN306 | 21 SEER ASHP from base electric resistance heating | 21 SEER ASHP from base electric resistance heating | Equip | 15 | Heat pump-heating | 32% | Tech/Econ | 65.9% | 1735.3096 | 0 | 0.5755
Tech | Multi-Family | Space Heating | Heat pump-heating | TRC | New | EN288 | 21 SEER Air Source Heat Pump | 21 SEER Air Source Heat Pump | Equip | 15 | Heat pump-heating | 59% | Tech/Econ | 18% | 682.6624 | 0 | 0.52925
Tech | Multi-Family | Space Heating | Heat pump-heating | TRC | New | EN261 | 18 SEER Air Source Heat Pump | 18 SEER Air Source Heat Pump | Equip | 15 | Heat pump-heating | 0% | Tech/Econ | 13.68% | 0 | 0 | 0
Tech | Multi-Family | Space Heating | Heat pump-heating | TRC | New | EN234 | 17 SEER Air Source Heat Pump | 17 SEER Air Source Heat Pump | Equip | 15 | Heat pump-heating | 0% | Tech/Econ | 13.68% | 0 | 0 | 0
Tech | Multi-Family | Space Heating | Heat pump-heating | TRC | New | EN207 | 16 SEER Air Source Heat Pump | 16 SEER Air Source Heat Pump | Equip | 15 | Heat pump-heating | 0% | Tech/Econ | 8.889% | 0 | 0 | 0
Tech | Multi-Family | Space Heating | Heat pump-heating | TRC | New | EN180 | 15 SEER Air Source Heat Pump | 15 SEER Air Source Heat Pump | Equip | 15 | Heat pump-heating | 0% | Tech/Econ | 3.529% | 0 | 0 | 0
Tech | Multi-Family | Space Heating | Heat pump-heating | TRC | New | EN162 | 14 SEER ASHP from base electric resistance heating | 14 SEER ASHP from base electric resistance heating | Equip | 15 | Heat pump-heating | 0% | Tech/Econ | 58.41% | 0 | 0 | 0
Tech | Multi-Family | Space Cooling | Heat pump-cooling | TRC | New | NN927 | ENERGY STAR Certified Home | ENERGY STAR Certified Home | NonEquip | 20 |  | 0% | Tech/Econ | 30% | 0 | 0 | 0
Tech | Multi-Family | Space Cooling | Heat pump-cooling | TRC | New | NN921 | Solar Attic Fan | Solar Attic Fan | NonEquip | 15 |  | 0.95% | Tech/Econ | 6% | 0 | 0 | 0
Tech | Multi-Family | Space Cooling | Heat pump-cooling | TRC | New | NN903 | Window Sun Protection | Window Sun Protection | NonEquip | 10 |  | 30% | Tech/Econ | 4.218% | 0 | 0 | 0
Tech | Multi-Family | Space Cooling | Heat pump-cooling | TRC | New | NN879 | Storm Door | Storm Door | NonEquip | 20 |  | 0% | Tech/Econ | 2.233% | 0 | 0 | 0
Tech | Multi-Family | Space Cooling | Heat pump-cooling | TRC | New | NN873 | Spray Foam Insulation(Base R30) | Spray Foam Insulation(Base R30) | NonEquip | 20 |  | 36% | Tech/Econ | 13.27% | 725.2475 | 0.39469 | 0
Tech | Multi-Family | Space Cooling | Heat pump-cooling | TRC | New | NN861 | Spray Foam Insulation(Base R2) | Spray Foam Insulation(Base R2) | NonEquip | 20 |  | 0% | Tech/Econ | 40.84% | 0 | 0 | 0
Tech | Multi-Family | Space Cooling | Heat pump-cooling | TRC | New | NN849 | Spray Foam Insulation(Base R19) | Spray Foam Insulation(Base R19) | NonEquip | 20 |  | 0% | Tech/Econ | 17.05% | 0 | 0 | 0
Tech | Multi-Family | Space Cooling | Heat pump-cooling | TRC | New | NN837 | Spray Foam Insulation(Base R12) | Spray Foam Insulation(Base R12) | NonEquip | 20 |  | 0% | Tech/Econ | 21.75% | 0 | 0 | 0
Tech | Multi-Family | Space Cooling | Heat pump-cooling | TRC | New | NN819 | Smart Thermostat | Smart Thermostat | NonEquip | 11 |  | 90% | Tech/Econ | 4% | 0 | 0 | 0
Tech | Multi-Family | Space Cooling | Heat pump-cooling | TRC | New | NN801 | Radiant Barrier | Radiant Barrier | NonEquip | 20 |  | 0.95% | Tech/Econ | 10% | 12.8086 | 0.010443 | 0
Tech | Multi-Family | Space Cooling | Heat pump-cooling | TRC | New | NN759 | Home Energy Management System | Home Energy Management System | NonEquip | 11 |  | 2.908% | Tech/Econ | 7.12% | 27.891 | 0.016525 | 0
Tech | Multi-Family | Space Cooling | Heat pump-cooling | TRC | New | NN735 | Green Roof | Green Roof | NonEquip | 20 |  | 2.7% | Tech/Econ | 14.65% | 60.3142 | 0.037234 | 0
Tech | Multi-Family | Space Cooling | Heat pump-cooling | TRC | New | NN717 | Energy Star Windows | Energy Star Windows | NonEquip | 20 |  | 19% | Tech/Econ | 6.9% | 31.9237 | 0 | 0
Tech | Multi-Family | Space Cooling | Heat pump-cooling | TRC | New | NN705 | Energy Star Door | Energy Star Door | NonEquip | 20 |  | 14.25% | Tech/Econ | 2.781% | 0 | 0 | 0
Tech | Multi-Family | Space Cooling | Heat pump-cooling | TRC | New | NN693 | Energy Star Certified Roof Products | Energy Star Certified Roof Products | NonEquip | 20 |  | 54% | Tech/Econ | 12.5% | 975.9615 | 0.6025 | 0
Tech | Multi-Family | Space Cooling | Heat pump-cooling | TRC | New | NN645 | Ceiling Insulation(R2 to R38) | Ceiling Insulation(R2 to R38) | NonEquip | 20 |  | 0% | Tech/Econ | 36.07% | 0 | 0 | 0
Tech | Multi-Family | Space Cooling | Heat pump-cooling | TRC | New | NN633 | Ceiling Insulation(R19 to R38) | Ceiling Insulation(R19 to R38) | NonEquip | 20 |  | 0% | Tech/Econ | 6.811% | 0 | 0 | 0
Tech | Multi-Family | Space Cooling | Heat pump-cooling | TRC | New | NN621 | Ceiling Insulation(R12 to R38) | Ceiling Insulation(R12 to R38) | NonEquip | 20 |  | 0% | Tech/Econ | 12.59% | 0 | 0 | 0
Tech | Multi-Family | Space Cooling | Heat pump-cooling | TRC | Existing | NE924 | ENERGY STAR Certified Home | ENERGY STAR Certified Home | NonEquip | 20 |  | 0% | Tech/Econ | 30% | 0 | 0 | 0
Tech | Multi-Family | Space Cooling | Heat pump-cooling | TRC | Existing | NE918 | Solar Attic Fan | Solar Attic Fan | NonEquip | 15 |  | 0.95% | Tech/Econ | 6% | 585.344 | 0.20129 | 0
Tech | Multi-Family | Space Cooling | Heat pump-cooling | TRC | Existing | NE900 | Window Sun Protection | Window Sun Protection | NonEquip | 10 |  | 30% | Tech/Econ | 4.218% | 12986.3979 | 19.5332 | -8.9399
Tech | Multi-Family | Space Cooling | Heat pump-cooling | TRC | Existing | NE888 | Wall Insulation | Wall Insulation | NonEquip | 20 |  | 15% | Tech/Econ | 2.51% | 3657.4942 | 2.2579 | 0
Tech | Multi-Family | Space Cooling | Heat pump-cooling | TRC | Existing | NE876 | Storm Door | Storm Door | NonEquip | 20 |  | 0% | Tech/Econ | 3.37% | 0 | 0 | 0
Tech | Multi-Family | Space Cooling | Heat pump-cooling | TRC | Existing | NE870 | Spray Foam Insulation(Base R30) | Spray Foam Insulation(Base R30) | NonEquip | 20 |  | 17.57% | Tech/Econ | 13.27% | 30126.9139 | 16.3957 | 0
Tech | Multi-Family | Space Cooling | Heat pump-cooling | TRC | Existing | NE858 | Spray Foam Insulation(Base R2) | Spray Foam Insulation(Base R2) | NonEquip | 20 |  | 7.313% | Tech/Econ | 40.84% | 59217.8733 | 35.5138 | 0
Tech | Multi-Family | Space Cooling | Heat pump-cooling | TRC | Existing | NE846 | Spray Foam Insulation(Base R19) | Spray Foam Insulation(Base R19) | NonEquip | 20 |  | 2.862% | Tech/Econ | 17.05% | 6340.9814 | 3.6208 | 0
Tech | Multi-Family | Space Cooling | Heat pump-cooling | TRC | Existing | NE834 | Spray Foam Insulation(Base R12) | Spray Foam Insulation(Base R12) | NonEquip | 20 |  | 7.105% | Tech/Econ | 21.75% | 21210.2601 | 9.0652 | 0
Tech | Multi-Family | Space Cooling | Heat pump-cooling | TRC | Existing | NE816 | Smart Thermostat | Smart Thermostat | NonEquip | 11 |  | 90% | Tech/Econ | 4% | 36480.5122 | 59.7455 | 0
Tech | Multi-Family | Space Cooling | Heat pump-cooling | TRC | Existing | NE798 | Radiant Barrier | Radiant Barrier | NonEquip | 20 |  | 0.95% | Tech/Econ | 10% | 1029.0685 | 0.83897 | 0
Tech | Multi-Family | Space Cooling | Heat pump-cooling | TRC | Existing | NE756 | Home Energy Management System | Home Energy Management System | NonEquip | 11 |  | 2.908% | Tech/Econ | 7.12% | 2135.9483 | 1.271 | 0
Tech | Multi-Family | Space Cooling | Heat pump-cooling | TRC | Existing | NE750 | Heat Pump Tune Up | Heat Pump Tune Up | NonEquip | 2 | Heat pump-cooling | 0% | Tech/Econ | 5% | 0 | 0 | 0
Tech | Multi-Family | Space Cooling | Heat pump-cooling | TRC | Existing | NE732 | Green Roof | Green Roof | NonEquip | 20 |  | 0.225% | Tech/Econ | 14.65% | 426.3071 | 0.26318 | 0
Tech | Multi-Family | Space Cooling | Heat pump-cooling | TRC | Existing | NE714 | Energy Star Windows | Energy Star Windows | NonEquip | 20 |  | 19% | Tech/Econ | 20.17% | 51777.0442 | 10.1641 | 0
Tech | Multi-Family | Space Cooling | Heat pump-cooling | TRC | Existing | NE702 | Energy Star Door | Energy Star Door | NonEquip | 20 |  | 14.25% | Tech/Econ | 3.918% | 5453.9933 | 1.9387 | 0
Tech | Multi-Family | Space Cooling | Heat pump-cooling | TRC | Existing | NE690 | Energy Star Certified Roof Products | Energy Star Certified Roof Products | NonEquip | 20 |  | 54% | Tech/Econ | 12.5% | 85044.202 | 52.5013 | 0
Tech | Multi-Family | Space Cooling | Heat pump-cooling | TRC | Existing | NE678 | Duct Repair | Duct Repair | NonEquip | 11 |  | 65% | Tech/Econ | 12% | 91639.8528 | 56.5731 | 0
Tech | Multi-Family | Space Cooling | Heat pump-cooling | TRC | Existing | NE666 | Duct Insulation | Duct Insulation | NonEquip | 15 |  | 0% | Tech/Econ | 2.045% | 0 | 0 | 0
Tech | Multi-Family | Space Cooling | Heat pump-cooling | TRC | Existing | NE660 | Central AC Tune Up | Central AC Tune Up | NonEquip | 2 | CAC | 0% | Tech/Econ | 5% | 0 | 0 | 0
Tech | Multi-Family | Space Cooling | Heat pump-cooling | TRC | Existing | NE654 | Ceiling Insulation(R30 to R38) | Ceiling Insulation(R30 to R38) | NonEquip | 20 |  | 3.904% | Tech/Econ | 2.015% | 761.1678 | 0.47691 | 0
Tech | Multi-Family | Space Cooling | Heat pump-cooling | TRC | Existing | NE642 | Ceiling Insulation(R2 to R38) | Ceiling Insulation(R2 to R38) | NonEquip | 20 |  | 1.625% | Tech/Econ | 36.07% | 11274.4474 | 5.1319 | 0
Tech | Multi-Family | Space Cooling | Heat pump-cooling | TRC | Existing | NE630 | Ceiling Insulation(R19 to R38) | Ceiling Insulation(R19 to R38) | NonEquip | 20 |  | 0.6361% | Tech/Econ | 6.811% | 445.9455 | 0.28016 | 0
Tech | Multi-Family | Space Cooling | Heat pump-cooling | TRC | Existing | NE618 | Ceiling Insulation(R12 to R38) | Ceiling Insulation(R12 to R38) | NonEquip | 20 |  | 1.579% | Tech/Econ | 12.59% | 2509.3745 | 1.5643 | 0
Tech | Multi-Family | Space Cooling | Heat pump-cooling | TRC | Existing | NE600 | Air Sealing-Infiltration Control | Air Sealing-Infiltration Control | NonEquip | 11 |  | 52% | Tech/Econ | 9% | 50647.006 | 31.2665 | 0
Tech | Multi-Family | Space Cooling | Heat pump-cooling | TRC | Turnover | ET327 | Ground Source Heat Pump | Ground Source Heat Pump | Equip | 22 | Heat pump-cooling | 2.992% | Tech/Econ | 6.667% | 2052.7839 | 2.3609 | 0
Tech | Multi-Family | Space Cooling | Heat pump-cooling | TRC | Turnover | ET291 | 21 SEER ASHP from base electric resistance heating | 21 SEER ASHP from base electric resistance heating | Equip | 15 | Heat pump-cooling | 32% | Tech/Econ | 33.33% | 204000.2987 | 86.9623 | 0
Tech | Multi-Family | Space Cooling | Heat pump-cooling | TRC | Turnover | ET273 | 21 SEER Air Source Heat Pump | 21 SEER Air Source Heat Pump | Equip | 15 | Heat pump-cooling | 59% | Tech/Econ | 33.33% | 335958.4817 | 143.2142 | 0
Tech | Multi-Family | Space Cooling | Heat pump-cooling | TRC | Turnover | ET246 | 18 SEER Air Source Heat Pump | 18 SEER Air Source Heat Pump | Equip | 15 | Heat pump-cooling | 0% | Tech/Econ | 22.22% | 0 | 0 | 0
Tech | Multi-Family | Space Cooling | Heat pump-cooling | TRC | Turnover | ET219 | 17 SEER Air Source Heat Pump | 17 SEER Air Source Heat Pump | Equip | 15 | Heat pump-cooling | 0% | Tech/Econ | 17.65% | 0 | 0 | 0
Tech | Multi-Family | Space Cooling | Heat pump-cooling | TRC | Turnover | ET192 | 16 SEER Air Source Heat Pump | 16 SEER Air Source Heat Pump | Equip | 15 | Heat pump-cooling | 0% | Tech/Econ | 12.5% | 0 | 0 | 0
Tech | Multi-Family | Space Cooling | Heat pump-cooling | TRC | Turnover | ET165 | 15 SEER Air Source Heat Pump | 15 SEER Air Source Heat Pump | Equip | 15 | Heat pump-cooling | 0% | Tech/Econ | 6.667% | 0 | 0 | 0
Tech | Multi-Family | Space Cooling | Heat pump-cooling | TRC | Turnover | ET147 | 14 SEER ASHP from base electric resistance heating | 14 SEER ASHP from base electric resistance heating | Equip | 15 | Heat pump-cooling | 0% | Tech/Econ | 0% | 0 | 0 | 0
Tech | Multi-Family | Space Cooling | Heat pump-cooling | TRC | New | EN333 | Ground Source Heat Pump | Ground Source Heat Pump | Equip | 22 | Heat pump-cooling | 2.992% | Tech/Econ | 6.667% | 26.753 | 0.030768 | 0
Tech | Multi-Family | Space Cooling | Heat pump-cooling | TRC | New | EN297 | 21 SEER ASHP from base electric resistance heating | 21 SEER ASHP from base electric resistance heating | Equip | 15 | Heat pump-cooling | 32% | Tech/Econ | 33.33% | 2266.1375 | 0.96602 | 0
Tech | Multi-Family | Space Cooling | Heat pump-cooling | TRC | New | EN279 | 21 SEER Air Source Heat Pump | 21 SEER Air Source Heat Pump | Equip | 15 | Heat pump-cooling | 59% | Tech/Econ | 33.33% | 3731.9951 | 1.5909 | 0
Tech | Multi-Family | Space Cooling | Heat pump-cooling | TRC | New | EN252 | 18 SEER Air Source Heat Pump | 18 SEER Air Source Heat Pump | Equip | 15 | Heat pump-cooling | 0% | Tech/Econ | 22.22% | 0 | 0 | 0
Tech | Multi-Family | Space Cooling | Heat pump-cooling | TRC | New | EN225 | 17 SEER Air Source Heat Pump | 17 SEER Air Source Heat Pump | Equip | 15 | Heat pump-cooling | 0% | Tech/Econ | 17.65% | 0 | 0 | 0
Tech | Multi-Family | Space Cooling | Heat pump-cooling | TRC | New | EN198 | 16 SEER Air Source Heat Pump | 16 SEER Air Source Heat Pump | Equip | 15 | Heat pump-cooling | 0% | Tech/Econ | 12.5% | 0 | 0 | 0
Tech | Multi-Family | Space Cooling | Heat pump-cooling | TRC | New | EN171 | 15 SEER Air Source Heat Pump | 15 SEER Air Source Heat Pump | Equip | 15 | Heat pump-cooling | 0% | Tech/Econ | 6.667% | 0 | 0 | 0
Tech | Multi-Family | Domestic Hot Water | Heat pump water heater | TRC | New | NN939 | ENERGY STAR Certified Home | ENERGY STAR Certified Home | NonEquip | 20 |  | 0% | Tech/Econ | 30% | 0 | 0 | 0
Tech | Multi-Family | Domestic Hot Water | Heat pump water heater | TRC | New | NN591 | Water Heater Timeclock | Water Heater Timeclock | NonEquip | 7 |  | 45% | Tech/Econ | 5% | 0 | 0 | 0
Tech | Multi-Family | Domestic Hot Water | Heat pump water heater | TRC | New | NN585 | Water Heater Thermostat Setback | Water Heater Thermostat Setback | NonEquip | 4 |  | 0.9177% | Tech/Econ | 2.212% | 0 | 0 | 0
Tech | Multi-Family | Domestic Hot Water | Heat pump water heater | TRC | New | NN579 | Water Heater Blanket | Water Heater Blanket | NonEquip | 7 |  | 1.582% | Tech/Econ | 15.27% | 0.057998 | 5.224e-06 | 1.1245e-05
Tech | Multi-Family | Domestic Hot Water | Heat pump water heater | TRC | New | NN573 | Thermostatic Shower Restriction Valve | Thermostatic Shower Restriction Valve | NonEquip | 10 |  | 16% | Tech/Econ | 4.403% | 0 | 0 | 0
Tech | Multi-Family | Domestic Hot Water | Heat pump water heater | TRC | New | NN567 | Low Flow Showerhead | Low Flow Showerhead | NonEquip | 9 |  | 80% | Tech/Econ | 14.02% | 2.6866 | 0.00024199 | 0.0005209
Tech | Multi-Family | Domestic Hot Water | Heat pump water heater | TRC | New | NN561 | Hot Water Pipe Insulation | Hot Water Pipe Insulation | NonEquip | 13 |  | 15% | Tech/Econ | 7.656% | 0.1435 | 1.2926e-05 | 2.7823e-05
Tech | Multi-Family | Domestic Hot Water | Heat pump water heater | TRC | New | NN555 | Heat Trap | Heat Trap | NonEquip | 10 |  | 12% | Tech/Econ | 6.285% | 0 | 0 | 0
Tech | Multi-Family | Domestic Hot Water | Heat pump water heater | TRC | New | NN549 | Faucet Aerator | Faucet Aerator | NonEquip | 10 |  | 18% | Tech/Econ | 1.378% | 0 | 0 | 0
Tech | Multi-Family | Domestic Hot Water | Heat pump water heater | TRC | New | NN543 | Drain Water Heat Recovery | Drain Water Heat Recovery | NonEquip | 15 |  | 9.5% | Tech/Econ | 12.3% | 0.2485 | 2.2383e-05 | 4.8182e-05
Tech | Multi-Family | Domestic Hot Water | Heat pump water heater | TRC | Existing | NE936 | ENERGY STAR Certified Home | ENERGY STAR Certified Home | NonEquip | 20 |  | 0% | Tech/Econ | 30% | 0 | 0 | 0
Tech | Multi-Family | Domestic Hot Water | Heat pump water heater | TRC | Existing | NE588 | Water Heater Timeclock | Water Heater Timeclock | NonEquip | 7 |  | 20.61% | Tech/Econ | 5% | 20.4509 | 0 | 0
Tech | Multi-Family | Domestic Hot Water | Heat pump water heater | TRC | Existing | NE582 | Water Heater Thermostat Setback | Water Heater Thermostat Setback | NonEquip | 4 |  | 0% | Tech/Econ | 2.212% | 0 | 0 | 0
Tech | Multi-Family | Domestic Hot Water | Heat pump water heater | TRC | Existing | NE576 | Water Heater Blanket | Water Heater Blanket | NonEquip | 7 |  | 9.142% | Tech/Econ | 15.96% | 32.6969 | 0.002945 | 0.0063395
Tech | Multi-Family | Domestic Hot Water | Heat pump water heater | TRC | Existing | NE570 | Thermostatic Shower Restriction Valve | Thermostatic Shower Restriction Valve | NonEquip | 10 |  | 0% | Tech/Econ | 4.403% | 0 | 0 | 0
Tech | Multi-Family | Domestic Hot Water | Heat pump water heater | TRC | Existing | NE564 | Low Flow Showerhead | Low Flow Showerhead | NonEquip | 9 |  | 36% | Tech/Econ | 14.02% | 111.4698 | 0.01004 | 0.021612
Tech | Multi-Family | Domestic Hot Water | Heat pump water heater | TRC | Existing | NE558 | Hot Water Pipe Insulation | Hot Water Pipe Insulation | NonEquip | 13 |  | 33.75% | Tech/Econ | 7.656% | 53.5537 | 0.0048236 | 0.010383
Tech | Multi-Family | Domestic Hot Water | Heat pump water heater | TRC | Existing | NE552 | Heat Trap | Heat Trap | NonEquip | 10 |  | 27% | Tech/Econ | 6.285% | 34.262 | 0.003086 | 0.0066429
Tech | Multi-Family | Domestic Hot Water | Heat pump water heater | TRC | Existing | NE546 | Faucet Aerator | Faucet Aerator | NonEquip | 10 |  | 40.5% | Tech/Econ | 3.306% | 26.3015 | 0.002369 | 0.0050995
Tech | Multi-Family | Domestic Hot Water | Heat pump water heater | TRC | Existing | NE540 | Drain Water Heat Recovery | Drain Water Heat Recovery | NonEquip | 15 |  | 9.5% | Tech/Econ | 12.3% | 24.5043 | 0.0022071 | 0.004751
Tech | Multi-Family | Domestic Hot Water | Heat pump water heater | TRC | Turnover | ET75 | Heat Pump Water Heater | Heat Pump Water Heater | Equip | 10 | Heat pump water heater | 49% | Tech/Econ | 62.51% | 989.6335 | 0.066541 | 0.24855
Tech | Multi-Family | Domestic Hot Water | Heat pump water heater | TRC | New | EN81 | Heat Pump Water Heater | Heat Pump Water Heater | Equip | 10 | Heat pump water heater | 49% | Tech/Econ | 62.51% | 10.6025 | 0.00071289 | 0.0026628
Tech | Multi-Family | Appliances | Freezer | TRC | New | NN957 | ENERGY STAR Certified Home | ENERGY STAR Certified Home | NonEquip | 20 |  | 0% | Tech/Econ | 30% | 0 | 0 | 0
Tech | Multi-Family | Appliances | Freezer | TRC | New | NN537 | Removal of 2nd Refrigerator-Freezer | Removal of 2nd Refrigerator-Freezer | NonEquip | 5 | Refrigerator | 0% | Tech/Econ | 100% | 0 | 0 | 0
Tech | Multi-Family | Appliances | Freezer | TRC | Existing | NE954 | ENERGY STAR Certified Home | ENERGY STAR Certified Home | NonEquip | 20 |  | 0% | Tech/Econ | 30% | 0 | 0 | 0
Tech | Multi-Family | Appliances | Freezer | TRC | Existing | NE534 | Removal of 2nd Refrigerator-Freezer | Removal of 2nd Refrigerator-Freezer | NonEquip | 5 | Refrigerator | 0% | Tech/Econ | 100% | 0 | 0 | 0
Tech | Multi-Family | Appliances | Freezer | TRC | Turnover | ET30 | Energy Star Freezer | Energy Star Freezer | Equip | 11 | Freezer | 58% | Tech/Econ | 11.6% | 26047.4726 | 3.385 | 2.3426
Tech | Multi-Family | Appliances | Freezer | TRC | New | EN36 | Energy Star Freezer | Energy Star Freezer | Equip | 11 | Freezer | 58% | Tech/Econ | 11.6% | 279.0613 | 0.036265 | 0.025097
Tech | Multi-Family | Miscellaneous | Fan | TRC | New | NN969 | ENERGY STAR Certified Home | ENERGY STAR Certified Home | NonEquip | 20 |  | 0% | Tech/Econ | 30% | 0 | 0 | 0
Tech | Multi-Family | Miscellaneous | Fan | TRC | Existing | NE966 | ENERGY STAR Certified Home | ENERGY STAR Certified Home | NonEquip | 20 |  | 0% | Tech/Econ | 30% | 0 | 0 | 0
Tech | Multi-Family | Miscellaneous | Fan | TRC | Turnover | ET471 | Energy Star Ceiling Fan | Energy Star Ceiling Fan | Equip | 20 | Fan | 34% | Tech/Econ | 68.69% | 93124.5276 | 0 | 0.010485
Tech | Multi-Family | Miscellaneous | Fan | TRC | Turnover | ET462 | Energy Star Bathroom Ventilating Fan | Energy Star Bathroom Ventilating Fan | Equip | 10 | Fan | 22.5% | Tech/Econ | 62.65% | 43078.6206 | 1.5079 | 6.0317
Tech | Multi-Family | Miscellaneous | Fan | TRC | New | EN477 | Energy Star Ceiling Fan | Energy Star Ceiling Fan | Equip | 20 | Fan | 34% | Tech/Econ | 68.69% | 997.6956 | 0 | 0.00020836
Tech | Multi-Family | Miscellaneous | Fan | TRC | New | EN468 | Energy Star Bathroom Ventilating Fan | Energy Star Bathroom Ventilating Fan | Equip | 10 | Fan | 22.5% | Tech/Econ | 62.65% | 461.5255 | 0.016155 | 0.064621
Tech | Multi-Family | Lighting | Exterior screw-in | TRC | New | NN945 | ENERGY STAR Certified Home | ENERGY STAR Certified Home | NonEquip | 20 |  | 0% | Tech/Econ | 30% | 0 | 0 | 0
Tech | Multi-Family | Lighting | Exterior screw-in | TRC | New | NN915 | Interior Lighting Controls | Interior Lighting Controls | NonEquip | 8 | Interior screw-in | 0% | Tech/Econ | 28.57% | 0 | 0 | 0
Tech | Multi-Family | Lighting | Exterior screw-in | TRC | New | NN909 | Exterior Lighting Controls | Exterior Lighting Controls | NonEquip | 10 | Exterior screw-in | 0% | Tech/Econ | 50% | 0 | 0 | 0
Tech | Multi-Family | Lighting | Exterior screw-in | TRC | Existing | NE942 | ENERGY STAR Certified Home | ENERGY STAR Certified Home | NonEquip | 20 |  | 0% | Tech/Econ | 30% | 0 | 0 | 0
Tech | Multi-Family | Lighting | Exterior screw-in | TRC | Existing | NE912 | Interior Lighting Controls | Interior Lighting Controls | NonEquip | 8 | Interior screw-in | 0% | Tech/Econ | 28.57% | 0 | 0 | 0
Tech | Multi-Family | Lighting | Exterior screw-in | TRC | Existing | NE906 | Exterior Lighting Controls | Exterior Lighting Controls | NonEquip | 10 | Exterior screw-in | 0% | Tech/Econ | 50% | 0 | 0 | 0
Tech | Multi-Family | Lighting | Exterior screw-in | TRC | Turnover | ET408 | LED - 9W Flood (Exterior) | LED - 9W Flood (Exterior) | Equip | 10 | Exterior screw-in | 22% | Tech/Econ | 86.15% | 17025.5281 | 0 | 0
Tech | Multi-Family | Lighting | Exterior screw-in | TRC | Turnover | ET363 | CFL - 15W Flood (Exterior) | CFL - 15W Flood (Exterior) | Equip | 7.8 | Exterior screw-in | 0% | Tech/Econ | 76.92% | 0 | 0 | 0
Tech | Multi-Family | Lighting | Exterior screw-in | TRC | New | EN414 | LED - 9W Flood (Exterior) | LED - 9W Flood (Exterior) | Equip | 10 | Exterior screw-in | 22% | Tech/Econ | 86.15% | 182.4041 | 0 | 0
Tech | Multi-Family | Lighting | Exterior screw-in | TRC | New | EN369 | CFL - 15W Flood (Exterior) | CFL - 15W Flood (Exterior) | Equip | 7.8 | Exterior screw-in | 0% | Tech/Econ | 76.92% | 0 | 0 | 0
Tech | Multi-Family | Appliances | Dishwasher | TRC | New | NN957 | ENERGY STAR Certified Home | ENERGY STAR Certified Home | NonEquip | 20 |  | 0% | Tech/Econ | 30% | 0 | 0 | 0
Tech | Multi-Family | Appliances | Dishwasher | TRC | New | NN537 | Removal of 2nd Refrigerator-Freezer | Removal of 2nd Refrigerator-Freezer | NonEquip | 5 | Refrigerator | 0% | Tech/Econ | 100% | 0 | 0 | 0
Tech | Multi-Family | Appliances | Dishwasher | TRC | Existing | NE954 | ENERGY STAR Certified Home | ENERGY STAR Certified Home | NonEquip | 20 |  | 0% | Tech/Econ | 30% | 0 | 0 | 0
Tech | Multi-Family | Appliances | Dishwasher | TRC | Existing | NE534 | Removal of 2nd Refrigerator-Freezer | Removal of 2nd Refrigerator-Freezer | NonEquip | 5 | Refrigerator | 0% | Tech/Econ | 100% | 0 | 0 | 0
Tech | Multi-Family | Appliances | Dishwasher | TRC | Turnover | ET21 | Energy Star Dishwasher | Energy Star Dishwasher | Equip | 10 | Dishwasher | 9% | Tech/Econ | 13.13% | 12282.3874 | 1.3447 | 1.4619
Tech | Multi-Family | Appliances | Dishwasher | TRC | New | EN27 | Energy Star Dishwasher | Energy Star Dishwasher | Equip | 10 | Dishwasher | 9% | Tech/Econ | 13.13% | 131.5881 | 0.014407 | 0.015662
Tech | Multi-Family | Domestic Hot Water | Conventional Tank | TRC | New | NN939 | ENERGY STAR Certified Home | ENERGY STAR Certified Home | NonEquip | 20 |  | 0% | Tech/Econ | 30% | 0 | 0 | 0
Tech | Multi-Family | Domestic Hot Water | Conventional Tank | TRC | New | NN591 | Water Heater Timeclock | Water Heater Timeclock | NonEquip | 7 |  | 45% | Tech/Econ | 5% | 0 | 0 | 0
Tech | Multi-Family | Domestic Hot Water | Conventional Tank | TRC | New | NN585 | Water Heater Thermostat Setback | Water Heater Thermostat Setback | NonEquip | 4 |  | 0.9177% | Tech/Econ | 2.212% | 0 | 0 | 0
Tech | Multi-Family | Domestic Hot Water | Conventional Tank | TRC | New | NN579 | Water Heater Blanket | Water Heater Blanket | NonEquip | 7 |  | 1.582% | Tech/Econ | 15.27% | 113.7809 | 0.010248 | 0.022061
Tech | Multi-Family | Domestic Hot Water | Conventional Tank | TRC | New | NN573 | Thermostatic Shower Restriction Valve | Thermostatic Shower Restriction Valve | NonEquip | 10 |  | 16% | Tech/Econ | 4.403% | 0 | 0 | 0
Tech | Multi-Family | Domestic Hot Water | Conventional Tank | TRC | New | NN567 | Low Flow Showerhead | Low Flow Showerhead | NonEquip | 9 |  | 80% | Tech/Econ | 14.02% | 5270.6448 | 0.47473 | 1.0219
Tech | Multi-Family | Domestic Hot Water | Conventional Tank | TRC | New | NN561 | Hot Water Pipe Insulation | Hot Water Pipe Insulation | NonEquip | 13 |  | 15% | Tech/Econ | 7.656% | 281.5246 | 0.025357 | 0.054584
Tech | Multi-Family | Domestic Hot Water | Conventional Tank | TRC | New | NN555 | Heat Trap | Heat Trap | NonEquip | 10 |  | 12% | Tech/Econ | 6.285% | 0 | 0 | 0
Tech | Multi-Family | Domestic Hot Water | Conventional Tank | TRC | New | NN549 | Faucet Aerator | Faucet Aerator | NonEquip | 10 |  | 18% | Tech/Econ | 1.378% | 0 | 0 | 0
Tech | Multi-Family | Domestic Hot Water | Conventional Tank | TRC | New | NN543 | Drain Water Heat Recovery | Drain Water Heat Recovery | NonEquip | 15 |  | 9.5% | Tech/Econ | 12.3% | 487.5148 | 0.043911 | 0.094523
Tech | Multi-Family | Domestic Hot Water | Conventional Tank | TRC | Existing | NE936 | ENERGY STAR Certified Home | ENERGY STAR Certified Home | NonEquip | 20 |  | 0% | Tech/Econ | 30% | 0 | 0 | 0
Tech | Multi-Family | Domestic Hot Water | Conventional Tank | TRC | Existing | NE588 | Water Heater Timeclock | Water Heater Timeclock | NonEquip | 7 |  | 20.61% | Tech/Econ | 5% | 40120.4472 | 0 | 0
Tech | Multi-Family | Domestic Hot Water | Conventional Tank | TRC | Existing | NE582 | Water Heater Thermostat Setback | Water Heater Thermostat Setback | NonEquip | 4 |  | 0% | Tech/Econ | 2.212% | 0 | 0 | 0
Tech | Multi-Family | Domestic Hot Water | Conventional Tank | TRC | Existing | NE576 | Water Heater Blanket | Water Heater Blanket | NonEquip | 7 |  | 9.142% | Tech/Econ | 15.96% | 64144.5189 | 5.7776 | 12.4368
Tech | Multi-Family | Domestic Hot Water | Conventional Tank | TRC | Existing | NE570 | Thermostatic Shower Restriction Valve | Thermostatic Shower Restriction Valve | NonEquip | 10 |  | 0% | Tech/Econ | 4.403% | 0 | 0 | 0
Tech | Multi-Family | Domestic Hot Water | Conventional Tank | TRC | Existing | NE564 | Low Flow Showerhead | Low Flow Showerhead | NonEquip | 9 |  | 36% | Tech/Econ | 14.02% | 218680.5156 | 19.6967 | 42.3992
Tech | Multi-Family | Domestic Hot Water | Conventional Tank | TRC | Existing | NE558 | Hot Water Pipe Insulation | Hot Water Pipe Insulation | NonEquip | 13 |  | 33.75% | Tech/Econ | 7.656% | 105061.2083 | 9.463 | 20.37
Tech | Multi-Family | Domestic Hot Water | Conventional Tank | TRC | Existing | NE552 | Heat Trap | Heat Trap | NonEquip | 10 |  | 27% | Tech/Econ | 6.285% | 67214.8473 | 6.0541 | 13.0321
Tech | Multi-Family | Domestic Hot Water | Conventional Tank | TRC | Existing | NE546 | Faucet Aerator | Faucet Aerator | NonEquip | 10 |  | 40.5% | Tech/Econ | 3.306% | 51598.1256 | 4.6475 | 10.0042
Tech | Multi-Family | Domestic Hot Water | Conventional Tank | TRC | Existing | NE540 | Drain Water Heat Recovery | Drain Water Heat Recovery | NonEquip | 15 |  | 9.5% | Tech/Econ | 12.3% | 48072.2914 | 4.3299 | 9.3206
Tech | Multi-Family | Domestic Hot Water | Conventional Tank | TRC | Turnover | ET981 | Solar Water Heater | Solar Water Heater | Equip | 15 | Conventional Tank | 10.78% | Tech/Econ | 76.67% | 520473.1104 | 38.9012 | 5.4615
Tech | Multi-Family | Domestic Hot Water | Conventional Tank | TRC | Turnover | ET972 | Heat Pump Water Heater | Heat Pump Water Heater | Equip | 10 | Conventional Tank | 38.22% | Tech/Econ | 62.51% | 1380253.909 | 92.8049 | 346.6541
Tech | Multi-Family | Domestic Hot Water | Conventional Tank | TRC | New | EN987 | Solar Water Heater | Solar Water Heater | Equip | 15 | Conventional Tank | 10.78% | Tech/Econ | 76.67% | 5576.1219 | 0.41677 | 0.058512
Tech | Multi-Family | Domestic Hot Water | Conventional Tank | TRC | New | EN978 | Heat Pump Water Heater | Heat Pump Water Heater | Equip | 10 | Conventional Tank | 38.22% | Tech/Econ | 62.51% | 14787.4383 | 0.99427 | 3.7139
Tech | Multi-Family | Appliances | Clothes washer | TRC | New | NN957 | ENERGY STAR Certified Home | ENERGY STAR Certified Home | NonEquip | 20 |  | 0% | Tech/Econ | 30% | 0 | 0 | 0
Tech | Multi-Family | Appliances | Clothes washer | TRC | New | NN537 | Removal of 2nd Refrigerator-Freezer | Removal of 2nd Refrigerator-Freezer | NonEquip | 5 | Refrigerator | 0% | Tech/Econ | 100% | 0 | 0 | 0
Tech | Multi-Family | Appliances | Clothes washer | TRC | Existing | NE954 | ENERGY STAR Certified Home | ENERGY STAR Certified Home | NonEquip | 20 |  | 0% | Tech/Econ | 30% | 0 | 0 | 0
Tech | Multi-Family | Appliances | Clothes washer | TRC | Existing | NE534 | Removal of 2nd Refrigerator-Freezer | Removal of 2nd Refrigerator-Freezer | NonEquip | 5 | Refrigerator | 0% | Tech/Econ | 100% | 0 | 0 | 0
Tech | Multi-Family | Appliances | Clothes washer | TRC | Turnover | ET12 | Energy Star Clothes Washer | Energy Star Clothes Washer | Equip | 11 | Clothes washer | 54% | Tech/Econ | 37.8% | 43933.4799 | 6.9091 | 4.0128
Tech | Multi-Family | Appliances | Clothes washer | TRC | New | EN18 | Energy Star Clothes Washer | Energy Star Clothes Washer | Equip | 11 | Clothes washer | 54% | Tech/Econ | 37.8% | 470.6841 | 0.074021 | 0.042992
Tech | Multi-Family | Appliances | Clothes dryer | TRC | New | NN957 | ENERGY STAR Certified Home | ENERGY STAR Certified Home | NonEquip | 20 |  | 0% | Tech/Econ | 30% | 0 | 0 | 0
Tech | Multi-Family | Appliances | Clothes dryer | TRC | New | NN537 | Removal of 2nd Refrigerator-Freezer | Removal of 2nd Refrigerator-Freezer | NonEquip | 5 | Refrigerator | 0% | Tech/Econ | 100% | 0 | 0 | 0
Tech | Multi-Family | Appliances | Clothes dryer | TRC | Existing | NE954 | ENERGY STAR Certified Home | ENERGY STAR Certified Home | NonEquip | 20 |  | 0% | Tech/Econ | 30% | 0 | 0 | 0
Tech | Multi-Family | Appliances | Clothes dryer | TRC | Existing | NE534 | Removal of 2nd Refrigerator-Freezer | Removal of 2nd Refrigerator-Freezer | NonEquip | 5 | Refrigerator | 0% | Tech/Econ | 100% | 0 | 0 | 0
Tech | Multi-Family | Appliances | Clothes dryer | TRC | Turnover | ET48 | Heat Pump Clothes Dryer | Heat Pump Clothes Dryer | Equip | 12 | Clothes dryer | 54% | Tech/Econ | 30.89% | 418473.3661 | 65.8099 | 38.2227
Tech | Multi-Family | Appliances | Clothes dryer | TRC | Turnover | ET3 | Energy Star Clothes Dryer | Energy Star Clothes Dryer | Equip | 11 | Clothes dryer | 46% | Tech/Econ | 20.87% | 200631.9861 | 31.5517 | 18.3254
Tech | Multi-Family | Appliances | Clothes dryer | TRC | New | EN9 | Energy Star Clothes Dryer | Energy Star Clothes Dryer | Equip | 11 | Clothes dryer | 46% | Tech/Econ | 20.87% | 2149.4836 | 0.33803 | 0.19633
Tech | Multi-Family | Appliances | Clothes dryer | TRC | New | EN54 | Heat Pump Clothes Dryer | Heat Pump Clothes Dryer | Equip | 12 | Clothes dryer | 54% | Tech/Econ | 30.89% | 4483.3411 | 0.70506 | 0.4095
Tech | Multi-Family | Space Heating | Central forced air | TRC | New | NN933 | ENERGY STAR Certified Home | ENERGY STAR Certified Home | NonEquip | 20 |  | 0% | Tech/Econ | 30% | 0 | 0 | 0
Tech | Multi-Family | Space Heating | Central forced air | TRC | New | NN897 | Wall Insulation | Wall Insulation | NonEquip | 20 |  | 6.75% | Tech/Econ | 0% | 0 | 0 | 0
Tech | Multi-Family | Space Heating | Central forced air | TRC | New | NN885 | Storm Door | Storm Door | NonEquip | 20 |  | 0% | Tech/Econ | 2.408% | 0 | 0 | 0
Tech | Multi-Family | Space Heating | Central forced air | TRC | New | NN867 | Spray Foam Insulation(Base R30) | Spray Foam Insulation(Base R30) | NonEquip | 20 |  | 36% | Tech/Econ | 15.51% | 2061.8727 | 0 | 2.7853
Tech | Multi-Family | Space Heating | Central forced air | TRC | New | NN855 | Spray Foam Insulation(Base R2) | Spray Foam Insulation(Base R2) | NonEquip | 20 |  | 0% | Tech/Econ | 52.1% | 0 | 0 | 0
Tech | Multi-Family | Space Heating | Central forced air | TRC | New | NN843 | Spray Foam Insulation(Base R19) | Spray Foam Insulation(Base R19) | NonEquip | 20 |  | 0% | Tech/Econ | 21.7% | 0 | 0 | 0
Tech | Multi-Family | Space Heating | Central forced air | TRC | New | NN831 | Spray Foam Insulation(Base R12) | Spray Foam Insulation(Base R12) | NonEquip | 20 |  | 0% | Tech/Econ | 28.51% | 0 | 0 | 0
Tech | Multi-Family | Space Heating | Central forced air | TRC | New | NN825 | Smart Thermostat | Smart Thermostat | NonEquip | 11 |  | 90% | Tech/Econ | 4% | 44.34 | 0 | 0
Tech | Multi-Family | Space Heating | Central forced air | TRC | New | NN813 | Sealed crawlspace | Sealed crawlspace | NonEquip | 11 |  | 5.88% | Tech/Econ | 0% | 0 | 0 | 0
Tech | Multi-Family | Space Heating | Central forced air | TRC | New | NN795 | Radiant Barrier | Radiant Barrier | NonEquip | 20 |  | 0.95% | Tech/Econ | 10% | 30.6254 | 0 | 0.025485
Tech | Multi-Family | Space Heating | Central forced air | TRC | New | NN789 | Programmable Thermostat | Programmable Thermostat | NonEquip | 11 |  | 2% | Tech/Econ | 1.72% | 0 | 0 | 0
Tech | Multi-Family | Space Heating | Central forced air | TRC | New | NN777 | HVAC ECM Motor | HVAC ECM Motor | NonEquip | 15 |  | 40.5% | Tech/Econ | 0.7204% | 0 | 0 | 0
Tech | Multi-Family | Space Heating | Central forced air | TRC | New | NN765 | Home Energy Management System | Home Energy Management System | NonEquip | 11 |  | 2.908% | Tech/Econ | 15% | 152.0687 | 0 | 0.019697
Tech | Multi-Family | Space Heating | Central forced air | TRC | New | NN741 | Green Roof | Green Roof | NonEquip | 20 |  | 2.7% | Tech/Econ | 14.65% | 137.3233 | 0 | 0.12228
Tech | Multi-Family | Space Heating | Central forced air | TRC | New | NN723 | Energy Star Windows | Energy Star Windows | NonEquip | 20 |  | 19% | Tech/Econ | 2.813% | 0 | 0 | 0
Tech | Multi-Family | Space Heating | Central forced air | TRC | New | NN711 | Energy Star Door | Energy Star Door | NonEquip | 20 |  | 14.25% | Tech/Econ | 2.999% | 0 | 0 | 0
Tech | Multi-Family | Space Heating | Central forced air | TRC | New | NN699 | Energy Star Certified Roof Products | Energy Star Certified Roof Products | NonEquip | 20 |  | 54% | Tech/Econ | 12.5% | 2333.5296 | 0 | 2.078
Tech | Multi-Family | Space Heating | Central forced air | TRC | New | NN687 | Duct Repair | Duct Repair | NonEquip | 11 |  | 0% | Tech/Econ | 0% | 0 | 0 | 0
Tech | Multi-Family | Space Heating | Central forced air | TRC | New | NN675 | Duct Insulation | Duct Insulation | NonEquip | 15 |  | 0% | Tech/Econ | 0% | 0 | 0 | 0
Tech | Multi-Family | Space Heating | Central forced air | TRC | New | NN651 | Ceiling Insulation(R30 to R38) | Ceiling Insulation(R30 to R38) | NonEquip | 20 |  | 8% | Tech/Econ | 3.317% | 0 | 0 | 0
Tech | Multi-Family | Space Heating | Central forced air | TRC | New | NN639 | Ceiling Insulation(R2 to R38) | Ceiling Insulation(R2 to R38) | NonEquip | 20 |  | 0% | Tech/Econ | 48.5% | 0 | 0 | 0
Tech | Multi-Family | Space Heating | Central forced air | TRC | New | NN627 | Ceiling Insulation(R19 to R38) | Ceiling Insulation(R19 to R38) | NonEquip | 20 |  | 0% | Tech/Econ | 10.85% | 0 | 0 | 0
Tech | Multi-Family | Space Heating | Central forced air | TRC | New | NN615 | Ceiling Insulation(R12 to R38) | Ceiling Insulation(R12 to R38) | NonEquip | 20 |  | 0% | Tech/Econ | 19.75% | 0 | 0 | 0
Tech | Multi-Family | Space Heating | Central forced air | TRC | New | NN609 | Air Sealing-Infiltration Control | Air Sealing-Infiltration Control | NonEquip | 11 |  | 52% | Tech/Econ | 0% | 0 | 0 | 0
Tech | Multi-Family | Space Heating | Central forced air | TRC | Existing | NE930 | ENERGY STAR Certified Home | ENERGY STAR Certified Home | NonEquip | 20 |  | 0% | Tech/Econ | 30% | 0 | 0 | 0
Tech | Multi-Family | Space Heating | Central forced air | TRC | Existing | NE894 | Wall Insulation | Wall Insulation | NonEquip | 20 |  | 15% | Tech/Econ | 27.94% | 137879.8163 | 0 | 122.7802
Tech | Multi-Family | Space Heating | Central forced air | TRC | Existing | NE882 | Storm Door | Storm Door | NonEquip | 20 |  | 0% | Tech/Econ | 3.635% | 0 | 0 | 0
Tech | Multi-Family | Space Heating | Central forced air | TRC | Existing | NE864 | Spray Foam Insulation(Base R30) | Spray Foam Insulation(Base R30) | NonEquip | 20 |  | 17.57% | Tech/Econ | 15.51% | 83479.7308 | 0 | 112.7689
Tech | Multi-Family | Space Heating | Central forced air | TRC | Existing | NE852 | Spray Foam Insulation(Base R2) | Spray Foam Insulation(Base R2) | NonEquip | 20 |  | 7.313% | Tech/Econ | 52.1% | 134074.8159 | 0 | 145.0775
Tech | Multi-Family | Space Heating | Central forced air | TRC | Existing | NE840 | Spray Foam Insulation(Base R19) | Spray Foam Insulation(Base R19) | NonEquip | 20 |  | 2.862% | Tech/Econ | 21.7% | 19205.6351 | 0 | 23.6118
Tech | Multi-Family | Space Heating | Central forced air | TRC | Existing | NE828 | Spray Foam Insulation(Base R12) | Spray Foam Insulation(Base R12) | NonEquip | 20 |  | 7.105% | Tech/Econ | 28.51% | 68028.2072 | 0 | 75.786
Tech | Multi-Family | Space Heating | Central forced air | TRC | Existing | NE822 | Smart Thermostat | Smart Thermostat | NonEquip | 11 |  | 90% | Tech/Econ | 4% | 85477.3761 | 0 | 0
Tech | Multi-Family | Space Heating | Central forced air | TRC | Existing | NE810 | Sealed crawlspace | Sealed crawlspace | NonEquip | 11 |  | 5.88% | Tech/Econ | 0.7976% | 1071.7133 | 0 | 1.1573
Tech | Multi-Family | Space Heating | Central forced air | TRC | Existing | NE792 | Radiant Barrier | Radiant Barrier | NonEquip | 20 |  | 0.95% | Tech/Econ | 10% | 2420.82 | 0 | 2.0145
Tech | Multi-Family | Space Heating | Central forced air | TRC | Existing | NE786 | Programmable Thermostat | Programmable Thermostat | NonEquip | 11 |  | 2% | Tech/Econ | 1.72% | 786.36 | 0 | 0
Tech | Multi-Family | Space Heating | Central forced air | TRC | Existing | NE774 | HVAC ECM Motor | HVAC ECM Motor | NonEquip | 15 |  | 76.5% | Tech/Econ | 0.7204% | 12587.1481 | 0 | 11.6529
Tech | Multi-Family | Space Heating | Central forced air | TRC | Existing | NE762 | Home Energy Management System | Home Energy Management System | NonEquip | 11 |  | 2.908% | Tech/Econ | 15% | 12999.0271 | 0 | 1.4549
Tech | Multi-Family | Space Heating | Central forced air | TRC | Existing | NE744 | Heat Pump Tune Up | Heat Pump Tune Up | NonEquip | 2 | Heat pump-heating | 0% | Tech/Econ | 5% | 0 | 0 | 0
Tech | Multi-Family | Space Heating | Central forced air | TRC | Existing | NE738 | Green Roof | Green Roof | NonEquip | 20 |  | 0.225% | Tech/Econ | 14.65% | 978.2144 | 0 | 0.87109
Tech | Multi-Family | Space Heating | Central forced air | TRC | Existing | NE720 | Energy Star Windows | Energy Star Windows | NonEquip | 20 |  | 19% | Tech/Econ | 8.222% | 37910.5215 | 0 | 34.0043
Tech | Multi-Family | Space Heating | Central forced air | TRC | Existing | NE708 | Energy Star Door | Energy Star Door | NonEquip | 20 |  | 14.25% | Tech/Econ | 4.226% | 14384.7182 | 0 | 14.0117
Tech | Multi-Family | Space Heating | Central forced air | TRC | Existing | NE696 | Energy Star Certified Roof Products | Energy Star Certified Roof Products | NonEquip | 20 |  | 54% | Tech/Econ | 12.5% | 200199.3745 | 0 | 178.275
Tech | Multi-Family | Space Heating | Central forced air | TRC | Existing | NE684 | Duct Repair | Duct Repair | NonEquip | 11 |  | 65% | Tech/Econ | 12% | 215725.9482 | 0 | 192.1012
Tech | Multi-Family | Space Heating | Central forced air | TRC | Existing | NE672 | Duct Insulation | Duct Insulation | NonEquip | 15 |  | 0% | Tech/Econ | 2.045% | 0 | 0 | 0
Tech | Multi-Family | Space Heating | Central forced air | TRC | Existing | NE648 | Ceiling Insulation(R30 to R38) | Ceiling Insulation(R30 to R38) | NonEquip | 20 |  | 3.904% | Tech/Econ | 3.317% | 2963.9855 | 0 | 3.2735
Tech | Multi-Family | Space Heating | Central forced air | TRC | Existing | NE636 | Ceiling Insulation(R2 to R38) | Ceiling Insulation(R2 to R38) | NonEquip | 20 |  | 1.625% | Tech/Econ | 48.5% | 26679.487 | 0 | 27.3551
Tech | Multi-Family | Space Heating | Central forced air | TRC | Existing | NE624 | Ceiling Insulation(R19 to R38) | Ceiling Insulation(R19 to R38) | NonEquip | 20 |  | 0.6361% | Tech/Econ | 10.85% | 1759.7966 | 0 | 1.9016
Tech | Multi-Family | Space Heating | Central forced air | TRC | Existing | NE612 | Ceiling Insulation(R12 to R38) | Ceiling Insulation(R12 to R38) | NonEquip | 20 |  | 1.579% | Tech/Econ | 19.75% | 9583.8359 | 0 | 9.8857
Tech | Multi-Family | Space Heating | Central forced air | TRC | Existing | NE606 | Air Sealing-Infiltration Control | Air Sealing-Infiltration Control | NonEquip | 11 |  | 52% | Tech/Econ | 9% | 119143.9423 | 0 | 106.0961
Tech | Multi-Family | Space Heating | Central forced air | TRC | Turnover | ET354 | Variable Refrigerant Flow (VRF) HVAC Systems | Variable Refrigerant Flow (VRF) HVAC Systems | Equip | 13 | Central forced air | 7.175% | Tech/Econ | 26.47% | 59865.5252 | 0 | 11.5697
Tech | Multi-Family | Space Heating | Central forced air | TRC | New | EN360 | Variable Refrigerant Flow (VRF) HVAC Systems | Variable Refrigerant Flow (VRF) HVAC Systems | Equip | 13 | Central forced air | 7.773% | Tech/Econ | 26.47% | 775.6465 | 0 | 0.1499
Tech | Multi-Family | Space Cooling | CAC | TRC | New | NN927 | ENERGY STAR Certified Home | ENERGY STAR Certified Home | NonEquip | 20 |  | 0% | Tech/Econ | 30% | 0 | 0 | 0
Tech | Multi-Family | Space Cooling | CAC | TRC | New | NN921 | Solar Attic Fan | Solar Attic Fan | NonEquip | 15 |  | 0.95% | Tech/Econ | 6% | 0 | 0 | 0
Tech | Multi-Family | Space Cooling | CAC | TRC | New | NN903 | Window Sun Protection | Window Sun Protection | NonEquip | 10 |  | 30% | Tech/Econ | 4.218% | 0 | 0 | 0
Tech | Multi-Family | Space Cooling | CAC | TRC | New | NN879 | Storm Door | Storm Door | NonEquip | 20 |  | 0% | Tech/Econ | 2.233% | 0 | 0 | 0
Tech | Multi-Family | Space Cooling | CAC | TRC | New | NN873 | Spray Foam Insulation(Base R30) | Spray Foam Insulation(Base R30) | NonEquip | 20 |  | 36% | Tech/Econ | 13.27% | 2963.1365 | 1.6126 | 0
Tech | Multi-Family | Space Cooling | CAC | TRC | New | NN861 | Spray Foam Insulation(Base R2) | Spray Foam Insulation(Base R2) | NonEquip | 20 |  | 0% | Tech/Econ | 40.84% | 0 | 0 | 0
Tech | Multi-Family | Space Cooling | CAC | TRC | New | NN849 | Spray Foam Insulation(Base R19) | Spray Foam Insulation(Base R19) | NonEquip | 20 |  | 0% | Tech/Econ | 17.05% | 0 | 0 | 0
Tech | Multi-Family | Space Cooling | CAC | TRC | New | NN837 | Spray Foam Insulation(Base R12) | Spray Foam Insulation(Base R12) | NonEquip | 20 |  | 0% | Tech/Econ | 21.75% | 0 | 0 | 0
Tech | Multi-Family | Space Cooling | CAC | TRC | New | NN819 | Smart Thermostat | Smart Thermostat | NonEquip | 11 |  | 90% | Tech/Econ | 4% | 0 | 0 | 0
Tech | Multi-Family | Space Cooling | CAC | TRC | New | NN801 | Radiant Barrier | Radiant Barrier | NonEquip | 20 |  | 0.95% | Tech/Econ | 10% | 52.3319 | 0.042665 | 0
Tech | Multi-Family | Space Cooling | CAC | TRC | New | NN783 | Programmable Thermostat | Programmable Thermostat | NonEquip | 11 |  | 2% | Tech/Econ | 1.72% | 0 | 0 | 0
Tech | Multi-Family | Space Cooling | CAC | TRC | New | NN759 | Home Energy Management System | Home Energy Management System | NonEquip | 11 |  | 2.908% | Tech/Econ | 7.12% | 113.9539 | 0.067518 | 0
Tech | Multi-Family | Space Cooling | CAC | TRC | New | NN735 | Green Roof | Green Roof | NonEquip | 20 |  | 2.7% | Tech/Econ | 14.65% | 246.4249 | 0.15213 | 0
Tech | Multi-Family | Space Cooling | CAC | TRC | New | NN717 | Energy Star Windows | Energy Star Windows | NonEquip | 20 |  | 19% | Tech/Econ | 6.9% | 130.4302 | 0 | 0
Tech | Multi-Family | Space Cooling | CAC | TRC | New | NN705 | Energy Star Door | Energy Star Door | NonEquip | 20 |  | 14.25% | Tech/Econ | 2.781% | 0 | 0 | 0
Tech | Multi-Family | Space Cooling | CAC | TRC | New | NN693 | Energy Star Certified Roof Products | Energy Star Certified Roof Products | NonEquip | 20 |  | 54% | Tech/Econ | 12.5% | 3987.4763 | 2.4616 | 0
Tech | Multi-Family | Space Cooling | CAC | TRC | New | NN657 | Ceiling Insulation(R30 to R38) | Ceiling Insulation(R30 to R38) | NonEquip | 20 |  | 8% | Tech/Econ | 2.015% | 0 | 0 | 0
Tech | Multi-Family | Space Cooling | CAC | TRC | New | NN645 | Ceiling Insulation(R2 to R38) | Ceiling Insulation(R2 to R38) | NonEquip | 20 |  | 0% | Tech/Econ | 36.07% | 0 | 0 | 0
Tech | Multi-Family | Space Cooling | CAC | TRC | New | NN633 | Ceiling Insulation(R19 to R38) | Ceiling Insulation(R19 to R38) | NonEquip | 20 |  | 0% | Tech/Econ | 6.811% | 0 | 0 | 0
Tech | Multi-Family | Space Cooling | CAC | TRC | New | NN621 | Ceiling Insulation(R12 to R38) | Ceiling Insulation(R12 to R38) | NonEquip | 20 |  | 0% | Tech/Econ | 12.59% | 0 | 0 | 0
Tech | Multi-Family | Space Cooling | CAC | TRC | Existing | NE924 | ENERGY STAR Certified Home | ENERGY STAR Certified Home | NonEquip | 20 |  | 0% | Tech/Econ | 30% | 0 | 0 | 0
Tech | Multi-Family | Space Cooling | CAC | TRC | Existing | NE918 | Solar Attic Fan | Solar Attic Fan | NonEquip | 15 |  | 0.95% | Tech/Econ | 6% | 2396.3148 | 0.82405 | 0
Tech | Multi-Family | Space Cooling | CAC | TRC | Existing | NE900 | Window Sun Protection | Window Sun Protection | NonEquip | 10 |  | 30% | Tech/Econ | 4.218% | 53164.4586 | 79.9661 | -36.5986
Tech | Multi-Family | Space Cooling | CAC | TRC | Existing | NE888 | Wall Insulation | Wall Insulation | NonEquip | 20 |  | 15% | Tech/Econ | 2.51% | 14973.2591 | 9.2436 | 0
Tech | Multi-Family | Space Cooling | CAC | TRC | Existing | NE876 | Storm Door | Storm Door | NonEquip | 20 |  | 0% | Tech/Econ | 3.37% | 0 | 0 | 0
Tech | Multi-Family | Space Cooling | CAC | TRC | Existing | NE870 | Spray Foam Insulation(Base R30) | Spray Foam Insulation(Base R30) | NonEquip | 20 |  | 17.57% | Tech/Econ | 13.27% | 123089.2309 | 66.9877 | 0
Tech | Multi-Family | Space Cooling | CAC | TRC | Existing | NE858 | Spray Foam Insulation(Base R2) | Spray Foam Insulation(Base R2) | NonEquip | 20 |  | 7.313% | Tech/Econ | 40.84% | 234633.1353 | 140.7127 | 0
Tech | Multi-Family | Space Cooling | CAC | TRC | Existing | NE846 | Spray Foam Insulation(Base R19) | Spray Foam Insulation(Base R19) | NonEquip | 20 |  | 2.862% | Tech/Econ | 17.05% | 25907.2842 | 14.7936 | 0
Tech | Multi-Family | Space Cooling | CAC | TRC | Existing | NE834 | Spray Foam Insulation(Base R12) | Spray Foam Insulation(Base R12) | NonEquip | 20 |  | 7.105% | Tech/Econ | 21.75% | 86658.5478 | 37.0376 | 0
Tech | Multi-Family | Space Cooling | CAC | TRC | Existing | NE816 | Smart Thermostat | Smart Thermostat | NonEquip | 11 |  | 90% | Tech/Econ | 4% | 149346.0072 | 244.5895 | 0
Tech | Multi-Family | Space Cooling | CAC | TRC | Existing | NE798 | Radiant Barrier | Radiant Barrier | NonEquip | 20 |  | 0.95% | Tech/Econ | 10% | 4204.4551 | 3.4278 | 0
Tech | Multi-Family | Space Cooling | CAC | TRC | Existing | NE756 | Home Energy Management System | Home Energy Management System | NonEquip | 11 |  | 2.908% | Tech/Econ | 7.12% | 8726.8227 | 5.1929 | 0
Tech | Multi-Family | Space Cooling | CAC | TRC | Existing | NE750 | Heat Pump Tune Up | Heat Pump Tune Up | NonEquip | 2 | Heat pump-cooling | 0% | Tech/Econ | 5% | 0 | 0 | 0
Tech | Multi-Family | Space Cooling | CAC | TRC | Existing | NE732 | Green Roof | Green Roof | NonEquip | 20 |  | 0.225% | Tech/Econ | 14.65% | 1741.7587 | 1.0753 | 0
Tech | Multi-Family | Space Cooling | CAC | TRC | Existing | NE714 | Energy Star Windows | Energy Star Windows | NonEquip | 20 |  | 19% | Tech/Econ | 20.17% | 211544.952 | 41.5273 | 0
Tech | Multi-Family | Space Cooling | CAC | TRC | Existing | NE702 | Energy Star Door | Energy Star Door | NonEquip | 20 |  | 14.25% | Tech/Econ | 3.918% | 22327.8695 | 7.9369 | 0
Tech | Multi-Family | Space Cooling | CAC | TRC | Existing | NE690 | Energy Star Certified Roof Products | Energy Star Certified Roof Products | NonEquip | 20 |  | 54% | Tech/Econ | 12.5% | 347464.246 | 214.504 | 0
Tech | Multi-Family | Space Cooling | CAC | TRC | Existing | NE678 | Duct Repair | Duct Repair | NonEquip | 11 |  | 65% | Tech/Econ | 12% | 374412.0305 | 231.14 | 0
Tech | Multi-Family | Space Cooling | CAC | TRC | Existing | NE666 | Duct Insulation | Duct Insulation | NonEquip | 15 |  | 0% | Tech/Econ | 2.045% | 0 | 0 | 0
Tech | Multi-Family | Space Cooling | CAC | TRC | Existing | NE660 | Central AC Tune Up | Central AC Tune Up | NonEquip | 2 | CAC | 0% | Tech/Econ | 5% | 0 | 0 | 0
Tech | Multi-Family | Space Cooling | CAC | TRC | Existing | NE654 | Ceiling Insulation(R30 to R38) | Ceiling Insulation(R30 to R38) | NonEquip | 20 |  | 3.904% | Tech/Econ | 2.015% | 3116.1123 | 1.9524 | 0
Tech | Multi-Family | Space Cooling | CAC | TRC | Existing | NE642 | Ceiling Insulation(R2 to R38) | Ceiling Insulation(R2 to R38) | NonEquip | 20 |  | 1.625% | Tech/Econ | 36.07% | 44671.6302 | 20.3338 | 0
Tech | Multi-Family | Space Cooling | CAC | TRC | Existing | NE630 | Ceiling Insulation(R19 to R38) | Ceiling Insulation(R19 to R38) | NonEquip | 20 |  | 0.6361% | Tech/Econ | 6.811% | 1821.995 | 1.1446 | 0
Tech | Multi-Family | Space Cooling | CAC | TRC | Existing | NE618 | Ceiling Insulation(R12 to R38) | Ceiling Insulation(R12 to R38) | NonEquip | 20 |  | 1.579% | Tech/Econ | 12.59% | 10252.5263 | 6.3913 | 0
Tech | Multi-Family | Space Cooling | CAC | TRC | Existing | NE600 | Air Sealing-Infiltration Control | Air Sealing-Infiltration Control | NonEquip | 11 |  | 52% | Tech/Econ | 9% | 206927.9663 | 127.7452 | 0
Tech | Multi-Family | Space Cooling | CAC | TRC | Turnover | ET309 | 21 SEER Central AC | 21 SEER Central AC | Equip | 15 | CAC | 78% | Tech/Econ | 33.33% | 1969961.242 | 1216.1382 | 0
Tech | Multi-Family | Space Cooling | CAC | TRC | Turnover | ET264 | 18 SEER Central AC | 18 SEER Central AC | Equip | 15 | CAC | 0% | Tech/Econ | 22.22% | 0 | 0 | 0
Tech | Multi-Family | Space Cooling | CAC | TRC | Turnover | ET237 | 17 SEER Central AC | 17 SEER Central AC | Equip | 15 | CAC | 0% | Tech/Econ | 17.65% | 0 | 0 | 0
Tech | Multi-Family | Space Cooling | CAC | TRC | Turnover | ET210 | 16 SEER Central AC | 16 SEER Central AC | Equip | 15 | CAC | 0% | Tech/Econ | 12.5% | 0 | 0 | 0
Tech | Multi-Family | Space Cooling | CAC | TRC | Turnover | ET183 | 15 SEER Central AC | 15 SEER Central AC | Equip | 15 | CAC | 0% | Tech/Econ | 6.667% | 0 | 0 | 0
Tech | Multi-Family | Space Cooling | CAC | TRC | New | EN315 | 21 SEER Central AC | 21 SEER Central AC | Equip | 15 | CAC | 78% | Tech/Econ | 33.33% | 21883.3162 | 13.5095 | 0
Tech | Multi-Family | Space Cooling | CAC | TRC | New | EN270 | 18 SEER Central AC | 18 SEER Central AC | Equip | 15 | CAC | 0% | Tech/Econ | 22.22% | 0 | 0 | 0
Tech | Multi-Family | Space Cooling | CAC | TRC | New | EN243 | 17 SEER Central AC | 17 SEER Central AC | Equip | 15 | CAC | 0% | Tech/Econ | 17.65% | 0 | 0 | 0
Tech | Multi-Family | Space Cooling | CAC | TRC | New | EN216 | 16 SEER Central AC | 16 SEER Central AC | Equip | 15 | CAC | 0% | Tech/Econ | 12.5% | 0 | 0 | 0
Tech | Multi-Family | Space Cooling | CAC | TRC | New | EN189 | 15 SEER Central AC | 15 SEER Central AC | Equip | 15 | CAC | 0% | Tech/Econ | 6.667% | 0 | 0 | 0
Tech | Multi-Family | Space Heating | Baseboards | TRC | New | NN933 | ENERGY STAR Certified Home | ENERGY STAR Certified Home | NonEquip | 20 |  | 0% | Tech/Econ | 30% | 0 | 0 | 0
Tech | Multi-Family | Space Heating | Baseboards | TRC | New | NN897 | Wall Insulation | Wall Insulation | NonEquip | 20 |  | 6.75% | Tech/Econ | 0% | 0 | 0 | 0
Tech | Multi-Family | Space Heating | Baseboards | TRC | New | NN885 | Storm Door | Storm Door | NonEquip | 20 |  | 0% | Tech/Econ | 2.408% | 0 | 0 | 0
Tech | Multi-Family | Space Heating | Baseboards | TRC | New | NN867 | Spray Foam Insulation(Base R30) | Spray Foam Insulation(Base R30) | NonEquip | 20 |  | 36% | Tech/Econ | 15.51% | 0.44458 | 0 | 0.00060056
Tech | Multi-Family | Space Heating | Baseboards | TRC | New | NN855 | Spray Foam Insulation(Base R2) | Spray Foam Insulation(Base R2) | NonEquip | 20 |  | 0% | Tech/Econ | 52.1% | 0 | 0 | 0
Tech | Multi-Family | Space Heating | Baseboards | TRC | New | NN843 | Spray Foam Insulation(Base R19) | Spray Foam Insulation(Base R19) | NonEquip | 20 |  | 0% | Tech/Econ | 21.7% | 0 | 0 | 0
Tech | Multi-Family | Space Heating | Baseboards | TRC | New | NN831 | Spray Foam Insulation(Base R12) | Spray Foam Insulation(Base R12) | NonEquip | 20 |  | 0% | Tech/Econ | 28.51% | 0 | 0 | 0
Tech | Multi-Family | Space Heating | Baseboards | TRC | New | NN825 | Smart Thermostat | Smart Thermostat | NonEquip | 11 |  | 90% | Tech/Econ | 4% | 0.0095605 | 0 | 0
Tech | Multi-Family | Space Heating | Baseboards | TRC | New | NN813 | Sealed crawlspace | Sealed crawlspace | NonEquip | 11 |  | 5.88% | Tech/Econ | 0% | 0 | 0 | 0
Tech | Multi-Family | Space Heating | Baseboards | TRC | New | NN795 | Radiant Barrier | Radiant Barrier | NonEquip | 20 |  | 0.95% | Tech/Econ | 10% | 0.0066034 | 0 | 5.4951e-06
Tech | Multi-Family | Space Heating | Baseboards | TRC | New | NN789 | Programmable Thermostat | Programmable Thermostat | NonEquip | 11 |  | 2% | Tech/Econ | 1.72% | 0 | 0 | 0
Tech | Multi-Family | Space Heating | Baseboards | TRC | New | NN777 | HVAC ECM Motor | HVAC ECM Motor | NonEquip | 15 |  | 40.5% | Tech/Econ | 0.7204% | 0 | 0 | 0
Tech | Multi-Family | Space Heating | Baseboards | TRC | New | NN765 | Home Energy Management System | Home Energy Management System | NonEquip | 11 |  | 2.908% | Tech/Econ | 15% | 0.032789 | 0 | 4.2469e-06
Tech | Multi-Family | Space Heating | Baseboards | TRC | New | NN741 | Green Roof | Green Roof | NonEquip | 20 |  | 2.7% | Tech/Econ | 14.65% | 0.029609 | 0 | 2.6367e-05
Tech | Multi-Family | Space Heating | Baseboards | TRC | New | NN729 | Floor Insulation | Floor Insulation | NonEquip | 20 |  | 1.5% | Tech/Econ | 0% | 0 | 0 | 0
Tech | Multi-Family | Space Heating | Baseboards | TRC | New | NN723 | Energy Star Windows | Energy Star Windows | NonEquip | 20 |  | 19% | Tech/Econ | 2.813% | 0 | 0 | 0
Tech | Multi-Family | Space Heating | Baseboards | TRC | New | NN711 | Energy Star Door | Energy Star Door | NonEquip | 20 |  | 14.25% | Tech/Econ | 2.999% | 0 | 0 | 0
Tech | Multi-Family | Space Heating | Baseboards | TRC | New | NN699 | Energy Star Certified Roof Products | Energy Star Certified Roof Products | NonEquip | 20 |  | 54% | Tech/Econ | 12.5% | 0.50315 | 0 | 0.00044805
Tech | Multi-Family | Space Heating | Baseboards | TRC | New | NN687 | Duct Repair | Duct Repair | NonEquip | 11 |  | 0% | Tech/Econ | 0% | 0 | 0 | 0
Tech | Multi-Family | Space Heating | Baseboards | TRC | New | NN675 | Duct Insulation | Duct Insulation | NonEquip | 15 |  | 0% | Tech/Econ | 0% | 0 | 0 | 0
Tech | Multi-Family | Space Heating | Baseboards | TRC | New | NN651 | Ceiling Insulation(R30 to R38) | Ceiling Insulation(R30 to R38) | NonEquip | 20 |  | 8% | Tech/Econ | 3.317% | 0 | 0 | 0
Tech | Multi-Family | Space Heating | Baseboards | TRC | New | NN639 | Ceiling Insulation(R2 to R38) | Ceiling Insulation(R2 to R38) | NonEquip | 20 |  | 0% | Tech/Econ | 48.5% | 0 | 0 | 0
Tech | Multi-Family | Space Heating | Baseboards | TRC | New | NN627 | Ceiling Insulation(R19 to R38) | Ceiling Insulation(R19 to R38) | NonEquip | 20 |  | 0% | Tech/Econ | 10.85% | 0 | 0 | 0
Tech | Multi-Family | Space Heating | Baseboards | TRC | New | NN615 | Ceiling Insulation(R12 to R38) | Ceiling Insulation(R12 to R38) | NonEquip | 20 |  | 0% | Tech/Econ | 19.75% | 0 | 0 | 0
Tech | Multi-Family | Space Heating | Baseboards | TRC | New | NN609 | Air Sealing-Infiltration Control | Air Sealing-Infiltration Control | NonEquip | 11 |  | 52% | Tech/Econ | 0% | 0 | 0 | 0
Tech | Multi-Family | Space Heating | Baseboards | TRC | Existing | NE930 | ENERGY STAR Certified Home | ENERGY STAR Certified Home | NonEquip | 20 |  | 0% | Tech/Econ | 30% | 0 | 0 | 0
Tech | Multi-Family | Space Heating | Baseboards | TRC | Existing | NE894 | Wall Insulation | Wall Insulation | NonEquip | 20 |  | 15% | Tech/Econ | 27.94% | 29.1177 | 0 | 0.025929
Tech | Multi-Family | Space Heating | Baseboards | TRC | Existing | NE882 | Storm Door | Storm Door | NonEquip | 20 |  | 0% | Tech/Econ | 3.635% | 0 | 0 | 0
Tech | Multi-Family | Space Heating | Baseboards | TRC | Existing | NE864 | Spray Foam Insulation(Base R30) | Spray Foam Insulation(Base R30) | NonEquip | 20 |  | 17.57% | Tech/Econ | 15.51% | 17.9707 | 0 | 0.024276
Tech | Multi-Family | Space Heating | Baseboards | TRC | Existing | NE852 | Spray Foam Insulation(Base R2) | Spray Foam Insulation(Base R2) | NonEquip | 20 |  | 7.313% | Tech/Econ | 52.1% | 28.3142 | 0 | 0.030638
Tech | Multi-Family | Space Heating | Baseboards | TRC | Existing | NE840 | Spray Foam Insulation(Base R19) | Spray Foam Insulation(Base R19) | NonEquip | 20 |  | 2.862% | Tech/Econ | 21.7% | 4.1344 | 0 | 0.0050829
Tech | Multi-Family | Space Heating | Baseboards | TRC | Existing | NE828 | Spray Foam Insulation(Base R12) | Spray Foam Insulation(Base R12) | NonEquip | 20 |  | 7.105% | Tech/Econ | 28.51% | 14.3663 | 0 | 0.016005
Tech | Multi-Family | Space Heating | Baseboards | TRC | Existing | NE822 | Smart Thermostat | Smart Thermostat | NonEquip | 11 |  | 90% | Tech/Econ | 4% | 18.4008 | 0 | 0
Tech | Multi-Family | Space Heating | Baseboards | TRC | Existing | NE810 | Sealed crawlspace | Sealed crawlspace | NonEquip | 11 |  | 5.88% | Tech/Econ | 0.7976% | 0.23071 | 0 | 0.00024913
Tech | Multi-Family | Space Heating | Baseboards | TRC | Existing | NE792 | Radiant Barrier | Radiant Barrier | NonEquip | 20 |  | 0.95% | Tech/Econ | 10% | 0.52113 | 0 | 0.00043366
Tech | Multi-Family | Space Heating | Baseboards | TRC | Existing | NE786 | Programmable Thermostat | Programmable Thermostat | NonEquip | 11 |  | 2% | Tech/Econ | 1.72% | 0.16928 | 0 | 0
Tech | Multi-Family | Space Heating | Baseboards | TRC | Existing | NE774 | HVAC ECM Motor | HVAC ECM Motor | NonEquip | 15 |  | 76.5% | Tech/Econ | 0.7204% | 2.7096 | 0 | 0.0025085
Tech | Multi-Family | Space Heating | Baseboards | TRC | Existing | NE762 | Home Energy Management System | Home Energy Management System | NonEquip | 11 |  | 2.908% | Tech/Econ | 15% | 2.7983 | 0 | 0.0003132
Tech | Multi-Family | Space Heating | Baseboards | TRC | Existing | NE744 | Heat Pump Tune Up | Heat Pump Tune Up | NonEquip | 2 | Heat pump-heating | 0% | Tech/Econ | 5% | 0 | 0 | 0
Tech | Multi-Family | Space Heating | Baseboards | TRC | Existing | NE738 | Green Roof | Green Roof | NonEquip | 20 |  | 0.225% | Tech/Econ | 14.65% | 0.21058 | 0 | 0.00018752
Tech | Multi-Family | Space Heating | Baseboards | TRC | Existing | NE720 | Energy Star Windows | Energy Star Windows | NonEquip | 20 |  | 19% | Tech/Econ | 8.222% | 8.161 | 0 | 0.0073201
Tech | Multi-Family | Space Heating | Baseboards | TRC | Existing | NE708 | Energy Star Door | Energy Star Door | NonEquip | 20 |  | 14.25% | Tech/Econ | 4.226% | 3.0966 | 0 | 0.0030163
Tech | Multi-Family | Space Heating | Baseboards | TRC | Existing | NE696 | Energy Star Certified Roof Products | Energy Star Certified Roof Products | NonEquip | 20 |  | 54% | Tech/Econ | 12.5% | 43.097 | 0 | 0.038377
Tech | Multi-Family | Space Heating | Baseboards | TRC | Existing | NE684 | Duct Repair | Duct Repair | NonEquip | 11 |  | 65% | Tech/Econ | 12% | 46.4394 | 0 | 0.041354
Tech | Multi-Family | Space Heating | Baseboards | TRC | Existing | NE672 | Duct Insulation | Duct Insulation | NonEquip | 15 |  | 0% | Tech/Econ | 2.045% | 0 | 0 | 0
Tech | Multi-Family | Space Heating | Baseboards | TRC | Existing | NE648 | Ceiling Insulation(R30 to R38) | Ceiling Insulation(R30 to R38) | NonEquip | 20 |  | 3.904% | Tech/Econ | 3.317% | 0.63806 | 0 | 0.00070468
Tech | Multi-Family | Space Heating | Baseboards | TRC | Existing | NE636 | Ceiling Insulation(R2 to R38) | Ceiling Insulation(R2 to R38) | NonEquip | 20 |  | 1.625% | Tech/Econ | 48.5% | 5.6342 | 0 | 0.0057769
Tech | Multi-Family | Space Heating | Baseboards | TRC | Existing | NE624 | Ceiling Insulation(R19 to R38) | Ceiling Insulation(R19 to R38) | NonEquip | 20 |  | 0.6361% | Tech/Econ | 10.85% | 0.37883 | 0 | 0.00040936
Tech | Multi-Family | Space Heating | Baseboards | TRC | Existing | NE612 | Ceiling Insulation(R12 to R38) | Ceiling Insulation(R12 to R38) | NonEquip | 20 |  | 1.579% | Tech/Econ | 19.75% | 2.0631 | 0 | 0.0021281
Tech | Multi-Family | Space Heating | Baseboards | TRC | Existing | NE606 | Air Sealing-Infiltration Control | Air Sealing-Infiltration Control | NonEquip | 11 |  | 52% | Tech/Econ | 9% | 25.6482 | 0 | 0.022839
Tech | Multi-Family | Electronics | Air quality | TRC | New | NN963 | ENERGY STAR Certified Home | ENERGY STAR Certified Home | NonEquip | 20 |  | 0% | Tech/Econ | 30% | 0 | 0 | 0
Tech | Multi-Family | Electronics | Air quality | TRC | New | NN597 | Smart Power Strip | Smart Power Strip | NonEquip | 5 |  | 90% | Tech/Econ | 4.575% | 48.6917 | 0.0053634 | 0.004185
Tech | Multi-Family | Electronics | Air quality | TRC | Existing | NE960 | ENERGY STAR Certified Home | ENERGY STAR Certified Home | NonEquip | 20 |  | 0% | Tech/Econ | 30% | 0 | 0 | 0
Tech | Multi-Family | Electronics | Air quality | TRC | Existing | NE594 | Smart Power Strip | Smart Power Strip | NonEquip | 5 |  | 90% | Tech/Econ | 4.575% | 4544.8665 | 0.50062 | 0.39063
Tech | Multi-Family | Electronics | Air quality | TRC | Turnover | ET102 | Energy Star Air Purifier | Energy Star Air Purifier | Equip | 9 | Air quality | 61% | Tech/Econ | 59.88% | 63528.7286 | 8.4185 | 6.0747
Tech | Multi-Family | Electronics | Air quality | TRC | New | EN108 | Energy Star Air Purifier | Energy Star Air Purifier | Equip | 9 | Air quality | 61% | Tech/Econ | 59.88% | 680.6191 | 0.090192 | 0.065082
Tech | Manufactured Home | Miscellaneous | Well pump | TRC | New | NN970 | ENERGY STAR Certified Home | ENERGY STAR Certified Home | NonEquip | 20 |  | 0% | Tech/Econ | 30% | 0 | 0 | 0
Tech | Manufactured Home | Miscellaneous | Well pump | TRC | Existing | NE967 | ENERGY STAR Certified Home | ENERGY STAR Certified Home | NonEquip | 20 |  | 0% | Tech/Econ | 30% | 0 | 0 | 0
Tech | Manufactured Home | Electronics | Television | TRC | New | NN964 | ENERGY STAR Certified Home | ENERGY STAR Certified Home | NonEquip | 20 |  | 0% | Tech/Econ | 30% | 0 | 0 | 0
Tech | Manufactured Home | Electronics | Television | TRC | New | NN598 | Smart Power Strip | Smart Power Strip | NonEquip | 5 |  | 90% | Tech/Econ | 2.865% | 48.6672 | 0.0053607 | 0.0041829
Tech | Manufactured Home | Electronics | Television | TRC | Existing | NE961 | ENERGY STAR Certified Home | ENERGY STAR Certified Home | NonEquip | 20 |  | 0% | Tech/Econ | 30% | 0 | 0 | 0
Tech | Manufactured Home | Electronics | Television | TRC | Existing | NE595 | Smart Power Strip | Smart Power Strip | NonEquip | 5 |  | 90% | Tech/Econ | 2.865% | 4542.5826 | 0.50037 | 0.39043
Tech | Manufactured Home | Electronics | Television | TRC | Turnover | ET139 | Energy Star TV | Energy Star TV | Equip | 6 | Television | 42% | Tech/Econ | 35.1% | 30461.4407 | 6.0917 | 3.6441
Tech | Manufactured Home | Electronics | Television | TRC | New | EN145 | Energy Star TV | Energy Star TV | Equip | 6 | Television | 42% | Tech/Econ | 35.1% | 326.3506 | 0.065264 | 0.039042
Tech | Manufactured Home | Domestic Hot Water | Solar | TRC | New | NN940 | ENERGY STAR Certified Home | ENERGY STAR Certified Home | NonEquip | 20 |  | 0% | Tech/Econ | 30% | 0 | 0 | 0
Tech | Manufactured Home | Domestic Hot Water | Solar | TRC | New | NN592 | Water Heater Timeclock | Water Heater Timeclock | NonEquip | 7 |  | 45% | Tech/Econ | 5% | 0 | 0 | 0
Tech | Manufactured Home | Domestic Hot Water | Solar | TRC | New | NN586 | Water Heater Thermostat Setback | Water Heater Thermostat Setback | NonEquip | 4 |  | 0.9177% | Tech/Econ | 1.494% | 0 | 0 | 0
Tech | Manufactured Home | Domestic Hot Water | Solar | TRC | New | NN580 | Water Heater Blanket | Water Heater Blanket | NonEquip | 7 |  | 1.582% | Tech/Econ | 10.31% | 0 | 0 | 0
Tech | Manufactured Home | Domestic Hot Water | Solar | TRC | New | NN574 | Thermostatic Shower Restriction Valve | Thermostatic Shower Restriction Valve | NonEquip | 10 |  | 16% | Tech/Econ | 2.95% | 0 | 0 | 0
Tech | Manufactured Home | Domestic Hot Water | Solar | TRC | New | NN568 | Low Flow Showerhead | Low Flow Showerhead | NonEquip | 9 |  | 80% | Tech/Econ | 9.393% | 0 | 0 | 0
Tech | Manufactured Home | Domestic Hot Water | Solar | TRC | New | NN562 | Hot Water Pipe Insulation | Hot Water Pipe Insulation | NonEquip | 13 |  | 15% | Tech/Econ | 7.656% | 0 | 0 | 0
Tech | Manufactured Home | Domestic Hot Water | Solar | TRC | New | NN556 | Heat Trap | Heat Trap | NonEquip | 10 |  | 12% | Tech/Econ | 4.211% | 0 | 0 | 0
Tech | Manufactured Home | Domestic Hot Water | Solar | TRC | New | NN550 | Faucet Aerator | Faucet Aerator | NonEquip | 10 |  | 18% | Tech/Econ | 0.9235% | 0 | 0 | 0
Tech | Manufactured Home | Domestic Hot Water | Solar | TRC | New | NN544 | Drain Water Heat Recovery | Drain Water Heat Recovery | NonEquip | 15 |  | 9.5% | Tech/Econ | 12.3% | 0 | 0 | 0
Tech | Manufactured Home | Domestic Hot Water | Solar | TRC | Existing | NE937 | ENERGY STAR Certified Home | ENERGY STAR Certified Home | NonEquip | 20 |  | 0% | Tech/Econ | 30% | 0 | 0 | 0
Tech | Manufactured Home | Domestic Hot Water | Solar | TRC | Existing | NE589 | Water Heater Timeclock | Water Heater Timeclock | NonEquip | 7 |  | 47.61% | Tech/Econ | 5% | 0 | 0 | 0
Tech | Manufactured Home | Domestic Hot Water | Solar | TRC | Existing | NE583 | Water Heater Thermostat Setback | Water Heater Thermostat Setback | NonEquip | 4 |  | 0% | Tech/Econ | 1.494% | 0 | 0 | 0
Tech | Manufactured Home | Domestic Hot Water | Solar | TRC | Existing | NE577 | Water Heater Blanket | Water Heater Blanket | NonEquip | 7 |  | 9.142% | Tech/Econ | 10.78% | 0 | 0 | 0
Tech | Manufactured Home | Domestic Hot Water | Solar | TRC | Existing | NE571 | Thermostatic Shower Restriction Valve | Thermostatic Shower Restriction Valve | NonEquip | 10 |  | 0% | Tech/Econ | 2.95% | 0 | 0 | 0
Tech | Manufactured Home | Domestic Hot Water | Solar | TRC | Existing | NE565 | Low Flow Showerhead | Low Flow Showerhead | NonEquip | 9 |  | 36% | Tech/Econ | 9.393% | 0 | 0 | 0
Tech | Manufactured Home | Domestic Hot Water | Solar | TRC | Existing | NE559 | Hot Water Pipe Insulation | Hot Water Pipe Insulation | NonEquip | 13 |  | 33.75% | Tech/Econ | 7.656% | 0 | 0 | 0
Tech | Manufactured Home | Domestic Hot Water | Solar | TRC | Existing | NE553 | Heat Trap | Heat Trap | NonEquip | 10 |  | 0% | Tech/Econ | 4.211% | 0 | 0 | 0
Tech | Manufactured Home | Domestic Hot Water | Solar | TRC | Existing | NE547 | Faucet Aerator | Faucet Aerator | NonEquip | 10 |  | 40.5% | Tech/Econ | 2.216% | 0 | 0 | 0
Tech | Manufactured Home | Domestic Hot Water | Solar | TRC | Existing | NE541 | Drain Water Heat Recovery | Drain Water Heat Recovery | NonEquip | 15 |  | 9.5% | Tech/Econ | 12.3% | 0 | 0 | 0
Tech | Manufactured Home | Domestic Hot Water | Solar | TRC | Turnover | ET94 | Solar Water Heater | Solar Water Heater | Equip | 15 | Solar | 21.56% | Tech/Econ | 76.67% | 0 | 0 | 0
Tech | Manufactured Home | Domestic Hot Water | Solar | TRC | New | EN100 | Solar Water Heater | Solar Water Heater | Equip | 15 | Solar | 21.56% | Tech/Econ | 76.67% | 0 | 0 | 0
Tech | Manufactured Home | Space Heating | Room heating | TRC | New | NN934 | ENERGY STAR Certified Home | ENERGY STAR Certified Home | NonEquip | 20 |  | 0% | Tech/Econ | 30% | 0 | 0 | 0
Tech | Manufactured Home | Space Heating | Room heating | TRC | New | NN898 | Wall Insulation | Wall Insulation | NonEquip | 20 |  | 6.75% | Tech/Econ | 0% | 0 | 0 | 0
Tech | Manufactured Home | Space Heating | Room heating | TRC | New | NN886 | Storm Door | Storm Door | NonEquip | 20 |  | 0% | Tech/Econ | 1.505% | 0 | 0 | 0
Tech | Manufactured Home | Space Heating | Room heating | TRC | New | NN868 | Spray Foam Insulation(Base R30) | Spray Foam Insulation(Base R30) | NonEquip | 20 |  | 72% | Tech/Econ | 15.85% | 415.0043 | 0 | 0.76613
Tech | Manufactured Home | Space Heating | Room heating | TRC | New | NN856 | Spray Foam Insulation(Base R2) | Spray Foam Insulation(Base R2) | NonEquip | 20 |  | 0% | Tech/Econ | 53.56% | 0 | 0 | 0
Tech | Manufactured Home | Space Heating | Room heating | TRC | New | NN844 | Spray Foam Insulation(Base R19) | Spray Foam Insulation(Base R19) | NonEquip | 20 |  | 0% | Tech/Econ | 21.82% | 0 | 0 | 0
Tech | Manufactured Home | Space Heating | Room heating | TRC | New | NN832 | Spray Foam Insulation(Base R12) | Spray Foam Insulation(Base R12) | NonEquip | 20 |  | 0% | Tech/Econ | 29.01% | 0 | 0 | 0
Tech | Manufactured Home | Space Heating | Room heating | TRC | New | NN826 | Smart Thermostat | Smart Thermostat | NonEquip | 11 |  | 90% | Tech/Econ | 4% | 0 | 0 | 0
Tech | Manufactured Home | Space Heating | Room heating | TRC | New | NN814 | Sealed crawlspace | Sealed crawlspace | NonEquip | 11 |  | 5.88% | Tech/Econ | 0% | 0 | 0 | 0
Tech | Manufactured Home | Space Heating | Room heating | TRC | New | NN796 | Radiant Barrier | Radiant Barrier | NonEquip | 20 |  | 0.95% | Tech/Econ | 10% | 0 | 0 | 0
Tech | Manufactured Home | Space Heating | Room heating | TRC | New | NN790 | Programmable Thermostat | Programmable Thermostat | NonEquip | 11 |  | 2% | Tech/Econ | 1.72% | 0 | 0 | 0
Tech | Manufactured Home | Space Heating | Room heating | TRC | New | NN778 | HVAC ECM Motor | HVAC ECM Motor | NonEquip | 15 |  | 40.5% | Tech/Econ | 0.4503% | 0 | 0 | 0
Tech | Manufactured Home | Space Heating | Room heating | TRC | New | NN766 | Home Energy Management System | Home Energy Management System | NonEquip | 11 |  | 6.5% | Tech/Econ | 15% | 31.4191 | 0 | 0.0039216
Tech | Manufactured Home | Space Heating | Room heating | TRC | New | NN748 | Heat Pump Tune Up | Heat Pump Tune Up | NonEquip | 2 | Heat pump-heating | 0% | Tech/Econ | 0% | 0 | 0 | 0
Tech | Manufactured Home | Space Heating | Room heating | TRC | New | NN742 | Green Roof | Green Roof | NonEquip | 20 |  | 2.7% | Tech/Econ | 14.65% | 12.6255 | 0 | 0.011243
Tech | Manufactured Home | Space Heating | Room heating | TRC | New | NN724 | Energy Star Windows | Energy Star Windows | NonEquip | 20 |  | 19% | Tech/Econ | 1.758% | 0 | 0 | 0
Tech | Manufactured Home | Space Heating | Room heating | TRC | New | NN712 | Energy Star Door | Energy Star Door | NonEquip | 20 |  | 14.25% | Tech/Econ | 1.875% | 0 | 0 | 0
Tech | Manufactured Home | Space Heating | Room heating | TRC | New | NN700 | Energy Star Certified Roof Products | Energy Star Certified Roof Products | NonEquip | 20 |  | 54% | Tech/Econ | 12.5% | 74.6931 | 0 | 0.066513
Tech | Manufactured Home | Space Heating | Room heating | TRC | New | NN688 | Duct Repair | Duct Repair | NonEquip | 11 |  | 0% | Tech/Econ | 0% | 0 | 0 | 0
Tech | Manufactured Home | Space Heating | Room heating | TRC | New | NN676 | Duct Insulation | Duct Insulation | NonEquip | 15 |  | 0% | Tech/Econ | 0% | 0 | 0 | 0
Tech | Manufactured Home | Space Heating | Room heating | TRC | New | NN652 | Ceiling Insulation(R30 to R38) | Ceiling Insulation(R30 to R38) | NonEquip | 20 |  | 8% | Tech/Econ | 3.233% | 0 | 0 | 0
Tech | Manufactured Home | Space Heating | Room heating | TRC | New | NN640 | Ceiling Insulation(R2 to R38) | Ceiling Insulation(R2 to R38) | NonEquip | 20 |  | 0% | Tech/Econ | 48.55% | 0 | 0 | 0
Tech | Manufactured Home | Space Heating | Room heating | TRC | New | NN628 | Ceiling Insulation(R19 to R38) | Ceiling Insulation(R19 to R38) | NonEquip | 20 |  | 0% | Tech/Econ | 10.49% | 0 | 0 | 0
Tech | Manufactured Home | Space Heating | Room heating | TRC | New | NN616 | Ceiling Insulation(R12 to R38) | Ceiling Insulation(R12 to R38) | NonEquip | 20 |  | 0% | Tech/Econ | 19.59% | 0 | 0 | 0
Tech | Manufactured Home | Space Heating | Room heating | TRC | New | NN610 | Air Sealing-Infiltration Control | Air Sealing-Infiltration Control | NonEquip | 11 |  | 52% | Tech/Econ | 0% | 0 | 0 | 0
Tech | Manufactured Home | Space Heating | Room heating | TRC | Existing | NE931 | ENERGY STAR Certified Home | ENERGY STAR Certified Home | NonEquip | 20 |  | 0% | Tech/Econ | 30% | 0 | 0 | 0
Tech | Manufactured Home | Space Heating | Room heating | TRC | Existing | NE895 | Wall Insulation | Wall Insulation | NonEquip | 20 |  | 6.75% | Tech/Econ | 34.34% | 7195.4697 | 0 | 6.4075
Tech | Manufactured Home | Space Heating | Room heating | TRC | Existing | NE883 | Storm Door | Storm Door | NonEquip | 20 |  | 0% | Tech/Econ | 2.272% | 0 | 0 | 0
Tech | Manufactured Home | Space Heating | Room heating | TRC | Existing | NE865 | Spray Foam Insulation(Base R30) | Spray Foam Insulation(Base R30) | NonEquip | 20 |  | 35.13% | Tech/Econ | 15.85% | 15936.1284 | 0 | 29.4192
Tech | Manufactured Home | Space Heating | Room heating | TRC | Existing | NE853 | Spray Foam Insulation(Base R2) | Spray Foam Insulation(Base R2) | NonEquip | 20 |  | 14.63% | Tech/Econ | 53.56% | 26596.1377 | 0 | 29.1614
Tech | Manufactured Home | Space Heating | Room heating | TRC | Existing | NE841 | Spray Foam Insulation(Base R19) | Spray Foam Insulation(Base R19) | NonEquip | 20 |  | 5.725% | Tech/Econ | 21.82% | 3632.1471 | 0 | 5.5597
Tech | Manufactured Home | Space Heating | Room heating | TRC | Existing | NE829 | Spray Foam Insulation(Base R12) | Spray Foam Insulation(Base R12) | NonEquip | 20 |  | 14.21% | Tech/Econ | 29.01% | 12503.5569 | 0 | 16.0064
Tech | Manufactured Home | Space Heating | Room heating | TRC | Existing | NE823 | Smart Thermostat | Smart Thermostat | NonEquip | 11 |  | 90% | Tech/Econ | 4% | 7804.5932 | 0 | 0
Tech | Manufactured Home | Space Heating | Room heating | TRC | Existing | NE811 | Sealed crawlspace | Sealed crawlspace | NonEquip | 11 |  | 5.88% | Tech/Econ | 1.298% | 158.6646 | 0 | 0.16112
Tech | Manufactured Home | Space Heating | Room heating | TRC | Existing | NE793 | Radiant Barrier | Radiant Barrier | NonEquip | 20 |  | 0.95% | Tech/Econ | 10% | 218.4049 | 0 | 0.17091
Tech | Manufactured Home | Space Heating | Room heating | TRC | Existing | NE787 | Programmable Thermostat | Programmable Thermostat | NonEquip | 11 |  | 2% | Tech/Econ | 1.72% | 71.5314 | 0 | 0
Tech | Manufactured Home | Space Heating | Room heating | TRC | Existing | NE763 | Home Energy Management System | Home Energy Management System | NonEquip | 11 |  | 6.5% | Tech/Econ | 15% | 2635.431 | 0 | 0.28424
Tech | Manufactured Home | Space Heating | Room heating | TRC | Existing | NE745 | Heat Pump Tune Up | Heat Pump Tune Up | NonEquip | 2 | Heat pump-heating | 0% | Tech/Econ | 5% | 0 | 0 | 0
Tech | Manufactured Home | Space Heating | Room heating | TRC | Existing | NE739 | Green Roof | Green Roof | NonEquip | 20 |  | 0.225% | Tech/Econ | 14.65% | 88.2518 | 0 | 0.078587
Tech | Manufactured Home | Space Heating | Room heating | TRC | Existing | NE727 | Floor Insulation | Floor Insulation | NonEquip | 20 |  | 8% | Tech/Econ | 0.5847% | 97.1646 | 0 | 0.059776
Tech | Manufactured Home | Space Heating | Room heating | TRC | Existing | NE721 | Energy Star Windows | Energy Star Windows | NonEquip | 20 |  | 19% | Tech/Econ | 5.14% | 2138.0943 | 0 | 1.9178
Tech | Manufactured Home | Space Heating | Room heating | TRC | Existing | NE709 | Energy Star Door | Energy Star Door | NonEquip | 20 |  | 14.25% | Tech/Econ | 2.642% | 785.7297 | 0 | 0.76535
Tech | Manufactured Home | Space Heating | Room heating | TRC | Existing | NE697 | Energy Star Certified Roof Products | Energy Star Certified Roof Products | NonEquip | 20 |  | 54% | Tech/Econ | 12.5% | 18061.4426 | 0 | 16.0835
Tech | Manufactured Home | Space Heating | Room heating | TRC | Existing | NE685 | Duct Repair | Duct Repair | NonEquip | 11 |  | 65% | Tech/Econ | 12% | 19462.2078 | 0 | 17.3308
Tech | Manufactured Home | Space Heating | Room heating | TRC | Existing | NE673 | Duct Insulation | Duct Insulation | NonEquip | 15 |  | 0% | Tech/Econ | 2.045% | 0 | 0 | 0
Tech | Manufactured Home | Space Heating | Room heating | TRC | Existing | NE649 | Ceiling Insulation(R30 to R38) | Ceiling Insulation(R30 to R38) | NonEquip | 20 |  | 3.904% | Tech/Econ | 3.233% | 263.7714 | 0 | 0.26931
Tech | Manufactured Home | Space Heating | Room heating | TRC | Existing | NE637 | Ceiling Insulation(R2 to R38) | Ceiling Insulation(R2 to R38) | NonEquip | 20 |  | 1.625% | Tech/Econ | 48.55% | 2468.8545 | 0 | 2.3936
Tech | Manufactured Home | Space Heating | Room heating | TRC | Existing | NE625 | Ceiling Insulation(R19 to R38) | Ceiling Insulation(R19 to R38) | NonEquip | 20 |  | 0.6361% | Tech/Econ | 10.49% | 153.4303 | 0 | 0.15614
Tech | Manufactured Home | Space Heating | Room heating | TRC | Existing | NE613 | Ceiling Insulation(R12 to R38) | Ceiling Insulation(R12 to R38) | NonEquip | 20 |  | 1.579% | Tech/Econ | 19.59% | 887.965 | 0 | 0.86185
Tech | Manufactured Home | Space Heating | Room heating | TRC | Existing | NE607 | Air Sealing-Infiltration Control | Air Sealing-Infiltration Control | NonEquip | 11 |  | 52% | Tech/Econ | 9% | 10749.0914 | 0 | 9.5719
Tech | Manufactured Home | Space Cooling | Room AC | TRC | New | NN928 | ENERGY STAR Certified Home | ENERGY STAR Certified Home | NonEquip | 20 |  | 0% | Tech/Econ | 30% | 0 | 0 | 0
Tech | Manufactured Home | Space Cooling | Room AC | TRC | New | NN922 | Solar Attic Fan | Solar Attic Fan | NonEquip | 15 |  | 0.95% | Tech/Econ | 6% | 0 | 0 | 0
Tech | Manufactured Home | Space Cooling | Room AC | TRC | New | NN904 | Window Sun Protection | Window Sun Protection | NonEquip | 10 |  | 30% | Tech/Econ | 2.457% | 0 | 0 | 0
Tech | Manufactured Home | Space Cooling | Room AC | TRC | New | NN880 | Storm Door | Storm Door | NonEquip | 20 |  | 0% | Tech/Econ | 1.626% | 0 | 0 | 0
Tech | Manufactured Home | Space Cooling | Room AC | TRC | New | NN874 | Spray Foam Insulation(Base R30) | Spray Foam Insulation(Base R30) | NonEquip | 20 |  | 72% | Tech/Econ | 14.32% | 252.3622 | 0.1186 | 0
Tech | Manufactured Home | Space Cooling | Room AC | TRC | New | NN862 | Spray Foam Insulation(Base R2) | Spray Foam Insulation(Base R2) | NonEquip | 20 |  | 0% | Tech/Econ | 33.36% | 0 | 0 | 0
Tech | Manufactured Home | Space Cooling | Room AC | TRC | New | NN850 | Spray Foam Insulation(Base R19) | Spray Foam Insulation(Base R19) | NonEquip | 20 |  | 0% | Tech/Econ | 16.36% | 0 | 0 | 0
Tech | Manufactured Home | Space Cooling | Room AC | TRC | New | NN838 | Spray Foam Insulation(Base R12) | Spray Foam Insulation(Base R12) | NonEquip | 20 |  | 0% | Tech/Econ | 19.3% | 0 | 0 | 0
Tech | Manufactured Home | Space Cooling | Room AC | TRC | New | NN820 | Smart Thermostat | Smart Thermostat | NonEquip | 11 |  | 90% | Tech/Econ | 4% | 0 | 0 | 0
Tech | Manufactured Home | Space Cooling | Room AC | TRC | New | NN802 | Radiant Barrier | Radiant Barrier | NonEquip | 20 |  | 0.95% | Tech/Econ | 10% | 0 | 0 | 0
Tech | Manufactured Home | Space Cooling | Room AC | TRC | New | NN784 | Programmable Thermostat | Programmable Thermostat | NonEquip | 11 |  | 2% | Tech/Econ | 1.72% | 0 | 0 | 0
Tech | Manufactured Home | Space Cooling | Room AC | TRC | New | NN772 | HVAC ECM Motor | HVAC ECM Motor | NonEquip | 15 |  | 40.5% | Tech/Econ | 1.207% | 0 | 0 | 0
Tech | Manufactured Home | Space Cooling | Room AC | TRC | New | NN760 | Home Energy Management System | Home Energy Management System | NonEquip | 11 |  | 6.5% | Tech/Econ | 7.12% | 0 | 0 | 0
Tech | Manufactured Home | Space Cooling | Room AC | TRC | New | NN736 | Green Roof | Green Roof | NonEquip | 20 |  | 2.7% | Tech/Econ | 14.65% | 9.7197 | 0.0060004 | 0
Tech | Manufactured Home | Space Cooling | Room AC | TRC | New | NN718 | Energy Star Windows | Energy Star Windows | NonEquip | 20 |  | 19% | Tech/Econ | 5.024% | 0 | 0 | 0
Tech | Manufactured Home | Space Cooling | Room AC | TRC | New | NN706 | Energy Star Door | Energy Star Door | NonEquip | 20 |  | 14.25% | Tech/Econ | 2.024% | 0 | 0 | 0
Tech | Manufactured Home | Space Cooling | Room AC | TRC | New | NN694 | Energy Star Certified Roof Products | Energy Star Certified Roof Products | NonEquip | 20 |  | 54% | Tech/Econ | 12.5% | 69.4029 | 0.042845 | 0
Tech | Manufactured Home | Space Cooling | Room AC | TRC | New | NN670 | Duct Insulation | Duct Insulation | NonEquip | 15 |  | 0% | Tech/Econ | 0% | 0 | 0 | 0
Tech | Manufactured Home | Space Cooling | Room AC | TRC | New | NN658 | Ceiling Insulation(R30 to R38) | Ceiling Insulation(R30 to R38) | NonEquip | 20 |  | 8% | Tech/Econ | 1.13% | 0 | 0 | 0
Tech | Manufactured Home | Space Cooling | Room AC | TRC | New | NN646 | Ceiling Insulation(R2 to R38) | Ceiling Insulation(R2 to R38) | NonEquip | 20 |  | 0% | Tech/Econ | 25.25% | 0 | 0 | 0
Tech | Manufactured Home | Space Cooling | Room AC | TRC | New | NN634 | Ceiling Insulation(R19 to R38) | Ceiling Insulation(R19 to R38) | NonEquip | 20 |  | 0% | Tech/Econ | 3.988% | 0 | 0 | 0
Tech | Manufactured Home | Space Cooling | Room AC | TRC | New | NN622 | Ceiling Insulation(R12 to R38) | Ceiling Insulation(R12 to R38) | NonEquip | 20 |  | 0% | Tech/Econ | 7.735% | 0 | 0 | 0
Tech | Manufactured Home | Space Cooling | Room AC | TRC | New | NN604 | Air Sealing-Infiltration Control | Air Sealing-Infiltration Control | NonEquip | 11 |  | 52% | Tech/Econ | 0% | 0 | 0 | 0
Tech | Manufactured Home | Space Cooling | Room AC | TRC | Existing | NE925 | ENERGY STAR Certified Home | ENERGY STAR Certified Home | NonEquip | 20 |  | 0% | Tech/Econ | 30% | 0 | 0 | 0
Tech | Manufactured Home | Space Cooling | Room AC | TRC | Existing | NE919 | Solar Attic Fan | Solar Attic Fan | NonEquip | 15 |  | 0.95% | Tech/Econ | 6% | 84.3242 | 0.028998 | 0
Tech | Manufactured Home | Space Cooling | Room AC | TRC | Existing | NE901 | Window Sun Protection | Window Sun Protection | NonEquip | 10 |  | 30% | Tech/Econ | 2.457% | 1042.4803 | 1.568 | -0.71765
Tech | Manufactured Home | Space Cooling | Room AC | TRC | Existing | NE889 | Wall Insulation | Wall Insulation | NonEquip | 20 |  | 6.75% | Tech/Econ | 4.781% | 477.1928 | 0.29459 | 0
Tech | Manufactured Home | Space Cooling | Room AC | TRC | Existing | NE877 | Storm Door | Storm Door | NonEquip | 20 |  | 0% | Tech/Econ | 2.454% | 0 | 0 | 0
Tech | Manufactured Home | Space Cooling | Room AC | TRC | Existing | NE871 | Spray Foam Insulation(Base R30) | Spray Foam Insulation(Base R30) | NonEquip | 20 |  | 35.13% | Tech/Econ | 14.32% | 10252.0463 | 4.8182 | 0
Tech | Manufactured Home | Space Cooling | Room AC | TRC | Existing | NE859 | Spray Foam Insulation(Base R2) | Spray Foam Insulation(Base R2) | NonEquip | 20 |  | 14.63% | Tech/Econ | 33.36% | 11420.8039 | 6.7803 | 0
Tech | Manufactured Home | Space Cooling | Room AC | TRC | Existing | NE847 | Spray Foam Insulation(Base R19) | Spray Foam Insulation(Base R19) | NonEquip | 20 |  | 5.725% | Tech/Econ | 16.36% | 1981.4936 | 1.0012 | 0
Tech | Manufactured Home | Space Cooling | Room AC | TRC | Existing | NE835 | Spray Foam Insulation(Base R12) | Spray Foam Insulation(Base R12) | NonEquip | 20 |  | 14.21% | Tech/Econ | 19.3% | 5968.5969 | 2.337 | 0
Tech | Manufactured Home | Space Cooling | Room AC | TRC | Existing | NE817 | Smart Thermostat | Smart Thermostat | NonEquip | 11 |  | 90% | Tech/Econ | 4% | 5305.5212 | 9.5161 | 0
Tech | Manufactured Home | Space Cooling | Room AC | TRC | Existing | NE799 | Radiant Barrier | Radiant Barrier | NonEquip | 20 |  | 0.95% | Tech/Econ | 10% | 158.0076 | 0.14108 | 0
Tech | Manufactured Home | Space Cooling | Room AC | TRC | Existing | NE781 | Programmable Thermostat | Programmable Thermostat | NonEquip | 11 |  | 2% | Tech/Econ | 1.72% | 48.3025 | 0.086637 | 0
Tech | Manufactured Home | Space Cooling | Room AC | TRC | Existing | NE757 | Home Energy Management System | Home Energy Management System | NonEquip | 11 |  | 6.5% | Tech/Econ | 7.12% | 687.8362 | 0.45934 | 0
Tech | Manufactured Home | Space Cooling | Room AC | TRC | Existing | NE751 | Heat Pump Tune Up | Heat Pump Tune Up | NonEquip | 2 | Heat pump-cooling | 0% | Tech/Econ | 5% | 0 | 0 | 0
Tech | Manufactured Home | Space Cooling | Room AC | TRC | Existing | NE733 | Green Roof | Green Roof | NonEquip | 20 |  | 0.225% | Tech/Econ | 14.65% | 67.1856 | 0.041476 | 0
Tech | Manufactured Home | Space Cooling | Room AC | TRC | Existing | NE715 | Energy Star Windows | Energy Star Windows | NonEquip | 20 |  | 19% | Tech/Econ | 14.68% | 5848.4272 | 1.1481 | 0
Tech | Manufactured Home | Space Cooling | Room AC | TRC | Existing | NE703 | Energy Star Door | Energy Star Door | NonEquip | 20 |  | 14.25% | Tech/Econ | 2.852% | 577.3324 | 0.20522 | 0
Tech | Manufactured Home | Space Cooling | Room AC | TRC | Existing | NE691 | Energy Star Certified Roof Products | Energy Star Certified Roof Products | NonEquip | 20 |  | 54% | Tech/Econ | 12.5% | 13058.0514 | 8.0613 | 0
Tech | Manufactured Home | Space Cooling | Room AC | TRC | Existing | NE679 | Duct Repair | Duct Repair | NonEquip | 11 |  | 65% | Tech/Econ | 12% | 14070.7758 | 8.6865 | 0
Tech | Manufactured Home | Space Cooling | Room AC | TRC | Existing | NE667 | Duct Insulation | Duct Insulation | NonEquip | 15 |  | 0% | Tech/Econ | 2.045% | 0 | 0 | 0
Tech | Manufactured Home | Space Cooling | Room AC | TRC | Existing | NE661 | Central AC Tune Up | Central AC Tune Up | NonEquip | 2 | CAC | 0% | Tech/Econ | 5% | 0 | 0 | 0
Tech | Manufactured Home | Space Cooling | Room AC | TRC | Existing | NE643 | Ceiling Insulation(R2 to R38) | Ceiling Insulation(R2 to R38) | NonEquip | 20 |  | 1.625% | Tech/Econ | 25.25% | 896.5163 | 0.4282 | 0
Tech | Manufactured Home | Space Cooling | Room AC | TRC | Existing | NE631 | Ceiling Insulation(R19 to R38) | Ceiling Insulation(R19 to R38) | NonEquip | 20 |  | 0.6361% | Tech/Econ | 3.988% | 36.0343 | 0.023859 | 0
Tech | Manufactured Home | Space Cooling | Room AC | TRC | Existing | NE619 | Ceiling Insulation(R12 to R38) | Ceiling Insulation(R12 to R38) | NonEquip | 20 |  | 1.579% | Tech/Econ | 7.735% | 181.7298 | 0.11963 | 0
Tech | Manufactured Home | Space Cooling | Room AC | TRC | Existing | NE601 | Air Sealing-Infiltration Control | Air Sealing-Infiltration Control | NonEquip | 11 |  | 52% | Tech/Econ | 9% | 7306.0766 | 4.5103 | 0
Tech | Manufactured Home | Space Cooling | Room AC | TRC | Turnover | ET346 | Variable Refrigerant Flow (VRF) HVAC Systems | Variable Refrigerant Flow (VRF) HVAC Systems | Equip | 13 | Room AC | 7.175% | Tech/Econ | 26.4% | 4217.2852 | 0.59937 | 0
Tech | Manufactured Home | Space Cooling | Room AC | TRC | Turnover | ET319 | Energy Star Room AC | Energy Star Room AC | Equip | 9 | Room AC | 66% | Tech/Econ | 9.167% | 10053.0296 | 6.2061 | 0
Tech | Manufactured Home | Space Cooling | Room AC | TRC | New | EN352 | Variable Refrigerant Flow (VRF) HVAC Systems | Variable Refrigerant Flow (VRF) HVAC Systems | Equip | 13 | Room AC | 7.773% | Tech/Econ | 26.4% | 51.4577 | 0.0073133 | 0
Tech | Manufactured Home | Space Cooling | Room AC | TRC | New | EN325 | Energy Star Room AC | Energy Star Room AC | Equip | 9 | Room AC | 66% | Tech/Econ | 9.167% | 128.5719 | 0.079373 | 0
Tech | Manufactured Home | Appliances | Refrigerator | TRC | New | NN958 | ENERGY STAR Certified Home | ENERGY STAR Certified Home | NonEquip | 20 |  | 0% | Tech/Econ | 30% | 0 | 0 | 0
Tech | Manufactured Home | Appliances | Refrigerator | TRC | New | NN538 | Removal of 2nd Refrigerator-Freezer | Removal of 2nd Refrigerator-Freezer | NonEquip | 5 | Refrigerator | 0% | Tech/Econ | 100% | 0 | 0 | 0
Tech | Manufactured Home | Appliances | Refrigerator | TRC | Existing | NE955 | ENERGY STAR Certified Home | ENERGY STAR Certified Home | NonEquip | 20 |  | 0% | Tech/Econ | 30% | 0 | 0 | 0
Tech | Manufactured Home | Appliances | Refrigerator | TRC | Existing | NE535 | Removal of 2nd Refrigerator-Freezer | Removal of 2nd Refrigerator-Freezer | NonEquip | 5 | Refrigerator | 1.108% | Tech/Econ | 100% | 16987.5583 | 1.7732 | 0.5908
Tech | Manufactured Home | Appliances | Refrigerator | TRC | Turnover | ET40 | Energy Star Refrigerator | Energy Star Refrigerator | Equip | 14 | Refrigerator | 54% | Tech/Econ | 21.99% | 179975.5845 | 18.7865 | 6.2592
Tech | Manufactured Home | Appliances | Refrigerator | TRC | New | EN46 | Energy Star Refrigerator | Energy Star Refrigerator | Equip | 14 | Refrigerator | 54% | Tech/Econ | 21.99% | 1949.7901 | 0.20353 | 0.06781
Tech | Manufactured Home | Cooking | Range | TRC | New | NN952 | ENERGY STAR Certified Home | ENERGY STAR Certified Home | NonEquip | 20 |  | 0% | Tech/Econ | 30% | 0 | 0 | 0
Tech | Manufactured Home | Cooking | Range | TRC | Existing | NE949 | ENERGY STAR Certified Home | ENERGY STAR Certified Home | NonEquip | 20 |  | 0% | Tech/Econ | 30% | 0 | 0 | 0
Tech | Manufactured Home | Cooking | Range | TRC | Turnover | ET67 | High Efficiency Induction Cooktop | High Efficiency Induction Cooktop | Equip | 10 | Range | 80% | Tech/Econ | 18.82% | 68490.7785 | 16.242 | 3.8969
Tech | Manufactured Home | Cooking | Range | TRC | New | EN73 | High Efficiency Induction Cooktop | High Efficiency Induction Cooktop | Equip | 10 | Range | 80% | Tech/Econ | 18.82% | 733.7803 | 0.17401 | 0.041749
Tech | Manufactured Home | Miscellaneous | Pool pump | TRC | New | NN970 | ENERGY STAR Certified Home | ENERGY STAR Certified Home | NonEquip | 20 |  | 0% | Tech/Econ | 30% | 0 | 0 | 0
Tech | Manufactured Home | Miscellaneous | Pool pump | TRC | Existing | NE967 | ENERGY STAR Certified Home | ENERGY STAR Certified Home | NonEquip | 20 |  | 0% | Tech/Econ | 30% | 0 | 0 | 0
Tech | Manufactured Home | Miscellaneous | Pool pump | TRC | Turnover | ET526 | Variable Speed Pool Pump | Variable Speed Pool Pump | Equip | 10 | Pool pump | 57% | Tech/Econ | 64.36% | 0 | 0 | 0
Tech | Manufactured Home | Miscellaneous | Pool pump | TRC | Turnover | ET517 | Two Speed Pool Pump | Two Speed Pool Pump | Equip | 10 | Pool pump | 0% | Tech/Econ | 61.79% | 0 | 0 | 0
Tech | Manufactured Home | Miscellaneous | Pool pump | TRC | Turnover | ET508 | Solar Powered Pool Pumps | Solar Powered Pool Pumps | Equip | 10 | Pool pump | 0% | Tech/Econ | 81% | 0 | 0 | 0
Tech | Manufactured Home | Miscellaneous | Pool pump | TRC | New | EN532 | Variable Speed Pool Pump | Variable Speed Pool Pump | Equip | 10 | Pool pump | 57% | Tech/Econ | 64.36% | 0 | 0 | 0
Tech | Manufactured Home | Miscellaneous | Pool pump | TRC | New | EN523 | Two Speed Pool Pump | Two Speed Pool Pump | Equip | 10 | Pool pump | 0% | Tech/Econ | 61.79% | 0 | 0 | 0
Tech | Manufactured Home | Miscellaneous | Pool pump | TRC | New | EN514 | Solar Powered Pool Pumps | Solar Powered Pool Pumps | Equip | 10 | Pool pump | 0% | Tech/Econ | 81% | 0 | 0 | 0
Tech | Manufactured Home | Miscellaneous | Pool heater | TRC | New | NN970 | ENERGY STAR Certified Home | ENERGY STAR Certified Home | NonEquip | 20 |  | 0% | Tech/Econ | 30% | 0 | 0 | 0
Tech | Manufactured Home | Miscellaneous | Pool heater | TRC | Existing | NE967 | ENERGY STAR Certified Home | ENERGY STAR Certified Home | NonEquip | 20 |  | 0% | Tech/Econ | 30% | 0 | 0 | 0
Tech | Manufactured Home | Miscellaneous | Pool heater | TRC | Turnover | ET499 | Solar Pool Heater | Solar Pool Heater | Equip | 15 | Pool heater | 12.54% | Tech/Econ | 86.11% | 0 | 0 | 0
Tech | Manufactured Home | Miscellaneous | Pool heater | TRC | Turnover | ET490 | Heat Pump Pool Heater | Heat Pump Pool Heater | Equip | 15 | Pool heater | 44.46% | Tech/Econ | 80% | 0 | 0 | 0
Tech | Manufactured Home | Miscellaneous | Pool heater | TRC | New | EN505 | Solar Pool Heater | Solar Pool Heater | Equip | 15 | Pool heater | 12.54% | Tech/Econ | 86.11% | 0 | 0 | 0
Tech | Manufactured Home | Miscellaneous | Pool heater | TRC | New | EN496 | Heat Pump Pool Heater | Heat Pump Pool Heater | Equip | 15 | Pool heater | 44.46% | Tech/Econ | 80% | 0 | 0 | 0
Tech | Manufactured Home | Domestic Hot Water | Point-of-use | TRC | New | NN940 | ENERGY STAR Certified Home | ENERGY STAR Certified Home | NonEquip | 20 |  | 0% | Tech/Econ | 30% | 0 | 0 | 0
Tech | Manufactured Home | Domestic Hot Water | Point-of-use | TRC | New | NN592 | Water Heater Timeclock | Water Heater Timeclock | NonEquip | 7 |  | 45% | Tech/Econ | 5% | 0 | 0 | 0
Tech | Manufactured Home | Domestic Hot Water | Point-of-use | TRC | New | NN586 | Water Heater Thermostat Setback | Water Heater Thermostat Setback | NonEquip | 4 |  | 0.9177% | Tech/Econ | 1.494% | 0 | 0 | 0
Tech | Manufactured Home | Domestic Hot Water | Point-of-use | TRC | New | NN580 | Water Heater Blanket | Water Heater Blanket | NonEquip | 7 |  | 1.582% | Tech/Econ | 10.31% | 0.0025942 | 2.3367e-07 | 5.0299e-07
Tech | Manufactured Home | Domestic Hot Water | Point-of-use | TRC | New | NN574 | Thermostatic Shower Restriction Valve | Thermostatic Shower Restriction Valve | NonEquip | 10 |  | 16% | Tech/Econ | 2.95% | 0 | 0 | 0
Tech | Manufactured Home | Domestic Hot Water | Point-of-use | TRC | New | NN568 | Low Flow Showerhead | Low Flow Showerhead | NonEquip | 9 |  | 80% | Tech/Econ | 9.393% | 0.11931 | 1.0746e-05 | 2.3132e-05
Tech | Manufactured Home | Domestic Hot Water | Point-of-use | TRC | New | NN562 | Hot Water Pipe Insulation | Hot Water Pipe Insulation | NonEquip | 13 |  | 15% | Tech/Econ | 7.656% | 0.010025 | 9.0298e-07 | 1.9438e-06
Tech | Manufactured Home | Domestic Hot Water | Point-of-use | TRC | New | NN556 | Heat Trap | Heat Trap | NonEquip | 10 |  | 12% | Tech/Econ | 4.211% | 0 | 0 | 0
Tech | Manufactured Home | Domestic Hot Water | Point-of-use | TRC | New | NN550 | Faucet Aerator | Faucet Aerator | NonEquip | 10 |  | 18% | Tech/Econ | 0.9235% | 0 | 0 | 0
Tech | Manufactured Home | Domestic Hot Water | Point-of-use | TRC | New | NN544 | Drain Water Heat Recovery | Drain Water Heat Recovery | NonEquip | 15 |  | 9.5% | Tech/Econ | 12.3% | 0.018802 | 1.6935e-06 | 3.6454e-06
Tech | Manufactured Home | Domestic Hot Water | Point-of-use | TRC | Existing | NE937 | ENERGY STAR Certified Home | ENERGY STAR Certified Home | NonEquip | 20 |  | 0% | Tech/Econ | 30% | 0 | 0 | 0
Tech | Manufactured Home | Domestic Hot Water | Point-of-use | TRC | Existing | NE589 | Water Heater Timeclock | Water Heater Timeclock | NonEquip | 7 |  | 47.61% | Tech/Econ | 5% | 3.1004 | 0 | 0
Tech | Manufactured Home | Domestic Hot Water | Point-of-use | TRC | Existing | NE583 | Water Heater Thermostat Setback | Water Heater Thermostat Setback | NonEquip | 4 |  | 0% | Tech/Econ | 1.494% | 0 | 0 | 0
Tech | Manufactured Home | Domestic Hot Water | Point-of-use | TRC | Existing | NE577 | Water Heater Blanket | Water Heater Blanket | NonEquip | 7 |  | 9.142% | Tech/Econ | 10.78% | 1.4625 | 0.00013173 | 0.00028356
Tech | Manufactured Home | Domestic Hot Water | Point-of-use | TRC | Existing | NE571 | Thermostatic Shower Restriction Valve | Thermostatic Shower Restriction Valve | NonEquip | 10 |  | 0% | Tech/Econ | 2.95% | 0 | 0 | 0
Tech | Manufactured Home | Domestic Hot Water | Point-of-use | TRC | Existing | NE565 | Low Flow Showerhead | Low Flow Showerhead | NonEquip | 9 |  | 36% | Tech/Econ | 9.393% | 4.97 | 0.00044765 | 0.00096362
Tech | Manufactured Home | Domestic Hot Water | Point-of-use | TRC | Existing | NE559 | Hot Water Pipe Insulation | Hot Water Pipe Insulation | NonEquip | 13 |  | 33.75% | Tech/Econ | 7.656% | 3.6692 | 0.00033049 | 0.00071142
Tech | Manufactured Home | Domestic Hot Water | Point-of-use | TRC | Existing | NE553 | Heat Trap | Heat Trap | NonEquip | 10 |  | 0% | Tech/Econ | 4.211% | 0 | 0 | 0
Tech | Manufactured Home | Domestic Hot Water | Point-of-use | TRC | Existing | NE547 | Faucet Aerator | Faucet Aerator | NonEquip | 10 |  | 40.5% | Tech/Econ | 2.216% | 1.1413 | 0.0001028 | 0.00022129
Tech | Manufactured Home | Domestic Hot Water | Point-of-use | TRC | Existing | NE541 | Drain Water Heat Recovery | Drain Water Heat Recovery | NonEquip | 15 |  | 9.5% | Tech/Econ | 12.3% | 1.755 | 0.00015807 | 0.00034026
Tech | Manufactured Home | Domestic Hot Water | Point-of-use | TRC | Turnover | ET85 | Instantaneous Hot Water System | Instantaneous Hot Water System | Equip | 20 | Point-of-use | 99.96% | Tech/Econ | 5.847% | 8.0846 | -0.00018729 | 0.0022266
Tech | Manufactured Home | Domestic Hot Water | Point-of-use | TRC | New | EN91 | Instantaneous Hot Water System | Instantaneous Hot Water System | Equip | 20 | Point-of-use | 99.96% | Tech/Econ | 5.847% | 0.08523 | -1.9745e-06 | 2.3473e-05
Tech | Manufactured Home | Cooking | Oven | TRC | New | NN952 | ENERGY STAR Certified Home | ENERGY STAR Certified Home | NonEquip | 20 |  | 0% | Tech/Econ | 30% | 0 | 0 | 0
Tech | Manufactured Home | Cooking | Oven | TRC | Existing | NE949 | ENERGY STAR Certified Home | ENERGY STAR Certified Home | NonEquip | 20 |  | 0% | Tech/Econ | 30% | 0 | 0 | 0
Tech | Manufactured Home | Cooking | Oven | TRC | Turnover | ET58 | High Efficiency Convection Oven | High Efficiency Convection Oven | Equip | 12 | Oven | 75% | Tech/Econ | 20% | 74216.2389 | 18.4171 | 6.0554
Tech | Manufactured Home | Cooking | Oven | TRC | New | EN64 | High Efficiency Convection Oven | High Efficiency Convection Oven | Equip | 12 | Oven | 75% | Tech/Econ | 20% | 795.1204 | 0.19731 | 0.064875
Tech | Manufactured Home | Electronics | Other AV | TRC | New | NN964 | ENERGY STAR Certified Home | ENERGY STAR Certified Home | NonEquip | 20 |  | 0% | Tech/Econ | 30% | 0 | 0 | 0
Tech | Manufactured Home | Electronics | Other AV | TRC | New | NN598 | Smart Power Strip | Smart Power Strip | NonEquip | 5 |  | 90% | Tech/Econ | 2.865% | 58.7193 | 0.006468 | 0.0050469
Tech | Manufactured Home | Electronics | Other AV | TRC | Existing | NE961 | ENERGY STAR Certified Home | ENERGY STAR Certified Home | NonEquip | 20 |  | 0% | Tech/Econ | 30% | 0 | 0 | 0
Tech | Manufactured Home | Electronics | Other AV | TRC | Existing | NE595 | Smart Power Strip | Smart Power Strip | NonEquip | 5 |  | 90% | Tech/Econ | 2.865% | 5480.833 | 0.60372 | 0.47108
Tech | Manufactured Home | Electronics | Other AV | TRC | Turnover | ET112 | Energy Star Audio-Video Equipment | Energy Star Audio-Video Equipment | Equip | 5 | Other AV | 43% | Tech/Econ | 81.69% | 115096.7869 | 0 | 0
Tech | Manufactured Home | Electronics | Other AV | TRC | New | EN118 | Energy Star Audio-Video Equipment | Energy Star Audio-Video Equipment | Equip | 5 | Other AV | 43% | Tech/Econ | 81.69% | 1233.0968 | 0 | 0
Tech | Manufactured Home | Miscellaneous | Other | TRC | New | NN970 | ENERGY STAR Certified Home | ENERGY STAR Certified Home | NonEquip | 20 |  | 0% | Tech/Econ | 30% | 0 | 0 | 0
Tech | Manufactured Home | Miscellaneous | Other | TRC | Existing | NE967 | ENERGY STAR Certified Home | ENERGY STAR Certified Home | NonEquip | 20 |  | 0% | Tech/Econ | 30% | 0 | 0 | 0
Tech | Manufactured Home | Miscellaneous | Other | TRC | Turnover | ET481 | Energy Star Dehumidifier | Energy Star Dehumidifier | Equip | 12 | Other | 0.3874% | Tech/Econ | 25% | 2390.9043 | 0.39213 | 0.074277
Tech | Manufactured Home | Miscellaneous | Other | TRC | New | EN487 | Energy Star Dehumidifier | Energy Star Dehumidifier | Equip | 12 | Other | 0.3874% | Tech/Econ | 25% | 25.6151 | 0.0042011 | 0.00079577
Tech | Manufactured Home | Cooking | Microwave | TRC | New | NN952 | ENERGY STAR Certified Home | ENERGY STAR Certified Home | NonEquip | 20 |  | 0% | Tech/Econ | 30% | 0 | 0 | 0
Tech | Manufactured Home | Cooking | Microwave | TRC | Existing | NE949 | ENERGY STAR Certified Home | ENERGY STAR Certified Home | NonEquip | 20 |  | 0% | Tech/Econ | 30% | 0 | 0 | 0
Tech | Manufactured Home | Lighting | Interior specialty | TRC | New | NN946 | ENERGY STAR Certified Home | ENERGY STAR Certified Home | NonEquip | 20 |  | 0% | Tech/Econ | 30% | 0 | 0 | 0
Tech | Manufactured Home | Lighting | Interior specialty | TRC | New | NN916 | Interior Lighting Controls | Interior Lighting Controls | NonEquip | 8 | Interior screw-in | 0% | Tech/Econ | 28.57% | 0 | 0 | 0
Tech | Manufactured Home | Lighting | Interior specialty | TRC | New | NN910 | Exterior Lighting Controls | Exterior Lighting Controls | NonEquip | 10 | Exterior screw-in | 0% | Tech/Econ | 50% | 0 | 0 | 0
Tech | Manufactured Home | Lighting | Interior specialty | TRC | Existing | NE943 | ENERGY STAR Certified Home | ENERGY STAR Certified Home | NonEquip | 20 |  | 0% | Tech/Econ | 30% | 0 | 0 | 0
Tech | Manufactured Home | Lighting | Interior specialty | TRC | Existing | NE913 | Interior Lighting Controls | Interior Lighting Controls | NonEquip | 8 | Interior screw-in | 0% | Tech/Econ | 28.57% | 0 | 0 | 0
Tech | Manufactured Home | Lighting | Interior specialty | TRC | Existing | NE907 | Exterior Lighting Controls | Exterior Lighting Controls | NonEquip | 10 | Exterior screw-in | 0% | Tech/Econ | 50% | 0 | 0 | 0
Tech | Manufactured Home | Lighting | Interior specialty | TRC | Turnover | ET436 | LED Specialty Lamps-5W Chandelier | LED Specialty Lamps-5W Chandelier | Equip | 10 | Interior specialty | 50% | Tech/Econ | 58.33% | 4377.8783 | 0.38508 | 0.40431
Tech | Manufactured Home | Lighting | Interior specialty | TRC | New | EN442 | LED Specialty Lamps-5W Chandelier | LED Specialty Lamps-5W Chandelier | Equip | 10 | Interior specialty | 50% | Tech/Econ | 58.33% | 46.9027 | 0.0041256 | 0.0043316
Tech | Manufactured Home | Lighting | Interior screw-in | TRC | New | NN946 | ENERGY STAR Certified Home | ENERGY STAR Certified Home | NonEquip | 20 |  | 0% | Tech/Econ | 30% | 0 | 0 | 0
Tech | Manufactured Home | Lighting | Interior screw-in | TRC | New | NN916 | Interior Lighting Controls | Interior Lighting Controls | NonEquip | 8 | Interior screw-in | 15.3% | Tech/Econ | 28.57% | 0 | 0 | 0
Tech | Manufactured Home | Lighting | Interior screw-in | TRC | New | NN910 | Exterior Lighting Controls | Exterior Lighting Controls | NonEquip | 10 | Exterior screw-in | 0% | Tech/Econ | 50% | 0 | 0 | 0
Tech | Manufactured Home | Lighting | Interior screw-in | TRC | Existing | NE943 | ENERGY STAR Certified Home | ENERGY STAR Certified Home | NonEquip | 20 |  | 0% | Tech/Econ | 30% | 0 | 0 | 0
Tech | Manufactured Home | Lighting | Interior screw-in | TRC | Existing | NE913 | Interior Lighting Controls | Interior Lighting Controls | NonEquip | 8 | Interior screw-in | 3.06% | Tech/Econ | 28.57% | 1688.4518 | 0.22899 | 0.17291
Tech | Manufactured Home | Lighting | Interior screw-in | TRC | Existing | NE907 | Exterior Lighting Controls | Exterior Lighting Controls | NonEquip | 10 | Exterior screw-in | 0% | Tech/Econ | 50% | 0 | 0 | 0
Tech | Manufactured Home | Lighting | Interior screw-in | TRC | Turnover | ET418 | LED - 9W Flood | LED - 9W Flood | Equip | 10 | Interior screw-in | 50% | Tech/Econ | 53.85% | 97023.8038 | 8.5343 | 8.9605
Tech | Manufactured Home | Lighting | Interior screw-in | TRC | Turnover | ET400 | LED - 14W | LED - 14W | Equip | 10 | Interior screw-in | 50% | Tech/Econ | 53.33% | 70226.7532 | 6.1772 | 6.4857
Tech | Manufactured Home | Lighting | Interior screw-in | TRC | New | EN424 | LED - 9W Flood | LED - 9W Flood | Equip | 10 | Interior screw-in | 50% | Tech/Econ | 53.85% | 1039.4707 | 0.091433 | 0.095999
Tech | Manufactured Home | Lighting | Interior screw-in | TRC | New | EN406 | LED - 14W | LED - 14W | Equip | 10 | Interior screw-in | 50% | Tech/Econ | 53.33% | 752.3788 | 0.06618 | 0.069485
Tech | Manufactured Home | Lighting | Interior fluorescent | TRC | New | NN946 | ENERGY STAR Certified Home | ENERGY STAR Certified Home | NonEquip | 20 |  | 0% | Tech/Econ | 30% | 0 | 0 | 0
Tech | Manufactured Home | Lighting | Interior fluorescent | TRC | New | NN916 | Interior Lighting Controls | Interior Lighting Controls | NonEquip | 8 | Interior screw-in | 0% | Tech/Econ | 28.57% | 0 | 0 | 0
Tech | Manufactured Home | Lighting | Interior fluorescent | TRC | New | NN910 | Exterior Lighting Controls | Exterior Lighting Controls | NonEquip | 10 | Exterior screw-in | 0% | Tech/Econ | 50% | 0 | 0 | 0
Tech | Manufactured Home | Lighting | Interior fluorescent | TRC | Existing | NE943 | ENERGY STAR Certified Home | ENERGY STAR Certified Home | NonEquip | 20 |  | 0% | Tech/Econ | 30% | 0 | 0 | 0
Tech | Manufactured Home | Lighting | Interior fluorescent | TRC | Existing | NE913 | Interior Lighting Controls | Interior Lighting Controls | NonEquip | 8 | Interior screw-in | 0% | Tech/Econ | 28.57% | 0 | 0 | 0
Tech | Manufactured Home | Lighting | Interior fluorescent | TRC | Existing | NE907 | Exterior Lighting Controls | Exterior Lighting Controls | NonEquip | 10 | Exterior screw-in | 0% | Tech/Econ | 50% | 0 | 0 | 0
Tech | Manufactured Home | Lighting | Interior fluorescent | TRC | Turnover | ET454 | Low Wattage T8 Fixture | Low Wattage T8 Fixture | Equip | 15 | Interior fluorescent | 0% | Tech/Econ | 18.75% | 0 | 0 | 0
Tech | Manufactured Home | Lighting | Interior fluorescent | TRC | Turnover | ET445 | Linear LED | Linear LED | Equip | 15 | Interior fluorescent | 79% | Tech/Econ | 43.75% | 25148.108 | 0 | 1.4648e-06
Tech | Manufactured Home | Lighting | Interior fluorescent | TRC | New | EN460 | Low Wattage T8 Fixture | Low Wattage T8 Fixture | Equip | 15 | Interior fluorescent | 0% | Tech/Econ | 18.75% | 0 | 0 | 0
Tech | Manufactured Home | Lighting | Interior fluorescent | TRC | New | EN451 | Linear LED | Linear LED | Equip | 15 | Interior fluorescent | 79% | Tech/Econ | 43.75% | 269.4259 | 0 | 1.5694e-08
Tech | Manufactured Home | Electronics | Home office | TRC | New | NN964 | ENERGY STAR Certified Home | ENERGY STAR Certified Home | NonEquip | 20 |  | 0% | Tech/Econ | 30% | 0 | 0 | 0
Tech | Manufactured Home | Electronics | Home office | TRC | New | NN598 | Smart Power Strip | Smart Power Strip | NonEquip | 5 |  | 90% | Tech/Econ | 2.865% | 56.491 | 0.0062225 | 0.0048554
Tech | Manufactured Home | Electronics | Home office | TRC | Existing | NE961 | ENERGY STAR Certified Home | ENERGY STAR Certified Home | NonEquip | 20 |  | 0% | Tech/Econ | 30% | 0 | 0 | 0
Tech | Manufactured Home | Electronics | Home office | TRC | Existing | NE595 | Smart Power Strip | Smart Power Strip | NonEquip | 5 |  | 90% | Tech/Econ | 2.865% | 5272.8492 | 0.58081 | 0.4532
Tech | Manufactured Home | Electronics | Home office | TRC | Turnover | ET130 | Energy Star Personal Computer | Energy Star Personal Computer | Equip | 4 | Home office | 35% | Tech/Econ | 43.62% | 37004.0456 | 5.8668 | 1.2577
Tech | Manufactured Home | Electronics | Home office | TRC | Turnover | ET121 | Energy Star Imaging Equipment | Energy Star Imaging Equipment | Equip | 5 | Home office | 1% | Tech/Econ | 42.61% | 875.1062 | 0.07934 | 0.046325
Tech | Manufactured Home | Electronics | Home office | TRC | New | EN136 | Energy Star Personal Computer | Energy Star Personal Computer | Equip | 4 | Home office | 35% | Tech/Econ | 43.62% | 396.4452 | 0.062855 | 0.013475
Tech | Manufactured Home | Electronics | Home office | TRC | New | EN127 | Energy Star Imaging Equipment | Energy Star Imaging Equipment | Equip | 5 | Home office | 1% | Tech/Econ | 42.61% | 9.3755 | 0.00085001 | 0.00049631
Tech | Manufactured Home | Space Heating | Heat pump-heating | TRC | New | NN934 | ENERGY STAR Certified Home | ENERGY STAR Certified Home | NonEquip | 20 |  | 0% | Tech/Econ | 30% | 0 | 0 | 0
Tech | Manufactured Home | Space Heating | Heat pump-heating | TRC | New | NN868 | Spray Foam Insulation(Base R30) | Spray Foam Insulation(Base R30) | NonEquip | 20 |  | 72% | Tech/Econ | 15.85% | 185.9725 | 0 | 0.34332
Tech | Manufactured Home | Space Heating | Heat pump-heating | TRC | New | NN856 | Spray Foam Insulation(Base R2) | Spray Foam Insulation(Base R2) | NonEquip | 20 |  | 0% | Tech/Econ | 53.56% | 0 | 0 | 0
Tech | Manufactured Home | Space Heating | Heat pump-heating | TRC | New | NN844 | Spray Foam Insulation(Base R19) | Spray Foam Insulation(Base R19) | NonEquip | 20 |  | 0% | Tech/Econ | 21.82% | 0 | 0 | 0
Tech | Manufactured Home | Space Heating | Heat pump-heating | TRC | New | NN832 | Spray Foam Insulation(Base R12) | Spray Foam Insulation(Base R12) | NonEquip | 20 |  | 0% | Tech/Econ | 29.01% | 0 | 0 | 0
Tech | Manufactured Home | Space Heating | Heat pump-heating | TRC | New | NN826 | Smart Thermostat | Smart Thermostat | NonEquip | 11 |  | 90% | Tech/Econ | 4% | 0 | 0 | 0
Tech | Manufactured Home | Space Heating | Heat pump-heating | TRC | New | NN796 | Radiant Barrier | Radiant Barrier | NonEquip | 20 |  | 0.95% | Tech/Econ | 10% | 0 | 0 | 0
Tech | Manufactured Home | Space Heating | Heat pump-heating | TRC | New | NN790 | Programmable Thermostat | Programmable Thermostat | NonEquip | 11 |  | 2% | Tech/Econ | 1.72% | 0 | 0 | 0
Tech | Manufactured Home | Space Heating | Heat pump-heating | TRC | New | NN766 | Home Energy Management System | Home Energy Management System | NonEquip | 11 |  | 6.5% | Tech/Econ | 15% | 14.0796 | 0 | 0.0017573
Tech | Manufactured Home | Space Heating | Heat pump-heating | TRC | New | NN742 | Green Roof | Green Roof | NonEquip | 20 |  | 2.7% | Tech/Econ | 14.65% | 5.6577 | 0 | 0.0050382
Tech | Manufactured Home | Space Heating | Heat pump-heating | TRC | New | NN724 | Energy Star Windows | Energy Star Windows | NonEquip | 20 |  | 19% | Tech/Econ | 1.758% | 0 | 0 | 0
Tech | Manufactured Home | Space Heating | Heat pump-heating | TRC | New | NN712 | Energy Star Door | Energy Star Door | NonEquip | 20 |  | 14.25% | Tech/Econ | 1.875% | 0 | 0 | 0
Tech | Manufactured Home | Space Heating | Heat pump-heating | TRC | New | NN700 | Energy Star Certified Roof Products | Energy Star Certified Roof Products | NonEquip | 20 |  | 54% | Tech/Econ | 12.5% | 33.4716 | 0 | 0.029806
Tech | Manufactured Home | Space Heating | Heat pump-heating | TRC | New | NN652 | Ceiling Insulation(R30 to R38) | Ceiling Insulation(R30 to R38) | NonEquip | 20 |  | 8% | Tech/Econ | 3.233% | 0 | 0 | 0
Tech | Manufactured Home | Space Heating | Heat pump-heating | TRC | New | NN640 | Ceiling Insulation(R2 to R38) | Ceiling Insulation(R2 to R38) | NonEquip | 20 |  | 0% | Tech/Econ | 48.55% | 0 | 0 | 0
Tech | Manufactured Home | Space Heating | Heat pump-heating | TRC | New | NN628 | Ceiling Insulation(R19 to R38) | Ceiling Insulation(R19 to R38) | NonEquip | 20 |  | 0% | Tech/Econ | 10.49% | 0 | 0 | 0
Tech | Manufactured Home | Space Heating | Heat pump-heating | TRC | New | NN616 | Ceiling Insulation(R12 to R38) | Ceiling Insulation(R12 to R38) | NonEquip | 20 |  | 0% | Tech/Econ | 19.59% | 0 | 0 | 0
Tech | Manufactured Home | Space Heating | Heat pump-heating | TRC | Existing | NE931 | ENERGY STAR Certified Home | ENERGY STAR Certified Home | NonEquip | 20 |  | 0% | Tech/Econ | 30% | 0 | 0 | 0
Tech | Manufactured Home | Space Heating | Heat pump-heating | TRC | Existing | NE895 | Wall Insulation | Wall Insulation | NonEquip | 20 |  | 6.75% | Tech/Econ | 34.34% | 3643.7843 | 0 | 3.2447
Tech | Manufactured Home | Space Heating | Heat pump-heating | TRC | Existing | NE883 | Storm Door | Storm Door | NonEquip | 20 |  | 0% | Tech/Econ | 2.272% | 0 | 0 | 0
Tech | Manufactured Home | Space Heating | Heat pump-heating | TRC | Existing | NE865 | Spray Foam Insulation(Base R30) | Spray Foam Insulation(Base R30) | NonEquip | 20 |  | 35.13% | Tech/Econ | 15.85% | 7141.3285 | 0 | 13.1834
Tech | Manufactured Home | Space Heating | Heat pump-heating | TRC | Existing | NE853 | Spray Foam Insulation(Base R2) | Spray Foam Insulation(Base R2) | NonEquip | 20 |  | 14.63% | Tech/Econ | 53.56% | 13468.2782 | 0 | 14.7673
Tech | Manufactured Home | Space Heating | Heat pump-heating | TRC | Existing | NE841 | Spray Foam Insulation(Base R19) | Spray Foam Insulation(Base R19) | NonEquip | 20 |  | 5.725% | Tech/Econ | 21.82% | 1821.0391 | 0 | 2.7875
Tech | Manufactured Home | Space Heating | Heat pump-heating | TRC | Existing | NE829 | Spray Foam Insulation(Base R12) | Spray Foam Insulation(Base R12) | NonEquip | 20 |  | 14.21% | Tech/Econ | 29.01% | 6268.8721 | 0 | 8.0251
Tech | Manufactured Home | Space Heating | Heat pump-heating | TRC | Existing | NE823 | Smart Thermostat | Smart Thermostat | NonEquip | 11 |  | 90% | Tech/Econ | 4% | 3497.4093 | 0 | 0
Tech | Manufactured Home | Space Heating | Heat pump-heating | TRC | Existing | NE811 | Sealed crawlspace | Sealed crawlspace | NonEquip | 11 |  | 5.88% | Tech/Econ | 1.298% | 71.1011 | 0 | 0.0722
Tech | Manufactured Home | Space Heating | Heat pump-heating | TRC | Existing | NE793 | Radiant Barrier | Radiant Barrier | NonEquip | 20 |  | 0.95% | Tech/Econ | 10% | 97.872 | 0 | 0.076589
Tech | Manufactured Home | Space Heating | Heat pump-heating | TRC | Existing | NE787 | Programmable Thermostat | Programmable Thermostat | NonEquip | 11 |  | 2% | Tech/Econ | 1.72% | 32.0548 | 0 | 0
Tech | Manufactured Home | Space Heating | Heat pump-heating | TRC | Existing | NE763 | Home Energy Management System | Home Energy Management System | NonEquip | 11 |  | 6.5% | Tech/Econ | 15% | 1180.9944 | 0 | 0.12738
Tech | Manufactured Home | Space Heating | Heat pump-heating | TRC | Existing | NE745 | Heat Pump Tune Up | Heat Pump Tune Up | NonEquip | 2 | Heat pump-heating | 0% | Tech/Econ | 5% | 0 | 0 | 0
Tech | Manufactured Home | Space Heating | Heat pump-heating | TRC | Existing | NE739 | Green Roof | Green Roof | NonEquip | 20 |  | 0.225% | Tech/Econ | 14.65% | 39.5476 | 0 | 0.035217
Tech | Manufactured Home | Space Heating | Heat pump-heating | TRC | Existing | NE727 | Floor Insulation | Floor Insulation | NonEquip | 20 |  | 8% | Tech/Econ | 0.5847% | 43.5416 | 0 | 0.026787
Tech | Manufactured Home | Space Heating | Heat pump-heating | TRC | Existing | NE721 | Energy Star Windows | Energy Star Windows | NonEquip | 20 |  | 19% | Tech/Econ | 5.14% | 958.1269 | 0 | 0.8594
Tech | Manufactured Home | Space Heating | Heat pump-heating | TRC | Existing | NE709 | Energy Star Door | Energy Star Door | NonEquip | 20 |  | 14.25% | Tech/Econ | 2.642% | 352.1027 | 0 | 0.34297
Tech | Manufactured Home | Space Heating | Heat pump-heating | TRC | Existing | NE697 | Energy Star Certified Roof Products | Energy Star Certified Roof Products | NonEquip | 20 |  | 54% | Tech/Econ | 12.5% | 8093.7283 | 0 | 7.2074
Tech | Manufactured Home | Space Heating | Heat pump-heating | TRC | Existing | NE685 | Duct Repair | Duct Repair | NonEquip | 11 |  | 65% | Tech/Econ | 12% | 8721.4419 | 0 | 7.7663
Tech | Manufactured Home | Space Heating | Heat pump-heating | TRC | Existing | NE673 | Duct Insulation | Duct Insulation | NonEquip | 15 |  | 0% | Tech/Econ | 2.045% | 0 | 0 | 0
Tech | Manufactured Home | Space Heating | Heat pump-heating | TRC | Existing | NE649 | Ceiling Insulation(R30 to R38) | Ceiling Insulation(R30 to R38) | NonEquip | 20 |  | 3.904% | Tech/Econ | 3.233% | 118.2018 | 0 | 0.12068
Tech | Manufactured Home | Space Heating | Heat pump-heating | TRC | Existing | NE637 | Ceiling Insulation(R2 to R38) | Ceiling Insulation(R2 to R38) | NonEquip | 20 |  | 1.625% | Tech/Econ | 48.55% | 1250.2274 | 0 | 1.2121
Tech | Manufactured Home | Space Heating | Heat pump-heating | TRC | Existing | NE625 | Ceiling Insulation(R19 to R38) | Ceiling Insulation(R19 to R38) | NonEquip | 20 |  | 0.6361% | Tech/Econ | 10.49% | 68.7555 | 0 | 0.069969
Tech | Manufactured Home | Space Heating | Heat pump-heating | TRC | Existing | NE613 | Ceiling Insulation(R12 to R38) | Ceiling Insulation(R12 to R38) | NonEquip | 20 |  | 1.579% | Tech/Econ | 19.59% | 445.1964 | 0 | 0.43211
Tech | Manufactured Home | Space Heating | Heat pump-heating | TRC | Existing | NE607 | Air Sealing-Infiltration Control | Air Sealing-Infiltration Control | NonEquip | 11 |  | 52% | Tech/Econ | 9% | 4816.9035 | 0 | 4.2894
Tech | Manufactured Home | Space Heating | Heat pump-heating | TRC | Turnover | ET337 | Ground Source Heat Pump | Ground Source Heat Pump | Equip | 22 | Heat pump-heating | 2.995% | Tech/Econ | 33.19% | 1526.2099 | 0 | 1.0757
Tech | Manufactured Home | Space Heating | Heat pump-heating | TRC | Turnover | ET301 | 21 SEER ASHP from base electric resistance heating | 21 SEER ASHP from base electric resistance heating | Equip | 15 | Heat pump-heating | 32% | Tech/Econ | 65.9% | 45953.7665 | 0 | 15.2401
Tech | Manufactured Home | Space Heating | Heat pump-heating | TRC | Turnover | ET283 | 21 SEER Air Source Heat Pump | 21 SEER Air Source Heat Pump | Equip | 15 | Heat pump-heating | 59% | Tech/Econ | 18% | 15240.7286 | 0 | 11.8157
Tech | Manufactured Home | Space Heating | Heat pump-heating | TRC | Turnover | ET256 | 18 SEER Air Source Heat Pump | 18 SEER Air Source Heat Pump | Equip | 15 | Heat pump-heating | 0% | Tech/Econ | 13.68% | 0 | 0 | 0
Tech | Manufactured Home | Space Heating | Heat pump-heating | TRC | Turnover | ET229 | 17 SEER Air Source Heat Pump | 17 SEER Air Source Heat Pump | Equip | 15 | Heat pump-heating | 0% | Tech/Econ | 13.68% | 0 | 0 | 0
Tech | Manufactured Home | Space Heating | Heat pump-heating | TRC | Turnover | ET202 | 16 SEER Air Source Heat Pump | 16 SEER Air Source Heat Pump | Equip | 15 | Heat pump-heating | 0% | Tech/Econ | 8.889% | 0 | 0 | 0
Tech | Manufactured Home | Space Heating | Heat pump-heating | TRC | Turnover | ET175 | 15 SEER Air Source Heat Pump | 15 SEER Air Source Heat Pump | Equip | 15 | Heat pump-heating | 0% | Tech/Econ | 3.529% | 0 | 0 | 0
Tech | Manufactured Home | Space Heating | Heat pump-heating | TRC | Turnover | ET157 | 14 SEER ASHP from base electric resistance heating | 14 SEER ASHP from base electric resistance heating | Equip | 15 | Heat pump-heating | 0% | Tech/Econ | 58.41% | 0 | 0 | 0
Tech | Manufactured Home | Space Heating | Heat pump-heating | TRC | New | EN343 | Ground Source Heat Pump | Ground Source Heat Pump | Equip | 22 | Heat pump-heating | 2.995% | Tech/Econ | 33.19% | 18.3062 | 0 | 0.012903
Tech | Manufactured Home | Space Heating | Heat pump-heating | TRC | New | EN307 | 21 SEER ASHP from base electric resistance heating | 21 SEER ASHP from base electric resistance heating | Equip | 15 | Heat pump-heating | 32% | Tech/Econ | 65.9% | 492.3286 | 0 | 0.16328
Tech | Manufactured Home | Space Heating | Heat pump-heating | TRC | New | EN289 | 21 SEER Air Source Heat Pump | 21 SEER Air Source Heat Pump | Equip | 15 | Heat pump-heating | 59% | Tech/Econ | 18% | 193.6782 | 0 | 0.15015
Tech | Manufactured Home | Space Heating | Heat pump-heating | TRC | New | EN262 | 18 SEER Air Source Heat Pump | 18 SEER Air Source Heat Pump | Equip | 15 | Heat pump-heating | 0% | Tech/Econ | 13.68% | 0 | 0 | 0
Tech | Manufactured Home | Space Heating | Heat pump-heating | TRC | New | EN235 | 17 SEER Air Source Heat Pump | 17 SEER Air Source Heat Pump | Equip | 15 | Heat pump-heating | 0% | Tech/Econ | 13.68% | 0 | 0 | 0
Tech | Manufactured Home | Space Heating | Heat pump-heating | TRC | New | EN208 | 16 SEER Air Source Heat Pump | 16 SEER Air Source Heat Pump | Equip | 15 | Heat pump-heating | 0% | Tech/Econ | 8.889% | 0 | 0 | 0
Tech | Manufactured Home | Space Heating | Heat pump-heating | TRC | New | EN181 | 15 SEER Air Source Heat Pump | 15 SEER Air Source Heat Pump | Equip | 15 | Heat pump-heating | 0% | Tech/Econ | 3.529% | 0 | 0 | 0
Tech | Manufactured Home | Space Heating | Heat pump-heating | TRC | New | EN163 | 14 SEER ASHP from base electric resistance heating | 14 SEER ASHP from base electric resistance heating | Equip | 15 | Heat pump-heating | 0% | Tech/Econ | 58.41% | 0 | 0 | 0
Tech | Manufactured Home | Space Cooling | Heat pump-cooling | TRC | New | NN928 | ENERGY STAR Certified Home | ENERGY STAR Certified Home | NonEquip | 20 |  | 0% | Tech/Econ | 30% | 0 | 0 | 0
Tech | Manufactured Home | Space Cooling | Heat pump-cooling | TRC | New | NN922 | Solar Attic Fan | Solar Attic Fan | NonEquip | 15 |  | 0.95% | Tech/Econ | 6% | 0 | 0 | 0
Tech | Manufactured Home | Space Cooling | Heat pump-cooling | TRC | New | NN904 | Window Sun Protection | Window Sun Protection | NonEquip | 10 |  | 30% | Tech/Econ | 2.457% | 0 | 0 | 0
Tech | Manufactured Home | Space Cooling | Heat pump-cooling | TRC | New | NN874 | Spray Foam Insulation(Base R30) | Spray Foam Insulation(Base R30) | NonEquip | 20 |  | 72% | Tech/Econ | 14.32% | 833.8536 | 0.39189 | 0
Tech | Manufactured Home | Space Cooling | Heat pump-cooling | TRC | New | NN862 | Spray Foam Insulation(Base R2) | Spray Foam Insulation(Base R2) | NonEquip | 20 |  | 0% | Tech/Econ | 33.36% | 0 | 0 | 0
Tech | Manufactured Home | Space Cooling | Heat pump-cooling | TRC | New | NN850 | Spray Foam Insulation(Base R19) | Spray Foam Insulation(Base R19) | NonEquip | 20 |  | 0% | Tech/Econ | 16.36% | 0 | 0 | 0
Tech | Manufactured Home | Space Cooling | Heat pump-cooling | TRC | New | NN838 | Spray Foam Insulation(Base R12) | Spray Foam Insulation(Base R12) | NonEquip | 20 |  | 0% | Tech/Econ | 19.3% | 0 | 0 | 0
Tech | Manufactured Home | Space Cooling | Heat pump-cooling | TRC | New | NN820 | Smart Thermostat | Smart Thermostat | NonEquip | 11 |  | 90% | Tech/Econ | 4% | 0 | 0 | 0
Tech | Manufactured Home | Space Cooling | Heat pump-cooling | TRC | New | NN802 | Radiant Barrier | Radiant Barrier | NonEquip | 20 |  | 0.95% | Tech/Econ | 10% | 0 | 0 | 0
Tech | Manufactured Home | Space Cooling | Heat pump-cooling | TRC | New | NN784 | Programmable Thermostat | Programmable Thermostat | NonEquip | 11 |  | 2% | Tech/Econ | 1.72% | 0 | 0 | 0
Tech | Manufactured Home | Space Cooling | Heat pump-cooling | TRC | New | NN760 | Home Energy Management System | Home Energy Management System | NonEquip | 11 |  | 6.5% | Tech/Econ | 7.12% | 0 | 0 | 0
Tech | Manufactured Home | Space Cooling | Heat pump-cooling | TRC | New | NN736 | Green Roof | Green Roof | NonEquip | 20 |  | 2.7% | Tech/Econ | 14.65% | 32.1159 | 0.019826 | 0
Tech | Manufactured Home | Space Cooling | Heat pump-cooling | TRC | New | NN718 | Energy Star Windows | Energy Star Windows | NonEquip | 20 |  | 19% | Tech/Econ | 5.024% | 0 | 0 | 0
Tech | Manufactured Home | Space Cooling | Heat pump-cooling | TRC | New | NN706 | Energy Star Door | Energy Star Door | NonEquip | 20 |  | 14.25% | Tech/Econ | 2.024% | 0 | 0 | 0
Tech | Manufactured Home | Space Cooling | Heat pump-cooling | TRC | New | NN694 | Energy Star Certified Roof Products | Energy Star Certified Roof Products | NonEquip | 20 |  | 54% | Tech/Econ | 12.5% | 229.3207 | 0.14157 | 0
Tech | Manufactured Home | Space Cooling | Heat pump-cooling | TRC | New | NN646 | Ceiling Insulation(R2 to R38) | Ceiling Insulation(R2 to R38) | NonEquip | 20 |  | 0% | Tech/Econ | 25.25% | 0 | 0 | 0
Tech | Manufactured Home | Space Cooling | Heat pump-cooling | TRC | New | NN634 | Ceiling Insulation(R19 to R38) | Ceiling Insulation(R19 to R38) | NonEquip | 20 |  | 0% | Tech/Econ | 3.988% | 0 | 0 | 0
Tech | Manufactured Home | Space Cooling | Heat pump-cooling | TRC | New | NN622 | Ceiling Insulation(R12 to R38) | Ceiling Insulation(R12 to R38) | NonEquip | 20 |  | 0% | Tech/Econ | 7.735% | 0 | 0 | 0
Tech | Manufactured Home | Space Cooling | Heat pump-cooling | TRC | Existing | NE925 | ENERGY STAR Certified Home | ENERGY STAR Certified Home | NonEquip | 20 |  | 0% | Tech/Econ | 30% | 0 | 0 | 0
Tech | Manufactured Home | Space Cooling | Heat pump-cooling | TRC | Existing | NE919 | Solar Attic Fan | Solar Attic Fan | NonEquip | 15 |  | 0.95% | Tech/Econ | 6% | 295.4974 | 0.10162 | 0
Tech | Manufactured Home | Space Cooling | Heat pump-cooling | TRC | Existing | NE901 | Window Sun Protection | Window Sun Protection | NonEquip | 10 |  | 30% | Tech/Econ | 2.457% | 3653.1668 | 5.4948 | -2.5149
Tech | Manufactured Home | Space Cooling | Heat pump-cooling | TRC | Existing | NE889 | Wall Insulation | Wall Insulation | NonEquip | 20 |  | 6.75% | Tech/Econ | 4.781% | 1672.2281 | 1.0323 | 0
Tech | Manufactured Home | Space Cooling | Heat pump-cooling | TRC | Existing | NE877 | Storm Door | Storm Door | NonEquip | 20 |  | 0% | Tech/Econ | 2.454% | 0 | 0 | 0
Tech | Manufactured Home | Space Cooling | Heat pump-cooling | TRC | Existing | NE871 | Spray Foam Insulation(Base R30) | Spray Foam Insulation(Base R30) | NonEquip | 20 |  | 35.13% | Tech/Econ | 14.32% | 33820.2578 | 15.8947 | 0
Tech | Manufactured Home | Space Cooling | Heat pump-cooling | TRC | Existing | NE859 | Spray Foam Insulation(Base R2) | Spray Foam Insulation(Base R2) | NonEquip | 20 |  | 14.63% | Tech/Econ | 33.36% | 51505.8377 | 30.578 | 0
Tech | Manufactured Home | Space Cooling | Heat pump-cooling | TRC | Existing | NE847 | Spray Foam Insulation(Base R19) | Spray Foam Insulation(Base R19) | NonEquip | 20 |  | 5.725% | Tech/Econ | 16.36% | 6536.7073 | 3.3028 | 0
Tech | Manufactured Home | Space Cooling | Heat pump-cooling | TRC | Existing | NE835 | Spray Foam Insulation(Base R12) | Spray Foam Insulation(Base R12) | NonEquip | 20 |  | 14.21% | Tech/Econ | 19.3% | 19689.6775 | 7.7095 | 0
Tech | Manufactured Home | Space Cooling | Heat pump-cooling | TRC | Existing | NE817 | Smart Thermostat | Smart Thermostat | NonEquip | 11 |  | 90% | Tech/Econ | 4% | 18592.1532 | 33.3474 | 0
Tech | Manufactured Home | Space Cooling | Heat pump-cooling | TRC | Existing | NE799 | Radiant Barrier | Radiant Barrier | NonEquip | 20 |  | 0.95% | Tech/Econ | 10% | 521.2479 | 0.46541 | 0
Tech | Manufactured Home | Space Cooling | Heat pump-cooling | TRC | Existing | NE781 | Programmable Thermostat | Programmable Thermostat | NonEquip | 11 |  | 2% | Tech/Econ | 1.72% | 169.2666 | 0.3036 | 0
Tech | Manufactured Home | Space Cooling | Heat pump-cooling | TRC | Existing | NE757 | Home Energy Management System | Home Energy Management System | NonEquip | 11 |  | 6.5% | Tech/Econ | 7.12% | 2415.2085 | 1.6129 | 0
Tech | Manufactured Home | Space Cooling | Heat pump-cooling | TRC | Existing | NE751 | Heat Pump Tune Up | Heat Pump Tune Up | NonEquip | 2 | Heat pump-cooling | 0% | Tech/Econ | 5% | 0 | 0 | 0
Tech | Manufactured Home | Space Cooling | Heat pump-cooling | TRC | Existing | NE733 | Green Roof | Green Roof | NonEquip | 20 |  | 0.225% | Tech/Econ | 14.65% | 221.6371 | 0.13683 | 0
Tech | Manufactured Home | Space Cooling | Heat pump-cooling | TRC | Existing | NE715 | Energy Star Windows | Energy Star Windows | NonEquip | 20 |  | 19% | Tech/Econ | 14.68% | 19293.2523 | 3.7874 | 0
Tech | Manufactured Home | Space Cooling | Heat pump-cooling | TRC | Existing | NE703 | Energy Star Door | Energy Star Door | NonEquip | 20 |  | 14.25% | Tech/Econ | 2.852% | 2023.1475 | 0.71917 | 0
Tech | Manufactured Home | Space Cooling | Heat pump-cooling | TRC | Existing | NE691 | Energy Star Certified Roof Products | Energy Star Certified Roof Products | NonEquip | 20 |  | 54% | Tech/Econ | 12.5% | 43076.9285 | 26.5932 | 0
Tech | Manufactured Home | Space Cooling | Heat pump-cooling | TRC | Existing | NE679 | Duct Repair | Duct Repair | NonEquip | 11 |  | 65% | Tech/Econ | 12% | 46417.7835 | 28.6556 | 0
Tech | Manufactured Home | Space Cooling | Heat pump-cooling | TRC | Existing | NE667 | Duct Insulation | Duct Insulation | NonEquip | 15 |  | 0% | Tech/Econ | 2.045% | 0 | 0 | 0
Tech | Manufactured Home | Space Cooling | Heat pump-cooling | TRC | Existing | NE661 | Central AC Tune Up | Central AC Tune Up | NonEquip | 2 | CAC | 0% | Tech/Econ | 5% | 0 | 0 | 0
Tech | Manufactured Home | Space Cooling | Heat pump-cooling | TRC | Existing | NE643 | Ceiling Insulation(R2 to R38) | Ceiling Insulation(R2 to R38) | NonEquip | 20 |  | 1.625% | Tech/Econ | 25.25% | 2957.4987 | 1.4126 | 0
Tech | Manufactured Home | Space Cooling | Heat pump-cooling | TRC | Existing | NE631 | Ceiling Insulation(R19 to R38) | Ceiling Insulation(R19 to R38) | NonEquip | 20 |  | 0.6361% | Tech/Econ | 3.988% | 126.2749 | 0.083609 | 0
Tech | Manufactured Home | Space Cooling | Heat pump-cooling | TRC | Existing | NE619 | Ceiling Insulation(R12 to R38) | Ceiling Insulation(R12 to R38) | NonEquip | 20 |  | 1.579% | Tech/Econ | 7.735% | 638.1101 | 0.42004 | 0
Tech | Manufactured Home | Space Cooling | Heat pump-cooling | TRC | Existing | NE601 | Air Sealing-Infiltration Control | Air Sealing-Infiltration Control | NonEquip | 11 |  | 52% | Tech/Econ | 9% | 25653.9235 | 15.8372 | 0
Tech | Manufactured Home | Space Cooling | Heat pump-cooling | TRC | Turnover | ET328 | Ground Source Heat Pump | Ground Source Heat Pump | Equip | 22 | Heat pump-cooling | 2.995% | Tech/Econ | 6.667% | 1037.0895 | 1.1927 | 0
Tech | Manufactured Home | Space Cooling | Heat pump-cooling | TRC | Turnover | ET292 | 21 SEER ASHP from base electric resistance heating | 21 SEER ASHP from base electric resistance heating | Equip | 15 | Heat pump-cooling | 32% | Tech/Econ | 33.33% | 107135.1844 | 45.6702 | 0
Tech | Manufactured Home | Space Cooling | Heat pump-cooling | TRC | Turnover | ET274 | 21 SEER Air Source Heat Pump | 21 SEER Air Source Heat Pump | Equip | 15 | Heat pump-cooling | 59% | Tech/Econ | 33.33% | 176435.8883 | 75.212 | 0
Tech | Manufactured Home | Space Cooling | Heat pump-cooling | TRC | Turnover | ET247 | 18 SEER Air Source Heat Pump | 18 SEER Air Source Heat Pump | Equip | 15 | Heat pump-cooling | 0% | Tech/Econ | 22.22% | 0 | 0 | 0
Tech | Manufactured Home | Space Cooling | Heat pump-cooling | TRC | Turnover | ET220 | 17 SEER Air Source Heat Pump | 17 SEER Air Source Heat Pump | Equip | 15 | Heat pump-cooling | 0% | Tech/Econ | 17.65% | 0 | 0 | 0
Tech | Manufactured Home | Space Cooling | Heat pump-cooling | TRC | Turnover | ET193 | 16 SEER Air Source Heat Pump | 16 SEER Air Source Heat Pump | Equip | 15 | Heat pump-cooling | 0% | Tech/Econ | 12.5% | 0 | 0 | 0
Tech | Manufactured Home | Space Cooling | Heat pump-cooling | TRC | Turnover | ET166 | 15 SEER Air Source Heat Pump | 15 SEER Air Source Heat Pump | Equip | 15 | Heat pump-cooling | 0% | Tech/Econ | 6.667% | 0 | 0 | 0
Tech | Manufactured Home | Space Cooling | Heat pump-cooling | TRC | Turnover | ET148 | 14 SEER ASHP from base electric resistance heating | 14 SEER ASHP from base electric resistance heating | Equip | 15 | Heat pump-cooling | 0% | Tech/Econ | 0% | 0 | 0 | 0
Tech | Manufactured Home | Space Cooling | Heat pump-cooling | TRC | New | EN334 | Ground Source Heat Pump | Ground Source Heat Pump | Equip | 22 | Heat pump-cooling | 2.995% | Tech/Econ | 6.667% | 14.0193 | 0.016123 | 0
Tech | Manufactured Home | Space Cooling | Heat pump-cooling | TRC | New | EN298 | 21 SEER ASHP from base electric resistance heating | 21 SEER ASHP from base electric resistance heating | Equip | 15 | Heat pump-cooling | 32% | Tech/Econ | 33.33% | 1206.6668 | 0.51438 | 0
Tech | Manufactured Home | Space Cooling | Heat pump-cooling | TRC | New | EN280 | 21 SEER Air Source Heat Pump | 21 SEER Air Source Heat Pump | Equip | 15 | Heat pump-cooling | 59% | Tech/Econ | 33.33% | 1987.2028 | 0.84712 | 0
Tech | Manufactured Home | Space Cooling | Heat pump-cooling | TRC | New | EN253 | 18 SEER Air Source Heat Pump | 18 SEER Air Source Heat Pump | Equip | 15 | Heat pump-cooling | 0% | Tech/Econ | 22.22% | 0 | 0 | 0
Tech | Manufactured Home | Space Cooling | Heat pump-cooling | TRC | New | EN226 | 17 SEER Air Source Heat Pump | 17 SEER Air Source Heat Pump | Equip | 15 | Heat pump-cooling | 0% | Tech/Econ | 17.65% | 0 | 0 | 0
Tech | Manufactured Home | Space Cooling | Heat pump-cooling | TRC | New | EN199 | 16 SEER Air Source Heat Pump | 16 SEER Air Source Heat Pump | Equip | 15 | Heat pump-cooling | 0% | Tech/Econ | 12.5% | 0 | 0 | 0
Tech | Manufactured Home | Space Cooling | Heat pump-cooling | TRC | New | EN172 | 15 SEER Air Source Heat Pump | 15 SEER Air Source Heat Pump | Equip | 15 | Heat pump-cooling | 0% | Tech/Econ | 6.667% | 0 | 0 | 0
Tech | Manufactured Home | Domestic Hot Water | Heat pump water heater | TRC | New | NN940 | ENERGY STAR Certified Home | ENERGY STAR Certified Home | NonEquip | 20 |  | 0% | Tech/Econ | 30% | 0 | 0 | 0
Tech | Manufactured Home | Domestic Hot Water | Heat pump water heater | TRC | New | NN592 | Water Heater Timeclock | Water Heater Timeclock | NonEquip | 7 |  | 45% | Tech/Econ | 5% | 0 | 0 | 0
Tech | Manufactured Home | Domestic Hot Water | Heat pump water heater | TRC | New | NN586 | Water Heater Thermostat Setback | Water Heater Thermostat Setback | NonEquip | 4 |  | 0.9177% | Tech/Econ | 1.494% | 0 | 0 | 0
Tech | Manufactured Home | Domestic Hot Water | Heat pump water heater | TRC | New | NN580 | Water Heater Blanket | Water Heater Blanket | NonEquip | 7 |  | 1.582% | Tech/Econ | 10.31% | 0.012124 | 1.092e-06 | 2.3506e-06
Tech | Manufactured Home | Domestic Hot Water | Heat pump water heater | TRC | New | NN574 | Thermostatic Shower Restriction Valve | Thermostatic Shower Restriction Valve | NonEquip | 10 |  | 16% | Tech/Econ | 2.95% | 0 | 0 | 0
Tech | Manufactured Home | Domestic Hot Water | Heat pump water heater | TRC | New | NN568 | Low Flow Showerhead | Low Flow Showerhead | NonEquip | 9 |  | 80% | Tech/Econ | 9.393% | 0.55756 | 5.022e-05 | 0.0001081
Tech | Manufactured Home | Domestic Hot Water | Heat pump water heater | TRC | New | NN562 | Hot Water Pipe Insulation | Hot Water Pipe Insulation | NonEquip | 13 |  | 15% | Tech/Econ | 7.656% | 0.046851 | 4.2199e-06 | 9.0838e-06
Tech | Manufactured Home | Domestic Hot Water | Heat pump water heater | TRC | New | NN556 | Heat Trap | Heat Trap | NonEquip | 10 |  | 12% | Tech/Econ | 4.211% | 0 | 0 | 0
Tech | Manufactured Home | Domestic Hot Water | Heat pump water heater | TRC | New | NN550 | Faucet Aerator | Faucet Aerator | NonEquip | 10 |  | 18% | Tech/Econ | 0.9235% | 0 | 0 | 0
Tech | Manufactured Home | Domestic Hot Water | Heat pump water heater | TRC | New | NN544 | Drain Water Heat Recovery | Drain Water Heat Recovery | NonEquip | 15 |  | 9.5% | Tech/Econ | 12.3% | 0.087867 | 7.9143e-06 | 1.7036e-05
Tech | Manufactured Home | Domestic Hot Water | Heat pump water heater | TRC | Existing | NE937 | ENERGY STAR Certified Home | ENERGY STAR Certified Home | NonEquip | 20 |  | 0% | Tech/Econ | 30% | 0 | 0 | 0
Tech | Manufactured Home | Domestic Hot Water | Heat pump water heater | TRC | Existing | NE589 | Water Heater Timeclock | Water Heater Timeclock | NonEquip | 7 |  | 47.61% | Tech/Econ | 5% | 15.3886 | 0 | 0
Tech | Manufactured Home | Domestic Hot Water | Heat pump water heater | TRC | Existing | NE583 | Water Heater Thermostat Setback | Water Heater Thermostat Setback | NonEquip | 4 |  | 0% | Tech/Econ | 1.494% | 0 | 0 | 0
Tech | Manufactured Home | Domestic Hot Water | Heat pump water heater | TRC | Existing | NE577 | Water Heater Blanket | Water Heater Blanket | NonEquip | 7 |  | 9.142% | Tech/Econ | 10.78% | 6.8348 | 0.00061562 | 0.0013252
Tech | Manufactured Home | Domestic Hot Water | Heat pump water heater | TRC | Existing | NE571 | Thermostatic Shower Restriction Valve | Thermostatic Shower Restriction Valve | NonEquip | 10 |  | 0% | Tech/Econ | 2.95% | 0 | 0 | 0
Tech | Manufactured Home | Domestic Hot Water | Heat pump water heater | TRC | Existing | NE565 | Low Flow Showerhead | Low Flow Showerhead | NonEquip | 9 |  | 36% | Tech/Econ | 9.393% | 23.2264 | 0.002092 | 0.0045033
Tech | Manufactured Home | Domestic Hot Water | Heat pump water heater | TRC | Existing | NE559 | Hot Water Pipe Insulation | Hot Water Pipe Insulation | NonEquip | 13 |  | 33.75% | Tech/Econ | 7.656% | 17.1475 | 0.0015445 | 0.0033247
Tech | Manufactured Home | Domestic Hot Water | Heat pump water heater | TRC | Existing | NE553 | Heat Trap | Heat Trap | NonEquip | 10 |  | 0% | Tech/Econ | 4.211% | 0 | 0 | 0
Tech | Manufactured Home | Domestic Hot Water | Heat pump water heater | TRC | Existing | NE547 | Faucet Aerator | Faucet Aerator | NonEquip | 10 |  | 40.5% | Tech/Econ | 2.216% | 5.6649 | 0.00051024 | 0.0010983
Tech | Manufactured Home | Domestic Hot Water | Heat pump water heater | TRC | Existing | NE541 | Drain Water Heat Recovery | Drain Water Heat Recovery | NonEquip | 15 |  | 9.5% | Tech/Econ | 12.3% | 8.2015 | 0.00073872 | 0.0015902
Tech | Manufactured Home | Domestic Hot Water | Heat pump water heater | TRC | Turnover | ET76 | Heat Pump Water Heater | Heat Pump Water Heater | Equip | 10 | Heat pump water heater | 49% | Tech/Econ | 62.51% | 309.9208 | 0.020838 | 0.077837
Tech | Manufactured Home | Domestic Hot Water | Heat pump water heater | TRC | New | EN82 | Heat Pump Water Heater | Heat Pump Water Heater | Equip | 10 | Heat pump water heater | 49% | Tech/Econ | 62.51% | 3.3204 | 0.00022325 | 0.00083392
Tech | Manufactured Home | Appliances | Freezer | TRC | New | NN958 | ENERGY STAR Certified Home | ENERGY STAR Certified Home | NonEquip | 20 |  | 0% | Tech/Econ | 30% | 0 | 0 | 0
Tech | Manufactured Home | Appliances | Freezer | TRC | New | NN538 | Removal of 2nd Refrigerator-Freezer | Removal of 2nd Refrigerator-Freezer | NonEquip | 5 | Refrigerator | 0% | Tech/Econ | 100% | 0 | 0 | 0
Tech | Manufactured Home | Appliances | Freezer | TRC | Existing | NE955 | ENERGY STAR Certified Home | ENERGY STAR Certified Home | NonEquip | 20 |  | 0% | Tech/Econ | 30% | 0 | 0 | 0
Tech | Manufactured Home | Appliances | Freezer | TRC | Existing | NE535 | Removal of 2nd Refrigerator-Freezer | Removal of 2nd Refrigerator-Freezer | NonEquip | 5 | Refrigerator | 0% | Tech/Econ | 100% | 0 | 0 | 0
Tech | Manufactured Home | Appliances | Freezer | TRC | Turnover | ET31 | Energy Star Freezer | Energy Star Freezer | Equip | 11 | Freezer | 58% | Tech/Econ | 11.6% | 23805.459 | 3.0936 | 2.1409
Tech | Manufactured Home | Appliances | Freezer | TRC | New | EN37 | Energy Star Freezer | Energy Star Freezer | Equip | 11 | Freezer | 58% | Tech/Econ | 11.6% | 255.0413 | 0.033144 | 0.022937
Tech | Manufactured Home | Miscellaneous | Fan | TRC | New | NN970 | ENERGY STAR Certified Home | ENERGY STAR Certified Home | NonEquip | 20 |  | 0% | Tech/Econ | 30% | 0 | 0 | 0
Tech | Manufactured Home | Miscellaneous | Fan | TRC | Existing | NE967 | ENERGY STAR Certified Home | ENERGY STAR Certified Home | NonEquip | 20 |  | 0% | Tech/Econ | 30% | 0 | 0 | 0
Tech | Manufactured Home | Miscellaneous | Fan | TRC | Turnover | ET472 | Energy Star Ceiling Fan | Energy Star Ceiling Fan | Equip | 20 | Fan | 34% | Tech/Econ | 68.69% | 18521.0707 | 0 | 0.0020852
Tech | Manufactured Home | Miscellaneous | Fan | TRC | Turnover | ET463 | Energy Star Bathroom Ventilating Fan | Energy Star Bathroom Ventilating Fan | Equip | 10 | Fan | 72% | Tech/Econ | 62.65% | 27416.6111 | 0.9597 | 3.8388
Tech | Manufactured Home | Miscellaneous | Fan | TRC | New | EN478 | Energy Star Ceiling Fan | Energy Star Ceiling Fan | Equip | 20 | Fan | 34% | Tech/Econ | 68.69% | 198.4267 | 0 | 4.144e-05
Tech | Manufactured Home | Miscellaneous | Fan | TRC | New | EN469 | Energy Star Bathroom Ventilating Fan | Energy Star Bathroom Ventilating Fan | Equip | 10 | Fan | 72% | Tech/Econ | 62.65% | 269.2521 | 0.009425 | 0.0377
Tech | Manufactured Home | Lighting | Exterior screw-in | TRC | New | NN946 | ENERGY STAR Certified Home | ENERGY STAR Certified Home | NonEquip | 20 |  | 0% | Tech/Econ | 30% | 0 | 0 | 0
Tech | Manufactured Home | Lighting | Exterior screw-in | TRC | New | NN916 | Interior Lighting Controls | Interior Lighting Controls | NonEquip | 8 | Interior screw-in | 0% | Tech/Econ | 28.57% | 0 | 0 | 0
Tech | Manufactured Home | Lighting | Exterior screw-in | TRC | New | NN910 | Exterior Lighting Controls | Exterior Lighting Controls | NonEquip | 10 | Exterior screw-in | 0% | Tech/Econ | 50% | 0 | 0 | 0
Tech | Manufactured Home | Lighting | Exterior screw-in | TRC | Existing | NE943 | ENERGY STAR Certified Home | ENERGY STAR Certified Home | NonEquip | 20 |  | 0% | Tech/Econ | 30% | 0 | 0 | 0
Tech | Manufactured Home | Lighting | Exterior screw-in | TRC | Existing | NE913 | Interior Lighting Controls | Interior Lighting Controls | NonEquip | 8 | Interior screw-in | 0% | Tech/Econ | 28.57% | 0 | 0 | 0
Tech | Manufactured Home | Lighting | Exterior screw-in | TRC | Existing | NE907 | Exterior Lighting Controls | Exterior Lighting Controls | NonEquip | 10 | Exterior screw-in | 0% | Tech/Econ | 50% | 0 | 0 | 0
Tech | Manufactured Home | Lighting | Exterior screw-in | TRC | Turnover | ET409 | LED - 9W Flood (Exterior) | LED - 9W Flood (Exterior) | Equip | 10 | Exterior screw-in | 22% | Tech/Econ | 86.15% | 6179.9543 | 0 | 0
Tech | Manufactured Home | Lighting | Exterior screw-in | TRC | Turnover | ET364 | CFL - 15W Flood (Exterior) | CFL - 15W Flood (Exterior) | Equip | 7.8 | Exterior screw-in | 0% | Tech/Econ | 76.92% | 0 | 0 | 0
Tech | Manufactured Home | Lighting | Exterior screw-in | TRC | New | EN415 | LED - 9W Flood (Exterior) | LED - 9W Flood (Exterior) | Equip | 10 | Exterior screw-in | 22% | Tech/Econ | 86.15% | 66.2093 | 0 | 0
Tech | Manufactured Home | Lighting | Exterior screw-in | TRC | New | EN370 | CFL - 15W Flood (Exterior) | CFL - 15W Flood (Exterior) | Equip | 7.8 | Exterior screw-in | 0% | Tech/Econ | 76.92% | 0 | 0 | 0
Tech | Manufactured Home | Appliances | Dishwasher | TRC | New | NN958 | ENERGY STAR Certified Home | ENERGY STAR Certified Home | NonEquip | 20 |  | 0% | Tech/Econ | 30% | 0 | 0 | 0
Tech | Manufactured Home | Appliances | Dishwasher | TRC | New | NN538 | Removal of 2nd Refrigerator-Freezer | Removal of 2nd Refrigerator-Freezer | NonEquip | 5 | Refrigerator | 0% | Tech/Econ | 100% | 0 | 0 | 0
Tech | Manufactured Home | Appliances | Dishwasher | TRC | Existing | NE955 | ENERGY STAR Certified Home | ENERGY STAR Certified Home | NonEquip | 20 |  | 0% | Tech/Econ | 30% | 0 | 0 | 0
Tech | Manufactured Home | Appliances | Dishwasher | TRC | Existing | NE535 | Removal of 2nd Refrigerator-Freezer | Removal of 2nd Refrigerator-Freezer | NonEquip | 5 | Refrigerator | 0% | Tech/Econ | 100% | 0 | 0 | 0
Tech | Manufactured Home | Appliances | Dishwasher | TRC | Turnover | ET22 | Energy Star Dishwasher | Energy Star Dishwasher | Equip | 10 | Dishwasher | 9% | Tech/Econ | 13.13% | 3022.5843 | 0.33093 | 0.35975
Tech | Manufactured Home | Appliances | Dishwasher | TRC | New | EN28 | Energy Star Dishwasher | Energy Star Dishwasher | Equip | 10 | Dishwasher | 9% | Tech/Econ | 13.13% | 32.3826 | 0.0035454 | 0.0038542
Tech | Manufactured Home | Domestic Hot Water | Conventional Tank | TRC | New | NN940 | ENERGY STAR Certified Home | ENERGY STAR Certified Home | NonEquip | 20 |  | 0% | Tech/Econ | 30% | 0 | 0 | 0
Tech | Manufactured Home | Domestic Hot Water | Conventional Tank | TRC | New | NN592 | Water Heater Timeclock | Water Heater Timeclock | NonEquip | 7 |  | 45% | Tech/Econ | 5% | 0 | 0 | 0
Tech | Manufactured Home | Domestic Hot Water | Conventional Tank | TRC | New | NN586 | Water Heater Thermostat Setback | Water Heater Thermostat Setback | NonEquip | 4 |  | 0.9177% | Tech/Econ | 1.494% | 0 | 0 | 0
Tech | Manufactured Home | Domestic Hot Water | Conventional Tank | TRC | New | NN580 | Water Heater Blanket | Water Heater Blanket | NonEquip | 7 |  | 1.582% | Tech/Econ | 10.31% | 27.7415 | 0.0024987 | 0.0053787
Tech | Manufactured Home | Domestic Hot Water | Conventional Tank | TRC | New | NN574 | Thermostatic Shower Restriction Valve | Thermostatic Shower Restriction Valve | NonEquip | 10 |  | 16% | Tech/Econ | 2.95% | 0 | 0 | 0
Tech | Manufactured Home | Domestic Hot Water | Conventional Tank | TRC | New | NN568 | Low Flow Showerhead | Low Flow Showerhead | NonEquip | 9 |  | 80% | Tech/Econ | 9.393% | 1275.8203 | 0.11491 | 0.24736
Tech | Manufactured Home | Domestic Hot Water | Conventional Tank | TRC | New | NN562 | Hot Water Pipe Insulation | Hot Water Pipe Insulation | NonEquip | 13 |  | 15% | Tech/Econ | 7.656% | 107.2048 | 0.009656 | 0.020786
Tech | Manufactured Home | Domestic Hot Water | Conventional Tank | TRC | New | NN556 | Heat Trap | Heat Trap | NonEquip | 10 |  | 12% | Tech/Econ | 4.211% | 0 | 0 | 0
Tech | Manufactured Home | Domestic Hot Water | Conventional Tank | TRC | New | NN550 | Faucet Aerator | Faucet Aerator | NonEquip | 10 |  | 18% | Tech/Econ | 0.9235% | 0 | 0 | 0
Tech | Manufactured Home | Domestic Hot Water | Conventional Tank | TRC | New | NN544 | Drain Water Heat Recovery | Drain Water Heat Recovery | NonEquip | 15 |  | 9.5% | Tech/Econ | 12.3% | 201.0583 | 0.018109 | 0.038983
Tech | Manufactured Home | Domestic Hot Water | Conventional Tank | TRC | Existing | NE937 | ENERGY STAR Certified Home | ENERGY STAR Certified Home | NonEquip | 20 |  | 0% | Tech/Econ | 30% | 0 | 0 | 0
Tech | Manufactured Home | Domestic Hot Water | Conventional Tank | TRC | Existing | NE589 | Water Heater Timeclock | Water Heater Timeclock | NonEquip | 7 |  | 47.61% | Tech/Econ | 5% | 35212.3695 | 0 | 0
Tech | Manufactured Home | Domestic Hot Water | Conventional Tank | TRC | Existing | NE583 | Water Heater Thermostat Setback | Water Heater Thermostat Setback | NonEquip | 4 |  | 0% | Tech/Econ | 1.494% | 0 | 0 | 0
Tech | Manufactured Home | Domestic Hot Water | Conventional Tank | TRC | Existing | NE577 | Water Heater Blanket | Water Heater Blanket | NonEquip | 7 |  | 9.142% | Tech/Econ | 10.78% | 15639.4026 | 1.4087 | 3.0323
Tech | Manufactured Home | Domestic Hot Water | Conventional Tank | TRC | Existing | NE571 | Thermostatic Shower Restriction Valve | Thermostatic Shower Restriction Valve | NonEquip | 10 |  | 0% | Tech/Econ | 2.95% | 0 | 0 | 0
Tech | Manufactured Home | Domestic Hot Water | Conventional Tank | TRC | Existing | NE565 | Low Flow Showerhead | Low Flow Showerhead | NonEquip | 9 |  | 36% | Tech/Econ | 9.393% | 53146.7655 | 4.787 | 10.3044
Tech | Manufactured Home | Domestic Hot Water | Conventional Tank | TRC | Existing | NE559 | Hot Water Pipe Insulation | Hot Water Pipe Insulation | NonEquip | 13 |  | 33.75% | Tech/Econ | 7.656% | 39236.9473 | 3.5341 | 7.6075
Tech | Manufactured Home | Domestic Hot Water | Conventional Tank | TRC | Existing | NE553 | Heat Trap | Heat Trap | NonEquip | 10 |  | 0% | Tech/Econ | 4.211% | 0 | 0 | 0
Tech | Manufactured Home | Domestic Hot Water | Conventional Tank | TRC | Existing | NE547 | Faucet Aerator | Faucet Aerator | NonEquip | 10 |  | 40.5% | Tech/Econ | 2.216% | 12962.4828 | 1.1675 | 2.5133
Tech | Manufactured Home | Domestic Hot Water | Conventional Tank | TRC | Existing | NE541 | Drain Water Heat Recovery | Drain Water Heat Recovery | NonEquip | 15 |  | 9.5% | Tech/Econ | 12.3% | 18766.7084 | 1.6903 | 3.6386
Tech | Manufactured Home | Domestic Hot Water | Conventional Tank | TRC | Turnover | ET982 | Solar Water Heater | Solar Water Heater | Equip | 15 | Conventional Tank | 21.56% | Tech/Econ | 76.67% | 383888.0736 | 28.6925 | 4.0283
Tech | Manufactured Home | Domestic Hot Water | Conventional Tank | TRC | Turnover | ET973 | Heat Pump Water Heater | Heat Pump Water Heater | Equip | 10 | Conventional Tank | 27.44% | Tech/Econ | 62.51% | 332526.282 | 22.3583 | 83.5148
Tech | Manufactured Home | Domestic Hot Water | Conventional Tank | TRC | New | EN988 | Solar Water Heater | Solar Water Heater | Equip | 15 | Conventional Tank | 21.56% | Tech/Econ | 76.67% | 4112.8094 | 0.3074 | 0.043157
Tech | Manufactured Home | Domestic Hot Water | Conventional Tank | TRC | New | EN979 | Heat Pump Water Heater | Heat Pump Water Heater | Equip | 10 | Conventional Tank | 27.44% | Tech/Econ | 62.51% | 3562.5415 | 0.23954 | 0.89474
Tech | Manufactured Home | Appliances | Clothes washer | TRC | New | NN958 | ENERGY STAR Certified Home | ENERGY STAR Certified Home | NonEquip | 20 |  | 0% | Tech/Econ | 30% | 0 | 0 | 0
Tech | Manufactured Home | Appliances | Clothes washer | TRC | New | NN538 | Removal of 2nd Refrigerator-Freezer | Removal of 2nd Refrigerator-Freezer | NonEquip | 5 | Refrigerator | 0% | Tech/Econ | 100% | 0 | 0 | 0
Tech | Manufactured Home | Appliances | Clothes washer | TRC | Existing | NE955 | ENERGY STAR Certified Home | ENERGY STAR Certified Home | NonEquip | 20 |  | 0% | Tech/Econ | 30% | 0 | 0 | 0
Tech | Manufactured Home | Appliances | Clothes washer | TRC | Existing | NE535 | Removal of 2nd Refrigerator-Freezer | Removal of 2nd Refrigerator-Freezer | NonEquip | 5 | Refrigerator | 0% | Tech/Econ | 100% | 0 | 0 | 0
Tech | Manufactured Home | Appliances | Clothes washer | TRC | Turnover | ET13 | Energy Star Clothes Washer | Energy Star Clothes Washer | Equip | 11 | Clothes washer | 54% | Tech/Econ | 37.8% | 17890.2258 | 2.8134 | 1.6341
Tech | Manufactured Home | Appliances | Clothes washer | TRC | New | EN19 | Energy Star Clothes Washer | Energy Star Clothes Washer | Equip | 11 | Clothes washer | 54% | Tech/Econ | 37.8% | 191.6681 | 0.030142 | 0.017507
Tech | Manufactured Home | Appliances | Clothes dryer | TRC | New | NN958 | ENERGY STAR Certified Home | ENERGY STAR Certified Home | NonEquip | 20 |  | 0% | Tech/Econ | 30% | 0 | 0 | 0
Tech | Manufactured Home | Appliances | Clothes dryer | TRC | New | NN538 | Removal of 2nd Refrigerator-Freezer | Removal of 2nd Refrigerator-Freezer | NonEquip | 5 | Refrigerator | 0% | Tech/Econ | 100% | 0 | 0 | 0
Tech | Manufactured Home | Appliances | Clothes dryer | TRC | Existing | NE955 | ENERGY STAR Certified Home | ENERGY STAR Certified Home | NonEquip | 20 |  | 0% | Tech/Econ | 30% | 0 | 0 | 0
Tech | Manufactured Home | Appliances | Clothes dryer | TRC | Existing | NE535 | Removal of 2nd Refrigerator-Freezer | Removal of 2nd Refrigerator-Freezer | NonEquip | 5 | Refrigerator | 0% | Tech/Econ | 100% | 0 | 0 | 0
Tech | Manufactured Home | Appliances | Clothes dryer | TRC | Turnover | ET49 | Heat Pump Clothes Dryer | Heat Pump Clothes Dryer | Equip | 12 | Clothes dryer | 54% | Tech/Econ | 30.89% | 173331.9587 | 27.2585 | 15.8319
Tech | Manufactured Home | Appliances | Clothes dryer | TRC | Turnover | ET4 | Energy Star Clothes Dryer | Energy Star Clothes Dryer | Equip | 11 | Clothes dryer | 46% | Tech/Econ | 20.87% | 83101.9077 | 13.0688 | 7.5904
Tech | Manufactured Home | Appliances | Clothes dryer | TRC | New | EN55 | Heat Pump Clothes Dryer | Heat Pump Clothes Dryer | Equip | 12 | Clothes dryer | 54% | Tech/Econ | 30.89% | 1857.003 | 0.29204 | 0.16962
Tech | Manufactured Home | Appliances | Clothes dryer | TRC | New | EN10 | Energy Star Clothes Dryer | Energy Star Clothes Dryer | Equip | 11 | Clothes dryer | 46% | Tech/Econ | 20.87% | 890.3176 | 0.14001 | 0.08132
Tech | Manufactured Home | Space Heating | Central forced air | TRC | New | NN934 | ENERGY STAR Certified Home | ENERGY STAR Certified Home | NonEquip | 20 |  | 0% | Tech/Econ | 30% | 0 | 0 | 0
Tech | Manufactured Home | Space Heating | Central forced air | TRC | New | NN898 | Wall Insulation | Wall Insulation | NonEquip | 20 |  | 6.75% | Tech/Econ | 0% | 0 | 0 | 0
Tech | Manufactured Home | Space Heating | Central forced air | TRC | New | NN886 | Storm Door | Storm Door | NonEquip | 20 |  | 0% | Tech/Econ | 1.505% | 0 | 0 | 0
Tech | Manufactured Home | Space Heating | Central forced air | TRC | New | NN868 | Spray Foam Insulation(Base R30) | Spray Foam Insulation(Base R30) | NonEquip | 20 |  | 72% | Tech/Econ | 15.85% | 1327.9773 | 0 | 2.4515
Tech | Manufactured Home | Space Heating | Central forced air | TRC | New | NN856 | Spray Foam Insulation(Base R2) | Spray Foam Insulation(Base R2) | NonEquip | 20 |  | 0% | Tech/Econ | 53.56% | 0 | 0 | 0
Tech | Manufactured Home | Space Heating | Central forced air | TRC | New | NN844 | Spray Foam Insulation(Base R19) | Spray Foam Insulation(Base R19) | NonEquip | 20 |  | 0% | Tech/Econ | 21.82% | 0 | 0 | 0
Tech | Manufactured Home | Space Heating | Central forced air | TRC | New | NN832 | Spray Foam Insulation(Base R12) | Spray Foam Insulation(Base R12) | NonEquip | 20 |  | 0% | Tech/Econ | 29.01% | 0 | 0 | 0
Tech | Manufactured Home | Space Heating | Central forced air | TRC | New | NN826 | Smart Thermostat | Smart Thermostat | NonEquip | 11 |  | 90% | Tech/Econ | 4% | 0 | 0 | 0
Tech | Manufactured Home | Space Heating | Central forced air | TRC | New | NN814 | Sealed crawlspace | Sealed crawlspace | NonEquip | 11 |  | 5.88% | Tech/Econ | 0% | 0 | 0 | 0
Tech | Manufactured Home | Space Heating | Central forced air | TRC | New | NN796 | Radiant Barrier | Radiant Barrier | NonEquip | 20 |  | 0.95% | Tech/Econ | 10% | 0 | 0 | 0
Tech | Manufactured Home | Space Heating | Central forced air | TRC | New | NN790 | Programmable Thermostat | Programmable Thermostat | NonEquip | 11 |  | 2% | Tech/Econ | 1.72% | 0 | 0 | 0
Tech | Manufactured Home | Space Heating | Central forced air | TRC | New | NN778 | HVAC ECM Motor | HVAC ECM Motor | NonEquip | 15 |  | 40.5% | Tech/Econ | 0.4503% | 0 | 0 | 0
Tech | Manufactured Home | Space Heating | Central forced air | TRC | New | NN766 | Home Energy Management System | Home Energy Management System | NonEquip | 11 |  | 6.5% | Tech/Econ | 15% | 100.5384 | 0 | 0.012549
Tech | Manufactured Home | Space Heating | Central forced air | TRC | New | NN742 | Green Roof | Green Roof | NonEquip | 20 |  | 2.7% | Tech/Econ | 14.65% | 40.4004 | 0 | 0.035976
Tech | Manufactured Home | Space Heating | Central forced air | TRC | New | NN724 | Energy Star Windows | Energy Star Windows | NonEquip | 20 |  | 19% | Tech/Econ | 1.758% | 0 | 0 | 0
Tech | Manufactured Home | Space Heating | Central forced air | TRC | New | NN712 | Energy Star Door | Energy Star Door | NonEquip | 20 |  | 14.25% | Tech/Econ | 1.875% | 0 | 0 | 0
Tech | Manufactured Home | Space Heating | Central forced air | TRC | New | NN700 | Energy Star Certified Roof Products | Energy Star Certified Roof Products | NonEquip | 20 |  | 54% | Tech/Econ | 12.5% | 239.0114 | 0 | 0.21284
Tech | Manufactured Home | Space Heating | Central forced air | TRC | New | NN688 | Duct Repair | Duct Repair | NonEquip | 11 |  | 0% | Tech/Econ | 0% | 0 | 0 | 0
Tech | Manufactured Home | Space Heating | Central forced air | TRC | New | NN676 | Duct Insulation | Duct Insulation | NonEquip | 15 |  | 0% | Tech/Econ | 0% | 0 | 0 | 0
Tech | Manufactured Home | Space Heating | Central forced air | TRC | New | NN652 | Ceiling Insulation(R30 to R38) | Ceiling Insulation(R30 to R38) | NonEquip | 20 |  | 8% | Tech/Econ | 3.233% | 0 | 0 | 0
Tech | Manufactured Home | Space Heating | Central forced air | TRC | New | NN640 | Ceiling Insulation(R2 to R38) | Ceiling Insulation(R2 to R38) | NonEquip | 20 |  | 0% | Tech/Econ | 48.55% | 0 | 0 | 0
Tech | Manufactured Home | Space Heating | Central forced air | TRC | New | NN628 | Ceiling Insulation(R19 to R38) | Ceiling Insulation(R19 to R38) | NonEquip | 20 |  | 0% | Tech/Econ | 10.49% | 0 | 0 | 0
Tech | Manufactured Home | Space Heating | Central forced air | TRC | New | NN616 | Ceiling Insulation(R12 to R38) | Ceiling Insulation(R12 to R38) | NonEquip | 20 |  | 0% | Tech/Econ | 19.59% | 0 | 0 | 0
Tech | Manufactured Home | Space Heating | Central forced air | TRC | New | NN610 | Air Sealing-Infiltration Control | Air Sealing-Infiltration Control | NonEquip | 11 |  | 52% | Tech/Econ | 0% | 0 | 0 | 0
Tech | Manufactured Home | Space Heating | Central forced air | TRC | Existing | NE931 | ENERGY STAR Certified Home | ENERGY STAR Certified Home | NonEquip | 20 |  | 0% | Tech/Econ | 30% | 0 | 0 | 0
Tech | Manufactured Home | Space Heating | Central forced air | TRC | Existing | NE895 | Wall Insulation | Wall Insulation | NonEquip | 20 |  | 6.75% | Tech/Econ | 34.34% | 23507.1592 | 0 | 20.9328
Tech | Manufactured Home | Space Heating | Central forced air | TRC | Existing | NE883 | Storm Door | Storm Door | NonEquip | 20 |  | 0% | Tech/Econ | 2.272% | 0 | 0 | 0
Tech | Manufactured Home | Space Heating | Central forced air | TRC | Existing | NE865 | Spray Foam Insulation(Base R30) | Spray Foam Insulation(Base R30) | NonEquip | 20 |  | 35.13% | Tech/Econ | 15.85% | 51076.378 | 0 | 94.2905
Tech | Manufactured Home | Space Heating | Central forced air | TRC | Existing | NE853 | Spray Foam Insulation(Base R2) | Spray Foam Insulation(Base R2) | NonEquip | 20 |  | 14.63% | Tech/Econ | 53.56% | 86887.9547 | 0 | 95.2684
Tech | Manufactured Home | Space Heating | Central forced air | TRC | Existing | NE841 | Spray Foam Insulation(Base R19) | Spray Foam Insulation(Base R19) | NonEquip | 20 |  | 5.725% | Tech/Econ | 21.82% | 11641.279 | 0 | 17.8193
Tech | Manufactured Home | Space Heating | Central forced air | TRC | Existing | NE829 | Spray Foam Insulation(Base R12) | Spray Foam Insulation(Base R12) | NonEquip | 20 |  | 14.21% | Tech/Econ | 29.01% | 40848.3554 | 0 | 52.2919
Tech | Manufactured Home | Space Heating | Central forced air | TRC | Existing | NE823 | Smart Thermostat | Smart Thermostat | NonEquip | 11 |  | 90% | Tech/Econ | 4% | 25014.2534 | 0 | 0
Tech | Manufactured Home | Space Heating | Central forced air | TRC | Existing | NE811 | Sealed crawlspace | Sealed crawlspace | NonEquip | 11 |  | 5.88% | Tech/Econ | 1.298% | 508.5309 | 0 | 0.51639
Tech | Manufactured Home | Space Heating | Central forced air | TRC | Existing | NE793 | Radiant Barrier | Radiant Barrier | NonEquip | 20 |  | 0.95% | Tech/Econ | 10% | 700.0024 | 0 | 0.54778
Tech | Manufactured Home | Space Heating | Central forced air | TRC | Existing | NE787 | Programmable Thermostat | Programmable Thermostat | NonEquip | 11 |  | 2% | Tech/Econ | 1.72% | 229.2631 | 0 | 0
Tech | Manufactured Home | Space Heating | Central forced air | TRC | Existing | NE763 | Home Energy Management System | Home Energy Management System | NonEquip | 11 |  | 6.5% | Tech/Econ | 15% | 8446.7359 | 0 | 0.91102
Tech | Manufactured Home | Space Heating | Central forced air | TRC | Existing | NE745 | Heat Pump Tune Up | Heat Pump Tune Up | NonEquip | 2 | Heat pump-heating | 0% | Tech/Econ | 5% | 0 | 0 | 0
Tech | Manufactured Home | Space Heating | Central forced air | TRC | Existing | NE739 | Green Roof | Green Roof | NonEquip | 20 |  | 0.225% | Tech/Econ | 14.65% | 282.8532 | 0 | 0.25188
Tech | Manufactured Home | Space Heating | Central forced air | TRC | Existing | NE727 | Floor Insulation | Floor Insulation | NonEquip | 20 |  | 8% | Tech/Econ | 0.5847% | 311.4193 | 0 | 0.19159
Tech | Manufactured Home | Space Heating | Central forced air | TRC | Existing | NE721 | Energy Star Windows | Energy Star Windows | NonEquip | 20 |  | 19% | Tech/Econ | 5.14% | 6852.738 | 0 | 6.1466
Tech | Manufactured Home | Space Heating | Central forced air | TRC | Existing | NE709 | Energy Star Door | Energy Star Door | NonEquip | 20 |  | 14.25% | Tech/Econ | 2.642% | 2518.3172 | 0 | 2.453
Tech | Manufactured Home | Space Heating | Central forced air | TRC | Existing | NE697 | Energy Star Certified Roof Products | Energy Star Certified Roof Products | NonEquip | 20 |  | 54% | Tech/Econ | 12.5% | 57888.1549 | 0 | 51.5487
Tech | Manufactured Home | Space Heating | Central forced air | TRC | Existing | NE685 | Duct Repair | Duct Repair | NonEquip | 11 |  | 65% | Tech/Econ | 12% | 62377.7028 | 0 | 55.5465
Tech | Manufactured Home | Space Heating | Central forced air | TRC | Existing | NE673 | Duct Insulation | Duct Insulation | NonEquip | 15 |  | 0% | Tech/Econ | 2.045% | 0 | 0 | 0
Tech | Manufactured Home | Space Heating | Central forced air | TRC | Existing | NE649 | Ceiling Insulation(R30 to R38) | Ceiling Insulation(R30 to R38) | NonEquip | 20 |  | 3.904% | Tech/Econ | 3.233% | 845.4053 | 0 | 0.86314
Tech | Manufactured Home | Space Heating | Central forced air | TRC | Existing | NE637 | Ceiling Insulation(R2 to R38) | Ceiling Insulation(R2 to R38) | NonEquip | 20 |  | 1.625% | Tech/Econ | 48.55% | 8065.5966 | 0 | 7.8198
Tech | Manufactured Home | Space Heating | Central forced air | TRC | Existing | NE625 | Ceiling Insulation(R19 to R38) | Ceiling Insulation(R19 to R38) | NonEquip | 20 |  | 0.6361% | Tech/Econ | 10.49% | 491.7544 | 0 | 0.50043
Tech | Manufactured Home | Space Heating | Central forced air | TRC | Existing | NE613 | Ceiling Insulation(R12 to R38) | Ceiling Insulation(R12 to R38) | NonEquip | 20 |  | 1.579% | Tech/Econ | 19.59% | 2845.9884 | 0 | 2.7623
Tech | Manufactured Home | Space Heating | Central forced air | TRC | Existing | NE607 | Air Sealing-Infiltration Control | Air Sealing-Infiltration Control | NonEquip | 11 |  | 52% | Tech/Econ | 9% | 34451.5707 | 0 | 30.6787
Tech | Manufactured Home | Space Heating | Central forced air | TRC | Turnover | ET355 | Variable Refrigerant Flow (VRF) HVAC Systems | Variable Refrigerant Flow (VRF) HVAC Systems | Equip | 13 | Central forced air | 7.175% | Tech/Econ | 26.4% | 17989.3137 | 0 | 3.2694
Tech | Manufactured Home | Space Heating | Central forced air | TRC | New | EN361 | Variable Refrigerant Flow (VRF) HVAC Systems | Variable Refrigerant Flow (VRF) HVAC Systems | Equip | 13 | Central forced air | 7.773% | Tech/Econ | 26.4% | 243.8076 | 0 | 0.044309
Tech | Manufactured Home | Space Cooling | CAC | TRC | New | NN928 | ENERGY STAR Certified Home | ENERGY STAR Certified Home | NonEquip | 20 |  | 0% | Tech/Econ | 30% | 0 | 0 | 0
Tech | Manufactured Home | Space Cooling | CAC | TRC | New | NN922 | Solar Attic Fan | Solar Attic Fan | NonEquip | 15 |  | 0.95% | Tech/Econ | 6% | 0 | 0 | 0
Tech | Manufactured Home | Space Cooling | CAC | TRC | New | NN904 | Window Sun Protection | Window Sun Protection | NonEquip | 10 |  | 30% | Tech/Econ | 2.457% | 0 | 0 | 0
Tech | Manufactured Home | Space Cooling | CAC | TRC | New | NN880 | Storm Door | Storm Door | NonEquip | 20 |  | 0% | Tech/Econ | 1.626% | 0 | 0 | 0
Tech | Manufactured Home | Space Cooling | CAC | TRC | New | NN874 | Spray Foam Insulation(Base R30) | Spray Foam Insulation(Base R30) | NonEquip | 20 |  | 72% | Tech/Econ | 14.32% | 1938.1978 | 0.91091 | 0
Tech | Manufactured Home | Space Cooling | CAC | TRC | New | NN862 | Spray Foam Insulation(Base R2) | Spray Foam Insulation(Base R2) | NonEquip | 20 |  | 0% | Tech/Econ | 33.36% | 0 | 0 | 0
Tech | Manufactured Home | Space Cooling | CAC | TRC | New | NN850 | Spray Foam Insulation(Base R19) | Spray Foam Insulation(Base R19) | NonEquip | 20 |  | 0% | Tech/Econ | 16.36% | 0 | 0 | 0
Tech | Manufactured Home | Space Cooling | CAC | TRC | New | NN838 | Spray Foam Insulation(Base R12) | Spray Foam Insulation(Base R12) | NonEquip | 20 |  | 0% | Tech/Econ | 19.3% | 0 | 0 | 0
Tech | Manufactured Home | Space Cooling | CAC | TRC | New | NN820 | Smart Thermostat | Smart Thermostat | NonEquip | 11 |  | 90% | Tech/Econ | 4% | 0 | 0 | 0
Tech | Manufactured Home | Space Cooling | CAC | TRC | New | NN802 | Radiant Barrier | Radiant Barrier | NonEquip | 20 |  | 0.95% | Tech/Econ | 10% | 0 | 0 | 0
Tech | Manufactured Home | Space Cooling | CAC | TRC | New | NN784 | Programmable Thermostat | Programmable Thermostat | NonEquip | 11 |  | 2% | Tech/Econ | 1.72% | 0 | 0 | 0
Tech | Manufactured Home | Space Cooling | CAC | TRC | New | NN772 | HVAC ECM Motor | HVAC ECM Motor | NonEquip | 15 |  | 40.5% | Tech/Econ | 1.207% | 0 | 0 | 0
Tech | Manufactured Home | Space Cooling | CAC | TRC | New | NN760 | Home Energy Management System | Home Energy Management System | NonEquip | 11 |  | 6.5% | Tech/Econ | 7.12% | 0 | 0 | 0
Tech | Manufactured Home | Space Cooling | CAC | TRC | New | NN736 | Green Roof | Green Roof | NonEquip | 20 |  | 2.7% | Tech/Econ | 14.65% | 74.6498 | 0.046084 | 0
Tech | Manufactured Home | Space Cooling | CAC | TRC | New | NN718 | Energy Star Windows | Energy Star Windows | NonEquip | 20 |  | 19% | Tech/Econ | 5.024% | 0 | 0 | 0
Tech | Manufactured Home | Space Cooling | CAC | TRC | New | NN706 | Energy Star Door | Energy Star Door | NonEquip | 20 |  | 14.25% | Tech/Econ | 2.024% | 0 | 0 | 0
Tech | Manufactured Home | Space Cooling | CAC | TRC | New | NN694 | Energy Star Certified Roof Products | Energy Star Certified Roof Products | NonEquip | 20 |  | 54% | Tech/Econ | 12.5% | 533.03 | 0.32906 | 0
Tech | Manufactured Home | Space Cooling | CAC | TRC | New | NN646 | Ceiling Insulation(R2 to R38) | Ceiling Insulation(R2 to R38) | NonEquip | 20 |  | 0% | Tech/Econ | 25.25% | 0 | 0 | 0
Tech | Manufactured Home | Space Cooling | CAC | TRC | New | NN634 | Ceiling Insulation(R19 to R38) | Ceiling Insulation(R19 to R38) | NonEquip | 20 |  | 0% | Tech/Econ | 3.988% | 0 | 0 | 0
Tech | Manufactured Home | Space Cooling | CAC | TRC | New | NN622 | Ceiling Insulation(R12 to R38) | Ceiling Insulation(R12 to R38) | NonEquip | 20 |  | 0% | Tech/Econ | 7.735% | 0 | 0 | 0
Tech | Manufactured Home | Space Cooling | CAC | TRC | Existing | NE925 | ENERGY STAR Certified Home | ENERGY STAR Certified Home | NonEquip | 20 |  | 0% | Tech/Econ | 30% | 0 | 0 | 0
Tech | Manufactured Home | Space Cooling | CAC | TRC | Existing | NE919 | Solar Attic Fan | Solar Attic Fan | NonEquip | 15 |  | 0.95% | Tech/Econ | 6% | 688.2241 | 0.23667 | 0
Tech | Manufactured Home | Space Cooling | CAC | TRC | Existing | NE901 | Window Sun Protection | Window Sun Protection | NonEquip | 10 |  | 30% | Tech/Econ | 2.457% | 8508.3578 | 12.7977 | -5.8572
Tech | Manufactured Home | Space Cooling | CAC | TRC | Existing | NE889 | Wall Insulation | Wall Insulation | NonEquip | 20 |  | 6.75% | Tech/Econ | 4.781% | 3894.6798 | 2.4043 | 0
Tech | Manufactured Home | Space Cooling | CAC | TRC | Existing | NE877 | Storm Door | Storm Door | NonEquip | 20 |  | 0% | Tech/Econ | 2.454% | 0 | 0 | 0
Tech | Manufactured Home | Space Cooling | CAC | TRC | Existing | NE871 | Spray Foam Insulation(Base R30) | Spray Foam Insulation(Base R30) | NonEquip | 20 |  | 35.13% | Tech/Econ | 14.32% | 78611.3435 | 36.9455 | 0
Tech | Manufactured Home | Space Cooling | CAC | TRC | Existing | NE859 | Spray Foam Insulation(Base R2) | Spray Foam Insulation(Base R2) | NonEquip | 20 |  | 14.63% | Tech/Econ | 33.36% | 116100.9799 | 68.9269 | 0
Tech | Manufactured Home | Space Cooling | CAC | TRC | Existing | NE847 | Spray Foam Insulation(Base R19) | Spray Foam Insulation(Base R19) | NonEquip | 20 |  | 5.725% | Tech/Econ | 16.36% | 15193.8327 | 7.677 | 0
Tech | Manufactured Home | Space Cooling | CAC | TRC | Existing | NE835 | Spray Foam Insulation(Base R12) | Spray Foam Insulation(Base R12) | NonEquip | 20 |  | 14.21% | Tech/Econ | 19.3% | 45766.4164 | 17.9199 | 0
Tech | Manufactured Home | Space Cooling | CAC | TRC | Existing | NE817 | Smart Thermostat | Smart Thermostat | NonEquip | 11 |  | 90% | Tech/Econ | 4% | 43301.7981 | 77.6674 | 0
Tech | Manufactured Home | Space Cooling | CAC | TRC | Existing | NE799 | Radiant Barrier | Radiant Barrier | NonEquip | 20 |  | 0.95% | Tech/Econ | 10% | 1211.5815 | 1.0818 | 0
Tech | Manufactured Home | Space Cooling | CAC | TRC | Existing | NE781 | Programmable Thermostat | Programmable Thermostat | NonEquip | 11 |  | 2% | Tech/Econ | 1.72% | 394.228 | 0.7071 | 0
Tech | Manufactured Home | Space Cooling | CAC | TRC | Existing | NE757 | Home Energy Management System | Home Energy Management System | NonEquip | 11 |  | 6.5% | Tech/Econ | 7.12% | 5613.8775 | 3.749 | 0
Tech | Manufactured Home | Space Cooling | CAC | TRC | Existing | NE751 | Heat Pump Tune Up | Heat Pump Tune Up | NonEquip | 2 | Heat pump-cooling | 0% | Tech/Econ | 5% | 0 | 0 | 0
Tech | Manufactured Home | Space Cooling | CAC | TRC | Existing | NE733 | Green Roof | Green Roof | NonEquip | 20 |  | 0.225% | Tech/Econ | 14.65% | 515.1702 | 0.31804 | 0
Tech | Manufactured Home | Space Cooling | CAC | TRC | Existing | NE715 | Energy Star Windows | Energy Star Windows | NonEquip | 20 |  | 19% | Tech/Econ | 14.68% | 44844.971 | 8.8033 | 0
Tech | Manufactured Home | Space Cooling | CAC | TRC | Existing | NE703 | Energy Star Door | Energy Star Door | NonEquip | 20 |  | 14.25% | Tech/Econ | 2.852% | 4711.9838 | 1.675 | 0
Tech | Manufactured Home | Space Cooling | CAC | TRC | Existing | NE691 | Energy Star Certified Roof Products | Energy Star Certified Roof Products | NonEquip | 20 |  | 54% | Tech/Econ | 12.5% | 100127.422 | 61.8128 | 0
Tech | Manufactured Home | Space Cooling | CAC | TRC | Existing | NE679 | Duct Repair | Duct Repair | NonEquip | 11 |  | 65% | Tech/Econ | 12% | 107892.8593 | 66.6067 | 0
Tech | Manufactured Home | Space Cooling | CAC | TRC | Existing | NE667 | Duct Insulation | Duct Insulation | NonEquip | 15 |  | 0% | Tech/Econ | 2.045% | 0 | 0 | 0
Tech | Manufactured Home | Space Cooling | CAC | TRC | Existing | NE661 | Central AC Tune Up | Central AC Tune Up | NonEquip | 2 | CAC | 0% | Tech/Econ | 5% | 0 | 0 | 0
Tech | Manufactured Home | Space Cooling | CAC | TRC | Existing | NE643 | Ceiling Insulation(R2 to R38) | Ceiling Insulation(R2 to R38) | NonEquip | 20 |  | 1.625% | Tech/Econ | 25.25% | 6874.3693 | 3.2834 | 0
Tech | Manufactured Home | Space Cooling | CAC | TRC | Existing | NE631 | Ceiling Insulation(R19 to R38) | Ceiling Insulation(R19 to R38) | NonEquip | 20 |  | 0.6361% | Tech/Econ | 3.988% | 294.0989 | 0.19473 | 0
Tech | Manufactured Home | Space Cooling | CAC | TRC | Existing | NE619 | Ceiling Insulation(R12 to R38) | Ceiling Insulation(R12 to R38) | NonEquip | 20 |  | 1.579% | Tech/Econ | 7.735% | 1483.2144 | 0.97635 | 0
Tech | Manufactured Home | Space Cooling | CAC | TRC | Existing | NE601 | Air Sealing-Infiltration Control | Air Sealing-Infiltration Control | NonEquip | 11 |  | 52% | Tech/Econ | 9% | 59629.628 | 36.8118 | 0
Tech | Manufactured Home | Space Cooling | CAC | TRC | Turnover | ET310 | 21 SEER Central AC | 21 SEER Central AC | Equip | 15 | CAC | 78% | Tech/Econ | 33.33% | 588575.1114 | 363.3517 | 0
Tech | Manufactured Home | Space Cooling | CAC | TRC | Turnover | ET265 | 18 SEER Central AC | 18 SEER Central AC | Equip | 15 | CAC | 0% | Tech/Econ | 22.22% | 0 | 0 | 0
Tech | Manufactured Home | Space Cooling | CAC | TRC | Turnover | ET238 | 17 SEER Central AC | 17 SEER Central AC | Equip | 15 | CAC | 0% | Tech/Econ | 17.65% | 0 | 0 | 0
Tech | Manufactured Home | Space Cooling | CAC | TRC | Turnover | ET211 | 16 SEER Central AC | 16 SEER Central AC | Equip | 15 | CAC | 0% | Tech/Econ | 12.5% | 0 | 0 | 0
Tech | Manufactured Home | Space Cooling | CAC | TRC | Turnover | ET184 | 15 SEER Central AC | 15 SEER Central AC | Equip | 15 | CAC | 0% | Tech/Econ | 6.667% | 0 | 0 | 0
Tech | Manufactured Home | Space Cooling | CAC | TRC | New | EN316 | 21 SEER Central AC | 21 SEER Central AC | Equip | 15 | CAC | 78% | Tech/Econ | 33.33% | 6629.1393 | 4.0924 | 0
Tech | Manufactured Home | Space Cooling | CAC | TRC | New | EN271 | 18 SEER Central AC | 18 SEER Central AC | Equip | 15 | CAC | 0% | Tech/Econ | 22.22% | 0 | 0 | 0
Tech | Manufactured Home | Space Cooling | CAC | TRC | New | EN244 | 17 SEER Central AC | 17 SEER Central AC | Equip | 15 | CAC | 0% | Tech/Econ | 17.65% | 0 | 0 | 0
Tech | Manufactured Home | Space Cooling | CAC | TRC | New | EN217 | 16 SEER Central AC | 16 SEER Central AC | Equip | 15 | CAC | 0% | Tech/Econ | 12.5% | 0 | 0 | 0
Tech | Manufactured Home | Space Cooling | CAC | TRC | New | EN190 | 15 SEER Central AC | 15 SEER Central AC | Equip | 15 | CAC | 0% | Tech/Econ | 6.667% | 0 | 0 | 0
Tech | Manufactured Home | Space Heating | Baseboards | TRC | New | NN934 | ENERGY STAR Certified Home | ENERGY STAR Certified Home | NonEquip | 20 |  | 0% | Tech/Econ | 30% | 0 | 0 | 0
Tech | Manufactured Home | Space Heating | Baseboards | TRC | New | NN898 | Wall Insulation | Wall Insulation | NonEquip | 20 |  | 6.75% | Tech/Econ | 0% | 0 | 0 | 0
Tech | Manufactured Home | Space Heating | Baseboards | TRC | New | NN886 | Storm Door | Storm Door | NonEquip | 20 |  | 0% | Tech/Econ | 1.505% | 0 | 0 | 0
Tech | Manufactured Home | Space Heating | Baseboards | TRC | New | NN868 | Spray Foam Insulation(Base R30) | Spray Foam Insulation(Base R30) | NonEquip | 20 |  | 72% | Tech/Econ | 15.85% | 0 | 0 | 0
Tech | Manufactured Home | Space Heating | Baseboards | TRC | New | NN856 | Spray Foam Insulation(Base R2) | Spray Foam Insulation(Base R2) | NonEquip | 20 |  | 0% | Tech/Econ | 53.56% | 0 | 0 | 0
Tech | Manufactured Home | Space Heating | Baseboards | TRC | New | NN844 | Spray Foam Insulation(Base R19) | Spray Foam Insulation(Base R19) | NonEquip | 20 |  | 0% | Tech/Econ | 21.82% | 0 | 0 | 0
Tech | Manufactured Home | Space Heating | Baseboards | TRC | New | NN832 | Spray Foam Insulation(Base R12) | Spray Foam Insulation(Base R12) | NonEquip | 20 |  | 0% | Tech/Econ | 29.01% | 0 | 0 | 0
Tech | Manufactured Home | Space Heating | Baseboards | TRC | New | NN826 | Smart Thermostat | Smart Thermostat | NonEquip | 11 |  | 90% | Tech/Econ | 4% | 0 | 0 | 0
Tech | Manufactured Home | Space Heating | Baseboards | TRC | New | NN814 | Sealed crawlspace | Sealed crawlspace | NonEquip | 11 |  | 5.88% | Tech/Econ | 0% | 0 | 0 | 0
Tech | Manufactured Home | Space Heating | Baseboards | TRC | New | NN796 | Radiant Barrier | Radiant Barrier | NonEquip | 20 |  | 0.95% | Tech/Econ | 10% | 0 | 0 | 0
Tech | Manufactured Home | Space Heating | Baseboards | TRC | New | NN790 | Programmable Thermostat | Programmable Thermostat | NonEquip | 11 |  | 2% | Tech/Econ | 1.72% | 0 | 0 | 0
Tech | Manufactured Home | Space Heating | Baseboards | TRC | New | NN778 | HVAC ECM Motor | HVAC ECM Motor | NonEquip | 15 |  | 40.5% | Tech/Econ | 0.4503% | 0 | 0 | 0
Tech | Manufactured Home | Space Heating | Baseboards | TRC | New | NN766 | Home Energy Management System | Home Energy Management System | NonEquip | 11 |  | 6.5% | Tech/Econ | 15% | 0 | 0 | 0
Tech | Manufactured Home | Space Heating | Baseboards | TRC | New | NN748 | Heat Pump Tune Up | Heat Pump Tune Up | NonEquip | 2 | Heat pump-heating | 0% | Tech/Econ | 0% | 0 | 0 | 0
Tech | Manufactured Home | Space Heating | Baseboards | TRC | New | NN742 | Green Roof | Green Roof | NonEquip | 20 |  | 2.7% | Tech/Econ | 14.65% | 0 | 0 | 0
Tech | Manufactured Home | Space Heating | Baseboards | TRC | New | NN724 | Energy Star Windows | Energy Star Windows | NonEquip | 20 |  | 19% | Tech/Econ | 1.758% | 0 | 0 | 0
Tech | Manufactured Home | Space Heating | Baseboards | TRC | New | NN712 | Energy Star Door | Energy Star Door | NonEquip | 20 |  | 14.25% | Tech/Econ | 1.875% | 0 | 0 | 0
Tech | Manufactured Home | Space Heating | Baseboards | TRC | New | NN700 | Energy Star Certified Roof Products | Energy Star Certified Roof Products | NonEquip | 20 |  | 54% | Tech/Econ | 12.5% | 0 | 0 | 0
Tech | Manufactured Home | Space Heating | Baseboards | TRC | New | NN688 | Duct Repair | Duct Repair | NonEquip | 11 |  | 0% | Tech/Econ | 0% | 0 | 0 | 0
Tech | Manufactured Home | Space Heating | Baseboards | TRC | New | NN676 | Duct Insulation | Duct Insulation | NonEquip | 15 |  | 0% | Tech/Econ | 0% | 0 | 0 | 0
Tech | Manufactured Home | Space Heating | Baseboards | TRC | New | NN652 | Ceiling Insulation(R30 to R38) | Ceiling Insulation(R30 to R38) | NonEquip | 20 |  | 8% | Tech/Econ | 3.233% | 0 | 0 | 0
Tech | Manufactured Home | Space Heating | Baseboards | TRC | New | NN640 | Ceiling Insulation(R2 to R38) | Ceiling Insulation(R2 to R38) | NonEquip | 20 |  | 0% | Tech/Econ | 48.55% | 0 | 0 | 0
Tech | Manufactured Home | Space Heating | Baseboards | TRC | New | NN628 | Ceiling Insulation(R19 to R38) | Ceiling Insulation(R19 to R38) | NonEquip | 20 |  | 0% | Tech/Econ | 10.49% | 0 | 0 | 0
Tech | Manufactured Home | Space Heating | Baseboards | TRC | New | NN616 | Ceiling Insulation(R12 to R38) | Ceiling Insulation(R12 to R38) | NonEquip | 20 |  | 0% | Tech/Econ | 19.59% | 0 | 0 | 0
Tech | Manufactured Home | Space Heating | Baseboards | TRC | New | NN610 | Air Sealing-Infiltration Control | Air Sealing-Infiltration Control | NonEquip | 11 |  | 52% | Tech/Econ | 0% | 0 | 0 | 0
Tech | Manufactured Home | Space Heating | Baseboards | TRC | Existing | NE931 | ENERGY STAR Certified Home | ENERGY STAR Certified Home | NonEquip | 20 |  | 0% | Tech/Econ | 30% | 0 | 0 | 0
Tech | Manufactured Home | Space Heating | Baseboards | TRC | Existing | NE895 | Wall Insulation | Wall Insulation | NonEquip | 20 |  | 6.75% | Tech/Econ | 34.34% | 0 | 0 | 0
Tech | Manufactured Home | Space Heating | Baseboards | TRC | Existing | NE883 | Storm Door | Storm Door | NonEquip | 20 |  | 0% | Tech/Econ | 2.272% | 0 | 0 | 0
Tech | Manufactured Home | Space Heating | Baseboards | TRC | Existing | NE865 | Spray Foam Insulation(Base R30) | Spray Foam Insulation(Base R30) | NonEquip | 20 |  | 35.13% | Tech/Econ | 15.85% | 0 | 0 | 0
Tech | Manufactured Home | Space Heating | Baseboards | TRC | Existing | NE853 | Spray Foam Insulation(Base R2) | Spray Foam Insulation(Base R2) | NonEquip | 20 |  | 14.63% | Tech/Econ | 53.56% | 0 | 0 | 0
Tech | Manufactured Home | Space Heating | Baseboards | TRC | Existing | NE841 | Spray Foam Insulation(Base R19) | Spray Foam Insulation(Base R19) | NonEquip | 20 |  | 5.725% | Tech/Econ | 21.82% | 0 | 0 | 0
Tech | Manufactured Home | Space Heating | Baseboards | TRC | Existing | NE829 | Spray Foam Insulation(Base R12) | Spray Foam Insulation(Base R12) | NonEquip | 20 |  | 14.21% | Tech/Econ | 29.01% | 0 | 0 | 0
Tech | Manufactured Home | Space Heating | Baseboards | TRC | Existing | NE823 | Smart Thermostat | Smart Thermostat | NonEquip | 11 |  | 90% | Tech/Econ | 4% | 0 | 0 | 0
Tech | Manufactured Home | Space Heating | Baseboards | TRC | Existing | NE811 | Sealed crawlspace | Sealed crawlspace | NonEquip | 11 |  | 5.88% | Tech/Econ | 1.298% | 0 | 0 | 0
Tech | Manufactured Home | Space Heating | Baseboards | TRC | Existing | NE793 | Radiant Barrier | Radiant Barrier | NonEquip | 20 |  | 0.95% | Tech/Econ | 10% | 0 | 0 | 0
Tech | Manufactured Home | Space Heating | Baseboards | TRC | Existing | NE787 | Programmable Thermostat | Programmable Thermostat | NonEquip | 11 |  | 2% | Tech/Econ | 1.72% | 0 | 0 | 0
Tech | Manufactured Home | Space Heating | Baseboards | TRC | Existing | NE763 | Home Energy Management System | Home Energy Management System | NonEquip | 11 |  | 6.5% | Tech/Econ | 15% | 0 | 0 | 0
Tech | Manufactured Home | Space Heating | Baseboards | TRC | Existing | NE745 | Heat Pump Tune Up | Heat Pump Tune Up | NonEquip | 2 | Heat pump-heating | 0% | Tech/Econ | 5% | 0 | 0 | 0
Tech | Manufactured Home | Space Heating | Baseboards | TRC | Existing | NE739 | Green Roof | Green Roof | NonEquip | 20 |  | 0.225% | Tech/Econ | 14.65% | 0 | 0 | 0
Tech | Manufactured Home | Space Heating | Baseboards | TRC | Existing | NE727 | Floor Insulation | Floor Insulation | NonEquip | 20 |  | 8% | Tech/Econ | 0.5847% | 0 | 0 | 0
Tech | Manufactured Home | Space Heating | Baseboards | TRC | Existing | NE721 | Energy Star Windows | Energy Star Windows | NonEquip | 20 |  | 19% | Tech/Econ | 5.14% | 0 | 0 | 0
Tech | Manufactured Home | Space Heating | Baseboards | TRC | Existing | NE709 | Energy Star Door | Energy Star Door | NonEquip | 20 |  | 14.25% | Tech/Econ | 2.642% | 0 | 0 | 0
Tech | Manufactured Home | Space Heating | Baseboards | TRC | Existing | NE697 | Energy Star Certified Roof Products | Energy Star Certified Roof Products | NonEquip | 20 |  | 54% | Tech/Econ | 12.5% | 0 | 0 | 0
Tech | Manufactured Home | Space Heating | Baseboards | TRC | Existing | NE685 | Duct Repair | Duct Repair | NonEquip | 11 |  | 65% | Tech/Econ | 12% | 0 | 0 | 0
Tech | Manufactured Home | Space Heating | Baseboards | TRC | Existing | NE673 | Duct Insulation | Duct Insulation | NonEquip | 15 |  | 0% | Tech/Econ | 2.045% | 0 | 0 | 0
Tech | Manufactured Home | Space Heating | Baseboards | TRC | Existing | NE649 | Ceiling Insulation(R30 to R38) | Ceiling Insulation(R30 to R38) | NonEquip | 20 |  | 3.904% | Tech/Econ | 3.233% | 0 | 0 | 0
Tech | Manufactured Home | Space Heating | Baseboards | TRC | Existing | NE637 | Ceiling Insulation(R2 to R38) | Ceiling Insulation(R2 to R38) | NonEquip | 20 |  | 1.625% | Tech/Econ | 48.55% | 0 | 0 | 0
Tech | Manufactured Home | Space Heating | Baseboards | TRC | Existing | NE625 | Ceiling Insulation(R19 to R38) | Ceiling Insulation(R19 to R38) | NonEquip | 20 |  | 0.6361% | Tech/Econ | 10.49% | 0 | 0 | 0
Tech | Manufactured Home | Space Heating | Baseboards | TRC | Existing | NE613 | Ceiling Insulation(R12 to R38) | Ceiling Insulation(R12 to R38) | NonEquip | 20 |  | 1.579% | Tech/Econ | 19.59% | 0 | 0 | 0
Tech | Manufactured Home | Space Heating | Baseboards | TRC | Existing | NE607 | Air Sealing-Infiltration Control | Air Sealing-Infiltration Control | NonEquip | 11 |  | 52% | Tech/Econ | 9% | 0 | 0 | 0
Tech | Manufactured Home | Electronics | Air quality | TRC | New | NN964 | ENERGY STAR Certified Home | ENERGY STAR Certified Home | NonEquip | 20 |  | 0% | Tech/Econ | 30% | 0 | 0 | 0
Tech | Manufactured Home | Electronics | Air quality | TRC | New | NN598 | Smart Power Strip | Smart Power Strip | NonEquip | 5 |  | 90% | Tech/Econ | 2.865% | 12.7328 | 0.0014025 | 0.0010944
Tech | Manufactured Home | Electronics | Air quality | TRC | Existing | NE961 | ENERGY STAR Certified Home | ENERGY STAR Certified Home | NonEquip | 20 |  | 0% | Tech/Econ | 30% | 0 | 0 | 0
Tech | Manufactured Home | Electronics | Air quality | TRC | Existing | NE595 | Smart Power Strip | Smart Power Strip | NonEquip | 5 |  | 90% | Tech/Econ | 2.865% | 1188.4767 | 0.13091 | 0.10215
Tech | Manufactured Home | Electronics | Air quality | TRC | Turnover | ET103 | Energy Star Air Purifier | Energy Star Air Purifier | Equip | 9 | Air quality | 61% | Tech/Econ | 59.88% | 26529.4317 | 3.5155 | 2.5368
Tech | Manufactured Home | Electronics | Air quality | TRC | New | EN109 | Energy Star Air Purifier | Energy Star Air Purifier | Equip | 9 | Air quality | 61% | Tech/Econ | 59.88% | 284.2248 | 0.037664 | 0.027178

## COM_Input
Measure Type | Name | Description | Baseline Description | Sector | Vintage | Segment | Zone | Unit | Applicability | Baseline EUI (kWh) | Measure EUI (kWh) | Savings EUI (kWh) | Energy Savings % | Full Measure Life (yrs) | Summer Peak Savings (Kw) | Winter Peak Savings (Kw) | Baseline Material Cost | Source | Baseline Labor Cost | Source | Efficient Material Cost | Source | Efficient Labor Cost | Source | Incremental Cost | Unit | Unit Adjustment | Adj_Incremental Cost
Equipment | Efficient Exhaust Hood | Kitchen ventilation with automatically adjusting fan controls | Kitchen ventilation with constant speed ventilation motor | Commercial | Turnover | Assembly | FL Zone 2 | per unit | 0% | 18980 | 10913.5 | 8066.5 | 0.425 | 15 | 1.7635 | 0.69217 | 0 | Reference source included incremental cost only | 0 | No labor cost (installation will not vary between base & change) | 1988 | Illinois 2018 Statewide TRM, Section 4.2.16 | 0 | No labor cost (installation will not vary between base & change) | 1988 | unit |  | 1988
Equipment | Efficient Exhaust Hood | Kitchen ventilation with automatically adjusting fan controls | Kitchen ventilation with constant speed ventilation motor | Commercial | Turnover | College and University | FL Zone 2 | per unit | 11% | 18980 | 10913.5 | 8066.5 | 0.425 | 15 | 1.7635 | 0.69217 | 0 | Reference source included incremental cost only | 0 | No labor cost (installation will not vary between base & change) | 1988 | Illinois 2018 Statewide TRM, Section 4.2.16 | 0 | No labor cost (installation will not vary between base & change) | 1988 | unit |  | 1988
Equipment | Efficient Exhaust Hood | Kitchen ventilation with automatically adjusting fan controls | Kitchen ventilation with constant speed ventilation motor | Commercial | Turnover | Grocery | FL Zone 2 | per unit | 0% | 18980 | 10913.5 | 8066.5 | 0.425 | 15 | 1.7635 | 0.69217 | 0 | Reference source included incremental cost only | 0 | No labor cost (installation will not vary between base & change) | 1988 | Illinois 2018 Statewide TRM, Section 4.2.16 | 0 | No labor cost (installation will not vary between base & change) | 1988 | unit |  | 1988
Equipment | Efficient Exhaust Hood | Kitchen ventilation with automatically adjusting fan controls | Kitchen ventilation with constant speed ventilation motor | Commercial | Turnover | Healthcare | FL Zone 2 | per unit | 11% | 18980 | 10913.5 | 8066.5 | 0.425 | 15 | 1.7635 | 0.69217 | 0 | Reference source included incremental cost only | 0 | No labor cost (installation will not vary between base & change) | 1988 | Illinois 2018 Statewide TRM, Section 4.2.16 | 0 | No labor cost (installation will not vary between base & change) | 1988 | unit |  | 1988
Equipment | Efficient Exhaust Hood | Kitchen ventilation with automatically adjusting fan controls | Kitchen ventilation with constant speed ventilation motor | Commercial | Turnover | Hospitals | FL Zone 2 | per unit | 12% | 18980 | 10913.5 | 8066.5 | 0.425 | 15 | 1.7635 | 0.69217 | 0 | Reference source included incremental cost only | 0 | No labor cost (installation will not vary between base & change) | 1988 | Illinois 2018 Statewide TRM, Section 4.2.16 | 0 | No labor cost (installation will not vary between base & change) | 1988 | unit |  | 1988
Equipment | Efficient Exhaust Hood | Kitchen ventilation with automatically adjusting fan controls | Kitchen ventilation with constant speed ventilation motor | Commercial | Turnover | Institutional | FL Zone 2 | per unit | 0% | 18980 | 10913.5 | 8066.5 | 0.425 | 15 | 1.7635 | 0.69217 | 0 | Reference source included incremental cost only | 0 | No labor cost (installation will not vary between base & change) | 1988 | Illinois 2018 Statewide TRM, Section 4.2.16 | 0 | No labor cost (installation will not vary between base & change) | 1988 | unit |  | 1988
Equipment | Efficient Exhaust Hood | Kitchen ventilation with automatically adjusting fan controls | Kitchen ventilation with constant speed ventilation motor | Commercial | Turnover | Lodging/Hospitality | FL Zone 2 | per unit | 14% | 18980 | 10913.5 | 8066.5 | 0.425 | 15 | 1.7635 | 0.69217 | 0 | Reference source included incremental cost only | 0 | No labor cost (installation will not vary between base & change) | 1988 | Illinois 2018 Statewide TRM, Section 4.2.16 | 0 | No labor cost (installation will not vary between base & change) | 1988 | unit |  | 1988
Equipment | Efficient Exhaust Hood | Kitchen ventilation with automatically adjusting fan controls | Kitchen ventilation with constant speed ventilation motor | Commercial | Turnover | Miscellaneous | FL Zone 2 | per unit | 0% | 18980 | 10913.5 | 8066.5 | 0.425 | 15 | 1.7635 | 0.69217 | 0 | Reference source included incremental cost only | 0 | No labor cost (installation will not vary between base & change) | 1988 | Illinois 2018 Statewide TRM, Section 4.2.16 | 0 | No labor cost (installation will not vary between base & change) | 1988 | unit |  | 1988
Equipment | Efficient Exhaust Hood | Kitchen ventilation with automatically adjusting fan controls | Kitchen ventilation with constant speed ventilation motor | Commercial | Turnover | Offices | FL Zone 2 | per unit | 0% | 18980 | 10913.5 | 8066.5 | 0.425 | 15 | 1.7635 | 0.69217 | 0 | Reference source included incremental cost only | 0 | No labor cost (installation will not vary between base & change) | 1988 | Illinois 2018 Statewide TRM, Section 4.2.16 | 0 | No labor cost (installation will not vary between base & change) | 1988 | unit |  | 1988
Equipment | Efficient Exhaust Hood | Kitchen ventilation with automatically adjusting fan controls | Kitchen ventilation with constant speed ventilation motor | Commercial | Turnover | Restaurants | FL Zone 2 | per unit | 14% | 18980 | 10913.5 | 8066.5 | 0.425 | 15 | 1.7635 | 0.69217 | 0 | Reference source included incremental cost only | 0 | No labor cost (installation will not vary between base & change) | 1988 | Illinois 2018 Statewide TRM, Section 4.2.16 | 0 | No labor cost (installation will not vary between base & change) | 1988 | unit |  | 1988
Equipment | Efficient Exhaust Hood | Kitchen ventilation with automatically adjusting fan controls | Kitchen ventilation with constant speed ventilation motor | Commercial | Turnover | Retail | FL Zone 2 | per unit | 0% | 18980 | 10913.5 | 8066.5 | 0.425 | 15 | 1.7635 | 0.69217 | 0 | Reference source included incremental cost only | 0 | No labor cost (installation will not vary between base & change) | 1988 | Illinois 2018 Statewide TRM, Section 4.2.16 | 0 | No labor cost (installation will not vary between base & change) | 1988 | unit |  | 1988
Equipment | Efficient Exhaust Hood | Kitchen ventilation with automatically adjusting fan controls | Kitchen ventilation with constant speed ventilation motor | Commercial | Turnover | Schools K-12 | FL Zone 2 | per unit | 11% | 18980 | 10913.5 | 8066.5 | 0.425 | 15 | 1.7635 | 0.69217 | 0 | Reference source included incremental cost only | 0 | No labor cost (installation will not vary between base & change) | 1988 | Illinois 2018 Statewide TRM, Section 4.2.16 | 0 | No labor cost (installation will not vary between base & change) | 1988 | unit |  | 1988
Equipment | Efficient Exhaust Hood | Kitchen ventilation with automatically adjusting fan controls | Kitchen ventilation with constant speed ventilation motor | Commercial | Turnover | Warehouse | FL Zone 2 | per unit | 0% | 18980 | 10913.5 | 8066.5 | 0.425 | 15 | 1.7635 | 0.69217 | 0 | Reference source included incremental cost only | 0 | No labor cost (installation will not vary between base & change) | 1988 | Illinois 2018 Statewide TRM, Section 4.2.16 | 0 | No labor cost (installation will not vary between base & change) | 1988 | unit |  | 1988
Equipment | Efficient Exhaust Hood | Kitchen ventilation with automatically adjusting fan controls | Kitchen ventilation with constant speed ventilation motor | Commercial | New | Assembly | FL Zone 2 | per unit | 0% | 18980 | 10913.5 | 8066.5 | 0.425 | 15 | 1.7635 | 0.69217 | 0 | Reference source included incremental cost only | 0 | No labor cost (installation will not vary between base & change) | 1988 | Illinois 2018 Statewide TRM, Section 4.2.16 | 0 | No labor cost (installation will not vary between base & change) | 1988 | unit |  | 1988
Equipment | Efficient Exhaust Hood | Kitchen ventilation with automatically adjusting fan controls | Kitchen ventilation with constant speed ventilation motor | Commercial | New | College and University | FL Zone 2 | per unit | 11% | 18980 | 10913.5 | 8066.5 | 0.425 | 15 | 1.7635 | 0.69217 | 0 | Reference source included incremental cost only | 0 | No labor cost (installation will not vary between base & change) | 1988 | Illinois 2018 Statewide TRM, Section 4.2.16 | 0 | No labor cost (installation will not vary between base & change) | 1988 | unit |  | 1988
Equipment | Efficient Exhaust Hood | Kitchen ventilation with automatically adjusting fan controls | Kitchen ventilation with constant speed ventilation motor | Commercial | New | Grocery | FL Zone 2 | per unit | 0% | 18980 | 10913.5 | 8066.5 | 0.425 | 15 | 1.7635 | 0.69217 | 0 | Reference source included incremental cost only | 0 | No labor cost (installation will not vary between base & change) | 1988 | Illinois 2018 Statewide TRM, Section 4.2.16 | 0 | No labor cost (installation will not vary between base & change) | 1988 | unit |  | 1988
Equipment | Efficient Exhaust Hood | Kitchen ventilation with automatically adjusting fan controls | Kitchen ventilation with constant speed ventilation motor | Commercial | New | Healthcare | FL Zone 2 | per unit | 11% | 18980 | 10913.5 | 8066.5 | 0.425 | 15 | 1.7635 | 0.69217 | 0 | Reference source included incremental cost only | 0 | No labor cost (installation will not vary between base & change) | 1988 | Illinois 2018 Statewide TRM, Section 4.2.16 | 0 | No labor cost (installation will not vary between base & change) | 1988 | unit |  | 1988
Equipment | Efficient Exhaust Hood | Kitchen ventilation with automatically adjusting fan controls | Kitchen ventilation with constant speed ventilation motor | Commercial | New | Hospitals | FL Zone 2 | per unit | 12% | 18980 | 10913.5 | 8066.5 | 0.425 | 15 | 1.7635 | 0.69217 | 0 | Reference source included incremental cost only | 0 | No labor cost (installation will not vary between base & change) | 1988 | Illinois 2018 Statewide TRM, Section 4.2.16 | 0 | No labor cost (installation will not vary between base & change) | 1988 | unit |  | 1988
Equipment | Efficient Exhaust Hood | Kitchen ventilation with automatically adjusting fan controls | Kitchen ventilation with constant speed ventilation motor | Commercial | New | Institutional | FL Zone 2 | per unit | 0% | 18980 | 10913.5 | 8066.5 | 0.425 | 15 | 1.7635 | 0.69217 | 0 | Reference source included incremental cost only | 0 | No labor cost (installation will not vary between base & change) | 1988 | Illinois 2018 Statewide TRM, Section 4.2.16 | 0 | No labor cost (installation will not vary between base & change) | 1988 | unit |  | 1988
Equipment | Efficient Exhaust Hood | Kitchen ventilation with automatically adjusting fan controls | Kitchen ventilation with constant speed ventilation motor | Commercial | New | Lodging/Hospitality | FL Zone 2 | per unit | 14% | 18980 | 10913.5 | 8066.5 | 0.425 | 15 | 1.7635 | 0.69217 | 0 | Reference source included incremental cost only | 0 | No labor cost (installation will not vary between base & change) | 1988 | Illinois 2018 Statewide TRM, Section 4.2.16 | 0 | No labor cost (installation will not vary between base & change) | 1988 | unit |  | 1988
Equipment | Efficient Exhaust Hood | Kitchen ventilation with automatically adjusting fan controls | Kitchen ventilation with constant speed ventilation motor | Commercial | New | Miscellaneous | FL Zone 2 | per unit | 0% | 18980 | 10913.5 | 8066.5 | 0.425 | 15 | 1.7635 | 0.69217 | 0 | Reference source included incremental cost only | 0 | No labor cost (installation will not vary between base & change) | 1988 | Illinois 2018 Statewide TRM, Section 4.2.16 | 0 | No labor cost (installation will not vary between base & change) | 1988 | unit |  | 1988
Equipment | Efficient Exhaust Hood | Kitchen ventilation with automatically adjusting fan controls | Kitchen ventilation with constant speed ventilation motor | Commercial | New | Offices | FL Zone 2 | per unit | 0% | 18980 | 10913.5 | 8066.5 | 0.425 | 15 | 1.7635 | 0.69217 | 0 | Reference source included incremental cost only | 0 | No labor cost (installation will not vary between base & change) | 1988 | Illinois 2018 Statewide TRM, Section 4.2.16 | 0 | No labor cost (installation will not vary between base & change) | 1988 | unit |  | 1988
Equipment | Efficient Exhaust Hood | Kitchen ventilation with automatically adjusting fan controls | Kitchen ventilation with constant speed ventilation motor | Commercial | New | Restaurants | FL Zone 2 | per unit | 14% | 18980 | 10913.5 | 8066.5 | 0.425 | 15 | 1.7635 | 0.69217 | 0 | Reference source included incremental cost only | 0 | No labor cost (installation will not vary between base & change) | 1988 | Illinois 2018 Statewide TRM, Section 4.2.16 | 0 | No labor cost (installation will not vary between base & change) | 1988 | unit |  | 1988
Equipment | Efficient Exhaust Hood | Kitchen ventilation with automatically adjusting fan controls | Kitchen ventilation with constant speed ventilation motor | Commercial | New | Retail | FL Zone 2 | per unit | 0% | 18980 | 10913.5 | 8066.5 | 0.425 | 15 | 1.7635 | 0.69217 | 0 | Reference source included incremental cost only | 0 | No labor cost (installation will not vary between base & change) | 1988 | Illinois 2018 Statewide TRM, Section 4.2.16 | 0 | No labor cost (installation will not vary between base & change) | 1988 | unit |  | 1988
Equipment | Efficient Exhaust Hood | Kitchen ventilation with automatically adjusting fan controls | Kitchen ventilation with constant speed ventilation motor | Commercial | New | Schools K-12 | FL Zone 2 | per unit | 11% | 18980 | 10913.5 | 8066.5 | 0.425 | 15 | 1.7635 | 0.69217 | 0 | Reference source included incremental cost only | 0 | No labor cost (installation will not vary between base & change) | 1988 | Illinois 2018 Statewide TRM, Section 4.2.16 | 0 | No labor cost (installation will not vary between base & change) | 1988 | unit |  | 1988
Equipment | Efficient Exhaust Hood | Kitchen ventilation with automatically adjusting fan controls | Kitchen ventilation with constant speed ventilation motor | Commercial | New | Warehouse | FL Zone 2 | per unit | 0% | 18980 | 10913.5 | 8066.5 | 0.425 | 15 | 1.7635 | 0.69217 | 0 | Reference source included incremental cost only | 0 | No labor cost (installation will not vary between base & change) | 1988 | Illinois 2018 Statewide TRM, Section 4.2.16 | 0 | No labor cost (installation will not vary between base & change) | 1988 | unit |  | 1988
Equipment | Energy Star Commercial Oven | One 12-Pan Combination Oven meeting ENERGY STAR® 2.0 Standards, 55% Efficient | One Standard Economy-Grade 12-Pan Combination Oven, 49% Efficient | Commercial | Turnover | Assembly | FL Zone 2 | Per Unit | 0% | 18282 | 11914 | 6368 | 0.34832 | 12 | 1.0341 | 0.54113 | 4455 | Regional Technical Forum for the Northwest Council (https://rtf.nwcouncil.org/measure/convection-ovens) | 0 | No labor cost (installation will not vary between base & change) | 5646 | Regional Technical Forum for the Northwest Council (http://rtf.nwcouncil.org/measures/com/ComCookingConvectionOven_v2_0.xlsm) | 0 | No labor cost (installation will not vary between base & change) | 1191 | unit |  | 1191
Equipment | Energy Star Commercial Oven | One 12-Pan Combination Oven meeting ENERGY STAR® 2.0 Standards, 55% Efficient | One Standard Economy-Grade 12-Pan Combination Oven, 49% Efficient | Commercial | Turnover | College and University | FL Zone 2 | Per Unit | 22% | 18282 | 11914 | 6368 | 0.34832 | 12 | 1.0341 | 0.54113 | 4455 | Regional Technical Forum for the Northwest Council (https://rtf.nwcouncil.org/measure/convection-ovens) | 0 | No labor cost (installation will not vary between base & change) | 5646 | Regional Technical Forum for the Northwest Council (http://rtf.nwcouncil.org/measures/com/ComCookingConvectionOven_v2_0.xlsm) | 0 | No labor cost (installation will not vary between base & change) | 1191 | unit |  | 1191
Equipment | Energy Star Commercial Oven | One 12-Pan Combination Oven meeting ENERGY STAR® 2.0 Standards, 55% Efficient | One Standard Economy-Grade 12-Pan Combination Oven, 49% Efficient | Commercial | Turnover | Grocery | FL Zone 2 | Per Unit | 0% | 18282 | 11914 | 6368 | 0.34832 | 12 | 1.0341 | 0.54113 | 4455 | Regional Technical Forum for the Northwest Council (https://rtf.nwcouncil.org/measure/convection-ovens) | 0 | No labor cost (installation will not vary between base & change) | 5646 | Regional Technical Forum for the Northwest Council (http://rtf.nwcouncil.org/measures/com/ComCookingConvectionOven_v2_0.xlsm) | 0 | No labor cost (installation will not vary between base & change) | 1191 | unit |  | 1191
Equipment | Energy Star Commercial Oven | One 12-Pan Combination Oven meeting ENERGY STAR® 2.0 Standards, 55% Efficient | One Standard Economy-Grade 12-Pan Combination Oven, 49% Efficient | Commercial | Turnover | Healthcare | FL Zone 2 | Per Unit | 22% | 18282 | 11914 | 6368 | 0.34832 | 12 | 1.0341 | 0.54113 | 4455 | Regional Technical Forum for the Northwest Council (https://rtf.nwcouncil.org/measure/convection-ovens) | 0 | No labor cost (installation will not vary between base & change) | 5646 | Regional Technical Forum for the Northwest Council (http://rtf.nwcouncil.org/measures/com/ComCookingConvectionOven_v2_0.xlsm) | 0 | No labor cost (installation will not vary between base & change) | 1191 | unit |  | 1191
Equipment | Energy Star Commercial Oven | One 12-Pan Combination Oven meeting ENERGY STAR® 2.0 Standards, 55% Efficient | One Standard Economy-Grade 12-Pan Combination Oven, 49% Efficient | Commercial | Turnover | Hospitals | FL Zone 2 | Per Unit | 22% | 18282 | 11914 | 6368 | 0.34832 | 12 | 1.0341 | 0.54113 | 4455 | Regional Technical Forum for the Northwest Council (https://rtf.nwcouncil.org/measure/convection-ovens) | 0 | No labor cost (installation will not vary between base & change) | 5646 | Regional Technical Forum for the Northwest Council (http://rtf.nwcouncil.org/measures/com/ComCookingConvectionOven_v2_0.xlsm) | 0 | No labor cost (installation will not vary between base & change) | 1191 | unit |  | 1191
Equipment | Energy Star Commercial Oven | One 12-Pan Combination Oven meeting ENERGY STAR® 2.0 Standards, 55% Efficient | One Standard Economy-Grade 12-Pan Combination Oven, 49% Efficient | Commercial | Turnover | Institutional | FL Zone 2 | Per Unit | 0% | 18282 | 11914 | 6368 | 0.34832 | 12 | 1.0341 | 0.54113 | 4455 | Regional Technical Forum for the Northwest Council (https://rtf.nwcouncil.org/measure/convection-ovens) | 0 | No labor cost (installation will not vary between base & change) | 5646 | Regional Technical Forum for the Northwest Council (http://rtf.nwcouncil.org/measures/com/ComCookingConvectionOven_v2_0.xlsm) | 0 | No labor cost (installation will not vary between base & change) | 1191 | unit |  | 1191
Equipment | Energy Star Commercial Oven | One 12-Pan Combination Oven meeting ENERGY STAR® 2.0 Standards, 55% Efficient | One Standard Economy-Grade 12-Pan Combination Oven, 49% Efficient | Commercial | Turnover | Lodging/Hospitality | FL Zone 2 | Per Unit | 22% | 18282 | 11914 | 6368 | 0.34832 | 12 | 1.0341 | 0.54113 | 4455 | Regional Technical Forum for the Northwest Council (https://rtf.nwcouncil.org/measure/convection-ovens) | 0 | No labor cost (installation will not vary between base & change) | 5646 | Regional Technical Forum for the Northwest Council (http://rtf.nwcouncil.org/measures/com/ComCookingConvectionOven_v2_0.xlsm) | 0 | No labor cost (installation will not vary between base & change) | 1191 | unit |  | 1191
Equipment | Energy Star Commercial Oven | One 12-Pan Combination Oven meeting ENERGY STAR® 2.0 Standards, 55% Efficient | One Standard Economy-Grade 12-Pan Combination Oven, 49% Efficient | Commercial | Turnover | Miscellaneous | FL Zone 2 | Per Unit | 0% | 18282 | 11914 | 6368 | 0.34832 | 12 | 1.0341 | 0.54113 | 4455 | Regional Technical Forum for the Northwest Council (https://rtf.nwcouncil.org/measure/convection-ovens) | 0 | No labor cost (installation will not vary between base & change) | 5646 | Regional Technical Forum for the Northwest Council (http://rtf.nwcouncil.org/measures/com/ComCookingConvectionOven_v2_0.xlsm) | 0 | No labor cost (installation will not vary between base & change) | 1191 | unit |  | 1191
Equipment | Energy Star Commercial Oven | One 12-Pan Combination Oven meeting ENERGY STAR® 2.0 Standards, 55% Efficient | One Standard Economy-Grade 12-Pan Combination Oven, 49% Efficient | Commercial | Turnover | Offices | FL Zone 2 | Per Unit | 0% | 18282 | 11914 | 6368 | 0.34832 | 12 | 1.0341 | 0.54113 | 4455 | Regional Technical Forum for the Northwest Council (https://rtf.nwcouncil.org/measure/convection-ovens) | 0 | No labor cost (installation will not vary between base & change) | 5646 | Regional Technical Forum for the Northwest Council (http://rtf.nwcouncil.org/measures/com/ComCookingConvectionOven_v2_0.xlsm) | 0 | No labor cost (installation will not vary between base & change) | 1191 | unit |  | 1191
Equipment | Energy Star Commercial Oven | One 12-Pan Combination Oven meeting ENERGY STAR® 2.0 Standards, 55% Efficient | One Standard Economy-Grade 12-Pan Combination Oven, 49% Efficient | Commercial | Turnover | Restaurants | FL Zone 2 | Per Unit | 22% | 18282 | 11914 | 6368 | 0.34832 | 12 | 1.0341 | 0.54113 | 4455 | Regional Technical Forum for the Northwest Council (https://rtf.nwcouncil.org/measure/convection-ovens) | 0 | No labor cost (installation will not vary between base & change) | 5646 | Regional Technical Forum for the Northwest Council (http://rtf.nwcouncil.org/measures/com/ComCookingConvectionOven_v2_0.xlsm) | 0 | No labor cost (installation will not vary between base & change) | 1191 | unit |  | 1191
Equipment | Energy Star Commercial Oven | One 12-Pan Combination Oven meeting ENERGY STAR® 2.0 Standards, 55% Efficient | One Standard Economy-Grade 12-Pan Combination Oven, 49% Efficient | Commercial | Turnover | Retail | FL Zone 2 | Per Unit | 0% | 18282 | 11914 | 6368 | 0.34832 | 12 | 1.0341 | 0.54113 | 4455 | Regional Technical Forum for the Northwest Council (https://rtf.nwcouncil.org/measure/convection-ovens) | 0 | No labor cost (installation will not vary between base & change) | 5646 | Regional Technical Forum for the Northwest Council (http://rtf.nwcouncil.org/measures/com/ComCookingConvectionOven_v2_0.xlsm) | 0 | No labor cost (installation will not vary between base & change) | 1191 | unit |  | 1191
Equipment | Energy Star Commercial Oven | One 12-Pan Combination Oven meeting ENERGY STAR® 2.0 Standards, 55% Efficient | One Standard Economy-Grade 12-Pan Combination Oven, 49% Efficient | Commercial | Turnover | Schools K-12 | FL Zone 2 | Per Unit | 22% | 18282 | 11914 | 6368 | 0.34832 | 12 | 1.0341 | 0.54113 | 4455 | Regional Technical Forum for the Northwest Council (https://rtf.nwcouncil.org/measure/convection-ovens) | 0 | No labor cost (installation will not vary between base & change) | 5646 | Regional Technical Forum for the Northwest Council (http://rtf.nwcouncil.org/measures/com/ComCookingConvectionOven_v2_0.xlsm) | 0 | No labor cost (installation will not vary between base & change) | 1191 | unit |  | 1191
Equipment | Energy Star Commercial Oven | One 12-Pan Combination Oven meeting ENERGY STAR® 2.0 Standards, 55% Efficient | One Standard Economy-Grade 12-Pan Combination Oven, 49% Efficient | Commercial | Turnover | Warehouse | FL Zone 2 | Per Unit | 0% | 18282 | 11914 | 6368 | 0.34832 | 12 | 1.0341 | 0.54113 | 4455 | Regional Technical Forum for the Northwest Council (https://rtf.nwcouncil.org/measure/convection-ovens) | 0 | No labor cost (installation will not vary between base & change) | 5646 | Regional Technical Forum for the Northwest Council (http://rtf.nwcouncil.org/measures/com/ComCookingConvectionOven_v2_0.xlsm) | 0 | No labor cost (installation will not vary between base & change) | 1191 | unit |  | 1191
Equipment | Energy Star Commercial Oven | One 12-Pan Combination Oven meeting ENERGY STAR® 2.0 Standards, 55% Efficient | One Standard Economy-Grade 12-Pan Combination Oven, 49% Efficient | Commercial | New | Assembly | FL Zone 2 | Per Unit | 0% | 18282 | 11914 | 6368 | 0.34832 | 12 | 1.0341 | 0.54113 | 4455 | Regional Technical Forum for the Northwest Council (https://rtf.nwcouncil.org/measure/convection-ovens) | 0 | No labor cost (installation will not vary between base & change) | 5646 | Regional Technical Forum for the Northwest Council (http://rtf.nwcouncil.org/measures/com/ComCookingConvectionOven_v2_0.xlsm) | 0 | No labor cost (installation will not vary between base & change) | 1191 | unit |  | 1191
Equipment | Energy Star Commercial Oven | One 12-Pan Combination Oven meeting ENERGY STAR® 2.0 Standards, 55% Efficient | One Standard Economy-Grade 12-Pan Combination Oven, 49% Efficient | Commercial | New | College and University | FL Zone 2 | Per Unit | 22% | 18282 | 11914 | 6368 | 0.34832 | 12 | 1.0341 | 0.54113 | 4455 | Regional Technical Forum for the Northwest Council (https://rtf.nwcouncil.org/measure/convection-ovens) | 0 | No labor cost (installation will not vary between base & change) | 5646 | Regional Technical Forum for the Northwest Council (http://rtf.nwcouncil.org/measures/com/ComCookingConvectionOven_v2_0.xlsm) | 0 | No labor cost (installation will not vary between base & change) | 1191 | unit |  | 1191
Equipment | Energy Star Commercial Oven | One 12-Pan Combination Oven meeting ENERGY STAR® 2.0 Standards, 55% Efficient | One Standard Economy-Grade 12-Pan Combination Oven, 49% Efficient | Commercial | New | Grocery | FL Zone 2 | Per Unit | 0% | 18282 | 11914 | 6368 | 0.34832 | 12 | 1.0341 | 0.54113 | 4455 | Regional Technical Forum for the Northwest Council (https://rtf.nwcouncil.org/measure/convection-ovens) | 0 | No labor cost (installation will not vary between base & change) | 5646 | Regional Technical Forum for the Northwest Council (http://rtf.nwcouncil.org/measures/com/ComCookingConvectionOven_v2_0.xlsm) | 0 | No labor cost (installation will not vary between base & change) | 1191 | unit |  | 1191
Equipment | Energy Star Commercial Oven | One 12-Pan Combination Oven meeting ENERGY STAR® 2.0 Standards, 55% Efficient | One Standard Economy-Grade 12-Pan Combination Oven, 49% Efficient | Commercial | New | Healthcare | FL Zone 2 | Per Unit | 22% | 18282 | 11914 | 6368 | 0.34832 | 12 | 1.0341 | 0.54113 | 4455 | Regional Technical Forum for the Northwest Council (https://rtf.nwcouncil.org/measure/convection-ovens) | 0 | No labor cost (installation will not vary between base & change) | 5646 | Regional Technical Forum for the Northwest Council (http://rtf.nwcouncil.org/measures/com/ComCookingConvectionOven_v2_0.xlsm) | 0 | No labor cost (installation will not vary between base & change) | 1191 | unit |  | 1191
Equipment | Energy Star Commercial Oven | One 12-Pan Combination Oven meeting ENERGY STAR® 2.0 Standards, 55% Efficient | One Standard Economy-Grade 12-Pan Combination Oven, 49% Efficient | Commercial | New | Hospitals | FL Zone 2 | Per Unit | 22% | 18282 | 11914 | 6368 | 0.34832 | 12 | 1.0341 | 0.54113 | 4455 | Regional Technical Forum for the Northwest Council (https://rtf.nwcouncil.org/measure/convection-ovens) | 0 | No labor cost (installation will not vary between base & change) | 5646 | Regional Technical Forum for the Northwest Council (http://rtf.nwcouncil.org/measures/com/ComCookingConvectionOven_v2_0.xlsm) | 0 | No labor cost (installation will not vary between base & change) | 1191 | unit |  | 1191
Equipment | Energy Star Commercial Oven | One 12-Pan Combination Oven meeting ENERGY STAR® 2.0 Standards, 55% Efficient | One Standard Economy-Grade 12-Pan Combination Oven, 49% Efficient | Commercial | New | Institutional | FL Zone 2 | Per Unit | 0% | 18282 | 11914 | 6368 | 0.34832 | 12 | 1.0341 | 0.54113 | 4455 | Regional Technical Forum for the Northwest Council (https://rtf.nwcouncil.org/measure/convection-ovens) | 0 | No labor cost (installation will not vary between base & change) | 5646 | Regional Technical Forum for the Northwest Council (http://rtf.nwcouncil.org/measures/com/ComCookingConvectionOven_v2_0.xlsm) | 0 | No labor cost (installation will not vary between base & change) | 1191 | unit |  | 1191
Equipment | Energy Star Commercial Oven | One 12-Pan Combination Oven meeting ENERGY STAR® 2.0 Standards, 55% Efficient | One Standard Economy-Grade 12-Pan Combination Oven, 49% Efficient | Commercial | New | Lodging/Hospitality | FL Zone 2 | Per Unit | 22% | 18282 | 11914 | 6368 | 0.34832 | 12 | 1.0341 | 0.54113 | 4455 | Regional Technical Forum for the Northwest Council (https://rtf.nwcouncil.org/measure/convection-ovens) | 0 | No labor cost (installation will not vary between base & change) | 5646 | Regional Technical Forum for the Northwest Council (http://rtf.nwcouncil.org/measures/com/ComCookingConvectionOven_v2_0.xlsm) | 0 | No labor cost (installation will not vary between base & change) | 1191 | unit |  | 1191
Equipment | Energy Star Commercial Oven | One 12-Pan Combination Oven meeting ENERGY STAR® 2.0 Standards, 55% Efficient | One Standard Economy-Grade 12-Pan Combination Oven, 49% Efficient | Commercial | New | Miscellaneous | FL Zone 2 | Per Unit | 0% | 18282 | 11914 | 6368 | 0.34832 | 12 | 1.0341 | 0.54113 | 4455 | Regional Technical Forum for the Northwest Council (https://rtf.nwcouncil.org/measure/convection-ovens) | 0 | No labor cost (installation will not vary between base & change) | 5646 | Regional Technical Forum for the Northwest Council (http://rtf.nwcouncil.org/measures/com/ComCookingConvectionOven_v2_0.xlsm) | 0 | No labor cost (installation will not vary between base & change) | 1191 | unit |  | 1191
Equipment | Energy Star Commercial Oven | One 12-Pan Combination Oven meeting ENERGY STAR® 2.0 Standards, 55% Efficient | One Standard Economy-Grade 12-Pan Combination Oven, 49% Efficient | Commercial | New | Offices | FL Zone 2 | Per Unit | 0% | 18282 | 11914 | 6368 | 0.34832 | 12 | 1.0341 | 0.54113 | 4455 | Regional Technical Forum for the Northwest Council (https://rtf.nwcouncil.org/measure/convection-ovens) | 0 | No labor cost (installation will not vary between base & change) | 5646 | Regional Technical Forum for the Northwest Council (http://rtf.nwcouncil.org/measures/com/ComCookingConvectionOven_v2_0.xlsm) | 0 | No labor cost (installation will not vary between base & change) | 1191 | unit |  | 1191
Equipment | Energy Star Commercial Oven | One 12-Pan Combination Oven meeting ENERGY STAR® 2.0 Standards, 55% Efficient | One Standard Economy-Grade 12-Pan Combination Oven, 49% Efficient | Commercial | New | Restaurants | FL Zone 2 | Per Unit | 22% | 18282 | 11914 | 6368 | 0.34832 | 12 | 1.0341 | 0.54113 | 4455 | Regional Technical Forum for the Northwest Council (https://rtf.nwcouncil.org/measure/convection-ovens) | 0 | No labor cost (installation will not vary between base & change) | 5646 | Regional Technical Forum for the Northwest Council (http://rtf.nwcouncil.org/measures/com/ComCookingConvectionOven_v2_0.xlsm) | 0 | No labor cost (installation will not vary between base & change) | 1191 | unit |  | 1191
Equipment | Energy Star Commercial Oven | One 12-Pan Combination Oven meeting ENERGY STAR® 2.0 Standards, 55% Efficient | One Standard Economy-Grade 12-Pan Combination Oven, 49% Efficient | Commercial | New | Retail | FL Zone 2 | Per Unit | 0% | 18282 | 11914 | 6368 | 0.34832 | 12 | 1.0341 | 0.54113 | 4455 | Regional Technical Forum for the Northwest Council (https://rtf.nwcouncil.org/measure/convection-ovens) | 0 | No labor cost (installation will not vary between base & change) | 5646 | Regional Technical Forum for the Northwest Council (http://rtf.nwcouncil.org/measures/com/ComCookingConvectionOven_v2_0.xlsm) | 0 | No labor cost (installation will not vary between base & change) | 1191 | unit |  | 1191
Equipment | Energy Star Commercial Oven | One 12-Pan Combination Oven meeting ENERGY STAR® 2.0 Standards, 55% Efficient | One Standard Economy-Grade 12-Pan Combination Oven, 49% Efficient | Commercial | New | Schools K-12 | FL Zone 2 | Per Unit | 22% | 18282 | 11914 | 6368 | 0.34832 | 12 | 1.0341 | 0.54113 | 4455 | Regional Technical Forum for the Northwest Council (https://rtf.nwcouncil.org/measure/convection-ovens) | 0 | No labor cost (installation will not vary between base & change) | 5646 | Regional Technical Forum for the Northwest Council (http://rtf.nwcouncil.org/measures/com/ComCookingConvectionOven_v2_0.xlsm) | 0 | No labor cost (installation will not vary between base & change) | 1191 | unit |  | 1191
Equipment | Energy Star Commercial Oven | One 12-Pan Combination Oven meeting ENERGY STAR® 2.0 Standards, 55% Efficient | One Standard Economy-Grade 12-Pan Combination Oven, 49% Efficient | Commercial | New | Warehouse | FL Zone 2 | Per Unit | 0% | 18282 | 11914 | 6368 | 0.34832 | 12 | 1.0341 | 0.54113 | 4455 | Regional Technical Forum for the Northwest Council (https://rtf.nwcouncil.org/measure/convection-ovens) | 0 | No labor cost (installation will not vary between base & change) | 5646 | Regional Technical Forum for the Northwest Council (http://rtf.nwcouncil.org/measures/com/ComCookingConvectionOven_v2_0.xlsm) | 0 | No labor cost (installation will not vary between base & change) | 1191 | unit |  | 1191
Equipment | Energy Star Fryer | One Standard Vat Electric Fryer meeting ENERGY STAR® 2.0 Standards, 85% Efficient | One Standard Economy-Grade Standard Vat Electric Fryer, 75% Efficient | Commercial | Turnover | Assembly | FL Zone 2 | Per Unit | 0% | 5177.454 | 4273.631 | 903.8223 | 0.17457 | 12 | 0.14651 | 0.045305 | 3524 | Regional Technical Forum for the Northwest Council (https://rtf.nwcouncil.org/measure/fryers) | 0 | No labor cost (installation will not vary between base & change) | 5699 | Regional Technical Forum for the Northwest Council (https://rtf.nwcouncil.org/measure/fryers) | 0 | No labor cost (installation will not vary between base & change) | 2175 | unit |  | 2175
Equipment | Energy Star Fryer | One Standard Vat Electric Fryer meeting ENERGY STAR® 2.0 Standards, 85% Efficient | One Standard Economy-Grade Standard Vat Electric Fryer, 75% Efficient | Commercial | Turnover | College and University | FL Zone 2 | Per Unit | 29% | 5177.454 | 4273.631 | 903.8223 | 0.17457 | 12 | 0.14651 | 0.045305 | 3524 | Regional Technical Forum for the Northwest Council (https://rtf.nwcouncil.org/measure/fryers) | 0 | No labor cost (installation will not vary between base & change) | 5699 | Regional Technical Forum for the Northwest Council (https://rtf.nwcouncil.org/measure/fryers) | 0 | No labor cost (installation will not vary between base & change) | 2175 | unit |  | 2175
Equipment | Energy Star Fryer | One Standard Vat Electric Fryer meeting ENERGY STAR® 2.0 Standards, 85% Efficient | One Standard Economy-Grade Standard Vat Electric Fryer, 75% Efficient | Commercial | Turnover | Grocery | FL Zone 2 | Per Unit | 0% | 5177.454 | 4273.631 | 903.8223 | 0.17457 | 12 | 0.14651 | 0.045305 | 3524 | Regional Technical Forum for the Northwest Council (https://rtf.nwcouncil.org/measure/fryers) | 0 | No labor cost (installation will not vary between base & change) | 5699 | Regional Technical Forum for the Northwest Council (https://rtf.nwcouncil.org/measure/fryers) | 0 | No labor cost (installation will not vary between base & change) | 2175 | unit |  | 2175
Equipment | Energy Star Fryer | One Standard Vat Electric Fryer meeting ENERGY STAR® 2.0 Standards, 85% Efficient | One Standard Economy-Grade Standard Vat Electric Fryer, 75% Efficient | Commercial | Turnover | Healthcare | FL Zone 2 | Per Unit | 29% | 5177.454 | 4273.631 | 903.8223 | 0.17457 | 12 | 0.14651 | 0.045305 | 3524 | Regional Technical Forum for the Northwest Council (https://rtf.nwcouncil.org/measure/fryers) | 0 | No labor cost (installation will not vary between base & change) | 5699 | Regional Technical Forum for the Northwest Council (https://rtf.nwcouncil.org/measure/fryers) | 0 | No labor cost (installation will not vary between base & change) | 2175 | unit |  | 2175
Equipment | Energy Star Fryer | One Standard Vat Electric Fryer meeting ENERGY STAR® 2.0 Standards, 85% Efficient | One Standard Economy-Grade Standard Vat Electric Fryer, 75% Efficient | Commercial | Turnover | Hospitals | FL Zone 2 | Per Unit | 29% | 5177.454 | 4273.631 | 903.8223 | 0.17457 | 12 | 0.14651 | 0.045305 | 3524 | Regional Technical Forum for the Northwest Council (https://rtf.nwcouncil.org/measure/fryers) | 0 | No labor cost (installation will not vary between base & change) | 5699 | Regional Technical Forum for the Northwest Council (https://rtf.nwcouncil.org/measure/fryers) | 0 | No labor cost (installation will not vary between base & change) | 2175 | unit |  | 2175
Equipment | Energy Star Fryer | One Standard Vat Electric Fryer meeting ENERGY STAR® 2.0 Standards, 85% Efficient | One Standard Economy-Grade Standard Vat Electric Fryer, 75% Efficient | Commercial | Turnover | Institutional | FL Zone 2 | Per Unit | 0% | 5177.454 | 4273.631 | 903.8223 | 0.17457 | 12 | 0.14651 | 0.045305 | 3524 | Regional Technical Forum for the Northwest Council (https://rtf.nwcouncil.org/measure/fryers) | 0 | No labor cost (installation will not vary between base & change) | 5699 | Regional Technical Forum for the Northwest Council (https://rtf.nwcouncil.org/measure/fryers) | 0 | No labor cost (installation will not vary between base & change) | 2175 | unit |  | 2175
Equipment | Energy Star Fryer | One Standard Vat Electric Fryer meeting ENERGY STAR® 2.0 Standards, 85% Efficient | One Standard Economy-Grade Standard Vat Electric Fryer, 75% Efficient | Commercial | Turnover | Lodging/Hospitality | FL Zone 2 | Per Unit | 29% | 5177.454 | 4273.631 | 903.8223 | 0.17457 | 12 | 0.14651 | 0.045305 | 3524 | Regional Technical Forum for the Northwest Council (https://rtf.nwcouncil.org/measure/fryers) | 0 | No labor cost (installation will not vary between base & change) | 5699 | Regional Technical Forum for the Northwest Council (https://rtf.nwcouncil.org/measure/fryers) | 0 | No labor cost (installation will not vary between base & change) | 2175 | unit |  | 2175
Equipment | Energy Star Fryer | One Standard Vat Electric Fryer meeting ENERGY STAR® 2.0 Standards, 85% Efficient | One Standard Economy-Grade Standard Vat Electric Fryer, 75% Efficient | Commercial | Turnover | Miscellaneous | FL Zone 2 | Per Unit | 0% | 5177.454 | 4273.631 | 903.8223 | 0.17457 | 12 | 0.14651 | 0.045305 | 3524 | Regional Technical Forum for the Northwest Council (https://rtf.nwcouncil.org/measure/fryers) | 0 | No labor cost (installation will not vary between base & change) | 5699 | Regional Technical Forum for the Northwest Council (https://rtf.nwcouncil.org/measure/fryers) | 0 | No labor cost (installation will not vary between base & change) | 2175 | unit |  | 2175
Equipment | Energy Star Fryer | One Standard Vat Electric Fryer meeting ENERGY STAR® 2.0 Standards, 85% Efficient | One Standard Economy-Grade Standard Vat Electric Fryer, 75% Efficient | Commercial | Turnover | Offices | FL Zone 2 | Per Unit | 0% | 5177.454 | 4273.631 | 903.8223 | 0.17457 | 12 | 0.14651 | 0.045305 | 3524 | Regional Technical Forum for the Northwest Council (https://rtf.nwcouncil.org/measure/fryers) | 0 | No labor cost (installation will not vary between base & change) | 5699 | Regional Technical Forum for the Northwest Council (https://rtf.nwcouncil.org/measure/fryers) | 0 | No labor cost (installation will not vary between base & change) | 2175 | unit |  | 2175
Equipment | Energy Star Fryer | One Standard Vat Electric Fryer meeting ENERGY STAR® 2.0 Standards, 85% Efficient | One Standard Economy-Grade Standard Vat Electric Fryer, 75% Efficient | Commercial | Turnover | Restaurants | FL Zone 2 | Per Unit | 29% | 5177.454 | 4273.631 | 903.8223 | 0.17457 | 12 | 0.14651 | 0.045305 | 3524 | Regional Technical Forum for the Northwest Council (https://rtf.nwcouncil.org/measure/fryers) | 0 | No labor cost (installation will not vary between base & change) | 5699 | Regional Technical Forum for the Northwest Council (https://rtf.nwcouncil.org/measure/fryers) | 0 | No labor cost (installation will not vary between base & change) | 2175 | unit |  | 2175
Equipment | Energy Star Fryer | One Standard Vat Electric Fryer meeting ENERGY STAR® 2.0 Standards, 85% Efficient | One Standard Economy-Grade Standard Vat Electric Fryer, 75% Efficient | Commercial | Turnover | Retail | FL Zone 2 | Per Unit | 0% | 5177.454 | 4273.631 | 903.8223 | 0.17457 | 12 | 0.14651 | 0.045305 | 3524 | Regional Technical Forum for the Northwest Council (https://rtf.nwcouncil.org/measure/fryers) | 0 | No labor cost (installation will not vary between base & change) | 5699 | Regional Technical Forum for the Northwest Council (https://rtf.nwcouncil.org/measure/fryers) | 0 | No labor cost (installation will not vary between base & change) | 2175 | unit |  | 2175
Equipment | Energy Star Fryer | One Standard Vat Electric Fryer meeting ENERGY STAR® 2.0 Standards, 85% Efficient | One Standard Economy-Grade Standard Vat Electric Fryer, 75% Efficient | Commercial | Turnover | Schools K-12 | FL Zone 2 | Per Unit | 29% | 5177.454 | 4273.631 | 903.8223 | 0.17457 | 12 | 0.14651 | 0.045305 | 3524 | Regional Technical Forum for the Northwest Council (https://rtf.nwcouncil.org/measure/fryers) | 0 | No labor cost (installation will not vary between base & change) | 5699 | Regional Technical Forum for the Northwest Council (https://rtf.nwcouncil.org/measure/fryers) | 0 | No labor cost (installation will not vary between base & change) | 2175 | unit |  | 2175
Equipment | Energy Star Fryer | One Standard Vat Electric Fryer meeting ENERGY STAR® 2.0 Standards, 85% Efficient | One Standard Economy-Grade Standard Vat Electric Fryer, 75% Efficient | Commercial | Turnover | Warehouse | FL Zone 2 | Per Unit | 0% | 5177.454 | 4273.631 | 903.8223 | 0.17457 | 12 | 0.14651 | 0.045305 | 3524 | Regional Technical Forum for the Northwest Council (https://rtf.nwcouncil.org/measure/fryers) | 0 | No labor cost (installation will not vary between base & change) | 5699 | Regional Technical Forum for the Northwest Council (https://rtf.nwcouncil.org/measure/fryers) | 0 | No labor cost (installation will not vary between base & change) | 2175 | unit |  | 2175
Equipment | Energy Star Fryer | One Standard Vat Electric Fryer meeting ENERGY STAR® 2.0 Standards, 85% Efficient | One Standard Economy-Grade Standard Vat Electric Fryer, 75% Efficient | Commercial | New | Assembly | FL Zone 2 | Per Unit | 0% | 5177.454 | 4273.631 | 903.8223 | 0.17457 | 12 | 0.14651 | 0.045305 | 3524 | Regional Technical Forum for the Northwest Council (https://rtf.nwcouncil.org/measure/fryers) | 0 | No labor cost (installation will not vary between base & change) | 5699 | Regional Technical Forum for the Northwest Council (https://rtf.nwcouncil.org/measure/fryers) | 0 | No labor cost (installation will not vary between base & change) | 2175 | unit |  | 2175
Equipment | Energy Star Fryer | One Standard Vat Electric Fryer meeting ENERGY STAR® 2.0 Standards, 85% Efficient | One Standard Economy-Grade Standard Vat Electric Fryer, 75% Efficient | Commercial | New | College and University | FL Zone 2 | Per Unit | 29% | 5177.454 | 4273.631 | 903.8223 | 0.17457 | 12 | 0.14651 | 0.045305 | 3524 | Regional Technical Forum for the Northwest Council (https://rtf.nwcouncil.org/measure/fryers) | 0 | No labor cost (installation will not vary between base & change) | 5699 | Regional Technical Forum for the Northwest Council (https://rtf.nwcouncil.org/measure/fryers) | 0 | No labor cost (installation will not vary between base & change) | 2175 | unit |  | 2175
Equipment | Energy Star Fryer | One Standard Vat Electric Fryer meeting ENERGY STAR® 2.0 Standards, 85% Efficient | One Standard Economy-Grade Standard Vat Electric Fryer, 75% Efficient | Commercial | New | Grocery | FL Zone 2 | Per Unit | 0% | 5177.454 | 4273.631 | 903.8223 | 0.17457 | 12 | 0.14651 | 0.045305 | 3524 | Regional Technical Forum for the Northwest Council (https://rtf.nwcouncil.org/measure/fryers) | 0 | No labor cost (installation will not vary between base & change) | 5699 | Regional Technical Forum for the Northwest Council (https://rtf.nwcouncil.org/measure/fryers) | 0 | No labor cost (installation will not vary between base & change) | 2175 | unit |  | 2175
Equipment | Energy Star Fryer | One Standard Vat Electric Fryer meeting ENERGY STAR® 2.0 Standards, 85% Efficient | One Standard Economy-Grade Standard Vat Electric Fryer, 75% Efficient | Commercial | New | Healthcare | FL Zone 2 | Per Unit | 29% | 5177.454 | 4273.631 | 903.8223 | 0.17457 | 12 | 0.14651 | 0.045305 | 3524 | Regional Technical Forum for the Northwest Council (https://rtf.nwcouncil.org/measure/fryers) | 0 | No labor cost (installation will not vary between base & change) | 5699 | Regional Technical Forum for the Northwest Council (https://rtf.nwcouncil.org/measure/fryers) | 0 | No labor cost (installation will not vary between base & change) | 2175 | unit |  | 2175
Equipment | Energy Star Fryer | One Standard Vat Electric Fryer meeting ENERGY STAR® 2.0 Standards, 85% Efficient | One Standard Economy-Grade Standard Vat Electric Fryer, 75% Efficient | Commercial | New | Hospitals | FL Zone 2 | Per Unit | 29% | 5177.454 | 4273.631 | 903.8223 | 0.17457 | 12 | 0.14651 | 0.045305 | 3524 | Regional Technical Forum for the Northwest Council (https://rtf.nwcouncil.org/measure/fryers) | 0 | No labor cost (installation will not vary between base & change) | 5699 | Regional Technical Forum for the Northwest Council (https://rtf.nwcouncil.org/measure/fryers) | 0 | No labor cost (installation will not vary between base & change) | 2175 | unit |  | 2175
Equipment | Energy Star Fryer | One Standard Vat Electric Fryer meeting ENERGY STAR® 2.0 Standards, 85% Efficient | One Standard Economy-Grade Standard Vat Electric Fryer, 75% Efficient | Commercial | New | Institutional | FL Zone 2 | Per Unit | 0% | 5177.454 | 4273.631 | 903.8223 | 0.17457 | 12 | 0.14651 | 0.045305 | 3524 | Regional Technical Forum for the Northwest Council (https://rtf.nwcouncil.org/measure/fryers) | 0 | No labor cost (installation will not vary between base & change) | 5699 | Regional Technical Forum for the Northwest Council (https://rtf.nwcouncil.org/measure/fryers) | 0 | No labor cost (installation will not vary between base & change) | 2175 | unit |  | 2175
Equipment | Energy Star Fryer | One Standard Vat Electric Fryer meeting ENERGY STAR® 2.0 Standards, 85% Efficient | One Standard Economy-Grade Standard Vat Electric Fryer, 75% Efficient | Commercial | New | Lodging/Hospitality | FL Zone 2 | Per Unit | 29% | 5177.454 | 4273.631 | 903.8223 | 0.17457 | 12 | 0.14651 | 0.045305 | 3524 | Regional Technical Forum for the Northwest Council (https://rtf.nwcouncil.org/measure/fryers) | 0 | No labor cost (installation will not vary between base & change) | 5699 | Regional Technical Forum for the Northwest Council (https://rtf.nwcouncil.org/measure/fryers) | 0 | No labor cost (installation will not vary between base & change) | 2175 | unit |  | 2175
Equipment | Energy Star Fryer | One Standard Vat Electric Fryer meeting ENERGY STAR® 2.0 Standards, 85% Efficient | One Standard Economy-Grade Standard Vat Electric Fryer, 75% Efficient | Commercial | New | Miscellaneous | FL Zone 2 | Per Unit | 0% | 5177.454 | 4273.631 | 903.8223 | 0.17457 | 12 | 0.14651 | 0.045305 | 3524 | Regional Technical Forum for the Northwest Council (https://rtf.nwcouncil.org/measure/fryers) | 0 | No labor cost (installation will not vary between base & change) | 5699 | Regional Technical Forum for the Northwest Council (https://rtf.nwcouncil.org/measure/fryers) | 0 | No labor cost (installation will not vary between base & change) | 2175 | unit |  | 2175
Equipment | Energy Star Fryer | One Standard Vat Electric Fryer meeting ENERGY STAR® 2.0 Standards, 85% Efficient | One Standard Economy-Grade Standard Vat Electric Fryer, 75% Efficient | Commercial | New | Offices | FL Zone 2 | Per Unit | 0% | 5177.454 | 4273.631 | 903.8223 | 0.17457 | 12 | 0.14651 | 0.045305 | 3524 | Regional Technical Forum for the Northwest Council (https://rtf.nwcouncil.org/measure/fryers) | 0 | No labor cost (installation will not vary between base & change) | 5699 | Regional Technical Forum for the Northwest Council (https://rtf.nwcouncil.org/measure/fryers) | 0 | No labor cost (installation will not vary between base & change) | 2175 | unit |  | 2175
Equipment | Energy Star Fryer | One Standard Vat Electric Fryer meeting ENERGY STAR® 2.0 Standards, 85% Efficient | One Standard Economy-Grade Standard Vat Electric Fryer, 75% Efficient | Commercial | New | Restaurants | FL Zone 2 | Per Unit | 29% | 5177.454 | 4273.631 | 903.8223 | 0.17457 | 12 | 0.14651 | 0.045305 | 3524 | Regional Technical Forum for the Northwest Council (https://rtf.nwcouncil.org/measure/fryers) | 0 | No labor cost (installation will not vary between base & change) | 5699 | Regional Technical Forum for the Northwest Council (https://rtf.nwcouncil.org/measure/fryers) | 0 | No labor cost (installation will not vary between base & change) | 2175 | unit |  | 2175
Equipment | Energy Star Fryer | One Standard Vat Electric Fryer meeting ENERGY STAR® 2.0 Standards, 85% Efficient | One Standard Economy-Grade Standard Vat Electric Fryer, 75% Efficient | Commercial | New | Retail | FL Zone 2 | Per Unit | 0% | 5177.454 | 4273.631 | 903.8223 | 0.17457 | 12 | 0.14651 | 0.045305 | 3524 | Regional Technical Forum for the Northwest Council (https://rtf.nwcouncil.org/measure/fryers) | 0 | No labor cost (installation will not vary between base & change) | 5699 | Regional Technical Forum for the Northwest Council (https://rtf.nwcouncil.org/measure/fryers) | 0 | No labor cost (installation will not vary between base & change) | 2175 | unit |  | 2175
Equipment | Energy Star Fryer | One Standard Vat Electric Fryer meeting ENERGY STAR® 2.0 Standards, 85% Efficient | One Standard Economy-Grade Standard Vat Electric Fryer, 75% Efficient | Commercial | New | Schools K-12 | FL Zone 2 | Per Unit | 29% | 5177.454 | 4273.631 | 903.8223 | 0.17457 | 12 | 0.14651 | 0.045305 | 3524 | Regional Technical Forum for the Northwest Council (https://rtf.nwcouncil.org/measure/fryers) | 0 | No labor cost (installation will not vary between base & change) | 5699 | Regional Technical Forum for the Northwest Council (https://rtf.nwcouncil.org/measure/fryers) | 0 | No labor cost (installation will not vary between base & change) | 2175 | unit |  | 2175
Equipment | Energy Star Fryer | One Standard Vat Electric Fryer meeting ENERGY STAR® 2.0 Standards, 85% Efficient | One Standard Economy-Grade Standard Vat Electric Fryer, 75% Efficient | Commercial | New | Warehouse | FL Zone 2 | Per Unit | 0% | 5177.454 | 4273.631 | 903.8223 | 0.17457 | 12 | 0.14651 | 0.045305 | 3524 | Regional Technical Forum for the Northwest Council (https://rtf.nwcouncil.org/measure/fryers) | 0 | No labor cost (installation will not vary between base & change) | 5699 | Regional Technical Forum for the Northwest Council (https://rtf.nwcouncil.org/measure/fryers) | 0 | No labor cost (installation will not vary between base & change) | 2175 | unit |  | 2175
Equipment | Energy Star Griddle | One Griddle meeting ENERGY STAR® 1.2 Standards, 70% Efficient | One Conventional Griddle with 65% efficiency | Commercial | Turnover | Assembly | FL Zone 2 | Per Unit | 0% | 15815 | 13905 | 1910 | 0.12077 | 12 | 0.3156 | 0.080771 | 0 | Reference source included incremental cost only | 0 | No labor cost (installation will not vary between base & change) | 0 | Illinois 2018 Statewide TRM, Section 4.2.8 (incremental cost only) | 0 | No labor cost (installation will not vary between base & change) | 0 | unit |  | 0
Equipment | Energy Star Griddle | One Griddle meeting ENERGY STAR® 1.2 Standards, 70% Efficient | One Conventional Griddle with 65% efficiency | Commercial | Turnover | College and University | FL Zone 2 | Per Unit | 41% | 15815 | 13905 | 1910 | 0.12077 | 12 | 0.3156 | 0.080771 | 0 | Reference source included incremental cost only | 0 | No labor cost (installation will not vary between base & change) | 0 | Illinois 2018 Statewide TRM, Section 4.2.8 (incremental cost only) | 0 | No labor cost (installation will not vary between base & change) | 0 | unit |  | 0
Equipment | Energy Star Griddle | One Griddle meeting ENERGY STAR® 1.2 Standards, 70% Efficient | One Conventional Griddle with 65% efficiency | Commercial | Turnover | Grocery | FL Zone 2 | Per Unit | 0% | 15815 | 13905 | 1910 | 0.12077 | 12 | 0.3156 | 0.080771 | 0 | Reference source included incremental cost only | 0 | No labor cost (installation will not vary between base & change) | 0 | Illinois 2018 Statewide TRM, Section 4.2.8 (incremental cost only) | 0 | No labor cost (installation will not vary between base & change) | 0 | unit |  | 0
Equipment | Energy Star Griddle | One Griddle meeting ENERGY STAR® 1.2 Standards, 70% Efficient | One Conventional Griddle with 65% efficiency | Commercial | Turnover | Healthcare | FL Zone 2 | Per Unit | 41% | 15815 | 13905 | 1910 | 0.12077 | 12 | 0.3156 | 0.080771 | 0 | Reference source included incremental cost only | 0 | No labor cost (installation will not vary between base & change) | 0 | Illinois 2018 Statewide TRM, Section 4.2.8 (incremental cost only) | 0 | No labor cost (installation will not vary between base & change) | 0 | unit |  | 0
Equipment | Energy Star Griddle | One Griddle meeting ENERGY STAR® 1.2 Standards, 70% Efficient | One Conventional Griddle with 65% efficiency | Commercial | Turnover | Hospitals | FL Zone 2 | Per Unit | 41% | 15815 | 13905 | 1910 | 0.12077 | 12 | 0.3156 | 0.080771 | 0 | Reference source included incremental cost only | 0 | No labor cost (installation will not vary between base & change) | 0 | Illinois 2018 Statewide TRM, Section 4.2.8 (incremental cost only) | 0 | No labor cost (installation will not vary between base & change) | 0 | unit |  | 0
Equipment | Energy Star Griddle | One Griddle meeting ENERGY STAR® 1.2 Standards, 70% Efficient | One Conventional Griddle with 65% efficiency | Commercial | Turnover | Institutional | FL Zone 2 | Per Unit | 0% | 15815 | 13905 | 1910 | 0.12077 | 12 | 0.3156 | 0.080771 | 0 | Reference source included incremental cost only | 0 | No labor cost (installation will not vary between base & change) | 0 | Illinois 2018 Statewide TRM, Section 4.2.8 (incremental cost only) | 0 | No labor cost (installation will not vary between base & change) | 0 | unit |  | 0
Equipment | Energy Star Griddle | One Griddle meeting ENERGY STAR® 1.2 Standards, 70% Efficient | One Conventional Griddle with 65% efficiency | Commercial | Turnover | Lodging/Hospitality | FL Zone 2 | Per Unit | 41% | 15815 | 13905 | 1910 | 0.12077 | 12 | 0.3156 | 0.080771 | 0 | Reference source included incremental cost only | 0 | No labor cost (installation will not vary between base & change) | 0 | Illinois 2018 Statewide TRM, Section 4.2.8 (incremental cost only) | 0 | No labor cost (installation will not vary between base & change) | 0 | unit |  | 0
Equipment | Energy Star Griddle | One Griddle meeting ENERGY STAR® 1.2 Standards, 70% Efficient | One Conventional Griddle with 65% efficiency | Commercial | Turnover | Miscellaneous | FL Zone 2 | Per Unit | 0% | 15815 | 13905 | 1910 | 0.12077 | 12 | 0.3156 | 0.080771 | 0 | Reference source included incremental cost only | 0 | No labor cost (installation will not vary between base & change) | 0 | Illinois 2018 Statewide TRM, Section 4.2.8 (incremental cost only) | 0 | No labor cost (installation will not vary between base & change) | 0 | unit |  | 0
Equipment | Energy Star Griddle | One Griddle meeting ENERGY STAR® 1.2 Standards, 70% Efficient | One Conventional Griddle with 65% efficiency | Commercial | Turnover | Offices | FL Zone 2 | Per Unit | 0% | 15815 | 13905 | 1910 | 0.12077 | 12 | 0.3156 | 0.080771 | 0 | Reference source included incremental cost only | 0 | No labor cost (installation will not vary between base & change) | 0 | Illinois 2018 Statewide TRM, Section 4.2.8 (incremental cost only) | 0 | No labor cost (installation will not vary between base & change) | 0 | unit |  | 0
Equipment | Energy Star Griddle | One Griddle meeting ENERGY STAR® 1.2 Standards, 70% Efficient | One Conventional Griddle with 65% efficiency | Commercial | Turnover | Restaurants | FL Zone 2 | Per Unit | 41% | 15815 | 13905 | 1910 | 0.12077 | 12 | 0.3156 | 0.080771 | 0 | Reference source included incremental cost only | 0 | No labor cost (installation will not vary between base & change) | 0 | Illinois 2018 Statewide TRM, Section 4.2.8 (incremental cost only) | 0 | No labor cost (installation will not vary between base & change) | 0 | unit |  | 0
Equipment | Energy Star Griddle | One Griddle meeting ENERGY STAR® 1.2 Standards, 70% Efficient | One Conventional Griddle with 65% efficiency | Commercial | Turnover | Retail | FL Zone 2 | Per Unit | 0% | 15815 | 13905 | 1910 | 0.12077 | 12 | 0.3156 | 0.080771 | 0 | Reference source included incremental cost only | 0 | No labor cost (installation will not vary between base & change) | 0 | Illinois 2018 Statewide TRM, Section 4.2.8 (incremental cost only) | 0 | No labor cost (installation will not vary between base & change) | 0 | unit |  | 0
Equipment | Energy Star Griddle | One Griddle meeting ENERGY STAR® 1.2 Standards, 70% Efficient | One Conventional Griddle with 65% efficiency | Commercial | Turnover | Schools K-12 | FL Zone 2 | Per Unit | 41% | 15815 | 13905 | 1910 | 0.12077 | 12 | 0.3156 | 0.080771 | 0 | Reference source included incremental cost only | 0 | No labor cost (installation will not vary between base & change) | 0 | Illinois 2018 Statewide TRM, Section 4.2.8 (incremental cost only) | 0 | No labor cost (installation will not vary between base & change) | 0 | unit |  | 0
Equipment | Energy Star Griddle | One Griddle meeting ENERGY STAR® 1.2 Standards, 70% Efficient | One Conventional Griddle with 65% efficiency | Commercial | Turnover | Warehouse | FL Zone 2 | Per Unit | 0% | 15815 | 13905 | 1910 | 0.12077 | 12 | 0.3156 | 0.080771 | 0 | Reference source included incremental cost only | 0 | No labor cost (installation will not vary between base & change) | 0 | Illinois 2018 Statewide TRM, Section 4.2.8 (incremental cost only) | 0 | No labor cost (installation will not vary between base & change) | 0 | unit |  | 0
Equipment | Energy Star Griddle | One Griddle meeting ENERGY STAR® 1.2 Standards, 70% Efficient | One Conventional Griddle with 65% efficiency | Commercial | New | Assembly | FL Zone 2 | Per Unit | 0% | 15815 | 13905 | 1910 | 0.12077 | 12 | 0.3156 | 0.080771 | 0 | Reference source included incremental cost only | 0 | No labor cost (installation will not vary between base & change) | 0 | Illinois 2018 Statewide TRM, Section 4.2.8 (incremental cost only) | 0 | No labor cost (installation will not vary between base & change) | 0 | unit |  | 0
Equipment | Energy Star Griddle | One Griddle meeting ENERGY STAR® 1.2 Standards, 70% Efficient | One Conventional Griddle with 65% efficiency | Commercial | New | College and University | FL Zone 2 | Per Unit | 41% | 15815 | 13905 | 1910 | 0.12077 | 12 | 0.3156 | 0.080771 | 0 | Reference source included incremental cost only | 0 | No labor cost (installation will not vary between base & change) | 0 | Illinois 2018 Statewide TRM, Section 4.2.8 (incremental cost only) | 0 | No labor cost (installation will not vary between base & change) | 0 | unit |  | 0
Equipment | Energy Star Griddle | One Griddle meeting ENERGY STAR® 1.2 Standards, 70% Efficient | One Conventional Griddle with 65% efficiency | Commercial | New | Grocery | FL Zone 2 | Per Unit | 0% | 15815 | 13905 | 1910 | 0.12077 | 12 | 0.3156 | 0.080771 | 0 | Reference source included incremental cost only | 0 | No labor cost (installation will not vary between base & change) | 0 | Illinois 2018 Statewide TRM, Section 4.2.8 (incremental cost only) | 0 | No labor cost (installation will not vary between base & change) | 0 | unit |  | 0
Equipment | Energy Star Griddle | One Griddle meeting ENERGY STAR® 1.2 Standards, 70% Efficient | One Conventional Griddle with 65% efficiency | Commercial | New | Healthcare | FL Zone 2 | Per Unit | 41% | 15815 | 13905 | 1910 | 0.12077 | 12 | 0.3156 | 0.080771 | 0 | Reference source included incremental cost only | 0 | No labor cost (installation will not vary between base & change) | 0 | Illinois 2018 Statewide TRM, Section 4.2.8 (incremental cost only) | 0 | No labor cost (installation will not vary between base & change) | 0 | unit |  | 0
Equipment | Energy Star Griddle | One Griddle meeting ENERGY STAR® 1.2 Standards, 70% Efficient | One Conventional Griddle with 65% efficiency | Commercial | New | Hospitals | FL Zone 2 | Per Unit | 41% | 15815 | 13905 | 1910 | 0.12077 | 12 | 0.3156 | 0.080771 | 0 | Reference source included incremental cost only | 0 | No labor cost (installation will not vary between base & change) | 0 | Illinois 2018 Statewide TRM, Section 4.2.8 (incremental cost only) | 0 | No labor cost (installation will not vary between base & change) | 0 | unit |  | 0
Equipment | Energy Star Griddle | One Griddle meeting ENERGY STAR® 1.2 Standards, 70% Efficient | One Conventional Griddle with 65% efficiency | Commercial | New | Institutional | FL Zone 2 | Per Unit | 0% | 15815 | 13905 | 1910 | 0.12077 | 12 | 0.3156 | 0.080771 | 0 | Reference source included incremental cost only | 0 | No labor cost (installation will not vary between base & change) | 0 | Illinois 2018 Statewide TRM, Section 4.2.8 (incremental cost only) | 0 | No labor cost (installation will not vary between base & change) | 0 | unit |  | 0
Equipment | Energy Star Griddle | One Griddle meeting ENERGY STAR® 1.2 Standards, 70% Efficient | One Conventional Griddle with 65% efficiency | Commercial | New | Lodging/Hospitality | FL Zone 2 | Per Unit | 41% | 15815 | 13905 | 1910 | 0.12077 | 12 | 0.3156 | 0.080771 | 0 | Reference source included incremental cost only | 0 | No labor cost (installation will not vary between base & change) | 0 | Illinois 2018 Statewide TRM, Section 4.2.8 (incremental cost only) | 0 | No labor cost (installation will not vary between base & change) | 0 | unit |  | 0
Equipment | Energy Star Griddle | One Griddle meeting ENERGY STAR® 1.2 Standards, 70% Efficient | One Conventional Griddle with 65% efficiency | Commercial | New | Miscellaneous | FL Zone 2 | Per Unit | 0% | 15815 | 13905 | 1910 | 0.12077 | 12 | 0.3156 | 0.080771 | 0 | Reference source included incremental cost only | 0 | No labor cost (installation will not vary between base & change) | 0 | Illinois 2018 Statewide TRM, Section 4.2.8 (incremental cost only) | 0 | No labor cost (installation will not vary between base & change) | 0 | unit |  | 0
Equipment | Energy Star Griddle | One Griddle meeting ENERGY STAR® 1.2 Standards, 70% Efficient | One Conventional Griddle with 65% efficiency | Commercial | New | Offices | FL Zone 2 | Per Unit | 0% | 15815 | 13905 | 1910 | 0.12077 | 12 | 0.3156 | 0.080771 | 0 | Reference source included incremental cost only | 0 | No labor cost (installation will not vary between base & change) | 0 | Illinois 2018 Statewide TRM, Section 4.2.8 (incremental cost only) | 0 | No labor cost (installation will not vary between base & change) | 0 | unit |  | 0
Equipment | Energy Star Griddle | One Griddle meeting ENERGY STAR® 1.2 Standards, 70% Efficient | One Conventional Griddle with 65% efficiency | Commercial | New | Restaurants | FL Zone 2 | Per Unit | 41% | 15815 | 13905 | 1910 | 0.12077 | 12 | 0.3156 | 0.080771 | 0 | Reference source included incremental cost only | 0 | No labor cost (installation will not vary between base & change) | 0 | Illinois 2018 Statewide TRM, Section 4.2.8 (incremental cost only) | 0 | No labor cost (installation will not vary between base & change) | 0 | unit |  | 0
Equipment | Energy Star Griddle | One Griddle meeting ENERGY STAR® 1.2 Standards, 70% Efficient | One Conventional Griddle with 65% efficiency | Commercial | New | Retail | FL Zone 2 | Per Unit | 0% | 15815 | 13905 | 1910 | 0.12077 | 12 | 0.3156 | 0.080771 | 0 | Reference source included incremental cost only | 0 | No labor cost (installation will not vary between base & change) | 0 | Illinois 2018 Statewide TRM, Section 4.2.8 (incremental cost only) | 0 | No labor cost (installation will not vary between base & change) | 0 | unit |  | 0
Equipment | Energy Star Griddle | One Griddle meeting ENERGY STAR® 1.2 Standards, 70% Efficient | One Conventional Griddle with 65% efficiency | Commercial | New | Schools K-12 | FL Zone 2 | Per Unit | 41% | 15815 | 13905 | 1910 | 0.12077 | 12 | 0.3156 | 0.080771 | 0 | Reference source included incremental cost only | 0 | No labor cost (installation will not vary between base & change) | 0 | Illinois 2018 Statewide TRM, Section 4.2.8 (incremental cost only) | 0 | No labor cost (installation will not vary between base & change) | 0 | unit |  | 0
Equipment | Energy Star Griddle | One Griddle meeting ENERGY STAR® 1.2 Standards, 70% Efficient | One Conventional Griddle with 65% efficiency | Commercial | New | Warehouse | FL Zone 2 | Per Unit | 0% | 15815 | 13905 | 1910 | 0.12077 | 12 | 0.3156 | 0.080771 | 0 | Reference source included incremental cost only | 0 | No labor cost (installation will not vary between base & change) | 0 | Illinois 2018 Statewide TRM, Section 4.2.8 (incremental cost only) | 0 | No labor cost (installation will not vary between base & change) | 0 | unit |  | 0
Equipment | Energy Star Hot Food Holding Cabinet | One Hot Food Holding Cabinet meeting ENERGY STAR® 2.0 Standards | One Standard Hot Food Holding Cabinet | Commercial | Turnover | Assembly | FL Zone 2 | Per Unit | 0% | 3285 | 1554.9 | 1730.1 | 0.52667 | 12 | 0.31862 | 0.15417 | 3564 | Regional Technical Forum for the Northwest Council (https://rtf.nwcouncil.org/measure/hot-food-holding-cabinets) | 0 | No labor cost (installation will not vary between base & change) | 4375 | Regional Technical Forum for the Northwest Council (https://rtf.nwcouncil.org/measure/hot-food-holding-cabinets) | 0 | No labor cost (installation will not vary between base & change) | 811 | unit |  | 811
Equipment | Energy Star Hot Food Holding Cabinet | One Hot Food Holding Cabinet meeting ENERGY STAR® 2.0 Standards | One Standard Hot Food Holding Cabinet | Commercial | Turnover | College and University | FL Zone 2 | Per Unit | 27% | 3285 | 1554.9 | 1730.1 | 0.52667 | 12 | 0.31862 | 0.15417 | 3564 | Regional Technical Forum for the Northwest Council (https://rtf.nwcouncil.org/measure/hot-food-holding-cabinets) | 0 | No labor cost (installation will not vary between base & change) | 4375 | Regional Technical Forum for the Northwest Council (https://rtf.nwcouncil.org/measure/hot-food-holding-cabinets) | 0 | No labor cost (installation will not vary between base & change) | 811 | unit |  | 811
Equipment | Energy Star Hot Food Holding Cabinet | One Hot Food Holding Cabinet meeting ENERGY STAR® 2.0 Standards | One Standard Hot Food Holding Cabinet | Commercial | Turnover | Grocery | FL Zone 2 | Per Unit | 0% | 3285 | 1554.9 | 1730.1 | 0.52667 | 12 | 0.31862 | 0.15417 | 3564 | Regional Technical Forum for the Northwest Council (https://rtf.nwcouncil.org/measure/hot-food-holding-cabinets) | 0 | No labor cost (installation will not vary between base & change) | 4375 | Regional Technical Forum for the Northwest Council (https://rtf.nwcouncil.org/measure/hot-food-holding-cabinets) | 0 | No labor cost (installation will not vary between base & change) | 811 | unit |  | 811
Equipment | Energy Star Hot Food Holding Cabinet | One Hot Food Holding Cabinet meeting ENERGY STAR® 2.0 Standards | One Standard Hot Food Holding Cabinet | Commercial | Turnover | Healthcare | FL Zone 2 | Per Unit | 27% | 3285 | 1554.9 | 1730.1 | 0.52667 | 12 | 0.31862 | 0.15417 | 3564 | Regional Technical Forum for the Northwest Council (https://rtf.nwcouncil.org/measure/hot-food-holding-cabinets) | 0 | No labor cost (installation will not vary between base & change) | 4375 | Regional Technical Forum for the Northwest Council (https://rtf.nwcouncil.org/measure/hot-food-holding-cabinets) | 0 | No labor cost (installation will not vary between base & change) | 811 | unit |  | 811
Equipment | Energy Star Hot Food Holding Cabinet | One Hot Food Holding Cabinet meeting ENERGY STAR® 2.0 Standards | One Standard Hot Food Holding Cabinet | Commercial | Turnover | Hospitals | FL Zone 2 | Per Unit | 27% | 3285 | 1554.9 | 1730.1 | 0.52667 | 12 | 0.31862 | 0.15417 | 3564 | Regional Technical Forum for the Northwest Council (https://rtf.nwcouncil.org/measure/hot-food-holding-cabinets) | 0 | No labor cost (installation will not vary between base & change) | 4375 | Regional Technical Forum for the Northwest Council (https://rtf.nwcouncil.org/measure/hot-food-holding-cabinets) | 0 | No labor cost (installation will not vary between base & change) | 811 | unit |  | 811
Equipment | Energy Star Hot Food Holding Cabinet | One Hot Food Holding Cabinet meeting ENERGY STAR® 2.0 Standards | One Standard Hot Food Holding Cabinet | Commercial | Turnover | Institutional | FL Zone 2 | Per Unit | 0% | 3285 | 1554.9 | 1730.1 | 0.52667 | 12 | 0.31862 | 0.15417 | 3564 | Regional Technical Forum for the Northwest Council (https://rtf.nwcouncil.org/measure/hot-food-holding-cabinets) | 0 | No labor cost (installation will not vary between base & change) | 4375 | Regional Technical Forum for the Northwest Council (https://rtf.nwcouncil.org/measure/hot-food-holding-cabinets) | 0 | No labor cost (installation will not vary between base & change) | 811 | unit |  | 811
Equipment | Energy Star Hot Food Holding Cabinet | One Hot Food Holding Cabinet meeting ENERGY STAR® 2.0 Standards | One Standard Hot Food Holding Cabinet | Commercial | Turnover | Lodging/Hospitality | FL Zone 2 | Per Unit | 27% | 3285 | 1554.9 | 1730.1 | 0.52667 | 12 | 0.31862 | 0.15417 | 3564 | Regional Technical Forum for the Northwest Council (https://rtf.nwcouncil.org/measure/hot-food-holding-cabinets) | 0 | No labor cost (installation will not vary between base & change) | 4375 | Regional Technical Forum for the Northwest Council (https://rtf.nwcouncil.org/measure/hot-food-holding-cabinets) | 0 | No labor cost (installation will not vary between base & change) | 811 | unit |  | 811
Equipment | Energy Star Hot Food Holding Cabinet | One Hot Food Holding Cabinet meeting ENERGY STAR® 2.0 Standards | One Standard Hot Food Holding Cabinet | Commercial | Turnover | Miscellaneous | FL Zone 2 | Per Unit | 0% | 3285 | 1554.9 | 1730.1 | 0.52667 | 12 | 0.31862 | 0.15417 | 3564 | Regional Technical Forum for the Northwest Council (https://rtf.nwcouncil.org/measure/hot-food-holding-cabinets) | 0 | No labor cost (installation will not vary between base & change) | 4375 | Regional Technical Forum for the Northwest Council (https://rtf.nwcouncil.org/measure/hot-food-holding-cabinets) | 0 | No labor cost (installation will not vary between base & change) | 811 | unit |  | 811
Equipment | Energy Star Hot Food Holding Cabinet | One Hot Food Holding Cabinet meeting ENERGY STAR® 2.0 Standards | One Standard Hot Food Holding Cabinet | Commercial | Turnover | Offices | FL Zone 2 | Per Unit | 0% | 3285 | 1554.9 | 1730.1 | 0.52667 | 12 | 0.31862 | 0.15417 | 3564 | Regional Technical Forum for the Northwest Council (https://rtf.nwcouncil.org/measure/hot-food-holding-cabinets) | 0 | No labor cost (installation will not vary between base & change) | 4375 | Regional Technical Forum for the Northwest Council (https://rtf.nwcouncil.org/measure/hot-food-holding-cabinets) | 0 | No labor cost (installation will not vary between base & change) | 811 | unit |  | 811
Equipment | Energy Star Hot Food Holding Cabinet | One Hot Food Holding Cabinet meeting ENERGY STAR® 2.0 Standards | One Standard Hot Food Holding Cabinet | Commercial | Turnover | Restaurants | FL Zone 2 | Per Unit | 27% | 3285 | 1554.9 | 1730.1 | 0.52667 | 12 | 0.31862 | 0.15417 | 3564 | Regional Technical Forum for the Northwest Council (https://rtf.nwcouncil.org/measure/hot-food-holding-cabinets) | 0 | No labor cost (installation will not vary between base & change) | 4375 | Regional Technical Forum for the Northwest Council (https://rtf.nwcouncil.org/measure/hot-food-holding-cabinets) | 0 | No labor cost (installation will not vary between base & change) | 811 | unit |  | 811
Equipment | Energy Star Hot Food Holding Cabinet | One Hot Food Holding Cabinet meeting ENERGY STAR® 2.0 Standards | One Standard Hot Food Holding Cabinet | Commercial | Turnover | Retail | FL Zone 2 | Per Unit | 0% | 3285 | 1554.9 | 1730.1 | 0.52667 | 12 | 0.31862 | 0.15417 | 3564 | Regional Technical Forum for the Northwest Council (https://rtf.nwcouncil.org/measure/hot-food-holding-cabinets) | 0 | No labor cost (installation will not vary between base & change) | 4375 | Regional Technical Forum for the Northwest Council (https://rtf.nwcouncil.org/measure/hot-food-holding-cabinets) | 0 | No labor cost (installation will not vary between base & change) | 811 | unit |  | 811
Equipment | Energy Star Hot Food Holding Cabinet | One Hot Food Holding Cabinet meeting ENERGY STAR® 2.0 Standards | One Standard Hot Food Holding Cabinet | Commercial | Turnover | Schools K-12 | FL Zone 2 | Per Unit | 27% | 3285 | 1554.9 | 1730.1 | 0.52667 | 12 | 0.31862 | 0.15417 | 3564 | Regional Technical Forum for the Northwest Council (https://rtf.nwcouncil.org/measure/hot-food-holding-cabinets) | 0 | No labor cost (installation will not vary between base & change) | 4375 | Regional Technical Forum for the Northwest Council (https://rtf.nwcouncil.org/measure/hot-food-holding-cabinets) | 0 | No labor cost (installation will not vary between base & change) | 811 | unit |  | 811
Equipment | Energy Star Hot Food Holding Cabinet | One Hot Food Holding Cabinet meeting ENERGY STAR® 2.0 Standards | One Standard Hot Food Holding Cabinet | Commercial | Turnover | Warehouse | FL Zone 2 | Per Unit | 0% | 3285 | 1554.9 | 1730.1 | 0.52667 | 12 | 0.31862 | 0.15417 | 3564 | Regional Technical Forum for the Northwest Council (https://rtf.nwcouncil.org/measure/hot-food-holding-cabinets) | 0 | No labor cost (installation will not vary between base & change) | 4375 | Regional Technical Forum for the Northwest Council (https://rtf.nwcouncil.org/measure/hot-food-holding-cabinets) | 0 | No labor cost (installation will not vary between base & change) | 811 | unit |  | 811
Equipment | Energy Star Hot Food Holding Cabinet | One Hot Food Holding Cabinet meeting ENERGY STAR® 2.0 Standards | One Standard Hot Food Holding Cabinet | Commercial | New | Assembly | FL Zone 2 | Per Unit | 0% | 3285 | 1554.9 | 1730.1 | 0.52667 | 12 | 0.31862 | 0.15417 | 3564 | Regional Technical Forum for the Northwest Council (https://rtf.nwcouncil.org/measure/hot-food-holding-cabinets) | 0 | No labor cost (installation will not vary between base & change) | 4375 | Regional Technical Forum for the Northwest Council (https://rtf.nwcouncil.org/measure/hot-food-holding-cabinets) | 0 | No labor cost (installation will not vary between base & change) | 811 | unit |  | 811
Equipment | Energy Star Hot Food Holding Cabinet | One Hot Food Holding Cabinet meeting ENERGY STAR® 2.0 Standards | One Standard Hot Food Holding Cabinet | Commercial | New | College and University | FL Zone 2 | Per Unit | 27% | 3285 | 1554.9 | 1730.1 | 0.52667 | 12 | 0.31862 | 0.15417 | 3564 | Regional Technical Forum for the Northwest Council (https://rtf.nwcouncil.org/measure/hot-food-holding-cabinets) | 0 | No labor cost (installation will not vary between base & change) | 4375 | Regional Technical Forum for the Northwest Council (https://rtf.nwcouncil.org/measure/hot-food-holding-cabinets) | 0 | No labor cost (installation will not vary between base & change) | 811 | unit |  | 811
Equipment | Energy Star Hot Food Holding Cabinet | One Hot Food Holding Cabinet meeting ENERGY STAR® 2.0 Standards | One Standard Hot Food Holding Cabinet | Commercial | New | Grocery | FL Zone 2 | Per Unit | 0% | 3285 | 1554.9 | 1730.1 | 0.52667 | 12 | 0.31862 | 0.15417 | 3564 | Regional Technical Forum for the Northwest Council (https://rtf.nwcouncil.org/measure/hot-food-holding-cabinets) | 0 | No labor cost (installation will not vary between base & change) | 4375 | Regional Technical Forum for the Northwest Council (https://rtf.nwcouncil.org/measure/hot-food-holding-cabinets) | 0 | No labor cost (installation will not vary between base & change) | 811 | unit |  | 811
Equipment | Energy Star Hot Food Holding Cabinet | One Hot Food Holding Cabinet meeting ENERGY STAR® 2.0 Standards | One Standard Hot Food Holding Cabinet | Commercial | New | Healthcare | FL Zone 2 | Per Unit | 27% | 3285 | 1554.9 | 1730.1 | 0.52667 | 12 | 0.31862 | 0.15417 | 3564 | Regional Technical Forum for the Northwest Council (https://rtf.nwcouncil.org/measure/hot-food-holding-cabinets) | 0 | No labor cost (installation will not vary between base & change) | 4375 | Regional Technical Forum for the Northwest Council (https://rtf.nwcouncil.org/measure/hot-food-holding-cabinets) | 0 | No labor cost (installation will not vary between base & change) | 811 | unit |  | 811
Equipment | Energy Star Hot Food Holding Cabinet | One Hot Food Holding Cabinet meeting ENERGY STAR® 2.0 Standards | One Standard Hot Food Holding Cabinet | Commercial | New | Hospitals | FL Zone 2 | Per Unit | 27% | 3285 | 1554.9 | 1730.1 | 0.52667 | 12 | 0.31862 | 0.15417 | 3564 | Regional Technical Forum for the Northwest Council (https://rtf.nwcouncil.org/measure/hot-food-holding-cabinets) | 0 | No labor cost (installation will not vary between base & change) | 4375 | Regional Technical Forum for the Northwest Council (https://rtf.nwcouncil.org/measure/hot-food-holding-cabinets) | 0 | No labor cost (installation will not vary between base & change) | 811 | unit |  | 811
Equipment | Energy Star Hot Food Holding Cabinet | One Hot Food Holding Cabinet meeting ENERGY STAR® 2.0 Standards | One Standard Hot Food Holding Cabinet | Commercial | New | Institutional | FL Zone 2 | Per Unit | 0% | 3285 | 1554.9 | 1730.1 | 0.52667 | 12 | 0.31862 | 0.15417 | 3564 | Regional Technical Forum for the Northwest Council (https://rtf.nwcouncil.org/measure/hot-food-holding-cabinets) | 0 | No labor cost (installation will not vary between base & change) | 4375 | Regional Technical Forum for the Northwest Council (https://rtf.nwcouncil.org/measure/hot-food-holding-cabinets) | 0 | No labor cost (installation will not vary between base & change) | 811 | unit |  | 811
Equipment | Energy Star Hot Food Holding Cabinet | One Hot Food Holding Cabinet meeting ENERGY STAR® 2.0 Standards | One Standard Hot Food Holding Cabinet | Commercial | New | Lodging/Hospitality | FL Zone 2 | Per Unit | 27% | 3285 | 1554.9 | 1730.1 | 0.52667 | 12 | 0.31862 | 0.15417 | 3564 | Regional Technical Forum for the Northwest Council (https://rtf.nwcouncil.org/measure/hot-food-holding-cabinets) | 0 | No labor cost (installation will not vary between base & change) | 4375 | Regional Technical Forum for the Northwest Council (https://rtf.nwcouncil.org/measure/hot-food-holding-cabinets) | 0 | No labor cost (installation will not vary between base & change) | 811 | unit |  | 811
Equipment | Energy Star Hot Food Holding Cabinet | One Hot Food Holding Cabinet meeting ENERGY STAR® 2.0 Standards | One Standard Hot Food Holding Cabinet | Commercial | New | Miscellaneous | FL Zone 2 | Per Unit | 0% | 3285 | 1554.9 | 1730.1 | 0.52667 | 12 | 0.31862 | 0.15417 | 3564 | Regional Technical Forum for the Northwest Council (https://rtf.nwcouncil.org/measure/hot-food-holding-cabinets) | 0 | No labor cost (installation will not vary between base & change) | 4375 | Regional Technical Forum for the Northwest Council (https://rtf.nwcouncil.org/measure/hot-food-holding-cabinets) | 0 | No labor cost (installation will not vary between base & change) | 811 | unit |  | 811
Equipment | Energy Star Hot Food Holding Cabinet | One Hot Food Holding Cabinet meeting ENERGY STAR® 2.0 Standards | One Standard Hot Food Holding Cabinet | Commercial | New | Offices | FL Zone 2 | Per Unit | 0% | 3285 | 1554.9 | 1730.1 | 0.52667 | 12 | 0.31862 | 0.15417 | 3564 | Regional Technical Forum for the Northwest Council (https://rtf.nwcouncil.org/measure/hot-food-holding-cabinets) | 0 | No labor cost (installation will not vary between base & change) | 4375 | Regional Technical Forum for the Northwest Council (https://rtf.nwcouncil.org/measure/hot-food-holding-cabinets) | 0 | No labor cost (installation will not vary between base & change) | 811 | unit |  | 811
Equipment | Energy Star Hot Food Holding Cabinet | One Hot Food Holding Cabinet meeting ENERGY STAR® 2.0 Standards | One Standard Hot Food Holding Cabinet | Commercial | New | Restaurants | FL Zone 2 | Per Unit | 27% | 3285 | 1554.9 | 1730.1 | 0.52667 | 12 | 0.31862 | 0.15417 | 3564 | Regional Technical Forum for the Northwest Council (https://rtf.nwcouncil.org/measure/hot-food-holding-cabinets) | 0 | No labor cost (installation will not vary between base & change) | 4375 | Regional Technical Forum for the Northwest Council (https://rtf.nwcouncil.org/measure/hot-food-holding-cabinets) | 0 | No labor cost (installation will not vary between base & change) | 811 | unit |  | 811
Equipment | Energy Star Hot Food Holding Cabinet | One Hot Food Holding Cabinet meeting ENERGY STAR® 2.0 Standards | One Standard Hot Food Holding Cabinet | Commercial | New | Retail | FL Zone 2 | Per Unit | 0% | 3285 | 1554.9 | 1730.1 | 0.52667 | 12 | 0.31862 | 0.15417 | 3564 | Regional Technical Forum for the Northwest Council (https://rtf.nwcouncil.org/measure/hot-food-holding-cabinets) | 0 | No labor cost (installation will not vary between base & change) | 4375 | Regional Technical Forum for the Northwest Council (https://rtf.nwcouncil.org/measure/hot-food-holding-cabinets) | 0 | No labor cost (installation will not vary between base & change) | 811 | unit |  | 811
Equipment | Energy Star Hot Food Holding Cabinet | One Hot Food Holding Cabinet meeting ENERGY STAR® 2.0 Standards | One Standard Hot Food Holding Cabinet | Commercial | New | Schools K-12 | FL Zone 2 | Per Unit | 27% | 3285 | 1554.9 | 1730.1 | 0.52667 | 12 | 0.31862 | 0.15417 | 3564 | Regional Technical Forum for the Northwest Council (https://rtf.nwcouncil.org/measure/hot-food-holding-cabinets) | 0 | No labor cost (installation will not vary between base & change) | 4375 | Regional Technical Forum for the Northwest Council (https://rtf.nwcouncil.org/measure/hot-food-holding-cabinets) | 0 | No labor cost (installation will not vary between base & change) | 811 | unit |  | 811
Equipment | Energy Star Hot Food Holding Cabinet | One Hot Food Holding Cabinet meeting ENERGY STAR® 2.0 Standards | One Standard Hot Food Holding Cabinet | Commercial | New | Warehouse | FL Zone 2 | Per Unit | 0% | 3285 | 1554.9 | 1730.1 | 0.52667 | 12 | 0.31862 | 0.15417 | 3564 | Regional Technical Forum for the Northwest Council (https://rtf.nwcouncil.org/measure/hot-food-holding-cabinets) | 0 | No labor cost (installation will not vary between base & change) | 4375 | Regional Technical Forum for the Northwest Council (https://rtf.nwcouncil.org/measure/hot-food-holding-cabinets) | 0 | No labor cost (installation will not vary between base & change) | 811 | unit |  | 811
Equipment | Energy Star Steamer | One 4-Pan Electric Steamer meeting ENERGY STAR® 2.0 Standards, 68% Efficient | One Standard Economy-Grade 4-Pan Steamer, 26% Efficient | Commercial | Turnover | Assembly | FL Zone 2 | Per Unit | 0% | 17599 | 7632 | 9967 | 0.56634 | 12 | 1.4645 | 0.85037 | 5748.54 | Regional Technical Forum for the Northwest Council (https://nwcouncil.app.box.com/v/ComCookingSteamer3-0) | 0 | No labor cost (installation will not vary between base & change) | 6574.26 | Regional Technical Forum for the Northwest Council (https://nwcouncil.app.box.com/v/ComCookingSteamer3-0) | 0 | No labor cost (installation will not vary between base & change) | 825.72 | unit |  | 825.72
Equipment | Energy Star Steamer | One 4-Pan Electric Steamer meeting ENERGY STAR® 2.0 Standards, 68% Efficient | One Standard Economy-Grade 4-Pan Steamer, 26% Efficient | Commercial | Turnover | College and University | FL Zone 2 | Per Unit | 12% | 17599 | 7632 | 9967 | 0.56634 | 12 | 1.4645 | 0.85037 | 5748.54 | Regional Technical Forum for the Northwest Council (https://nwcouncil.app.box.com/v/ComCookingSteamer3-0) | 0 | No labor cost (installation will not vary between base & change) | 6574.26 | Regional Technical Forum for the Northwest Council (https://nwcouncil.app.box.com/v/ComCookingSteamer3-0) | 0 | No labor cost (installation will not vary between base & change) | 825.72 | unit |  | 825.72
Equipment | Energy Star Steamer | One 4-Pan Electric Steamer meeting ENERGY STAR® 2.0 Standards, 68% Efficient | One Standard Economy-Grade 4-Pan Steamer, 26% Efficient | Commercial | Turnover | Grocery | FL Zone 2 | Per Unit | 0% | 17599 | 7632 | 9967 | 0.56634 | 12 | 1.4645 | 0.85037 | 5748.54 | Regional Technical Forum for the Northwest Council (https://nwcouncil.app.box.com/v/ComCookingSteamer3-0) | 0 | No labor cost (installation will not vary between base & change) | 6574.26 | Regional Technical Forum for the Northwest Council (https://nwcouncil.app.box.com/v/ComCookingSteamer3-0) | 0 | No labor cost (installation will not vary between base & change) | 825.72 | unit |  | 825.72
Equipment | Energy Star Steamer | One 4-Pan Electric Steamer meeting ENERGY STAR® 2.0 Standards, 68% Efficient | One Standard Economy-Grade 4-Pan Steamer, 26% Efficient | Commercial | Turnover | Healthcare | FL Zone 2 | Per Unit | 12% | 17599 | 7632 | 9967 | 0.56634 | 12 | 1.4645 | 0.85037 | 5748.54 | Regional Technical Forum for the Northwest Council (https://nwcouncil.app.box.com/v/ComCookingSteamer3-0) | 0 | No labor cost (installation will not vary between base & change) | 6574.26 | Regional Technical Forum for the Northwest Council (https://nwcouncil.app.box.com/v/ComCookingSteamer3-0) | 0 | No labor cost (installation will not vary between base & change) | 825.72 | unit |  | 825.72
Equipment | Energy Star Steamer | One 4-Pan Electric Steamer meeting ENERGY STAR® 2.0 Standards, 68% Efficient | One Standard Economy-Grade 4-Pan Steamer, 26% Efficient | Commercial | Turnover | Hospitals | FL Zone 2 | Per Unit | 12% | 17599 | 7632 | 9967 | 0.56634 | 12 | 1.4645 | 0.85037 | 5748.54 | Regional Technical Forum for the Northwest Council (https://nwcouncil.app.box.com/v/ComCookingSteamer3-0) | 0 | No labor cost (installation will not vary between base & change) | 6574.26 | Regional Technical Forum for the Northwest Council (https://nwcouncil.app.box.com/v/ComCookingSteamer3-0) | 0 | No labor cost (installation will not vary between base & change) | 825.72 | unit |  | 825.72
Equipment | Energy Star Steamer | One 4-Pan Electric Steamer meeting ENERGY STAR® 2.0 Standards, 68% Efficient | One Standard Economy-Grade 4-Pan Steamer, 26% Efficient | Commercial | Turnover | Institutional | FL Zone 2 | Per Unit | 0% | 17599 | 7632 | 9967 | 0.56634 | 12 | 1.4645 | 0.85037 | 5748.54 | Regional Technical Forum for the Northwest Council (https://nwcouncil.app.box.com/v/ComCookingSteamer3-0) | 0 | No labor cost (installation will not vary between base & change) | 6574.26 | Regional Technical Forum for the Northwest Council (https://nwcouncil.app.box.com/v/ComCookingSteamer3-0) | 0 | No labor cost (installation will not vary between base & change) | 825.72 | unit |  | 825.72
Equipment | Energy Star Steamer | One 4-Pan Electric Steamer meeting ENERGY STAR® 2.0 Standards, 68% Efficient | One Standard Economy-Grade 4-Pan Steamer, 26% Efficient | Commercial | Turnover | Lodging/Hospitality | FL Zone 2 | Per Unit | 12% | 17599 | 7632 | 9967 | 0.56634 | 12 | 1.4645 | 0.85037 | 5748.54 | Regional Technical Forum for the Northwest Council (https://nwcouncil.app.box.com/v/ComCookingSteamer3-0) | 0 | No labor cost (installation will not vary between base & change) | 6574.26 | Regional Technical Forum for the Northwest Council (https://nwcouncil.app.box.com/v/ComCookingSteamer3-0) | 0 | No labor cost (installation will not vary between base & change) | 825.72 | unit |  | 825.72
Equipment | Energy Star Steamer | One 4-Pan Electric Steamer meeting ENERGY STAR® 2.0 Standards, 68% Efficient | One Standard Economy-Grade 4-Pan Steamer, 26% Efficient | Commercial | Turnover | Miscellaneous | FL Zone 2 | Per Unit | 0% | 17599 | 7632 | 9967 | 0.56634 | 12 | 1.4645 | 0.85037 | 5748.54 | Regional Technical Forum for the Northwest Council (https://nwcouncil.app.box.com/v/ComCookingSteamer3-0) | 0 | No labor cost (installation will not vary between base & change) | 6574.26 | Regional Technical Forum for the Northwest Council (https://nwcouncil.app.box.com/v/ComCookingSteamer3-0) | 0 | No labor cost (installation will not vary between base & change) | 825.72 | unit |  | 825.72
Equipment | Energy Star Steamer | One 4-Pan Electric Steamer meeting ENERGY STAR® 2.0 Standards, 68% Efficient | One Standard Economy-Grade 4-Pan Steamer, 26% Efficient | Commercial | Turnover | Offices | FL Zone 2 | Per Unit | 0% | 17599 | 7632 | 9967 | 0.56634 | 12 | 1.4645 | 0.85037 | 5748.54 | Regional Technical Forum for the Northwest Council (https://nwcouncil.app.box.com/v/ComCookingSteamer3-0) | 0 | No labor cost (installation will not vary between base & change) | 6574.26 | Regional Technical Forum for the Northwest Council (https://nwcouncil.app.box.com/v/ComCookingSteamer3-0) | 0 | No labor cost (installation will not vary between base & change) | 825.72 | unit |  | 825.72
Equipment | Energy Star Steamer | One 4-Pan Electric Steamer meeting ENERGY STAR® 2.0 Standards, 68% Efficient | One Standard Economy-Grade 4-Pan Steamer, 26% Efficient | Commercial | Turnover | Restaurants | FL Zone 2 | Per Unit | 12% | 17599 | 7632 | 9967 | 0.56634 | 12 | 1.4645 | 0.85037 | 5748.54 | Regional Technical Forum for the Northwest Council (https://nwcouncil.app.box.com/v/ComCookingSteamer3-0) | 0 | No labor cost (installation will not vary between base & change) | 6574.26 | Regional Technical Forum for the Northwest Council (https://nwcouncil.app.box.com/v/ComCookingSteamer3-0) | 0 | No labor cost (installation will not vary between base & change) | 825.72 | unit |  | 825.72
Equipment | Energy Star Steamer | One 4-Pan Electric Steamer meeting ENERGY STAR® 2.0 Standards, 68% Efficient | One Standard Economy-Grade 4-Pan Steamer, 26% Efficient | Commercial | Turnover | Retail | FL Zone 2 | Per Unit | 0% | 17599 | 7632 | 9967 | 0.56634 | 12 | 1.4645 | 0.85037 | 5748.54 | Regional Technical Forum for the Northwest Council (https://nwcouncil.app.box.com/v/ComCookingSteamer3-0) | 0 | No labor cost (installation will not vary between base & change) | 6574.26 | Regional Technical Forum for the Northwest Council (https://nwcouncil.app.box.com/v/ComCookingSteamer3-0) | 0 | No labor cost (installation will not vary between base & change) | 825.72 | unit |  | 825.72
Equipment | Energy Star Steamer | One 4-Pan Electric Steamer meeting ENERGY STAR® 2.0 Standards, 68% Efficient | One Standard Economy-Grade 4-Pan Steamer, 26% Efficient | Commercial | Turnover | Schools K-12 | FL Zone 2 | Per Unit | 12% | 17599 | 7632 | 9967 | 0.56634 | 12 | 1.4645 | 0.85037 | 5748.54 | Regional Technical Forum for the Northwest Council (https://nwcouncil.app.box.com/v/ComCookingSteamer3-0) | 0 | No labor cost (installation will not vary between base & change) | 6574.26 | Regional Technical Forum for the Northwest Council (https://nwcouncil.app.box.com/v/ComCookingSteamer3-0) | 0 | No labor cost (installation will not vary between base & change) | 825.72 | unit |  | 825.72
Equipment | Energy Star Steamer | One 4-Pan Electric Steamer meeting ENERGY STAR® 2.0 Standards, 68% Efficient | One Standard Economy-Grade 4-Pan Steamer, 26% Efficient | Commercial | Turnover | Warehouse | FL Zone 2 | Per Unit | 0% | 17599 | 7632 | 9967 | 0.56634 | 12 | 1.4645 | 0.85037 | 5748.54 | Regional Technical Forum for the Northwest Council (https://nwcouncil.app.box.com/v/ComCookingSteamer3-0) | 0 | No labor cost (installation will not vary between base & change) | 6574.26 | Regional Technical Forum for the Northwest Council (https://nwcouncil.app.box.com/v/ComCookingSteamer3-0) | 0 | No labor cost (installation will not vary between base & change) | 825.72 | unit |  | 825.72
Equipment | Energy Star Steamer | One 4-Pan Electric Steamer meeting ENERGY STAR® 2.0 Standards, 68% Efficient | One Standard Economy-Grade 4-Pan Steamer, 26% Efficient | Commercial | New | Assembly | FL Zone 2 | Per Unit | 0% | 17599 | 7632 | 9967 | 0.56634 | 12 | 1.4645 | 0.85037 | 5748.54 | Regional Technical Forum for the Northwest Council (https://nwcouncil.app.box.com/v/ComCookingSteamer3-0) | 0 | No labor cost (installation will not vary between base & change) | 6574.26 | Regional Technical Forum for the Northwest Council (https://nwcouncil.app.box.com/v/ComCookingSteamer3-0) | 0 | No labor cost (installation will not vary between base & change) | 825.72 | unit |  | 825.72
Equipment | Energy Star Steamer | One 4-Pan Electric Steamer meeting ENERGY STAR® 2.0 Standards, 68% Efficient | One Standard Economy-Grade 4-Pan Steamer, 26% Efficient | Commercial | New | College and University | FL Zone 2 | Per Unit | 12% | 17599 | 7632 | 9967 | 0.56634 | 12 | 1.4645 | 0.85037 | 5748.54 | Regional Technical Forum for the Northwest Council (https://nwcouncil.app.box.com/v/ComCookingSteamer3-0) | 0 | No labor cost (installation will not vary between base & change) | 6574.26 | Regional Technical Forum for the Northwest Council (https://nwcouncil.app.box.com/v/ComCookingSteamer3-0) | 0 | No labor cost (installation will not vary between base & change) | 825.72 | unit |  | 825.72
Equipment | Energy Star Steamer | One 4-Pan Electric Steamer meeting ENERGY STAR® 2.0 Standards, 68% Efficient | One Standard Economy-Grade 4-Pan Steamer, 26% Efficient | Commercial | New | Grocery | FL Zone 2 | Per Unit | 0% | 17599 | 7632 | 9967 | 0.56634 | 12 | 1.4645 | 0.85037 | 5748.54 | Regional Technical Forum for the Northwest Council (https://nwcouncil.app.box.com/v/ComCookingSteamer3-0) | 0 | No labor cost (installation will not vary between base & change) | 6574.26 | Regional Technical Forum for the Northwest Council (https://nwcouncil.app.box.com/v/ComCookingSteamer3-0) | 0 | No labor cost (installation will not vary between base & change) | 825.72 | unit |  | 825.72
Equipment | Energy Star Steamer | One 4-Pan Electric Steamer meeting ENERGY STAR® 2.0 Standards, 68% Efficient | One Standard Economy-Grade 4-Pan Steamer, 26% Efficient | Commercial | New | Healthcare | FL Zone 2 | Per Unit | 12% | 17599 | 7632 | 9967 | 0.56634 | 12 | 1.4645 | 0.85037 | 5748.54 | Regional Technical Forum for the Northwest Council (https://nwcouncil.app.box.com/v/ComCookingSteamer3-0) | 0 | No labor cost (installation will not vary between base & change) | 6574.26 | Regional Technical Forum for the Northwest Council (https://nwcouncil.app.box.com/v/ComCookingSteamer3-0) | 0 | No labor cost (installation will not vary between base & change) | 825.72 | unit |  | 825.72
Equipment | Energy Star Steamer | One 4-Pan Electric Steamer meeting ENERGY STAR® 2.0 Standards, 68% Efficient | One Standard Economy-Grade 4-Pan Steamer, 26% Efficient | Commercial | New | Hospitals | FL Zone 2 | Per Unit | 12% | 17599 | 7632 | 9967 | 0.56634 | 12 | 1.4645 | 0.85037 | 5748.54 | Regional Technical Forum for the Northwest Council (https://nwcouncil.app.box.com/v/ComCookingSteamer3-0) | 0 | No labor cost (installation will not vary between base & change) | 6574.26 | Regional Technical Forum for the Northwest Council (https://nwcouncil.app.box.com/v/ComCookingSteamer3-0) | 0 | No labor cost (installation will not vary between base & change) | 825.72 | unit |  | 825.72
Equipment | Energy Star Steamer | One 4-Pan Electric Steamer meeting ENERGY STAR® 2.0 Standards, 68% Efficient | One Standard Economy-Grade 4-Pan Steamer, 26% Efficient | Commercial | New | Institutional | FL Zone 2 | Per Unit | 0% | 17599 | 7632 | 9967 | 0.56634 | 12 | 1.4645 | 0.85037 | 5748.54 | Regional Technical Forum for the Northwest Council (https://nwcouncil.app.box.com/v/ComCookingSteamer3-0) | 0 | No labor cost (installation will not vary between base & change) | 6574.26 | Regional Technical Forum for the Northwest Council (https://nwcouncil.app.box.com/v/ComCookingSteamer3-0) | 0 | No labor cost (installation will not vary between base & change) | 825.72 | unit |  | 825.72
Equipment | Energy Star Steamer | One 4-Pan Electric Steamer meeting ENERGY STAR® 2.0 Standards, 68% Efficient | One Standard Economy-Grade 4-Pan Steamer, 26% Efficient | Commercial | New | Lodging/Hospitality | FL Zone 2 | Per Unit | 12% | 17599 | 7632 | 9967 | 0.56634 | 12 | 1.4645 | 0.85037 | 5748.54 | Regional Technical Forum for the Northwest Council (https://nwcouncil.app.box.com/v/ComCookingSteamer3-0) | 0 | No labor cost (installation will not vary between base & change) | 6574.26 | Regional Technical Forum for the Northwest Council (https://nwcouncil.app.box.com/v/ComCookingSteamer3-0) | 0 | No labor cost (installation will not vary between base & change) | 825.72 | unit |  | 825.72
Equipment | Energy Star Steamer | One 4-Pan Electric Steamer meeting ENERGY STAR® 2.0 Standards, 68% Efficient | One Standard Economy-Grade 4-Pan Steamer, 26% Efficient | Commercial | New | Miscellaneous | FL Zone 2 | Per Unit | 0% | 17599 | 7632 | 9967 | 0.56634 | 12 | 1.4645 | 0.85037 | 5748.54 | Regional Technical Forum for the Northwest Council (https://nwcouncil.app.box.com/v/ComCookingSteamer3-0) | 0 | No labor cost (installation will not vary between base & change) | 6574.26 | Regional Technical Forum for the Northwest Council (https://nwcouncil.app.box.com/v/ComCookingSteamer3-0) | 0 | No labor cost (installation will not vary between base & change) | 825.72 | unit |  | 825.72
Equipment | Energy Star Steamer | One 4-Pan Electric Steamer meeting ENERGY STAR® 2.0 Standards, 68% Efficient | One Standard Economy-Grade 4-Pan Steamer, 26% Efficient | Commercial | New | Offices | FL Zone 2 | Per Unit | 0% | 17599 | 7632 | 9967 | 0.56634 | 12 | 1.4645 | 0.85037 | 5748.54 | Regional Technical Forum for the Northwest Council (https://nwcouncil.app.box.com/v/ComCookingSteamer3-0) | 0 | No labor cost (installation will not vary between base & change) | 6574.26 | Regional Technical Forum for the Northwest Council (https://nwcouncil.app.box.com/v/ComCookingSteamer3-0) | 0 | No labor cost (installation will not vary between base & change) | 825.72 | unit |  | 825.72
Equipment | Energy Star Steamer | One 4-Pan Electric Steamer meeting ENERGY STAR® 2.0 Standards, 68% Efficient | One Standard Economy-Grade 4-Pan Steamer, 26% Efficient | Commercial | New | Restaurants | FL Zone 2 | Per Unit | 12% | 17599 | 7632 | 9967 | 0.56634 | 12 | 1.4645 | 0.85037 | 5748.54 | Regional Technical Forum for the Northwest Council (https://nwcouncil.app.box.com/v/ComCookingSteamer3-0) | 0 | No labor cost (installation will not vary between base & change) | 6574.26 | Regional Technical Forum for the Northwest Council (https://nwcouncil.app.box.com/v/ComCookingSteamer3-0) | 0 | No labor cost (installation will not vary between base & change) | 825.72 | unit |  | 825.72
Equipment | Energy Star Steamer | One 4-Pan Electric Steamer meeting ENERGY STAR® 2.0 Standards, 68% Efficient | One Standard Economy-Grade 4-Pan Steamer, 26% Efficient | Commercial | New | Retail | FL Zone 2 | Per Unit | 0% | 17599 | 7632 | 9967 | 0.56634 | 12 | 1.4645 | 0.85037 | 5748.54 | Regional Technical Forum for the Northwest Council (https://nwcouncil.app.box.com/v/ComCookingSteamer3-0) | 0 | No labor cost (installation will not vary between base & change) | 6574.26 | Regional Technical Forum for the Northwest Council (https://nwcouncil.app.box.com/v/ComCookingSteamer3-0) | 0 | No labor cost (installation will not vary between base & change) | 825.72 | unit |  | 825.72
Equipment | Energy Star Steamer | One 4-Pan Electric Steamer meeting ENERGY STAR® 2.0 Standards, 68% Efficient | One Standard Economy-Grade 4-Pan Steamer, 26% Efficient | Commercial | New | Schools K-12 | FL Zone 2 | Per Unit | 12% | 17599 | 7632 | 9967 | 0.56634 | 12 | 1.4645 | 0.85037 | 5748.54 | Regional Technical Forum for the Northwest Council (https://nwcouncil.app.box.com/v/ComCookingSteamer3-0) | 0 | No labor cost (installation will not vary between base & change) | 6574.26 | Regional Technical Forum for the Northwest Council (https://nwcouncil.app.box.com/v/ComCookingSteamer3-0) | 0 | No labor cost (installation will not vary between base & change) | 825.72 | unit |  | 825.72
Equipment | Energy Star Steamer | One 4-Pan Electric Steamer meeting ENERGY STAR® 2.0 Standards, 68% Efficient | One Standard Economy-Grade 4-Pan Steamer, 26% Efficient | Commercial | New | Warehouse | FL Zone 2 | Per Unit | 0% | 17599 | 7632 | 9967 | 0.56634 | 12 | 1.4645 | 0.85037 | 5748.54 | Regional Technical Forum for the Northwest Council (https://nwcouncil.app.box.com/v/ComCookingSteamer3-0) | 0 | No labor cost (installation will not vary between base & change) | 6574.26 | Regional Technical Forum for the Northwest Council (https://nwcouncil.app.box.com/v/ComCookingSteamer3-0) | 0 | No labor cost (installation will not vary between base & change) | 825.72 | unit |  | 825.72
Equipment | Induction Cooktops | Efficient Induction Cooktop | One Standard Electric Cooktop | Commercial | Turnover | Assembly | FL Zone 2 | Per Unit | 0% | 10488.15 | 8513.91 | 1974.24 | 0.18824 | 10 | 0.4257 | 0.17529 | 1270 | https://www.webstaurantstore.com/garland-ed-15hse-designer-series-15-two-solid-burner-electric-countertop-hot-plate-208v-1-phase-5-2-kw/372ED15HSEB.html | 0 | No labor cost (installation will not vary between base & change) | 3963.65 | https://www.webstaurantstore.com/vollrath-924himc-cayenne-four-hob-heavy-duty-induction-hot-plate-with-manual-controls-208-240v/922924HIMC%20%20208*240.html?utm_source=Google&utm_medium=cpc&utm_campaign=GoogleShopping&gclid=EAIaIQobChMI18375tCj2gIVE6vsCh065QlBEAkYASABEgLbWfD_BwE | 0 | No labor cost (installation will not vary between base & change) | 2693.65 | unit |  | 2693.65
Equipment | Induction Cooktops | Efficient Induction Cooktop | One Standard Electric Cooktop | Commercial | Turnover | College and University | FL Zone 2 | Per Unit | 5% | 10488.15 | 8513.91 | 1974.24 | 0.18824 | 10 | 0.4257 | 0.17529 | 1270 | https://www.webstaurantstore.com/garland-ed-15hse-designer-series-15-two-solid-burner-electric-countertop-hot-plate-208v-1-phase-5-2-kw/372ED15HSEB.html | 0 | No labor cost (installation will not vary between base & change) | 3963.65 | https://www.webstaurantstore.com/vollrath-924himc-cayenne-four-hob-heavy-duty-induction-hot-plate-with-manual-controls-208-240v/922924HIMC%20%20208*240.html?utm_source=Google&utm_medium=cpc&utm_campaign=GoogleShopping&gclid=EAIaIQobChMI18375tCj2gIVE6vsCh065QlBEAkYASABEgLbWfD_BwE | 0 | No labor cost (installation will not vary between base & change) | 2693.65 | unit |  | 2693.65
Equipment | Induction Cooktops | Efficient Induction Cooktop | One Standard Electric Cooktop | Commercial | Turnover | Grocery | FL Zone 2 | Per Unit | 0% | 10488.15 | 8513.91 | 1974.24 | 0.18824 | 10 | 0.4257 | 0.17529 | 1270 | https://www.webstaurantstore.com/garland-ed-15hse-designer-series-15-two-solid-burner-electric-countertop-hot-plate-208v-1-phase-5-2-kw/372ED15HSEB.html | 0 | No labor cost (installation will not vary between base & change) | 3963.65 | https://www.webstaurantstore.com/vollrath-924himc-cayenne-four-hob-heavy-duty-induction-hot-plate-with-manual-controls-208-240v/922924HIMC%20%20208*240.html?utm_source=Google&utm_medium=cpc&utm_campaign=GoogleShopping&gclid=EAIaIQobChMI18375tCj2gIVE6vsCh065QlBEAkYASABEgLbWfD_BwE | 0 | No labor cost (installation will not vary between base & change) | 2693.65 | unit |  | 2693.65
Equipment | Induction Cooktops | Efficient Induction Cooktop | One Standard Electric Cooktop | Commercial | Turnover | Healthcare | FL Zone 2 | Per Unit | 14% | 10488.15 | 8513.91 | 1974.24 | 0.18824 | 10 | 0.4257 | 0.17529 | 1270 | https://www.webstaurantstore.com/garland-ed-15hse-designer-series-15-two-solid-burner-electric-countertop-hot-plate-208v-1-phase-5-2-kw/372ED15HSEB.html | 0 | No labor cost (installation will not vary between base & change) | 3963.65 | https://www.webstaurantstore.com/vollrath-924himc-cayenne-four-hob-heavy-duty-induction-hot-plate-with-manual-controls-208-240v/922924HIMC%20%20208*240.html?utm_source=Google&utm_medium=cpc&utm_campaign=GoogleShopping&gclid=EAIaIQobChMI18375tCj2gIVE6vsCh065QlBEAkYASABEgLbWfD_BwE | 0 | No labor cost (installation will not vary between base & change) | 2693.65 | unit |  | 2693.65
Equipment | Induction Cooktops | Efficient Induction Cooktop | One Standard Electric Cooktop | Commercial | Turnover | Hospitals | FL Zone 2 | Per Unit | 5% | 10488.15 | 8513.91 | 1974.24 | 0.18824 | 10 | 0.4257 | 0.17529 | 1270 | https://www.webstaurantstore.com/garland-ed-15hse-designer-series-15-two-solid-burner-electric-countertop-hot-plate-208v-1-phase-5-2-kw/372ED15HSEB.html | 0 | No labor cost (installation will not vary between base & change) | 3963.65 | https://www.webstaurantstore.com/vollrath-924himc-cayenne-four-hob-heavy-duty-induction-hot-plate-with-manual-controls-208-240v/922924HIMC%20%20208*240.html?utm_source=Google&utm_medium=cpc&utm_campaign=GoogleShopping&gclid=EAIaIQobChMI18375tCj2gIVE6vsCh065QlBEAkYASABEgLbWfD_BwE | 0 | No labor cost (installation will not vary between base & change) | 2693.65 | unit |  | 2693.65
Equipment | Induction Cooktops | Efficient Induction Cooktop | One Standard Electric Cooktop | Commercial | Turnover | Institutional | FL Zone 2 | Per Unit | 0% | 10488.15 | 8513.91 | 1974.24 | 0.18824 | 10 | 0.4257 | 0.17529 | 1270 | https://www.webstaurantstore.com/garland-ed-15hse-designer-series-15-two-solid-burner-electric-countertop-hot-plate-208v-1-phase-5-2-kw/372ED15HSEB.html | 0 | No labor cost (installation will not vary between base & change) | 3963.65 | https://www.webstaurantstore.com/vollrath-924himc-cayenne-four-hob-heavy-duty-induction-hot-plate-with-manual-controls-208-240v/922924HIMC%20%20208*240.html?utm_source=Google&utm_medium=cpc&utm_campaign=GoogleShopping&gclid=EAIaIQobChMI18375tCj2gIVE6vsCh065QlBEAkYASABEgLbWfD_BwE | 0 | No labor cost (installation will not vary between base & change) | 2693.65 | unit |  | 2693.65
Equipment | Induction Cooktops | Efficient Induction Cooktop | One Standard Electric Cooktop | Commercial | Turnover | Lodging/Hospitality | FL Zone 2 | Per Unit | 14% | 10488.15 | 8513.91 | 1974.24 | 0.18824 | 10 | 0.4257 | 0.17529 | 1270 | https://www.webstaurantstore.com/garland-ed-15hse-designer-series-15-two-solid-burner-electric-countertop-hot-plate-208v-1-phase-5-2-kw/372ED15HSEB.html | 0 | No labor cost (installation will not vary between base & change) | 3963.65 | https://www.webstaurantstore.com/vollrath-924himc-cayenne-four-hob-heavy-duty-induction-hot-plate-with-manual-controls-208-240v/922924HIMC%20%20208*240.html?utm_source=Google&utm_medium=cpc&utm_campaign=GoogleShopping&gclid=EAIaIQobChMI18375tCj2gIVE6vsCh065QlBEAkYASABEgLbWfD_BwE | 0 | No labor cost (installation will not vary between base & change) | 2693.65 | unit |  | 2693.65
Equipment | Induction Cooktops | Efficient Induction Cooktop | One Standard Electric Cooktop | Commercial | Turnover | Miscellaneous | FL Zone 2 | Per Unit | 0% | 10488.15 | 8513.91 | 1974.24 | 0.18824 | 10 | 0.4257 | 0.17529 | 1270 | https://www.webstaurantstore.com/garland-ed-15hse-designer-series-15-two-solid-burner-electric-countertop-hot-plate-208v-1-phase-5-2-kw/372ED15HSEB.html | 0 | No labor cost (installation will not vary between base & change) | 3963.65 | https://www.webstaurantstore.com/vollrath-924himc-cayenne-four-hob-heavy-duty-induction-hot-plate-with-manual-controls-208-240v/922924HIMC%20%20208*240.html?utm_source=Google&utm_medium=cpc&utm_campaign=GoogleShopping&gclid=EAIaIQobChMI18375tCj2gIVE6vsCh065QlBEAkYASABEgLbWfD_BwE | 0 | No labor cost (installation will not vary between base & change) | 2693.65 | unit |  | 2693.65
Equipment | Induction Cooktops | Efficient Induction Cooktop | One Standard Electric Cooktop | Commercial | Turnover | Offices | FL Zone 2 | Per Unit | 0% | 10488.15 | 8513.91 | 1974.24 | 0.18824 | 10 | 0.4257 | 0.17529 | 1270 | https://www.webstaurantstore.com/garland-ed-15hse-designer-series-15-two-solid-burner-electric-countertop-hot-plate-208v-1-phase-5-2-kw/372ED15HSEB.html | 0 | No labor cost (installation will not vary between base & change) | 3963.65 | https://www.webstaurantstore.com/vollrath-924himc-cayenne-four-hob-heavy-duty-induction-hot-plate-with-manual-controls-208-240v/922924HIMC%20%20208*240.html?utm_source=Google&utm_medium=cpc&utm_campaign=GoogleShopping&gclid=EAIaIQobChMI18375tCj2gIVE6vsCh065QlBEAkYASABEgLbWfD_BwE | 0 | No labor cost (installation will not vary between base & change) | 2693.65 | unit |  | 2693.65
Equipment | Induction Cooktops | Efficient Induction Cooktop | One Standard Electric Cooktop | Commercial | Turnover | Restaurants | FL Zone 2 | Per Unit | 5% | 10488.15 | 8513.91 | 1974.24 | 0.18824 | 10 | 0.4257 | 0.17529 | 1270 | https://www.webstaurantstore.com/garland-ed-15hse-designer-series-15-two-solid-burner-electric-countertop-hot-plate-208v-1-phase-5-2-kw/372ED15HSEB.html | 0 | No labor cost (installation will not vary between base & change) | 3963.65 | https://www.webstaurantstore.com/vollrath-924himc-cayenne-four-hob-heavy-duty-induction-hot-plate-with-manual-controls-208-240v/922924HIMC%20%20208*240.html?utm_source=Google&utm_medium=cpc&utm_campaign=GoogleShopping&gclid=EAIaIQobChMI18375tCj2gIVE6vsCh065QlBEAkYASABEgLbWfD_BwE | 0 | No labor cost (installation will not vary between base & change) | 2693.65 | unit |  | 2693.65
Equipment | Induction Cooktops | Efficient Induction Cooktop | One Standard Electric Cooktop | Commercial | Turnover | Retail | FL Zone 2 | Per Unit | 0% | 10488.15 | 8513.91 | 1974.24 | 0.18824 | 10 | 0.4257 | 0.17529 | 1270 | https://www.webstaurantstore.com/garland-ed-15hse-designer-series-15-two-solid-burner-electric-countertop-hot-plate-208v-1-phase-5-2-kw/372ED15HSEB.html | 0 | No labor cost (installation will not vary between base & change) | 3963.65 | https://www.webstaurantstore.com/vollrath-924himc-cayenne-four-hob-heavy-duty-induction-hot-plate-with-manual-controls-208-240v/922924HIMC%20%20208*240.html?utm_source=Google&utm_medium=cpc&utm_campaign=GoogleShopping&gclid=EAIaIQobChMI18375tCj2gIVE6vsCh065QlBEAkYASABEgLbWfD_BwE | 0 | No labor cost (installation will not vary between base & change) | 2693.65 | unit |  | 2693.65
Equipment | Induction Cooktops | Efficient Induction Cooktop | One Standard Electric Cooktop | Commercial | Turnover | Schools K-12 | FL Zone 2 | Per Unit | 5% | 10488.15 | 8513.91 | 1974.24 | 0.18824 | 10 | 0.4257 | 0.17529 | 1270 | https://www.webstaurantstore.com/garland-ed-15hse-designer-series-15-two-solid-burner-electric-countertop-hot-plate-208v-1-phase-5-2-kw/372ED15HSEB.html | 0 | No labor cost (installation will not vary between base & change) | 3963.65 | https://www.webstaurantstore.com/vollrath-924himc-cayenne-four-hob-heavy-duty-induction-hot-plate-with-manual-controls-208-240v/922924HIMC%20%20208*240.html?utm_source=Google&utm_medium=cpc&utm_campaign=GoogleShopping&gclid=EAIaIQobChMI18375tCj2gIVE6vsCh065QlBEAkYASABEgLbWfD_BwE | 0 | No labor cost (installation will not vary between base & change) | 2693.65 | unit |  | 2693.65
Equipment | Induction Cooktops | Efficient Induction Cooktop | One Standard Electric Cooktop | Commercial | Turnover | Warehouse | FL Zone 2 | Per Unit | 0% | 10488.15 | 8513.91 | 1974.24 | 0.18824 | 10 | 0.4257 | 0.17529 | 1270 | https://www.webstaurantstore.com/garland-ed-15hse-designer-series-15-two-solid-burner-electric-countertop-hot-plate-208v-1-phase-5-2-kw/372ED15HSEB.html | 0 | No labor cost (installation will not vary between base & change) | 3963.65 | https://www.webstaurantstore.com/vollrath-924himc-cayenne-four-hob-heavy-duty-induction-hot-plate-with-manual-controls-208-240v/922924HIMC%20%20208*240.html?utm_source=Google&utm_medium=cpc&utm_campaign=GoogleShopping&gclid=EAIaIQobChMI18375tCj2gIVE6vsCh065QlBEAkYASABEgLbWfD_BwE | 0 | No labor cost (installation will not vary between base & change) | 2693.65 | unit |  | 2693.65
Equipment | Induction Cooktops | Efficient Induction Cooktop | One Standard Electric Cooktop | Commercial | New | Assembly | FL Zone 2 | Per Unit | 0% | 10488.15 | 8513.91 | 1974.24 | 0.18824 | 10 | 0.4257 | 0.17529 | 1270 | https://www.webstaurantstore.com/garland-ed-15hse-designer-series-15-two-solid-burner-electric-countertop-hot-plate-208v-1-phase-5-2-kw/372ED15HSEB.html | 0 | No labor cost (installation will not vary between base & change) | 3963.65 | https://www.webstaurantstore.com/vollrath-924himc-cayenne-four-hob-heavy-duty-induction-hot-plate-with-manual-controls-208-240v/922924HIMC%20%20208*240.html?utm_source=Google&utm_medium=cpc&utm_campaign=GoogleShopping&gclid=EAIaIQobChMI18375tCj2gIVE6vsCh065QlBEAkYASABEgLbWfD_BwE | 0 | No labor cost (installation will not vary between base & change) | 2693.65 | unit |  | 2693.65
Equipment | Induction Cooktops | Efficient Induction Cooktop | One Standard Electric Cooktop | Commercial | New | College and University | FL Zone 2 | Per Unit | 5% | 10488.15 | 8513.91 | 1974.24 | 0.18824 | 10 | 0.4257 | 0.17529 | 1270 | https://www.webstaurantstore.com/garland-ed-15hse-designer-series-15-two-solid-burner-electric-countertop-hot-plate-208v-1-phase-5-2-kw/372ED15HSEB.html | 0 | No labor cost (installation will not vary between base & change) | 3963.65 | https://www.webstaurantstore.com/vollrath-924himc-cayenne-four-hob-heavy-duty-induction-hot-plate-with-manual-controls-208-240v/922924HIMC%20%20208*240.html?utm_source=Google&utm_medium=cpc&utm_campaign=GoogleShopping&gclid=EAIaIQobChMI18375tCj2gIVE6vsCh065QlBEAkYASABEgLbWfD_BwE | 0 | No labor cost (installation will not vary between base & change) | 2693.65 | unit |  | 2693.65
Equipment | Induction Cooktops | Efficient Induction Cooktop | One Standard Electric Cooktop | Commercial | New | Grocery | FL Zone 2 | Per Unit | 0% | 10488.15 | 8513.91 | 1974.24 | 0.18824 | 10 | 0.4257 | 0.17529 | 1270 | https://www.webstaurantstore.com/garland-ed-15hse-designer-series-15-two-solid-burner-electric-countertop-hot-plate-208v-1-phase-5-2-kw/372ED15HSEB.html | 0 | No labor cost (installation will not vary between base & change) | 3963.65 | https://www.webstaurantstore.com/vollrath-924himc-cayenne-four-hob-heavy-duty-induction-hot-plate-with-manual-controls-208-240v/922924HIMC%20%20208*240.html?utm_source=Google&utm_medium=cpc&utm_campaign=GoogleShopping&gclid=EAIaIQobChMI18375tCj2gIVE6vsCh065QlBEAkYASABEgLbWfD_BwE | 0 | No labor cost (installation will not vary between base & change) | 2693.65 | unit |  | 2693.65
Equipment | Induction Cooktops | Efficient Induction Cooktop | One Standard Electric Cooktop | Commercial | New | Healthcare | FL Zone 2 | Per Unit | 14% | 10488.15 | 8513.91 | 1974.24 | 0.18824 | 10 | 0.4257 | 0.17529 | 1270 | https://www.webstaurantstore.com/garland-ed-15hse-designer-series-15-two-solid-burner-electric-countertop-hot-plate-208v-1-phase-5-2-kw/372ED15HSEB.html | 0 | No labor cost (installation will not vary between base & change) | 3963.65 | https://www.webstaurantstore.com/vollrath-924himc-cayenne-four-hob-heavy-duty-induction-hot-plate-with-manual-controls-208-240v/922924HIMC%20%20208*240.html?utm_source=Google&utm_medium=cpc&utm_campaign=GoogleShopping&gclid=EAIaIQobChMI18375tCj2gIVE6vsCh065QlBEAkYASABEgLbWfD_BwE | 0 | No labor cost (installation will not vary between base & change) | 2693.65 | unit |  | 2693.65
Equipment | Induction Cooktops | Efficient Induction Cooktop | One Standard Electric Cooktop | Commercial | New | Hospitals | FL Zone 2 | Per Unit | 5% | 10488.15 | 8513.91 | 1974.24 | 0.18824 | 10 | 0.4257 | 0.17529 | 1270 | https://www.webstaurantstore.com/garland-ed-15hse-designer-series-15-two-solid-burner-electric-countertop-hot-plate-208v-1-phase-5-2-kw/372ED15HSEB.html | 0 | No labor cost (installation will not vary between base & change) | 3963.65 | https://www.webstaurantstore.com/vollrath-924himc-cayenne-four-hob-heavy-duty-induction-hot-plate-with-manual-controls-208-240v/922924HIMC%20%20208*240.html?utm_source=Google&utm_medium=cpc&utm_campaign=GoogleShopping&gclid=EAIaIQobChMI18375tCj2gIVE6vsCh065QlBEAkYASABEgLbWfD_BwE | 0 | No labor cost (installation will not vary between base & change) | 2693.65 | unit |  | 2693.65
Equipment | Induction Cooktops | Efficient Induction Cooktop | One Standard Electric Cooktop | Commercial | New | Institutional | FL Zone 2 | Per Unit | 0% | 10488.15 | 8513.91 | 1974.24 | 0.18824 | 10 | 0.4257 | 0.17529 | 1270 | https://www.webstaurantstore.com/garland-ed-15hse-designer-series-15-two-solid-burner-electric-countertop-hot-plate-208v-1-phase-5-2-kw/372ED15HSEB.html | 0 | No labor cost (installation will not vary between base & change) | 3963.65 | https://www.webstaurantstore.com/vollrath-924himc-cayenne-four-hob-heavy-duty-induction-hot-plate-with-manual-controls-208-240v/922924HIMC%20%20208*240.html?utm_source=Google&utm_medium=cpc&utm_campaign=GoogleShopping&gclid=EAIaIQobChMI18375tCj2gIVE6vsCh065QlBEAkYASABEgLbWfD_BwE | 0 | No labor cost (installation will not vary between base & change) | 2693.65 | unit |  | 2693.65
Equipment | Induction Cooktops | Efficient Induction Cooktop | One Standard Electric Cooktop | Commercial | New | Lodging/Hospitality | FL Zone 2 | Per Unit | 14% | 10488.15 | 8513.91 | 1974.24 | 0.18824 | 10 | 0.4257 | 0.17529 | 1270 | https://www.webstaurantstore.com/garland-ed-15hse-designer-series-15-two-solid-burner-electric-countertop-hot-plate-208v-1-phase-5-2-kw/372ED15HSEB.html | 0 | No labor cost (installation will not vary between base & change) | 3963.65 | https://www.webstaurantstore.com/vollrath-924himc-cayenne-four-hob-heavy-duty-induction-hot-plate-with-manual-controls-208-240v/922924HIMC%20%20208*240.html?utm_source=Google&utm_medium=cpc&utm_campaign=GoogleShopping&gclid=EAIaIQobChMI18375tCj2gIVE6vsCh065QlBEAkYASABEgLbWfD_BwE | 0 | No labor cost (installation will not vary between base & change) | 2693.65 | unit |  | 2693.65
Equipment | Induction Cooktops | Efficient Induction Cooktop | One Standard Electric Cooktop | Commercial | New | Miscellaneous | FL Zone 2 | Per Unit | 0% | 10488.15 | 8513.91 | 1974.24 | 0.18824 | 10 | 0.4257 | 0.17529 | 1270 | https://www.webstaurantstore.com/garland-ed-15hse-designer-series-15-two-solid-burner-electric-countertop-hot-plate-208v-1-phase-5-2-kw/372ED15HSEB.html | 0 | No labor cost (installation will not vary between base & change) | 3963.65 | https://www.webstaurantstore.com/vollrath-924himc-cayenne-four-hob-heavy-duty-induction-hot-plate-with-manual-controls-208-240v/922924HIMC%20%20208*240.html?utm_source=Google&utm_medium=cpc&utm_campaign=GoogleShopping&gclid=EAIaIQobChMI18375tCj2gIVE6vsCh065QlBEAkYASABEgLbWfD_BwE | 0 | No labor cost (installation will not vary between base & change) | 2693.65 | unit |  | 2693.65
Equipment | Induction Cooktops | Efficient Induction Cooktop | One Standard Electric Cooktop | Commercial | New | Offices | FL Zone 2 | Per Unit | 0% | 10488.15 | 8513.91 | 1974.24 | 0.18824 | 10 | 0.4257 | 0.17529 | 1270 | https://www.webstaurantstore.com/garland-ed-15hse-designer-series-15-two-solid-burner-electric-countertop-hot-plate-208v-1-phase-5-2-kw/372ED15HSEB.html | 0 | No labor cost (installation will not vary between base & change) | 3963.65 | https://www.webstaurantstore.com/vollrath-924himc-cayenne-four-hob-heavy-duty-induction-hot-plate-with-manual-controls-208-240v/922924HIMC%20%20208*240.html?utm_source=Google&utm_medium=cpc&utm_campaign=GoogleShopping&gclid=EAIaIQobChMI18375tCj2gIVE6vsCh065QlBEAkYASABEgLbWfD_BwE | 0 | No labor cost (installation will not vary between base & change) | 2693.65 | unit |  | 2693.65
Equipment | Induction Cooktops | Efficient Induction Cooktop | One Standard Electric Cooktop | Commercial | New | Restaurants | FL Zone 2 | Per Unit | 47% | 10488.15 | 8513.91 | 1974.24 | 0.18824 | 10 | 0.4257 | 0.17529 | 1270 | https://www.webstaurantstore.com/garland-ed-15hse-designer-series-15-two-solid-burner-electric-countertop-hot-plate-208v-1-phase-5-2-kw/372ED15HSEB.html | 0 | No labor cost (installation will not vary between base & change) | 3963.65 | https://www.webstaurantstore.com/vollrath-924himc-cayenne-four-hob-heavy-duty-induction-hot-plate-with-manual-controls-208-240v/922924HIMC%20%20208*240.html?utm_source=Google&utm_medium=cpc&utm_campaign=GoogleShopping&gclid=EAIaIQobChMI18375tCj2gIVE6vsCh065QlBEAkYASABEgLbWfD_BwE | 0 | No labor cost (installation will not vary between base & change) | 2693.65 | unit |  | 2693.65
Equipment | Induction Cooktops | Efficient Induction Cooktop | One Standard Electric Cooktop | Commercial | New | Retail | FL Zone 2 | Per Unit | 0% | 10488.15 | 8513.91 | 1974.24 | 0.18824 | 10 | 0.4257 | 0.17529 | 1270 | https://www.webstaurantstore.com/garland-ed-15hse-designer-series-15-two-solid-burner-electric-countertop-hot-plate-208v-1-phase-5-2-kw/372ED15HSEB.html | 0 | No labor cost (installation will not vary between base & change) | 3963.65 | https://www.webstaurantstore.com/vollrath-924himc-cayenne-four-hob-heavy-duty-induction-hot-plate-with-manual-controls-208-240v/922924HIMC%20%20208*240.html?utm_source=Google&utm_medium=cpc&utm_campaign=GoogleShopping&gclid=EAIaIQobChMI18375tCj2gIVE6vsCh065QlBEAkYASABEgLbWfD_BwE | 0 | No labor cost (installation will not vary between base & change) | 2693.65 | unit |  | 2693.65
Equipment | Induction Cooktops | Efficient Induction Cooktop | One Standard Electric Cooktop | Commercial | New | Schools K-12 | FL Zone 2 | Per Unit | 5% | 10488.15 | 8513.91 | 1974.24 | 0.18824 | 10 | 0.4257 | 0.17529 | 1270 | https://www.webstaurantstore.com/garland-ed-15hse-designer-series-15-two-solid-burner-electric-countertop-hot-plate-208v-1-phase-5-2-kw/372ED15HSEB.html | 0 | No labor cost (installation will not vary between base & change) | 3963.65 | https://www.webstaurantstore.com/vollrath-924himc-cayenne-four-hob-heavy-duty-induction-hot-plate-with-manual-controls-208-240v/922924HIMC%20%20208*240.html?utm_source=Google&utm_medium=cpc&utm_campaign=GoogleShopping&gclid=EAIaIQobChMI18375tCj2gIVE6vsCh065QlBEAkYASABEgLbWfD_BwE | 0 | No labor cost (installation will not vary between base & change) | 2693.65 | unit |  | 2693.65
Equipment | Induction Cooktops | Efficient Induction Cooktop | One Standard Electric Cooktop | Commercial | New | Warehouse | FL Zone 2 | Per Unit | 0% | 10488.15 | 8513.91 | 1974.24 | 0.18824 | 10 | 0.4257 | 0.17529 | 1270 | https://www.webstaurantstore.com/garland-ed-15hse-designer-series-15-two-solid-burner-electric-countertop-hot-plate-208v-1-phase-5-2-kw/372ED15HSEB.html | 0 | No labor cost (installation will not vary between base & change) | 3963.65 | https://www.webstaurantstore.com/vollrath-924himc-cayenne-four-hob-heavy-duty-induction-hot-plate-with-manual-controls-208-240v/922924HIMC%20%20208*240.html?utm_source=Google&utm_medium=cpc&utm_campaign=GoogleShopping&gclid=EAIaIQobChMI18375tCj2gIVE6vsCh065QlBEAkYASABEgLbWfD_BwE | 0 | No labor cost (installation will not vary between base & change) | 2693.65 | unit |  | 2693.65
Equipment | Energy Star Commercial Dishwasher | One Dishwasher meeting ENERGY STAR® 5.2 Requirements | One Dishwasher meeting Federal Standard | Commercial | Turnover | Assembly | FL Zone 2 | Per Unit | 0% | 64581.26 | 45527.13 | 19054.13 | 0.29504 | 15 | 1.3826 | -0.00015 | 0 | Reference source included incremental cost only | 0 | No labor cost (installation will not vary between base & change) | 737.7778 | Illinois 2018 Statewide TRM, Section 4.2.8 (incremental cost only; average of all DW types) | 0 | No labor cost (installation will not vary between base & change) | 737.7778 | unit |  | 737.7778
Equipment | Energy Star Commercial Dishwasher | One Dishwasher meeting ENERGY STAR® 5.2 Requirements | One Dishwasher meeting Federal Standard | Commercial | Turnover | College and University | FL Zone 2 | Per Unit | 30% | 64581.26 | 45527.13 | 19054.13 | 0.29504 | 15 | 1.3826 | -0.00015 | 0 | Reference source included incremental cost only | 0 | No labor cost (installation will not vary between base & change) | 737.7778 | Illinois 2018 Statewide TRM, Section 4.2.8 (incremental cost only; average of all DW types) | 0 | No labor cost (installation will not vary between base & change) | 737.7778 | unit |  | 737.7778
Equipment | Energy Star Commercial Dishwasher | One Dishwasher meeting ENERGY STAR® 5.2 Requirements | One Dishwasher meeting Federal Standard | Commercial | Turnover | Grocery | FL Zone 2 | Per Unit | 0% | 64581.26 | 45527.13 | 19054.13 | 0.29504 | 15 | 1.3826 | -0.00015 | 0 | Reference source included incremental cost only | 0 | No labor cost (installation will not vary between base & change) | 737.7778 | Illinois 2018 Statewide TRM, Section 4.2.8 (incremental cost only; average of all DW types) | 0 | No labor cost (installation will not vary between base & change) | 737.7778 | unit |  | 737.7778
Equipment | Energy Star Commercial Dishwasher | One Dishwasher meeting ENERGY STAR® 5.2 Requirements | One Dishwasher meeting Federal Standard | Commercial | Turnover | Healthcare | FL Zone 2 | Per Unit | 30% | 64581.26 | 45527.13 | 19054.13 | 0.29504 | 15 | 1.3826 | -0.00015 | 0 | Reference source included incremental cost only | 0 | No labor cost (installation will not vary between base & change) | 737.7778 | Illinois 2018 Statewide TRM, Section 4.2.8 (incremental cost only; average of all DW types) | 0 | No labor cost (installation will not vary between base & change) | 737.7778 | unit |  | 737.7778
Equipment | Energy Star Commercial Dishwasher | One Dishwasher meeting ENERGY STAR® 5.2 Requirements | One Dishwasher meeting Federal Standard | Commercial | Turnover | Hospitals | FL Zone 2 | Per Unit | 30% | 64581.26 | 45527.13 | 19054.13 | 0.29504 | 15 | 1.3826 | -0.00015 | 0 | Reference source included incremental cost only | 0 | No labor cost (installation will not vary between base & change) | 737.7778 | Illinois 2018 Statewide TRM, Section 4.2.8 (incremental cost only; average of all DW types) | 0 | No labor cost (installation will not vary between base & change) | 737.7778 | unit |  | 737.7778
Equipment | Energy Star Commercial Dishwasher | One Dishwasher meeting ENERGY STAR® 5.2 Requirements | One Dishwasher meeting Federal Standard | Commercial | Turnover | Institutional | FL Zone 2 | Per Unit | 0% | 64581.26 | 45527.13 | 19054.13 | 0.29504 | 15 | 1.3826 | -0.00015 | 0 | Reference source included incremental cost only | 0 | No labor cost (installation will not vary between base & change) | 737.7778 | Illinois 2018 Statewide TRM, Section 4.2.8 (incremental cost only; average of all DW types) | 0 | No labor cost (installation will not vary between base & change) | 737.7778 | unit |  | 737.7778
Equipment | Energy Star Commercial Dishwasher | One Dishwasher meeting ENERGY STAR® 5.2 Requirements | One Dishwasher meeting Federal Standard | Commercial | Turnover | Lodging/Hospitality | FL Zone 2 | Per Unit | 30% | 64581.26 | 45527.13 | 19054.13 | 0.29504 | 15 | 1.3826 | -0.00015 | 0 | Reference source included incremental cost only | 0 | No labor cost (installation will not vary between base & change) | 737.7778 | Illinois 2018 Statewide TRM, Section 4.2.8 (incremental cost only; average of all DW types) | 0 | No labor cost (installation will not vary between base & change) | 737.7778 | unit |  | 737.7778
Equipment | Energy Star Commercial Dishwasher | One Dishwasher meeting ENERGY STAR® 5.2 Requirements | One Dishwasher meeting Federal Standard | Commercial | Turnover | Miscellaneous | FL Zone 2 | Per Unit | 0% | 64581.26 | 45527.13 | 19054.13 | 0.29504 | 15 | 1.3826 | -0.00015 | 0 | Reference source included incremental cost only | 0 | No labor cost (installation will not vary between base & change) | 737.7778 | Illinois 2018 Statewide TRM, Section 4.2.8 (incremental cost only; average of all DW types) | 0 | No labor cost (installation will not vary between base & change) | 737.7778 | unit |  | 737.7778
Equipment | Energy Star Commercial Dishwasher | One Dishwasher meeting ENERGY STAR® 5.2 Requirements | One Dishwasher meeting Federal Standard | Commercial | Turnover | Offices | FL Zone 2 | Per Unit | 0% | 64581.26 | 45527.13 | 19054.13 | 0.29504 | 15 | 1.3826 | -0.00015 | 0 | Reference source included incremental cost only | 0 | No labor cost (installation will not vary between base & change) | 737.7778 | Illinois 2018 Statewide TRM, Section 4.2.8 (incremental cost only; average of all DW types) | 0 | No labor cost (installation will not vary between base & change) | 737.7778 | unit |  | 737.7778
Equipment | Energy Star Commercial Dishwasher | One Dishwasher meeting ENERGY STAR® 5.2 Requirements | One Dishwasher meeting Federal Standard | Commercial | Turnover | Restaurants | FL Zone 2 | Per Unit | 30% | 64581.26 | 45527.13 | 19054.13 | 0.29504 | 15 | 1.3826 | -0.00015 | 0 | Reference source included incremental cost only | 0 | No labor cost (installation will not vary between base & change) | 737.7778 | Illinois 2018 Statewide TRM, Section 4.2.8 (incremental cost only; average of all DW types) | 0 | No labor cost (installation will not vary between base & change) | 737.7778 | unit |  | 737.7778
Equipment | Energy Star Commercial Dishwasher | One Dishwasher meeting ENERGY STAR® 5.2 Requirements | One Dishwasher meeting Federal Standard | Commercial | Turnover | Retail | FL Zone 2 | Per Unit | 0% | 64581.26 | 45527.13 | 19054.13 | 0.29504 | 15 | 1.3826 | -0.00015 | 0 | Reference source included incremental cost only | 0 | No labor cost (installation will not vary between base & change) | 737.7778 | Illinois 2018 Statewide TRM, Section 4.2.8 (incremental cost only; average of all DW types) | 0 | No labor cost (installation will not vary between base & change) | 737.7778 | unit |  | 737.7778
Equipment | Energy Star Commercial Dishwasher | One Dishwasher meeting ENERGY STAR® 5.2 Requirements | One Dishwasher meeting Federal Standard | Commercial | Turnover | Schools K-12 | FL Zone 2 | Per Unit | 30% | 64581.26 | 45527.13 | 19054.13 | 0.29504 | 15 | 1.3826 | -0.00015 | 0 | Reference source included incremental cost only | 0 | No labor cost (installation will not vary between base & change) | 737.7778 | Illinois 2018 Statewide TRM, Section 4.2.8 (incremental cost only; average of all DW types) | 0 | No labor cost (installation will not vary between base & change) | 737.7778 | unit |  | 737.7778
Equipment | Energy Star Commercial Dishwasher | One Dishwasher meeting ENERGY STAR® 5.2 Requirements | One Dishwasher meeting Federal Standard | Commercial | Turnover | Warehouse | FL Zone 2 | Per Unit | 0% | 64581.26 | 45527.13 | 19054.13 | 0.29504 | 15 | 1.3826 | -0.00015 | 0 | Reference source included incremental cost only | 0 | No labor cost (installation will not vary between base & change) | 737.7778 | Illinois 2018 Statewide TRM, Section 4.2.8 (incremental cost only; average of all DW types) | 0 | No labor cost (installation will not vary between base & change) | 737.7778 | unit |  | 737.7778
Equipment | Energy Star Commercial Dishwasher | One Dishwasher meeting ENERGY STAR® 5.2 Requirements | One Dishwasher meeting Federal Standard | Commercial | New | Assembly | FL Zone 2 | Per Unit | 0% | 64581.26 | 45527.13 | 19054.13 | 0.29504 | 15 | 1.3826 | -0.00015 | 0 | Reference source included incremental cost only | 0 | No labor cost (installation will not vary between base & change) | 737.7778 | Illinois 2018 Statewide TRM, Section 4.2.8 (incremental cost only; average of all DW types) | 0 | No labor cost (installation will not vary between base & change) | 737.7778 | unit |  | 737.7778
Equipment | Energy Star Commercial Dishwasher | One Dishwasher meeting ENERGY STAR® 5.2 Requirements | One Dishwasher meeting Federal Standard | Commercial | New | College and University | FL Zone 2 | Per Unit | 30% | 64581.26 | 45527.13 | 19054.13 | 0.29504 | 15 | 1.3826 | -0.00015 | 0 | Reference source included incremental cost only | 0 | No labor cost (installation will not vary between base & change) | 737.7778 | Illinois 2018 Statewide TRM, Section 4.2.8 (incremental cost only; average of all DW types) | 0 | No labor cost (installation will not vary between base & change) | 737.7778 | unit |  | 737.7778
Equipment | Energy Star Commercial Dishwasher | One Dishwasher meeting ENERGY STAR® 5.2 Requirements | One Dishwasher meeting Federal Standard | Commercial | New | Grocery | FL Zone 2 | Per Unit | 0% | 64581.26 | 45527.13 | 19054.13 | 0.29504 | 15 | 1.3826 | -0.00015 | 0 | Reference source included incremental cost only | 0 | No labor cost (installation will not vary between base & change) | 737.7778 | Illinois 2018 Statewide TRM, Section 4.2.8 (incremental cost only; average of all DW types) | 0 | No labor cost (installation will not vary between base & change) | 737.7778 | unit |  | 737.7778
Equipment | Energy Star Commercial Dishwasher | One Dishwasher meeting ENERGY STAR® 5.2 Requirements | One Dishwasher meeting Federal Standard | Commercial | New | Healthcare | FL Zone 2 | Per Unit | 30% | 64581.26 | 45527.13 | 19054.13 | 0.29504 | 15 | 1.3826 | -0.00015 | 0 | Reference source included incremental cost only | 0 | No labor cost (installation will not vary between base & change) | 737.7778 | Illinois 2018 Statewide TRM, Section 4.2.8 (incremental cost only; average of all DW types) | 0 | No labor cost (installation will not vary between base & change) | 737.7778 | unit |  | 737.7778
Equipment | Energy Star Commercial Dishwasher | One Dishwasher meeting ENERGY STAR® 5.2 Requirements | One Dishwasher meeting Federal Standard | Commercial | New | Hospitals | FL Zone 2 | Per Unit | 30% | 64581.26 | 45527.13 | 19054.13 | 0.29504 | 15 | 1.3826 | -0.00015 | 0 | Reference source included incremental cost only | 0 | No labor cost (installation will not vary between base & change) | 737.7778 | Illinois 2018 Statewide TRM, Section 4.2.8 (incremental cost only; average of all DW types) | 0 | No labor cost (installation will not vary between base & change) | 737.7778 | unit |  | 737.7778
Equipment | Energy Star Commercial Dishwasher | One Dishwasher meeting ENERGY STAR® 5.2 Requirements | One Dishwasher meeting Federal Standard | Commercial | New | Institutional | FL Zone 2 | Per Unit | 0% | 64581.26 | 45527.13 | 19054.13 | 0.29504 | 15 | 1.3826 | -0.00015 | 0 | Reference source included incremental cost only | 0 | No labor cost (installation will not vary between base & change) | 737.7778 | Illinois 2018 Statewide TRM, Section 4.2.8 (incremental cost only; average of all DW types) | 0 | No labor cost (installation will not vary between base & change) | 737.7778 | unit |  | 737.7778
Equipment | Energy Star Commercial Dishwasher | One Dishwasher meeting ENERGY STAR® 5.2 Requirements | One Dishwasher meeting Federal Standard | Commercial | New | Lodging/Hospitality | FL Zone 2 | Per Unit | 30% | 64581.26 | 45527.13 | 19054.13 | 0.29504 | 15 | 1.3826 | -0.00015 | 0 | Reference source included incremental cost only | 0 | No labor cost (installation will not vary between base & change) | 737.7778 | Illinois 2018 Statewide TRM, Section 4.2.8 (incremental cost only; average of all DW types) | 0 | No labor cost (installation will not vary between base & change) | 737.7778 | unit |  | 737.7778
Equipment | Energy Star Commercial Dishwasher | One Dishwasher meeting ENERGY STAR® 5.2 Requirements | One Dishwasher meeting Federal Standard | Commercial | New | Miscellaneous | FL Zone 2 | Per Unit | 0% | 64581.26 | 45527.13 | 19054.13 | 0.29504 | 15 | 1.3826 | -0.00015 | 0 | Reference source included incremental cost only | 0 | No labor cost (installation will not vary between base & change) | 737.7778 | Illinois 2018 Statewide TRM, Section 4.2.8 (incremental cost only; average of all DW types) | 0 | No labor cost (installation will not vary between base & change) | 737.7778 | unit |  | 737.7778
Equipment | Energy Star Commercial Dishwasher | One Dishwasher meeting ENERGY STAR® 5.2 Requirements | One Dishwasher meeting Federal Standard | Commercial | New | Offices | FL Zone 2 | Per Unit | 0% | 64581.26 | 45527.13 | 19054.13 | 0.29504 | 15 | 1.3826 | -0.00015 | 0 | Reference source included incremental cost only | 0 | No labor cost (installation will not vary between base & change) | 737.7778 | Illinois 2018 Statewide TRM, Section 4.2.8 (incremental cost only; average of all DW types) | 0 | No labor cost (installation will not vary between base & change) | 737.7778 | unit |  | 737.7778
Equipment | Energy Star Commercial Dishwasher | One Dishwasher meeting ENERGY STAR® 5.2 Requirements | One Dishwasher meeting Federal Standard | Commercial | New | Restaurants | FL Zone 2 | Per Unit | 30% | 64581.26 | 45527.13 | 19054.13 | 0.29504 | 15 | 1.3826 | -0.00015 | 0 | Reference source included incremental cost only | 0 | No labor cost (installation will not vary between base & change) | 737.7778 | Illinois 2018 Statewide TRM, Section 4.2.8 (incremental cost only; average of all DW types) | 0 | No labor cost (installation will not vary between base & change) | 737.7778 | unit |  | 737.7778
Equipment | Energy Star Commercial Dishwasher | One Dishwasher meeting ENERGY STAR® 5.2 Requirements | One Dishwasher meeting Federal Standard | Commercial | New | Retail | FL Zone 2 | Per Unit | 0% | 64581.26 | 45527.13 | 19054.13 | 0.29504 | 15 | 1.3826 | -0.00015 | 0 | Reference source included incremental cost only | 0 | No labor cost (installation will not vary between base & change) | 737.7778 | Illinois 2018 Statewide TRM, Section 4.2.8 (incremental cost only; average of all DW types) | 0 | No labor cost (installation will not vary between base & change) | 737.7778 | unit |  | 737.7778
Equipment | Energy Star Commercial Dishwasher | One Dishwasher meeting ENERGY STAR® 5.2 Requirements | One Dishwasher meeting Federal Standard | Commercial | New | Schools K-12 | FL Zone 2 | Per Unit | 30% | 64581.26 | 45527.13 | 19054.13 | 0.29504 | 15 | 1.3826 | -0.00015 | 0 | Reference source included incremental cost only | 0 | No labor cost (installation will not vary between base & change) | 737.7778 | Illinois 2018 Statewide TRM, Section 4.2.8 (incremental cost only; average of all DW types) | 0 | No labor cost (installation will not vary between base & change) | 737.7778 | unit |  | 737.7778
Equipment | Energy Star Commercial Dishwasher | One Dishwasher meeting ENERGY STAR® 5.2 Requirements | One Dishwasher meeting Federal Standard | Commercial | New | Warehouse | FL Zone 2 | Per Unit | 0% | 64581.26 | 45527.13 | 19054.13 | 0.29504 | 15 | 1.3826 | -0.00015 | 0 | Reference source included incremental cost only | 0 | No labor cost (installation will not vary between base & change) | 737.7778 | Illinois 2018 Statewide TRM, Section 4.2.8 (incremental cost only; average of all DW types) | 0 | No labor cost (installation will not vary between base & change) | 737.7778 | unit |  | 737.7778
Equipment | Heat Pump Water Heater | Efficient 50 Gallon Electric Heat Pump Water Heater (EF = 2.5) | Code-Compliant 50 Gallon Electric Heat Pump Water Heater (EF = 0.95) | Commercial | Turnover | Assembly | FL Zone 2 | Per Unit | 34% | 7192.49 | 2494.276 | 4698.213 | 0.65321 | 10 | 0.79397 | 0.52808 | 419 | Baseline 50-gallon electric water heater: https://www.lowes.com/pd/A-O-Smith-Signature-50-Gallon-Short-6-year-Limited-4500-Watt-Double-Element-Electric-Water-Heater/1000216833 | 714 | Estimate at $105 per labor hour, assume 6.8 hours work, reference: http://www.serviskey.net/support/rate-estimator?s4=FL; https://www.homewyse.com/costs/cost_of_instant_hot_water_heaters.html (direct fit/replacement) | 1299 | https://www.homedepot.com/p/Rheem-Performance-Platinum-50-gal-10-Year-Hybrid-High-Efficiency-Smart-Tank-Electric-Water-Heater-XE50T10HD50U1/303419574 | 840 | Estimate at $105 per labor hour, assume 8 hours work, reference: http://www.serviskey.net/support/rate-estimator?s4=FL; https://www.homewyse.com/costs/cost_of_instant_hot_water_heaters.html (minor fit change) | 1006 | unit | 1 | 1006
Equipment | Heat Pump Water Heater | Efficient 50 Gallon Electric Heat Pump Water Heater (EF = 2.5) | Code-Compliant 50 Gallon Electric Heat Pump Water Heater (EF = 0.95) | Commercial | Turnover | College and University | FL Zone 2 | Per Unit | 28% | 165427.3 | 57368.35 | 108058.9 | 0.65321 | 10 | 5.7477 | 31.0919 | 419 | Baseline 50-gallon electric water heater: https://www.lowes.com/pd/A-O-Smith-Signature-50-Gallon-Short-6-year-Limited-4500-Watt-Double-Element-Electric-Water-Heater/1000216833 | 714 | Estimate at $105 per labor hour, assume 6.8 hours work, reference: http://www.serviskey.net/support/rate-estimator?s4=FL; https://www.homewyse.com/costs/cost_of_instant_hot_water_heaters.html (direct fit/replacement) | 1299 | https://www.homedepot.com/p/Rheem-Performance-Platinum-50-gal-10-Year-Hybrid-High-Efficiency-Smart-Tank-Electric-Water-Heater-XE50T10HD50U1/303419574 | 840 | Estimate at $105 per labor hour, assume 8 hours work, reference: http://www.serviskey.net/support/rate-estimator?s4=FL; https://www.homewyse.com/costs/cost_of_instant_hot_water_heaters.html (minor fit change) | 1006 | unit | 10 | 10060
Equipment | Heat Pump Water Heater | Efficient 50 Gallon Electric Heat Pump Water Heater (EF = 2.5) | Code-Compliant 50 Gallon Electric Heat Pump Water Heater (EF = 0.95) | Commercial | Turnover | Grocery | FL Zone 2 | Per Unit | 19% | 14384.98 | 4988.553 | 9396.427 | 0.65321 | 10 | 0.65925 | 3.4586 | 419 | Baseline 50-gallon electric water heater: https://www.lowes.com/pd/A-O-Smith-Signature-50-Gallon-Short-6-year-Limited-4500-Watt-Double-Element-Electric-Water-Heater/1000216833 | 714 | Estimate at $105 per labor hour, assume 6.8 hours work, reference: http://www.serviskey.net/support/rate-estimator?s4=FL; https://www.homewyse.com/costs/cost_of_instant_hot_water_heaters.html (direct fit/replacement) | 1299 | https://www.homedepot.com/p/Rheem-Performance-Platinum-50-gal-10-Year-Hybrid-High-Efficiency-Smart-Tank-Electric-Water-Heater-XE50T10HD50U1/303419574 | 840 | Estimate at $105 per labor hour, assume 8 hours work, reference: http://www.serviskey.net/support/rate-estimator?s4=FL; https://www.homewyse.com/costs/cost_of_instant_hot_water_heaters.html (minor fit change) | 1006 | unit | 1 | 1006
Equipment | Heat Pump Water Heater | Efficient 50 Gallon Electric Heat Pump Water Heater (EF = 2.5) | Code-Compliant 50 Gallon Electric Heat Pump Water Heater (EF = 0.95) | Commercial | Turnover | Healthcare | FL Zone 2 | Per Unit | 38% | 9589.986 | 3325.702 | 6264.285 | 0.65321 | 10 | 1.0586 | 0.70411 | 419 | Baseline 50-gallon electric water heater: https://www.lowes.com/pd/A-O-Smith-Signature-50-Gallon-Short-6-year-Limited-4500-Watt-Double-Element-Electric-Water-Heater/1000216833 | 714 | Estimate at $105 per labor hour, assume 6.8 hours work, reference: http://www.serviskey.net/support/rate-estimator?s4=FL; https://www.homewyse.com/costs/cost_of_instant_hot_water_heaters.html (direct fit/replacement) | 1299 | https://www.homedepot.com/p/Rheem-Performance-Platinum-50-gal-10-Year-Hybrid-High-Efficiency-Smart-Tank-Electric-Water-Heater-XE50T10HD50U1/303419574 | 840 | Estimate at $105 per labor hour, assume 8 hours work, reference: http://www.serviskey.net/support/rate-estimator?s4=FL; https://www.homewyse.com/costs/cost_of_instant_hot_water_heaters.html (minor fit change) | 1006 | unit | 1 | 1006
Equipment | Heat Pump Water Heater | Efficient 50 Gallon Electric Heat Pump Water Heater (EF = 2.5) | Code-Compliant 50 Gallon Electric Heat Pump Water Heater (EF = 0.95) | Commercial | Turnover | Hospitals | FL Zone 2 | Per Unit | 42% | 290097.1 | 100602.5 | 189494.6 | 0.65321 | 10 | 10.0793 | 54.5234 | 419 | Baseline 50-gallon electric water heater: https://www.lowes.com/pd/A-O-Smith-Signature-50-Gallon-Short-6-year-Limited-4500-Watt-Double-Element-Electric-Water-Heater/1000216833 | 714 | Estimate at $105 per labor hour, assume 6.8 hours work, reference: http://www.serviskey.net/support/rate-estimator?s4=FL; https://www.homewyse.com/costs/cost_of_instant_hot_water_heaters.html (direct fit/replacement) | 1299 | https://www.homedepot.com/p/Rheem-Performance-Platinum-50-gal-10-Year-Hybrid-High-Efficiency-Smart-Tank-Electric-Water-Heater-XE50T10HD50U1/303419574 | 840 | Estimate at $105 per labor hour, assume 8 hours work, reference: http://www.serviskey.net/support/rate-estimator?s4=FL; https://www.homewyse.com/costs/cost_of_instant_hot_water_heaters.html (minor fit change) | 1006 | unit | 15 | 15090
Equipment | Heat Pump Water Heater | Efficient 50 Gallon Electric Heat Pump Water Heater (EF = 2.5) | Code-Compliant 50 Gallon Electric Heat Pump Water Heater (EF = 0.95) | Commercial | Turnover | Institutional | FL Zone 2 | Per Unit | 34% | 575399.2 | 199542.1 | 375857.1 | 0.65321 | 10 | 63.5174 | 42.2467 | 419 | Baseline 50-gallon electric water heater: https://www.lowes.com/pd/A-O-Smith-Signature-50-Gallon-Short-6-year-Limited-4500-Watt-Double-Element-Electric-Water-Heater/1000216833 | 714 | Estimate at $105 per labor hour, assume 6.8 hours work, reference: http://www.serviskey.net/support/rate-estimator?s4=FL; https://www.homewyse.com/costs/cost_of_instant_hot_water_heaters.html (direct fit/replacement) | 1299 | https://www.homedepot.com/p/Rheem-Performance-Platinum-50-gal-10-Year-Hybrid-High-Efficiency-Smart-Tank-Electric-Water-Heater-XE50T10HD50U1/303419574 | 840 | Estimate at $105 per labor hour, assume 8 hours work, reference: http://www.serviskey.net/support/rate-estimator?s4=FL; https://www.homewyse.com/costs/cost_of_instant_hot_water_heaters.html (minor fit change) | 1006 | unit | 25 | 25150
Equipment | Heat Pump Water Heater | Efficient 50 Gallon Electric Heat Pump Water Heater (EF = 2.5) | Code-Compliant 50 Gallon Electric Heat Pump Water Heater (EF = 0.95) | Commercial | Turnover | Lodging/Hospitality | FL Zone 2 | Per Unit | 41% | 69047.9 | 23945.05 | 45102.85 | 0.65321 | 10 | 3.1644 | 16.6011 | 419 | Baseline 50-gallon electric water heater: https://www.lowes.com/pd/A-O-Smith-Signature-50-Gallon-Short-6-year-Limited-4500-Watt-Double-Element-Electric-Water-Heater/1000216833 | 714 | Estimate at $105 per labor hour, assume 6.8 hours work, reference: http://www.serviskey.net/support/rate-estimator?s4=FL; https://www.homewyse.com/costs/cost_of_instant_hot_water_heaters.html (direct fit/replacement) | 1299 | https://www.homedepot.com/p/Rheem-Performance-Platinum-50-gal-10-Year-Hybrid-High-Efficiency-Smart-Tank-Electric-Water-Heater-XE50T10HD50U1/303419574 | 840 | Estimate at $105 per labor hour, assume 8 hours work, reference: http://www.serviskey.net/support/rate-estimator?s4=FL; https://www.homewyse.com/costs/cost_of_instant_hot_water_heaters.html (minor fit change) | 1006 | unit | 3 | 3018
Equipment | Heat Pump Water Heater | Efficient 50 Gallon Electric Heat Pump Water Heater (EF = 2.5) | Code-Compliant 50 Gallon Electric Heat Pump Water Heater (EF = 0.95) | Commercial | Turnover | Miscellaneous | FL Zone 2 | Per Unit | 34% | 431549.4 | 149656.6 | 281892.8 | 0.65321 | 10 | 47.638 | 31.685 | 419 | Baseline 50-gallon electric water heater: https://www.lowes.com/pd/A-O-Smith-Signature-50-Gallon-Short-6-year-Limited-4500-Watt-Double-Element-Electric-Water-Heater/1000216833 | 714 | Estimate at $105 per labor hour, assume 6.8 hours work, reference: http://www.serviskey.net/support/rate-estimator?s4=FL; https://www.homewyse.com/costs/cost_of_instant_hot_water_heaters.html (direct fit/replacement) | 1299 | https://www.homedepot.com/p/Rheem-Performance-Platinum-50-gal-10-Year-Hybrid-High-Efficiency-Smart-Tank-Electric-Water-Heater-XE50T10HD50U1/303419574 | 840 | Estimate at $105 per labor hour, assume 8 hours work, reference: http://www.serviskey.net/support/rate-estimator?s4=FL; https://www.homewyse.com/costs/cost_of_instant_hot_water_heaters.html (minor fit change) | 1006 | unit | 20 | 20120
Equipment | Heat Pump Water Heater | Efficient 50 Gallon Electric Heat Pump Water Heater (EF = 2.5) | Code-Compliant 50 Gallon Electric Heat Pump Water Heater (EF = 0.95) | Commercial | Turnover | Offices | FL Zone 2 | Per Unit | 40% | 59937.41 | 20785.64 | 39151.78 | 0.65321 | 10 | 6.6164 | 4.4007 | 419 | Baseline 50-gallon electric water heater: https://www.lowes.com/pd/A-O-Smith-Signature-50-Gallon-Short-6-year-Limited-4500-Watt-Double-Element-Electric-Water-Heater/1000216833 | 714 | Estimate at $105 per labor hour, assume 6.8 hours work, reference: http://www.serviskey.net/support/rate-estimator?s4=FL; https://www.homewyse.com/costs/cost_of_instant_hot_water_heaters.html (direct fit/replacement) | 1299 | https://www.homedepot.com/p/Rheem-Performance-Platinum-50-gal-10-Year-Hybrid-High-Efficiency-Smart-Tank-Electric-Water-Heater-XE50T10HD50U1/303419574 | 840 | Estimate at $105 per labor hour, assume 8 hours work, reference: http://www.serviskey.net/support/rate-estimator?s4=FL; https://www.homewyse.com/costs/cost_of_instant_hot_water_heaters.html (minor fit change) | 1006 | unit | 3 | 3018
Equipment | Heat Pump Water Heater | Efficient 50 Gallon Electric Heat Pump Water Heater (EF = 2.5) | Code-Compliant 50 Gallon Electric Heat Pump Water Heater (EF = 0.95) | Commercial | Turnover | Restaurants | FL Zone 2 | Per Unit | 20% | 23974.97 | 8314.254 | 15660.71 | 0.65321 | 10 | 1.0987 | 5.7643 | 419 | Baseline 50-gallon electric water heater: https://www.lowes.com/pd/A-O-Smith-Signature-50-Gallon-Short-6-year-Limited-4500-Watt-Double-Element-Electric-Water-Heater/1000216833 | 714 | Estimate at $105 per labor hour, assume 6.8 hours work, reference: http://www.serviskey.net/support/rate-estimator?s4=FL; https://www.homewyse.com/costs/cost_of_instant_hot_water_heaters.html (direct fit/replacement) | 1299 | https://www.homedepot.com/p/Rheem-Performance-Platinum-50-gal-10-Year-Hybrid-High-Efficiency-Smart-Tank-Electric-Water-Heater-XE50T10HD50U1/303419574 | 840 | Estimate at $105 per labor hour, assume 8 hours work, reference: http://www.serviskey.net/support/rate-estimator?s4=FL; https://www.homewyse.com/costs/cost_of_instant_hot_water_heaters.html (minor fit change) | 1006 | unit | 2 | 2012
Equipment | Heat Pump Water Heater | Efficient 50 Gallon Electric Heat Pump Water Heater (EF = 2.5) | Code-Compliant 50 Gallon Electric Heat Pump Water Heater (EF = 0.95) | Commercial | Turnover | Retail | FL Zone 2 | Per Unit | 18% | 42723.39 | 14816 | 27907.39 | 0.65321 | 10 | 1.958 | 10.2719 | 419 | Baseline 50-gallon electric water heater: https://www.lowes.com/pd/A-O-Smith-Signature-50-Gallon-Short-6-year-Limited-4500-Watt-Double-Element-Electric-Water-Heater/1000216833 | 714 | Estimate at $105 per labor hour, assume 6.8 hours work, reference: http://www.serviskey.net/support/rate-estimator?s4=FL; https://www.homewyse.com/costs/cost_of_instant_hot_water_heaters.html (direct fit/replacement) | 1299 | https://www.homedepot.com/p/Rheem-Performance-Platinum-50-gal-10-Year-Hybrid-High-Efficiency-Smart-Tank-Electric-Water-Heater-XE50T10HD50U1/303419574 | 840 | Estimate at $105 per labor hour, assume 8 hours work, reference: http://www.serviskey.net/support/rate-estimator?s4=FL; https://www.homewyse.com/costs/cost_of_instant_hot_water_heaters.html (minor fit change) | 1006 | unit | 3 | 3018
Equipment | Heat Pump Water Heater | Efficient 50 Gallon Electric Heat Pump Water Heater (EF = 2.5) | Code-Compliant 50 Gallon Electric Heat Pump Water Heater (EF = 0.95) | Commercial | Turnover | Schools K-12 | FL Zone 2 | Per Unit | 28% | 2996.936 | 1039.305 | 1957.632 | 0.65321 | 10 | 0.33083 | 0.22004 | 419 | Baseline 50-gallon electric water heater: https://www.lowes.com/pd/A-O-Smith-Signature-50-Gallon-Short-6-year-Limited-4500-Watt-Double-Element-Electric-Water-Heater/1000216833 | 714 | Estimate at $105 per labor hour, assume 6.8 hours work, reference: http://www.serviskey.net/support/rate-estimator?s4=FL; https://www.homewyse.com/costs/cost_of_instant_hot_water_heaters.html (direct fit/replacement) | 1299 | https://www.homedepot.com/p/Rheem-Performance-Platinum-50-gal-10-Year-Hybrid-High-Efficiency-Smart-Tank-Electric-Water-Heater-XE50T10HD50U1/303419574 | 840 | Estimate at $105 per labor hour, assume 8 hours work, reference: http://www.serviskey.net/support/rate-estimator?s4=FL; https://www.homewyse.com/costs/cost_of_instant_hot_water_heaters.html (minor fit change) | 1006 | unit | 1 | 1006
Equipment | Heat Pump Water Heater | Efficient 50 Gallon Electric Heat Pump Water Heater (EF = 2.5) | Code-Compliant 50 Gallon Electric Heat Pump Water Heater (EF = 0.95) | Commercial | Turnover | Warehouse | FL Zone 2 | Per Unit | 20% | 14384.98 | 4988.553 | 9396.427 | 0.65321 | 10 | 1.5879 | 1.0562 | 419 | Baseline 50-gallon electric water heater: https://www.lowes.com/pd/A-O-Smith-Signature-50-Gallon-Short-6-year-Limited-4500-Watt-Double-Element-Electric-Water-Heater/1000216833 | 714 | Estimate at $105 per labor hour, assume 6.8 hours work, reference: http://www.serviskey.net/support/rate-estimator?s4=FL; https://www.homewyse.com/costs/cost_of_instant_hot_water_heaters.html (direct fit/replacement) | 1299 | https://www.homedepot.com/p/Rheem-Performance-Platinum-50-gal-10-Year-Hybrid-High-Efficiency-Smart-Tank-Electric-Water-Heater-XE50T10HD50U1/303419574 | 840 | Estimate at $105 per labor hour, assume 8 hours work, reference: http://www.serviskey.net/support/rate-estimator?s4=FL; https://www.homewyse.com/costs/cost_of_instant_hot_water_heaters.html (minor fit change) | 1006 | unit | 1 | 1006
Equipment | Heat Pump Water Heater | Efficient 50 Gallon Electric Heat Pump Water Heater (EF = 2.5) | Code-Compliant 50 Gallon Electric Heat Pump Water Heater (EF = 0.95) | Commercial | New | Assembly | FL Zone 2 | Per Unit | 34% | 7192.49 | 2494.276 | 4698.213 | 0.65321 | 10 | 0.79397 | 0.52808 | 419 | Baseline 50-gallon electric water heater: https://www.lowes.com/pd/A-O-Smith-Signature-50-Gallon-Short-6-year-Limited-4500-Watt-Double-Element-Electric-Water-Heater/1000216833 | 714 | Estimate at $105 per labor hour, assume 6.8 hours work, reference: http://www.serviskey.net/support/rate-estimator?s4=FL; https://www.homewyse.com/costs/cost_of_instant_hot_water_heaters.html (direct fit/replacement) | 1299 | https://www.homedepot.com/p/Rheem-Performance-Platinum-50-gal-10-Year-Hybrid-High-Efficiency-Smart-Tank-Electric-Water-Heater-XE50T10HD50U1/303419574 | 840 | Estimate at $105 per labor hour, assume 8 hours work, reference: http://www.serviskey.net/support/rate-estimator?s4=FL; https://www.homewyse.com/costs/cost_of_instant_hot_water_heaters.html (minor fit change) | 1006 | unit | 1 | 1006
Equipment | Heat Pump Water Heater | Efficient 50 Gallon Electric Heat Pump Water Heater (EF = 2.5) | Code-Compliant 50 Gallon Electric Heat Pump Water Heater (EF = 0.95) | Commercial | New | College and University | FL Zone 2 | Per Unit | 28% | 165427.3 | 57368.35 | 108058.9 | 0.65321 | 10 | 5.7477 | 31.0919 | 419 | Baseline 50-gallon electric water heater: https://www.lowes.com/pd/A-O-Smith-Signature-50-Gallon-Short-6-year-Limited-4500-Watt-Double-Element-Electric-Water-Heater/1000216833 | 714 | Estimate at $105 per labor hour, assume 6.8 hours work, reference: http://www.serviskey.net/support/rate-estimator?s4=FL; https://www.homewyse.com/costs/cost_of_instant_hot_water_heaters.html (direct fit/replacement) | 1299 | https://www.homedepot.com/p/Rheem-Performance-Platinum-50-gal-10-Year-Hybrid-High-Efficiency-Smart-Tank-Electric-Water-Heater-XE50T10HD50U1/303419574 | 840 | Estimate at $105 per labor hour, assume 8 hours work, reference: http://www.serviskey.net/support/rate-estimator?s4=FL; https://www.homewyse.com/costs/cost_of_instant_hot_water_heaters.html (minor fit change) | 1006 | unit | 10 | 10060
Equipment | Heat Pump Water Heater | Efficient 50 Gallon Electric Heat Pump Water Heater (EF = 2.5) | Code-Compliant 50 Gallon Electric Heat Pump Water Heater (EF = 0.95) | Commercial | New | Grocery | FL Zone 2 | Per Unit | 19% | 14384.98 | 4988.553 | 9396.427 | 0.65321 | 10 | 0.65925 | 3.4586 | 419 | Baseline 50-gallon electric water heater: https://www.lowes.com/pd/A-O-Smith-Signature-50-Gallon-Short-6-year-Limited-4500-Watt-Double-Element-Electric-Water-Heater/1000216833 | 714 | Estimate at $105 per labor hour, assume 6.8 hours work, reference: http://www.serviskey.net/support/rate-estimator?s4=FL; https://www.homewyse.com/costs/cost_of_instant_hot_water_heaters.html (direct fit/replacement) | 1299 | https://www.homedepot.com/p/Rheem-Performance-Platinum-50-gal-10-Year-Hybrid-High-Efficiency-Smart-Tank-Electric-Water-Heater-XE50T10HD50U1/303419574 | 840 | Estimate at $105 per labor hour, assume 8 hours work, reference: http://www.serviskey.net/support/rate-estimator?s4=FL; https://www.homewyse.com/costs/cost_of_instant_hot_water_heaters.html (minor fit change) | 1006 | unit | 1 | 1006
Equipment | Heat Pump Water Heater | Efficient 50 Gallon Electric Heat Pump Water Heater (EF = 2.5) | Code-Compliant 50 Gallon Electric Heat Pump Water Heater (EF = 0.95) | Commercial | New | Healthcare | FL Zone 2 | Per Unit | 38% | 9589.986 | 3325.702 | 6264.285 | 0.65321 | 10 | 1.0586 | 0.70411 | 419 | Baseline 50-gallon electric water heater: https://www.lowes.com/pd/A-O-Smith-Signature-50-Gallon-Short-6-year-Limited-4500-Watt-Double-Element-Electric-Water-Heater/1000216833 | 714 | Estimate at $105 per labor hour, assume 6.8 hours work, reference: http://www.serviskey.net/support/rate-estimator?s4=FL; https://www.homewyse.com/costs/cost_of_instant_hot_water_heaters.html (direct fit/replacement) | 1299 | https://www.homedepot.com/p/Rheem-Performance-Platinum-50-gal-10-Year-Hybrid-High-Efficiency-Smart-Tank-Electric-Water-Heater-XE50T10HD50U1/303419574 | 840 | Estimate at $105 per labor hour, assume 8 hours work, reference: http://www.serviskey.net/support/rate-estimator?s4=FL; https://www.homewyse.com/costs/cost_of_instant_hot_water_heaters.html (minor fit change) | 1006 | unit | 1 | 1006
Equipment | Heat Pump Water Heater | Efficient 50 Gallon Electric Heat Pump Water Heater (EF = 2.5) | Code-Compliant 50 Gallon Electric Heat Pump Water Heater (EF = 0.95) | Commercial | New | Hospitals | FL Zone 2 | Per Unit | 42% | 290097.1 | 100602.5 | 189494.6 | 0.65321 | 10 | 10.0793 | 54.5234 | 419 | Baseline 50-gallon electric water heater: https://www.lowes.com/pd/A-O-Smith-Signature-50-Gallon-Short-6-year-Limited-4500-Watt-Double-Element-Electric-Water-Heater/1000216833 | 714 | Estimate at $105 per labor hour, assume 6.8 hours work, reference: http://www.serviskey.net/support/rate-estimator?s4=FL; https://www.homewyse.com/costs/cost_of_instant_hot_water_heaters.html (direct fit/replacement) | 1299 | https://www.homedepot.com/p/Rheem-Performance-Platinum-50-gal-10-Year-Hybrid-High-Efficiency-Smart-Tank-Electric-Water-Heater-XE50T10HD50U1/303419574 | 840 | Estimate at $105 per labor hour, assume 8 hours work, reference: http://www.serviskey.net/support/rate-estimator?s4=FL; https://www.homewyse.com/costs/cost_of_instant_hot_water_heaters.html (minor fit change) | 1006 | unit | 15 | 15090
Equipment | Heat Pump Water Heater | Efficient 50 Gallon Electric Heat Pump Water Heater (EF = 2.5) | Code-Compliant 50 Gallon Electric Heat Pump Water Heater (EF = 0.95) | Commercial | New | Institutional | FL Zone 2 | Per Unit | 34% | 575399.2 | 199542.1 | 375857.1 | 0.65321 | 10 | 63.5174 | 42.2467 | 419 | Baseline 50-gallon electric water heater: https://www.lowes.com/pd/A-O-Smith-Signature-50-Gallon-Short-6-year-Limited-4500-Watt-Double-Element-Electric-Water-Heater/1000216833 | 714 | Estimate at $105 per labor hour, assume 6.8 hours work, reference: http://www.serviskey.net/support/rate-estimator?s4=FL; https://www.homewyse.com/costs/cost_of_instant_hot_water_heaters.html (direct fit/replacement) | 1299 | https://www.homedepot.com/p/Rheem-Performance-Platinum-50-gal-10-Year-Hybrid-High-Efficiency-Smart-Tank-Electric-Water-Heater-XE50T10HD50U1/303419574 | 840 | Estimate at $105 per labor hour, assume 8 hours work, reference: http://www.serviskey.net/support/rate-estimator?s4=FL; https://www.homewyse.com/costs/cost_of_instant_hot_water_heaters.html (minor fit change) | 1006 | unit | 25 | 25150
Equipment | Heat Pump Water Heater | Efficient 50 Gallon Electric Heat Pump Water Heater (EF = 2.5) | Code-Compliant 50 Gallon Electric Heat Pump Water Heater (EF = 0.95) | Commercial | New | Lodging/Hospitality | FL Zone 2 | Per Unit | 41% | 69047.9 | 23945.05 | 45102.85 | 0.65321 | 10 | 3.1644 | 16.6011 | 419 | Baseline 50-gallon electric water heater: https://www.lowes.com/pd/A-O-Smith-Signature-50-Gallon-Short-6-year-Limited-4500-Watt-Double-Element-Electric-Water-Heater/1000216833 | 714 | Estimate at $105 per labor hour, assume 6.8 hours work, reference: http://www.serviskey.net/support/rate-estimator?s4=FL; https://www.homewyse.com/costs/cost_of_instant_hot_water_heaters.html (direct fit/replacement) | 1299 | https://www.homedepot.com/p/Rheem-Performance-Platinum-50-gal-10-Year-Hybrid-High-Efficiency-Smart-Tank-Electric-Water-Heater-XE50T10HD50U1/303419574 | 840 | Estimate at $105 per labor hour, assume 8 hours work, reference: http://www.serviskey.net/support/rate-estimator?s4=FL; https://www.homewyse.com/costs/cost_of_instant_hot_water_heaters.html (minor fit change) | 1006 | unit | 3 | 3018
Equipment | Heat Pump Water Heater | Efficient 50 Gallon Electric Heat Pump Water Heater (EF = 2.5) | Code-Compliant 50 Gallon Electric Heat Pump Water Heater (EF = 0.95) | Commercial | New | Miscellaneous | FL Zone 2 | Per Unit | 34% | 431549.4 | 149656.6 | 281892.8 | 0.65321 | 10 | 47.638 | 31.685 | 419 | Baseline 50-gallon electric water heater: https://www.lowes.com/pd/A-O-Smith-Signature-50-Gallon-Short-6-year-Limited-4500-Watt-Double-Element-Electric-Water-Heater/1000216833 | 714 | Estimate at $105 per labor hour, assume 6.8 hours work, reference: http://www.serviskey.net/support/rate-estimator?s4=FL; https://www.homewyse.com/costs/cost_of_instant_hot_water_heaters.html (direct fit/replacement) | 1299 | https://www.homedepot.com/p/Rheem-Performance-Platinum-50-gal-10-Year-Hybrid-High-Efficiency-Smart-Tank-Electric-Water-Heater-XE50T10HD50U1/303419574 | 840 | Estimate at $105 per labor hour, assume 8 hours work, reference: http://www.serviskey.net/support/rate-estimator?s4=FL; https://www.homewyse.com/costs/cost_of_instant_hot_water_heaters.html (minor fit change) | 1006 | unit | 20 | 20120
Equipment | Heat Pump Water Heater | Efficient 50 Gallon Electric Heat Pump Water Heater (EF = 2.5) | Code-Compliant 50 Gallon Electric Heat Pump Water Heater (EF = 0.95) | Commercial | New | Offices | FL Zone 2 | Per Unit | 40% | 59937.41 | 20785.64 | 39151.78 | 0.65321 | 10 | 6.6164 | 4.4007 | 419 | Baseline 50-gallon electric water heater: https://www.lowes.com/pd/A-O-Smith-Signature-50-Gallon-Short-6-year-Limited-4500-Watt-Double-Element-Electric-Water-Heater/1000216833 | 714 | Estimate at $105 per labor hour, assume 6.8 hours work, reference: http://www.serviskey.net/support/rate-estimator?s4=FL; https://www.homewyse.com/costs/cost_of_instant_hot_water_heaters.html (direct fit/replacement) | 1299 | https://www.homedepot.com/p/Rheem-Performance-Platinum-50-gal-10-Year-Hybrid-High-Efficiency-Smart-Tank-Electric-Water-Heater-XE50T10HD50U1/303419574 | 840 | Estimate at $105 per labor hour, assume 8 hours work, reference: http://www.serviskey.net/support/rate-estimator?s4=FL; https://www.homewyse.com/costs/cost_of_instant_hot_water_heaters.html (minor fit change) | 1006 | unit | 3 | 3018
Equipment | Heat Pump Water Heater | Efficient 50 Gallon Electric Heat Pump Water Heater (EF = 2.5) | Code-Compliant 50 Gallon Electric Heat Pump Water Heater (EF = 0.95) | Commercial | New | Restaurants | FL Zone 2 | Per Unit | 20% | 23974.97 | 8314.254 | 15660.71 | 0.65321 | 10 | 1.0987 | 5.7643 | 419 | Baseline 50-gallon electric water heater: https://www.lowes.com/pd/A-O-Smith-Signature-50-Gallon-Short-6-year-Limited-4500-Watt-Double-Element-Electric-Water-Heater/1000216833 | 714 | Estimate at $105 per labor hour, assume 6.8 hours work, reference: http://www.serviskey.net/support/rate-estimator?s4=FL; https://www.homewyse.com/costs/cost_of_instant_hot_water_heaters.html (direct fit/replacement) | 1299 | https://www.homedepot.com/p/Rheem-Performance-Platinum-50-gal-10-Year-Hybrid-High-Efficiency-Smart-Tank-Electric-Water-Heater-XE50T10HD50U1/303419574 | 840 | Estimate at $105 per labor hour, assume 8 hours work, reference: http://www.serviskey.net/support/rate-estimator?s4=FL; https://www.homewyse.com/costs/cost_of_instant_hot_water_heaters.html (minor fit change) | 1006 | unit | 2 | 2012
Equipment | Heat Pump Water Heater | Efficient 50 Gallon Electric Heat Pump Water Heater (EF = 2.5) | Code-Compliant 50 Gallon Electric Heat Pump Water Heater (EF = 0.95) | Commercial | New | Retail | FL Zone 2 | Per Unit | 18% | 42723.39 | 14816 | 27907.39 | 0.65321 | 10 | 1.958 | 10.2719 | 419 | Baseline 50-gallon electric water heater: https://www.lowes.com/pd/A-O-Smith-Signature-50-Gallon-Short-6-year-Limited-4500-Watt-Double-Element-Electric-Water-Heater/1000216833 | 714 | Estimate at $105 per labor hour, assume 6.8 hours work, reference: http://www.serviskey.net/support/rate-estimator?s4=FL; https://www.homewyse.com/costs/cost_of_instant_hot_water_heaters.html (direct fit/replacement) | 1299 | https://www.homedepot.com/p/Rheem-Performance-Platinum-50-gal-10-Year-Hybrid-High-Efficiency-Smart-Tank-Electric-Water-Heater-XE50T10HD50U1/303419574 | 840 | Estimate at $105 per labor hour, assume 8 hours work, reference: http://www.serviskey.net/support/rate-estimator?s4=FL; https://www.homewyse.com/costs/cost_of_instant_hot_water_heaters.html (minor fit change) | 1006 | unit | 3 | 3018
Equipment | Heat Pump Water Heater | Efficient 50 Gallon Electric Heat Pump Water Heater (EF = 2.5) | Code-Compliant 50 Gallon Electric Heat Pump Water Heater (EF = 0.95) | Commercial | New | Schools K-12 | FL Zone 2 | Per Unit | 28% | 2996.936 | 1039.305 | 1957.632 | 0.65321 | 10 | 0.33083 | 0.22004 | 419 | Baseline 50-gallon electric water heater: https://www.lowes.com/pd/A-O-Smith-Signature-50-Gallon-Short-6-year-Limited-4500-Watt-Double-Element-Electric-Water-Heater/1000216833 | 714 | Estimate at $105 per labor hour, assume 6.8 hours work, reference: http://www.serviskey.net/support/rate-estimator?s4=FL; https://www.homewyse.com/costs/cost_of_instant_hot_water_heaters.html (direct fit/replacement) | 1299 | https://www.homedepot.com/p/Rheem-Performance-Platinum-50-gal-10-Year-Hybrid-High-Efficiency-Smart-Tank-Electric-Water-Heater-XE50T10HD50U1/303419574 | 840 | Estimate at $105 per labor hour, assume 8 hours work, reference: http://www.serviskey.net/support/rate-estimator?s4=FL; https://www.homewyse.com/costs/cost_of_instant_hot_water_heaters.html (minor fit change) | 1006 | unit | 1 | 1006
Equipment | Heat Pump Water Heater | Efficient 50 Gallon Electric Heat Pump Water Heater (EF = 2.5) | Code-Compliant 50 Gallon Electric Heat Pump Water Heater (EF = 0.95) | Commercial | New | Warehouse | FL Zone 2 | Per Unit | 20% | 14384.98 | 4988.553 | 9396.427 | 0.65321 | 10 | 1.5879 | 1.0562 | 419 | Baseline 50-gallon electric water heater: https://www.lowes.com/pd/A-O-Smith-Signature-50-Gallon-Short-6-year-Limited-4500-Watt-Double-Element-Electric-Water-Heater/1000216833 | 714 | Estimate at $105 per labor hour, assume 6.8 hours work, reference: http://www.serviskey.net/support/rate-estimator?s4=FL; https://www.homewyse.com/costs/cost_of_instant_hot_water_heaters.html (direct fit/replacement) | 1299 | https://www.homedepot.com/p/Rheem-Performance-Platinum-50-gal-10-Year-Hybrid-High-Efficiency-Smart-Tank-Electric-Water-Heater-XE50T10HD50U1/303419574 | 840 | Estimate at $105 per labor hour, assume 8 hours work, reference: http://www.serviskey.net/support/rate-estimator?s4=FL; https://www.homewyse.com/costs/cost_of_instant_hot_water_heaters.html (minor fit change) | 1006 | unit | 1 | 1006
Equipment | Instantaneous Hot Water System | Instantaneous Hot Water System | 0 | Commercial | Turnover | Assembly | FL Zone 2 | Per Water Heater | 95% | 6497.137 | 6117.253 | 379.8836 | 0.058469 | 20 | 0.042084 | 0.048493 | 0 | Reference source included incremental cost only | 714 | Estimate at $105 per labor hour, assume 6.8 hours work, reference: http://www.serviskey.net/support/rate-estimator?s4=FL; https://www.homewyse.com/costs/cost_of_instant_hot_water_heaters.html (direct fit/replacement) | 1350 | Illinois 2018 Statewide TRM, Section 4.3.5 (average incremental cost of sizes listed) | 2331 | Estimate at $105 per labor hour, assume 11.1 hours work per WH (assume additional 50% of time for 2nd & 3rd for wiring, breakers, etc), reference: http://www.serviskey.net/support/rate-estimator?s4=FL; https://www.homewyse.com/costs/cost_of_instant_hot_water_heaters.html (major fit/position change) | 2967 | unit | 1 | 2967
Equipment | Instantaneous Hot Water System | Instantaneous Hot Water System | 0 | Commercial | Turnover | College and University | FL Zone 2 | Per Water Heater | 95% | 149434.2 | 140696.8 | 8737.323 | 0.058469 | 20 | 0.82565 | 1.9915 | 0 | Reference source included incremental cost only | 714 | Estimate at $105 per labor hour, assume 6.8 hours work, reference: http://www.serviskey.net/support/rate-estimator?s4=FL; https://www.homewyse.com/costs/cost_of_instant_hot_water_heaters.html (direct fit/replacement) | 1350 | Illinois 2018 Statewide TRM, Section 4.3.5 (average incremental cost of sizes listed) | 2331 | Estimate at $105 per labor hour, assume 11.1 hours work per WH (assume additional 50% of time for 2nd & 3rd for wiring, breakers, etc), reference: http://www.serviskey.net/support/rate-estimator?s4=FL; https://www.homewyse.com/costs/cost_of_instant_hot_water_heaters.html (major fit/position change) | 2967 | unit | 10 | 29670
Equipment | Instantaneous Hot Water System | Instantaneous Hot Water System | 0 | Commercial | Turnover | Grocery | FL Zone 2 | Per Water Heater | 95% | 12994.27 | 12234.51 | 759.7673 | 0.058469 | 20 | 0.084523 | 0.088194 | 0 | Reference source included incremental cost only | 714 | Estimate at $105 per labor hour, assume 6.8 hours work, reference: http://www.serviskey.net/support/rate-estimator?s4=FL; https://www.homewyse.com/costs/cost_of_instant_hot_water_heaters.html (direct fit/replacement) | 1350 | Illinois 2018 Statewide TRM, Section 4.3.5 (average incremental cost of sizes listed) | 2331 | Estimate at $105 per labor hour, assume 11.1 hours work per WH (assume additional 50% of time for 2nd & 3rd for wiring, breakers, etc), reference: http://www.serviskey.net/support/rate-estimator?s4=FL; https://www.homewyse.com/costs/cost_of_instant_hot_water_heaters.html (major fit/position change) | 2967 | unit | 1 | 2967
Equipment | Instantaneous Hot Water System | Instantaneous Hot Water System | 0 | Commercial | Turnover | Healthcare | FL Zone 2 | Per Water Heater | 95% | 8662.849 | 8156.338 | 506.5115 | 0.058469 | 20 | 0.056112 | 0.064657 | 0 | Reference source included incremental cost only | 714 | Estimate at $105 per labor hour, assume 6.8 hours work, reference: http://www.serviskey.net/support/rate-estimator?s4=FL; https://www.homewyse.com/costs/cost_of_instant_hot_water_heaters.html (direct fit/replacement) | 1350 | Illinois 2018 Statewide TRM, Section 4.3.5 (average incremental cost of sizes listed) | 2331 | Estimate at $105 per labor hour, assume 11.1 hours work per WH (assume additional 50% of time for 2nd & 3rd for wiring, breakers, etc), reference: http://www.serviskey.net/support/rate-estimator?s4=FL; https://www.homewyse.com/costs/cost_of_instant_hot_water_heaters.html (major fit/position change) | 2967 | unit | 1 | 2967
Equipment | Instantaneous Hot Water System | Instantaneous Hot Water System | 0 | Commercial | Turnover | Hospitals | FL Zone 2 | Per Water Heater | 95% | 262051.2 | 246729.2 | 15321.97 | 0.058469 | 20 | 1.4479 | 3.4923 | 0 | Reference source included incremental cost only | 714 | Estimate at $105 per labor hour, assume 6.8 hours work, reference: http://www.serviskey.net/support/rate-estimator?s4=FL; https://www.homewyse.com/costs/cost_of_instant_hot_water_heaters.html (direct fit/replacement) | 1350 | Illinois 2018 Statewide TRM, Section 4.3.5 (average incremental cost of sizes listed) | 2331 | Estimate at $105 per labor hour, assume 11.1 hours work per WH (assume additional 50% of time for 2nd & 3rd for wiring, breakers, etc), reference: http://www.serviskey.net/support/rate-estimator?s4=FL; https://www.homewyse.com/costs/cost_of_instant_hot_water_heaters.html (major fit/position change) | 2967 | unit | 15 | 44505
Equipment | Instantaneous Hot Water System | Instantaneous Hot Water System | 0 | Commercial | Turnover | Institutional | FL Zone 2 | Per Water Heater | 95% | 519771 | 489380.3 | 30390.69 | 0.058469 | 20 | 3.3667 | 3.8794 | 0 | Reference source included incremental cost only | 714 | Estimate at $105 per labor hour, assume 6.8 hours work, reference: http://www.serviskey.net/support/rate-estimator?s4=FL; https://www.homewyse.com/costs/cost_of_instant_hot_water_heaters.html (direct fit/replacement) | 1350 | Illinois 2018 Statewide TRM, Section 4.3.5 (average incremental cost of sizes listed) | 2331 | Estimate at $105 per labor hour, assume 11.1 hours work per WH (assume additional 50% of time for 2nd & 3rd for wiring, breakers, etc), reference: http://www.serviskey.net/support/rate-estimator?s4=FL; https://www.homewyse.com/costs/cost_of_instant_hot_water_heaters.html (major fit/position change) | 2967 | unit | 25 | 74175
Equipment | Instantaneous Hot Water System | Instantaneous Hot Water System | 0 | Commercial | Turnover | Lodging/Hospitality | FL Zone 2 | Per Water Heater | 95% | 62372.52 | 58725.63 | 3646.883 | 0.058469 | 20 | 0.40571 | 0.42333 | 0 | Reference source included incremental cost only | 714 | Estimate at $105 per labor hour, assume 6.8 hours work, reference: http://www.serviskey.net/support/rate-estimator?s4=FL; https://www.homewyse.com/costs/cost_of_instant_hot_water_heaters.html (direct fit/replacement) | 1350 | Illinois 2018 Statewide TRM, Section 4.3.5 (average incremental cost of sizes listed) | 2331 | Estimate at $105 per labor hour, assume 11.1 hours work per WH (assume additional 50% of time for 2nd & 3rd for wiring, breakers, etc), reference: http://www.serviskey.net/support/rate-estimator?s4=FL; https://www.homewyse.com/costs/cost_of_instant_hot_water_heaters.html (major fit/position change) | 2967 | unit | 3 | 8901
Equipment | Instantaneous Hot Water System | Instantaneous Hot Water System | 0 | Commercial | Turnover | Miscellaneous | FL Zone 2 | Per Water Heater | 95% | 389828.2 | 367035.2 | 22793.02 | 0.058469 | 20 | 2.525 | 2.9096 | 0 | Reference source included incremental cost only | 714 | Estimate at $105 per labor hour, assume 6.8 hours work, reference: http://www.serviskey.net/support/rate-estimator?s4=FL; https://www.homewyse.com/costs/cost_of_instant_hot_water_heaters.html (direct fit/replacement) | 1350 | Illinois 2018 Statewide TRM, Section 4.3.5 (average incremental cost of sizes listed) | 2331 | Estimate at $105 per labor hour, assume 11.1 hours work per WH (assume additional 50% of time for 2nd & 3rd for wiring, breakers, etc), reference: http://www.serviskey.net/support/rate-estimator?s4=FL; https://www.homewyse.com/costs/cost_of_instant_hot_water_heaters.html (major fit/position change) | 2967 | unit | 20 | 59340
Equipment | Instantaneous Hot Water System | Instantaneous Hot Water System | 0 | Commercial | Turnover | Offices | FL Zone 2 | Per Water Heater | 95% | 54142.81 | 50977.11 | 3165.697 | 0.058469 | 20 | 0.3507 | 0.4041 | 0 | Reference source included incremental cost only | 714 | Estimate at $105 per labor hour, assume 6.8 hours work, reference: http://www.serviskey.net/support/rate-estimator?s4=FL; https://www.homewyse.com/costs/cost_of_instant_hot_water_heaters.html (direct fit/replacement) | 1350 | Illinois 2018 Statewide TRM, Section 4.3.5 (average incremental cost of sizes listed) | 2331 | Estimate at $105 per labor hour, assume 11.1 hours work per WH (assume additional 50% of time for 2nd & 3rd for wiring, breakers, etc), reference: http://www.serviskey.net/support/rate-estimator?s4=FL; https://www.homewyse.com/costs/cost_of_instant_hot_water_heaters.html (major fit/position change) | 2967 | unit | 3 | 8901
Equipment | Instantaneous Hot Water System | Instantaneous Hot Water System | 0 | Commercial | Turnover | Restaurants | FL Zone 2 | Per Water Heater | 95% | 21657.12 | 20390.84 | 1266.279 | 0.058469 | 20 | 0.14087 | 0.14699 | 0 | Reference source included incremental cost only | 714 | Estimate at $105 per labor hour, assume 6.8 hours work, reference: http://www.serviskey.net/support/rate-estimator?s4=FL; https://www.homewyse.com/costs/cost_of_instant_hot_water_heaters.html (direct fit/replacement) | 1350 | Illinois 2018 Statewide TRM, Section 4.3.5 (average incremental cost of sizes listed) | 2331 | Estimate at $105 per labor hour, assume 11.1 hours work per WH (assume additional 50% of time for 2nd & 3rd for wiring, breakers, etc), reference: http://www.serviskey.net/support/rate-estimator?s4=FL; https://www.homewyse.com/costs/cost_of_instant_hot_water_heaters.html (major fit/position change) | 2967 | unit | 2 | 5934
Equipment | Instantaneous Hot Water System | Instantaneous Hot Water System | 0 | Commercial | Turnover | Retail | FL Zone 2 | Per Water Heater | 95% | 38592.99 | 36336.49 | 2256.509 | 0.058469 | 20 | 0.25103 | 0.26194 | 0 | Reference source included incremental cost only | 714 | Estimate at $105 per labor hour, assume 6.8 hours work, reference: http://www.serviskey.net/support/rate-estimator?s4=FL; https://www.homewyse.com/costs/cost_of_instant_hot_water_heaters.html (direct fit/replacement) | 1350 | Illinois 2018 Statewide TRM, Section 4.3.5 (average incremental cost of sizes listed) | 2331 | Estimate at $105 per labor hour, assume 11.1 hours work per WH (assume additional 50% of time for 2nd & 3rd for wiring, breakers, etc), reference: http://www.serviskey.net/support/rate-estimator?s4=FL; https://www.homewyse.com/costs/cost_of_instant_hot_water_heaters.html (major fit/position change) | 2967 | unit | 3 | 8901
Equipment | Instantaneous Hot Water System | Instantaneous Hot Water System | 0 | Commercial | Turnover | Schools K-12 | FL Zone 2 | Per Water Heater | 95% | 2707.2 | 2548.911 | 158.2883 | 0.058469 | 20 | 0.017535 | 0.020206 | 0 | Reference source included incremental cost only | 714 | Estimate at $105 per labor hour, assume 6.8 hours work, reference: http://www.serviskey.net/support/rate-estimator?s4=FL; https://www.homewyse.com/costs/cost_of_instant_hot_water_heaters.html (direct fit/replacement) | 1350 | Illinois 2018 Statewide TRM, Section 4.3.5 (average incremental cost of sizes listed) | 2331 | Estimate at $105 per labor hour, assume 11.1 hours work per WH (assume additional 50% of time for 2nd & 3rd for wiring, breakers, etc), reference: http://www.serviskey.net/support/rate-estimator?s4=FL; https://www.homewyse.com/costs/cost_of_instant_hot_water_heaters.html (major fit/position change) | 2967 | unit | 1 | 2967
Equipment | Instantaneous Hot Water System | Instantaneous Hot Water System | 0 | Commercial | Turnover | Warehouse | FL Zone 2 | Per Water Heater | 95% | 12994.27 | 12234.51 | 759.7673 | 0.058469 | 20 | 0.084168 | 0.096985 | 0 | Reference source included incremental cost only | 714 | Estimate at $105 per labor hour, assume 6.8 hours work, reference: http://www.serviskey.net/support/rate-estimator?s4=FL; https://www.homewyse.com/costs/cost_of_instant_hot_water_heaters.html (direct fit/replacement) | 1350 | Illinois 2018 Statewide TRM, Section 4.3.5 (average incremental cost of sizes listed) | 2331 | Estimate at $105 per labor hour, assume 11.1 hours work per WH (assume additional 50% of time for 2nd & 3rd for wiring, breakers, etc), reference: http://www.serviskey.net/support/rate-estimator?s4=FL; https://www.homewyse.com/costs/cost_of_instant_hot_water_heaters.html (major fit/position change) | 2967 | unit | 1 | 2967
Equipment | Instantaneous Hot Water System | Instantaneous Hot Water System | 0 | Commercial | New | Assembly | FL Zone 2 | Per Water Heater | 95% | 6497.137 | 6117.253 | 379.8836 | 0.058469 | 20 | 0.042084 | 0.048493 | 0 | Reference source included incremental cost only | 714 | Estimate at $105 per labor hour, assume 6.8 hours work, reference: http://www.serviskey.net/support/rate-estimator?s4=FL; https://www.homewyse.com/costs/cost_of_instant_hot_water_heaters.html (direct fit/replacement) | 1350 | Illinois 2018 Statewide TRM, Section 4.3.5 (average incremental cost of sizes listed) | 2331 | Estimate at $105 per labor hour, assume 11.1 hours work per WH (assume additional 50% of time for 2nd & 3rd for wiring, breakers, etc), reference: http://www.serviskey.net/support/rate-estimator?s4=FL; https://www.homewyse.com/costs/cost_of_instant_hot_water_heaters.html (major fit/position change) | 2967 | unit | 1 | 2967
Equipment | Instantaneous Hot Water System | Instantaneous Hot Water System | 0 | Commercial | New | College and University | FL Zone 2 | Per Water Heater | 95% | 149434.2 | 140696.8 | 8737.323 | 0.058469 | 20 | 0.82565 | 1.9915 | 0 | Reference source included incremental cost only | 714 | Estimate at $105 per labor hour, assume 6.8 hours work, reference: http://www.serviskey.net/support/rate-estimator?s4=FL; https://www.homewyse.com/costs/cost_of_instant_hot_water_heaters.html (direct fit/replacement) | 1350 | Illinois 2018 Statewide TRM, Section 4.3.5 (average incremental cost of sizes listed) | 2331 | Estimate at $105 per labor hour, assume 11.1 hours work per WH (assume additional 50% of time for 2nd & 3rd for wiring, breakers, etc), reference: http://www.serviskey.net/support/rate-estimator?s4=FL; https://www.homewyse.com/costs/cost_of_instant_hot_water_heaters.html (major fit/position change) | 2967 | unit | 10 | 29670
Equipment | Instantaneous Hot Water System | Instantaneous Hot Water System | 0 | Commercial | New | Grocery | FL Zone 2 | Per Water Heater | 95% | 12994.27 | 12234.51 | 759.7673 | 0.058469 | 20 | 0.084523 | 0.088194 | 0 | Reference source included incremental cost only | 714 | Estimate at $105 per labor hour, assume 6.8 hours work, reference: http://www.serviskey.net/support/rate-estimator?s4=FL; https://www.homewyse.com/costs/cost_of_instant_hot_water_heaters.html (direct fit/replacement) | 1350 | Illinois 2018 Statewide TRM, Section 4.3.5 (average incremental cost of sizes listed) | 2331 | Estimate at $105 per labor hour, assume 11.1 hours work per WH (assume additional 50% of time for 2nd & 3rd for wiring, breakers, etc), reference: http://www.serviskey.net/support/rate-estimator?s4=FL; https://www.homewyse.com/costs/cost_of_instant_hot_water_heaters.html (major fit/position change) | 2967 | unit | 1 | 2967
Equipment | Instantaneous Hot Water System | Instantaneous Hot Water System | 0 | Commercial | New | Healthcare | FL Zone 2 | Per Water Heater | 95% | 8662.849 | 8156.338 | 506.5115 | 0.058469 | 20 | 0.056112 | 0.064657 | 0 | Reference source included incremental cost only | 714 | Estimate at $105 per labor hour, assume 6.8 hours work, reference: http://www.serviskey.net/support/rate-estimator?s4=FL; https://www.homewyse.com/costs/cost_of_instant_hot_water_heaters.html (direct fit/replacement) | 1350 | Illinois 2018 Statewide TRM, Section 4.3.5 (average incremental cost of sizes listed) | 2331 | Estimate at $105 per labor hour, assume 11.1 hours work per WH (assume additional 50% of time for 2nd & 3rd for wiring, breakers, etc), reference: http://www.serviskey.net/support/rate-estimator?s4=FL; https://www.homewyse.com/costs/cost_of_instant_hot_water_heaters.html (major fit/position change) | 2967 | unit | 1 | 2967
Equipment | Instantaneous Hot Water System | Instantaneous Hot Water System | 0 | Commercial | New | Hospitals | FL Zone 2 | Per Water Heater | 95% | 262051.2 | 246729.2 | 15321.97 | 0.058469 | 20 | 1.4479 | 3.4923 | 0 | Reference source included incremental cost only | 714 | Estimate at $105 per labor hour, assume 6.8 hours work, reference: http://www.serviskey.net/support/rate-estimator?s4=FL; https://www.homewyse.com/costs/cost_of_instant_hot_water_heaters.html (direct fit/replacement) | 1350 | Illinois 2018 Statewide TRM, Section 4.3.5 (average incremental cost of sizes listed) | 2331 | Estimate at $105 per labor hour, assume 11.1 hours work per WH (assume additional 50% of time for 2nd & 3rd for wiring, breakers, etc), reference: http://www.serviskey.net/support/rate-estimator?s4=FL; https://www.homewyse.com/costs/cost_of_instant_hot_water_heaters.html (major fit/position change) | 2967 | unit | 15 | 44505
Equipment | Instantaneous Hot Water System | Instantaneous Hot Water System | 0 | Commercial | New | Institutional | FL Zone 2 | Per Water Heater | 95% | 519771 | 489380.3 | 30390.69 | 0.058469 | 20 | 3.3667 | 3.8794 | 0 | Reference source included incremental cost only | 714 | Estimate at $105 per labor hour, assume 6.8 hours work, reference: http://www.serviskey.net/support/rate-estimator?s4=FL; https://www.homewyse.com/costs/cost_of_instant_hot_water_heaters.html (direct fit/replacement) | 1350 | Illinois 2018 Statewide TRM, Section 4.3.5 (average incremental cost of sizes listed) | 2331 | Estimate at $105 per labor hour, assume 11.1 hours work per WH (assume additional 50% of time for 2nd & 3rd for wiring, breakers, etc), reference: http://www.serviskey.net/support/rate-estimator?s4=FL; https://www.homewyse.com/costs/cost_of_instant_hot_water_heaters.html (major fit/position change) | 2967 | unit | 25 | 74175
Equipment | Instantaneous Hot Water System | Instantaneous Hot Water System | 0 | Commercial | New | Lodging/Hospitality | FL Zone 2 | Per Water Heater | 95% | 62372.52 | 58725.63 | 3646.883 | 0.058469 | 20 | 0.40571 | 0.42333 | 0 | Reference source included incremental cost only | 714 | Estimate at $105 per labor hour, assume 6.8 hours work, reference: http://www.serviskey.net/support/rate-estimator?s4=FL; https://www.homewyse.com/costs/cost_of_instant_hot_water_heaters.html (direct fit/replacement) | 1350 | Illinois 2018 Statewide TRM, Section 4.3.5 (average incremental cost of sizes listed) | 2331 | Estimate at $105 per labor hour, assume 11.1 hours work per WH (assume additional 50% of time for 2nd & 3rd for wiring, breakers, etc), reference: http://www.serviskey.net/support/rate-estimator?s4=FL; https://www.homewyse.com/costs/cost_of_instant_hot_water_heaters.html (major fit/position change) | 2967 | unit | 3 | 8901
Equipment | Instantaneous Hot Water System | Instantaneous Hot Water System | 0 | Commercial | New | Miscellaneous | FL Zone 2 | Per Water Heater | 95% | 389828.2 | 367035.2 | 22793.02 | 0.058469 | 20 | 2.525 | 2.9096 | 0 | Reference source included incremental cost only | 714 | Estimate at $105 per labor hour, assume 6.8 hours work, reference: http://www.serviskey.net/support/rate-estimator?s4=FL; https://www.homewyse.com/costs/cost_of_instant_hot_water_heaters.html (direct fit/replacement) | 1350 | Illinois 2018 Statewide TRM, Section 4.3.5 (average incremental cost of sizes listed) | 2331 | Estimate at $105 per labor hour, assume 11.1 hours work per WH (assume additional 50% of time for 2nd & 3rd for wiring, breakers, etc), reference: http://www.serviskey.net/support/rate-estimator?s4=FL; https://www.homewyse.com/costs/cost_of_instant_hot_water_heaters.html (major fit/position change) | 2967 | unit | 20 | 59340
Equipment | Instantaneous Hot Water System | Instantaneous Hot Water System | 0 | Commercial | New | Offices | FL Zone 2 | Per Water Heater | 95% | 54142.81 | 50977.11 | 3165.697 | 0.058469 | 20 | 0.3507 | 0.4041 | 0 | Reference source included incremental cost only | 714 | Estimate at $105 per labor hour, assume 6.8 hours work, reference: http://www.serviskey.net/support/rate-estimator?s4=FL; https://www.homewyse.com/costs/cost_of_instant_hot_water_heaters.html (direct fit/replacement) | 1350 | Illinois 2018 Statewide TRM, Section 4.3.5 (average incremental cost of sizes listed) | 2331 | Estimate at $105 per labor hour, assume 11.1 hours work per WH (assume additional 50% of time for 2nd & 3rd for wiring, breakers, etc), reference: http://www.serviskey.net/support/rate-estimator?s4=FL; https://www.homewyse.com/costs/cost_of_instant_hot_water_heaters.html (major fit/position change) | 2967 | unit | 3 | 8901
Equipment | Instantaneous Hot Water System | Instantaneous Hot Water System | 0 | Commercial | New | Restaurants | FL Zone 2 | Per Water Heater | 95% | 21657.12 | 20390.84 | 1266.279 | 0.058469 | 20 | 0.14087 | 0.14699 | 0 | Reference source included incremental cost only | 714 | Estimate at $105 per labor hour, assume 6.8 hours work, reference: http://www.serviskey.net/support/rate-estimator?s4=FL; https://www.homewyse.com/costs/cost_of_instant_hot_water_heaters.html (direct fit/replacement) | 1350 | Illinois 2018 Statewide TRM, Section 4.3.5 (average incremental cost of sizes listed) | 2331 | Estimate at $105 per labor hour, assume 11.1 hours work per WH (assume additional 50% of time for 2nd & 3rd for wiring, breakers, etc), reference: http://www.serviskey.net/support/rate-estimator?s4=FL; https://www.homewyse.com/costs/cost_of_instant_hot_water_heaters.html (major fit/position change) | 2967 | unit | 2 | 5934
Equipment | Instantaneous Hot Water System | Instantaneous Hot Water System | 0 | Commercial | New | Retail | FL Zone 2 | Per Water Heater | 95% | 38592.99 | 36336.49 | 2256.509 | 0.058469 | 20 | 0.25103 | 0.26194 | 0 | Reference source included incremental cost only | 714 | Estimate at $105 per labor hour, assume 6.8 hours work, reference: http://www.serviskey.net/support/rate-estimator?s4=FL; https://www.homewyse.com/costs/cost_of_instant_hot_water_heaters.html (direct fit/replacement) | 1350 | Illinois 2018 Statewide TRM, Section 4.3.5 (average incremental cost of sizes listed) | 2331 | Estimate at $105 per labor hour, assume 11.1 hours work per WH (assume additional 50% of time for 2nd & 3rd for wiring, breakers, etc), reference: http://www.serviskey.net/support/rate-estimator?s4=FL; https://www.homewyse.com/costs/cost_of_instant_hot_water_heaters.html (major fit/position change) | 2967 | unit | 3 | 8901
Equipment | Instantaneous Hot Water System | Instantaneous Hot Water System | 0 | Commercial | New | Schools K-12 | FL Zone 2 | Per Water Heater | 95% | 2707.2 | 2548.911 | 158.2883 | 0.058469 | 20 | 0.017535 | 0.020206 | 0 | Reference source included incremental cost only | 714 | Estimate at $105 per labor hour, assume 6.8 hours work, reference: http://www.serviskey.net/support/rate-estimator?s4=FL; https://www.homewyse.com/costs/cost_of_instant_hot_water_heaters.html (direct fit/replacement) | 1350 | Illinois 2018 Statewide TRM, Section 4.3.5 (average incremental cost of sizes listed) | 2331 | Estimate at $105 per labor hour, assume 11.1 hours work per WH (assume additional 50% of time for 2nd & 3rd for wiring, breakers, etc), reference: http://www.serviskey.net/support/rate-estimator?s4=FL; https://www.homewyse.com/costs/cost_of_instant_hot_water_heaters.html (major fit/position change) | 2967 | unit | 1 | 2967
Equipment | Instantaneous Hot Water System | Instantaneous Hot Water System | 0 | Commercial | New | Warehouse | FL Zone 2 | Per Water Heater | 95% | 12994.27 | 12234.51 | 759.7673 | 0.058469 | 20 | 0.084168 | 0.096985 | 0 | Reference source included incremental cost only | 714 | Estimate at $105 per labor hour, assume 6.8 hours work, reference: http://www.serviskey.net/support/rate-estimator?s4=FL; https://www.homewyse.com/costs/cost_of_instant_hot_water_heaters.html (direct fit/replacement) | 1350 | Illinois 2018 Statewide TRM, Section 4.3.5 (average incremental cost of sizes listed) | 2331 | Estimate at $105 per labor hour, assume 11.1 hours work per WH (assume additional 50% of time for 2nd & 3rd for wiring, breakers, etc), reference: http://www.serviskey.net/support/rate-estimator?s4=FL; https://www.homewyse.com/costs/cost_of_instant_hot_water_heaters.html (major fit/position change) | 2967 | unit | 1 | 2967
Equipment | Solar Water Heater | Solar Powered 50 Gallon Electric Resistance Water Heater (EF = 4.05) | Code-Compliant 50 Gallon Electric Resistance Water Heater (EF = 0.95) | Commercial | Turnover | Assembly | FL Zone 2 | Per Unit | 13% | 7192.49 | 1678.248 | 5514.242 | 0.76667 | 15 | 0.41214 | 0.057863 | 419 | Baseline 50-gallon electric water heater: https://www.lowes.com/pd/A-O-Smith-Signature-50-Gallon-Short-6-year-Limited-4500-Watt-Double-Element-Electric-Water-Heater/1000216833 | 714 | Estimate at $105 per labor hour, assume 6.8 hours work, reference: http://www.serviskey.net/support/rate-estimator?s4=FL; https://www.homewyse.com/costs/cost_of_instant_hot_water_heaters.html (direct fit/replacement) | 7900 | Average installed cost for FPL Pilot Offering | 0 | reference source did not distinguish material and labor costs | 6767 | unit | 1 | 6767
Equipment | Solar Water Heater | Solar Powered 50 Gallon Electric Resistance Water Heater (EF = 4.05) | Code-Compliant 50 Gallon Electric Resistance Water Heater (EF = 0.95) | Commercial | Turnover | College and University | FL Zone 2 | Per Unit | 19% | 165427.3 | 38599.69 | 126827.6 | 0.76667 | 15 | 9.4793 | 1.3308 | 419 | Baseline 50-gallon electric water heater: https://www.lowes.com/pd/A-O-Smith-Signature-50-Gallon-Short-6-year-Limited-4500-Watt-Double-Element-Electric-Water-Heater/1000216833 | 714 | Estimate at $105 per labor hour, assume 6.8 hours work, reference: http://www.serviskey.net/support/rate-estimator?s4=FL; https://www.homewyse.com/costs/cost_of_instant_hot_water_heaters.html (direct fit/replacement) | 7900 | Average installed cost for FPL Pilot Offering | 0 | reference source did not distinguish material and labor costs | 6767 | unit | 10 | 67670
Equipment | Solar Water Heater | Solar Powered 50 Gallon Electric Resistance Water Heater (EF = 4.05) | Code-Compliant 50 Gallon Electric Resistance Water Heater (EF = 0.95) | Commercial | Turnover | Grocery | FL Zone 2 | Per Unit | 28% | 14384.98 | 3356.495 | 11028.48 | 0.76667 | 15 | 0.82429 | 0.11573 | 419 | Baseline 50-gallon electric water heater: https://www.lowes.com/pd/A-O-Smith-Signature-50-Gallon-Short-6-year-Limited-4500-Watt-Double-Element-Electric-Water-Heater/1000216833 | 714 | Estimate at $105 per labor hour, assume 6.8 hours work, reference: http://www.serviskey.net/support/rate-estimator?s4=FL; https://www.homewyse.com/costs/cost_of_instant_hot_water_heaters.html (direct fit/replacement) | 7900 | Average installed cost for FPL Pilot Offering | 0 | reference source did not distinguish material and labor costs | 6767 | unit | 1 | 6767
Equipment | Solar Water Heater | Solar Powered 50 Gallon Electric Resistance Water Heater (EF = 4.05) | Code-Compliant 50 Gallon Electric Resistance Water Heater (EF = 0.95) | Commercial | Turnover | Healthcare | FL Zone 2 | Per Unit | 9% | 9589.986 | 2237.663 | 7352.323 | 0.76667 | 15 | 0.54953 | 0.07715 | 419 | Baseline 50-gallon electric water heater: https://www.lowes.com/pd/A-O-Smith-Signature-50-Gallon-Short-6-year-Limited-4500-Watt-Double-Element-Electric-Water-Heater/1000216833 | 714 | Estimate at $105 per labor hour, assume 6.8 hours work, reference: http://www.serviskey.net/support/rate-estimator?s4=FL; https://www.homewyse.com/costs/cost_of_instant_hot_water_heaters.html (direct fit/replacement) | 7900 | Average installed cost for FPL Pilot Offering | 0 | reference source did not distinguish material and labor costs | 6767 | unit | 1 | 6767
Equipment | Solar Water Heater | Solar Powered 50 Gallon Electric Resistance Water Heater (EF = 4.05) | Code-Compliant 50 Gallon Electric Resistance Water Heater (EF = 0.95) | Commercial | Turnover | Hospitals | FL Zone 2 | Per Unit | 5% | 290097.1 | 67689.32 | 222407.8 | 0.76667 | 15 | 16.6232 | 2.3338 | 419 | Baseline 50-gallon electric water heater: https://www.lowes.com/pd/A-O-Smith-Signature-50-Gallon-Short-6-year-Limited-4500-Watt-Double-Element-Electric-Water-Heater/1000216833 | 714 | Estimate at $105 per labor hour, assume 6.8 hours work, reference: http://www.serviskey.net/support/rate-estimator?s4=FL; https://www.homewyse.com/costs/cost_of_instant_hot_water_heaters.html (direct fit/replacement) | 7900 | Average installed cost for FPL Pilot Offering | 0 | reference source did not distinguish material and labor costs | 6767 | unit | 15 | 101505
Equipment | Solar Water Heater | Solar Powered 50 Gallon Electric Resistance Water Heater (EF = 4.05) | Code-Compliant 50 Gallon Electric Resistance Water Heater (EF = 0.95) | Commercial | Turnover | Institutional | FL Zone 2 | Per Unit | 13% | 575399.2 | 134259.8 | 441139.4 | 0.76667 | 15 | 32.9716 | 4.629 | 419 | Baseline 50-gallon electric water heater: https://www.lowes.com/pd/A-O-Smith-Signature-50-Gallon-Short-6-year-Limited-4500-Watt-Double-Element-Electric-Water-Heater/1000216833 | 714 | Estimate at $105 per labor hour, assume 6.8 hours work, reference: http://www.serviskey.net/support/rate-estimator?s4=FL; https://www.homewyse.com/costs/cost_of_instant_hot_water_heaters.html (direct fit/replacement) | 7900 | Average installed cost for FPL Pilot Offering | 0 | reference source did not distinguish material and labor costs | 6767 | unit | 25 | 169175
Equipment | Solar Water Heater | Solar Powered 50 Gallon Electric Resistance Water Heater (EF = 4.05) | Code-Compliant 50 Gallon Electric Resistance Water Heater (EF = 0.95) | Commercial | Turnover | Lodging/Hospitality | FL Zone 2 | Per Unit | 6% | 69047.9 | 16111.18 | 52936.72 | 0.76667 | 15 | 3.9566 | 0.55548 | 419 | Baseline 50-gallon electric water heater: https://www.lowes.com/pd/A-O-Smith-Signature-50-Gallon-Short-6-year-Limited-4500-Watt-Double-Element-Electric-Water-Heater/1000216833 | 714 | Estimate at $105 per labor hour, assume 6.8 hours work, reference: http://www.serviskey.net/support/rate-estimator?s4=FL; https://www.homewyse.com/costs/cost_of_instant_hot_water_heaters.html (direct fit/replacement) | 7900 | Average installed cost for FPL Pilot Offering | 0 | reference source did not distinguish material and labor costs | 6767 | unit | 3 | 20301
Equipment | Solar Water Heater | Solar Powered 50 Gallon Electric Resistance Water Heater (EF = 4.05) | Code-Compliant 50 Gallon Electric Resistance Water Heater (EF = 0.95) | Commercial | Turnover | Miscellaneous | FL Zone 2 | Per Unit | 13% | 431549.4 | 100694.9 | 330854.5 | 0.76667 | 15 | 24.7287 | 3.4718 | 419 | Baseline 50-gallon electric water heater: https://www.lowes.com/pd/A-O-Smith-Signature-50-Gallon-Short-6-year-Limited-4500-Watt-Double-Element-Electric-Water-Heater/1000216833 | 714 | Estimate at $105 per labor hour, assume 6.8 hours work, reference: http://www.serviskey.net/support/rate-estimator?s4=FL; https://www.homewyse.com/costs/cost_of_instant_hot_water_heaters.html (direct fit/replacement) | 7900 | Average installed cost for FPL Pilot Offering | 0 | reference source did not distinguish material and labor costs | 6767 | unit | 20 | 135340
Equipment | Solar Water Heater | Solar Powered 50 Gallon Electric Resistance Water Heater (EF = 4.05) | Code-Compliant 50 Gallon Electric Resistance Water Heater (EF = 0.95) | Commercial | Turnover | Offices | FL Zone 2 | Per Unit | 7% | 59937.41 | 13985.4 | 45952.02 | 0.76667 | 15 | 3.4345 | 0.48219 | 419 | Baseline 50-gallon electric water heater: https://www.lowes.com/pd/A-O-Smith-Signature-50-Gallon-Short-6-year-Limited-4500-Watt-Double-Element-Electric-Water-Heater/1000216833 | 714 | Estimate at $105 per labor hour, assume 6.8 hours work, reference: http://www.serviskey.net/support/rate-estimator?s4=FL; https://www.homewyse.com/costs/cost_of_instant_hot_water_heaters.html (direct fit/replacement) | 7900 | Average installed cost for FPL Pilot Offering | 0 | reference source did not distinguish material and labor costs | 6767 | unit | 3 | 20301
Equipment | Solar Water Heater | Solar Powered 50 Gallon Electric Resistance Water Heater (EF = 4.05) | Code-Compliant 50 Gallon Electric Resistance Water Heater (EF = 0.95) | Commercial | Turnover | Restaurants | FL Zone 2 | Per Unit | 27% | 23974.97 | 5594.159 | 18380.81 | 0.76667 | 15 | 1.3738 | 0.19288 | 419 | Baseline 50-gallon electric water heater: https://www.lowes.com/pd/A-O-Smith-Signature-50-Gallon-Short-6-year-Limited-4500-Watt-Double-Element-Electric-Water-Heater/1000216833 | 714 | Estimate at $105 per labor hour, assume 6.8 hours work, reference: http://www.serviskey.net/support/rate-estimator?s4=FL; https://www.homewyse.com/costs/cost_of_instant_hot_water_heaters.html (direct fit/replacement) | 7900 | Average installed cost for FPL Pilot Offering | 0 | reference source did not distinguish material and labor costs | 6767 | unit | 2 | 13534
Equipment | Solar Water Heater | Solar Powered 50 Gallon Electric Resistance Water Heater (EF = 4.05) | Code-Compliant 50 Gallon Electric Resistance Water Heater (EF = 0.95) | Commercial | Turnover | Retail | FL Zone 2 | Per Unit | 29% | 42723.39 | 9968.791 | 32754.6 | 0.76667 | 15 | 2.4481 | 0.3437 | 419 | Baseline 50-gallon electric water heater: https://www.lowes.com/pd/A-O-Smith-Signature-50-Gallon-Short-6-year-Limited-4500-Watt-Double-Element-Electric-Water-Heater/1000216833 | 714 | Estimate at $105 per labor hour, assume 6.8 hours work, reference: http://www.serviskey.net/support/rate-estimator?s4=FL; https://www.homewyse.com/costs/cost_of_instant_hot_water_heaters.html (direct fit/replacement) | 7900 | Average installed cost for FPL Pilot Offering | 0 | reference source did not distinguish material and labor costs | 6767 | unit | 3 | 20301
Equipment | Solar Water Heater | Solar Powered 50 Gallon Electric Resistance Water Heater (EF = 4.05) | Code-Compliant 50 Gallon Electric Resistance Water Heater (EF = 0.95) | Commercial | Turnover | Schools K-12 | FL Zone 2 | Per Unit | 19% | 2996.936 | 699.2852 | 2297.651 | 0.76667 | 15 | 0.17173 | 0.02411 | 419 | Baseline 50-gallon electric water heater: https://www.lowes.com/pd/A-O-Smith-Signature-50-Gallon-Short-6-year-Limited-4500-Watt-Double-Element-Electric-Water-Heater/1000216833 | 714 | Estimate at $105 per labor hour, assume 6.8 hours work, reference: http://www.serviskey.net/support/rate-estimator?s4=FL; https://www.homewyse.com/costs/cost_of_instant_hot_water_heaters.html (direct fit/replacement) | 7900 | Average installed cost for FPL Pilot Offering | 0 | reference source did not distinguish material and labor costs | 6767 | unit | 1 | 6767
Equipment | Solar Water Heater | Solar Powered 50 Gallon Electric Resistance Water Heater (EF = 4.05) | Code-Compliant 50 Gallon Electric Resistance Water Heater (EF = 0.95) | Commercial | Turnover | Warehouse | FL Zone 2 | Per Unit | 27% | 14384.98 | 3356.495 | 11028.48 | 0.76667 | 15 | 0.82429 | 0.11573 | 419 | Baseline 50-gallon electric water heater: https://www.lowes.com/pd/A-O-Smith-Signature-50-Gallon-Short-6-year-Limited-4500-Watt-Double-Element-Electric-Water-Heater/1000216833 | 714 | Estimate at $105 per labor hour, assume 6.8 hours work, reference: http://www.serviskey.net/support/rate-estimator?s4=FL; https://www.homewyse.com/costs/cost_of_instant_hot_water_heaters.html (direct fit/replacement) | 7900 | Average installed cost for FPL Pilot Offering | 0 | reference source did not distinguish material and labor costs | 6767 | unit | 1 | 6767
Equipment | Solar Water Heater | Solar Powered 50 Gallon Electric Resistance Water Heater (EF = 4.05) | Code-Compliant 50 Gallon Electric Resistance Water Heater (EF = 0.95) | Commercial | New | Assembly | FL Zone 2 | Per Unit | 13% | 7192.49 | 1678.248 | 5514.242 | 0.76667 | 15 | 0.41214 | 0.057863 | 419 | Baseline 50-gallon electric water heater: https://www.lowes.com/pd/A-O-Smith-Signature-50-Gallon-Short-6-year-Limited-4500-Watt-Double-Element-Electric-Water-Heater/1000216833 | 714 | Estimate at $105 per labor hour, assume 6.8 hours work, reference: http://www.serviskey.net/support/rate-estimator?s4=FL; https://www.homewyse.com/costs/cost_of_instant_hot_water_heaters.html (direct fit/replacement) | 7900 | Average installed cost for FPL Pilot Offering | 0 | reference source did not distinguish material and labor costs | 6767 | unit | 1 | 6767
Equipment | Solar Water Heater | Solar Powered 50 Gallon Electric Resistance Water Heater (EF = 4.05) | Code-Compliant 50 Gallon Electric Resistance Water Heater (EF = 0.95) | Commercial | New | College and University | FL Zone 2 | Per Unit | 19% | 165427.3 | 38599.69 | 126827.6 | 0.76667 | 15 | 9.4793 | 1.3308 | 419 | Baseline 50-gallon electric water heater: https://www.lowes.com/pd/A-O-Smith-Signature-50-Gallon-Short-6-year-Limited-4500-Watt-Double-Element-Electric-Water-Heater/1000216833 | 714 | Estimate at $105 per labor hour, assume 6.8 hours work, reference: http://www.serviskey.net/support/rate-estimator?s4=FL; https://www.homewyse.com/costs/cost_of_instant_hot_water_heaters.html (direct fit/replacement) | 7900 | Average installed cost for FPL Pilot Offering | 0 | reference source did not distinguish material and labor costs | 6767 | unit | 10 | 67670
Equipment | Solar Water Heater | Solar Powered 50 Gallon Electric Resistance Water Heater (EF = 4.05) | Code-Compliant 50 Gallon Electric Resistance Water Heater (EF = 0.95) | Commercial | New | Grocery | FL Zone 2 | Per Unit | 28% | 14384.98 | 3356.495 | 11028.48 | 0.76667 | 15 | 0.82429 | 0.11573 | 419 | Baseline 50-gallon electric water heater: https://www.lowes.com/pd/A-O-Smith-Signature-50-Gallon-Short-6-year-Limited-4500-Watt-Double-Element-Electric-Water-Heater/1000216833 | 714 | Estimate at $105 per labor hour, assume 6.8 hours work, reference: http://www.serviskey.net/support/rate-estimator?s4=FL; https://www.homewyse.com/costs/cost_of_instant_hot_water_heaters.html (direct fit/replacement) | 7900 | Average installed cost for FPL Pilot Offering | 0 | reference source did not distinguish material and labor costs | 6767 | unit | 1 | 6767
Equipment | Solar Water Heater | Solar Powered 50 Gallon Electric Resistance Water Heater (EF = 4.05) | Code-Compliant 50 Gallon Electric Resistance Water Heater (EF = 0.95) | Commercial | New | Healthcare | FL Zone 2 | Per Unit | 9% | 9589.986 | 2237.663 | 7352.323 | 0.76667 | 15 | 0.54953 | 0.07715 | 419 | Baseline 50-gallon electric water heater: https://www.lowes.com/pd/A-O-Smith-Signature-50-Gallon-Short-6-year-Limited-4500-Watt-Double-Element-Electric-Water-Heater/1000216833 | 714 | Estimate at $105 per labor hour, assume 6.8 hours work, reference: http://www.serviskey.net/support/rate-estimator?s4=FL; https://www.homewyse.com/costs/cost_of_instant_hot_water_heaters.html (direct fit/replacement) | 7900 | Average installed cost for FPL Pilot Offering | 0 | reference source did not distinguish material and labor costs | 6767 | unit | 1 | 6767
Equipment | Solar Water Heater | Solar Powered 50 Gallon Electric Resistance Water Heater (EF = 4.05) | Code-Compliant 50 Gallon Electric Resistance Water Heater (EF = 0.95) | Commercial | New | Hospitals | FL Zone 2 | Per Unit | 5% | 290097.1 | 67689.32 | 222407.8 | 0.76667 | 15 | 16.6232 | 2.3338 | 419 | Baseline 50-gallon electric water heater: https://www.lowes.com/pd/A-O-Smith-Signature-50-Gallon-Short-6-year-Limited-4500-Watt-Double-Element-Electric-Water-Heater/1000216833 | 714 | Estimate at $105 per labor hour, assume 6.8 hours work, reference: http://www.serviskey.net/support/rate-estimator?s4=FL; https://www.homewyse.com/costs/cost_of_instant_hot_water_heaters.html (direct fit/replacement) | 7900 | Average installed cost for FPL Pilot Offering | 0 | reference source did not distinguish material and labor costs | 6767 | unit | 15 | 101505
Equipment | Solar Water Heater | Solar Powered 50 Gallon Electric Resistance Water Heater (EF = 4.05) | Code-Compliant 50 Gallon Electric Resistance Water Heater (EF = 0.95) | Commercial | New | Institutional | FL Zone 2 | Per Unit | 13% | 575399.2 | 134259.8 | 441139.4 | 0.76667 | 15 | 32.9716 | 4.629 | 419 | Baseline 50-gallon electric water heater: https://www.lowes.com/pd/A-O-Smith-Signature-50-Gallon-Short-6-year-Limited-4500-Watt-Double-Element-Electric-Water-Heater/1000216833 | 714 | Estimate at $105 per labor hour, assume 6.8 hours work, reference: http://www.serviskey.net/support/rate-estimator?s4=FL; https://www.homewyse.com/costs/cost_of_instant_hot_water_heaters.html (direct fit/replacement) | 7900 | Average installed cost for FPL Pilot Offering | 0 | reference source did not distinguish material and labor costs | 6767 | unit | 25 | 169175
Equipment | Solar Water Heater | Solar Powered 50 Gallon Electric Resistance Water Heater (EF = 4.05) | Code-Compliant 50 Gallon Electric Resistance Water Heater (EF = 0.95) | Commercial | New | Lodging/Hospitality | FL Zone 2 | Per Unit | 6% | 69047.9 | 16111.18 | 52936.72 | 0.76667 | 15 | 3.9566 | 0.55548 | 419 | Baseline 50-gallon electric water heater: https://www.lowes.com/pd/A-O-Smith-Signature-50-Gallon-Short-6-year-Limited-4500-Watt-Double-Element-Electric-Water-Heater/1000216833 | 714 | Estimate at $105 per labor hour, assume 6.8 hours work, reference: http://www.serviskey.net/support/rate-estimator?s4=FL; https://www.homewyse.com/costs/cost_of_instant_hot_water_heaters.html (direct fit/replacement) | 7900 | Average installed cost for FPL Pilot Offering | 0 | reference source did not distinguish material and labor costs | 6767 | unit | 3 | 20301
Equipment | Solar Water Heater | Solar Powered 50 Gallon Electric Resistance Water Heater (EF = 4.05) | Code-Compliant 50 Gallon Electric Resistance Water Heater (EF = 0.95) | Commercial | New | Miscellaneous | FL Zone 2 | Per Unit | 13% | 431549.4 | 100694.9 | 330854.5 | 0.76667 | 15 | 24.7287 | 3.4718 | 419 | Baseline 50-gallon electric water heater: https://www.lowes.com/pd/A-O-Smith-Signature-50-Gallon-Short-6-year-Limited-4500-Watt-Double-Element-Electric-Water-Heater/1000216833 | 714 | Estimate at $105 per labor hour, assume 6.8 hours work, reference: http://www.serviskey.net/support/rate-estimator?s4=FL; https://www.homewyse.com/costs/cost_of_instant_hot_water_heaters.html (direct fit/replacement) | 7900 | Average installed cost for FPL Pilot Offering | 0 | reference source did not distinguish material and labor costs | 6767 | unit | 20 | 135340
Equipment | Solar Water Heater | Solar Powered 50 Gallon Electric Resistance Water Heater (EF = 4.05) | Code-Compliant 50 Gallon Electric Resistance Water Heater (EF = 0.95) | Commercial | New | Offices | FL Zone 2 | Per Unit | 7% | 59937.41 | 13985.4 | 45952.02 | 0.76667 | 15 | 3.4345 | 0.48219 | 419 | Baseline 50-gallon electric water heater: https://www.lowes.com/pd/A-O-Smith-Signature-50-Gallon-Short-6-year-Limited-4500-Watt-Double-Element-Electric-Water-Heater/1000216833 | 714 | Estimate at $105 per labor hour, assume 6.8 hours work, reference: http://www.serviskey.net/support/rate-estimator?s4=FL; https://www.homewyse.com/costs/cost_of_instant_hot_water_heaters.html (direct fit/replacement) | 7900 | Average installed cost for FPL Pilot Offering | 0 | reference source did not distinguish material and labor costs | 6767 | unit | 3 | 20301
Equipment | Solar Water Heater | Solar Powered 50 Gallon Electric Resistance Water Heater (EF = 4.05) | Code-Compliant 50 Gallon Electric Resistance Water Heater (EF = 0.95) | Commercial | New | Restaurants | FL Zone 2 | Per Unit | 27% | 23974.97 | 5594.159 | 18380.81 | 0.76667 | 15 | 1.3738 | 0.19288 | 419 | Baseline 50-gallon electric water heater: https://www.lowes.com/pd/A-O-Smith-Signature-50-Gallon-Short-6-year-Limited-4500-Watt-Double-Element-Electric-Water-Heater/1000216833 | 714 | Estimate at $105 per labor hour, assume 6.8 hours work, reference: http://www.serviskey.net/support/rate-estimator?s4=FL; https://www.homewyse.com/costs/cost_of_instant_hot_water_heaters.html (direct fit/replacement) | 7900 | Average installed cost for FPL Pilot Offering | 0 | reference source did not distinguish material and labor costs | 6767 | unit | 2 | 13534
Equipment | Solar Water Heater | Solar Powered 50 Gallon Electric Resistance Water Heater (EF = 4.05) | Code-Compliant 50 Gallon Electric Resistance Water Heater (EF = 0.95) | Commercial | New | Retail | FL Zone 2 | Per Unit | 29% | 42723.39 | 9968.791 | 32754.6 | 0.76667 | 15 | 2.4481 | 0.3437 | 419 | Baseline 50-gallon electric water heater: https://www.lowes.com/pd/A-O-Smith-Signature-50-Gallon-Short-6-year-Limited-4500-Watt-Double-Element-Electric-Water-Heater/1000216833 | 714 | Estimate at $105 per labor hour, assume 6.8 hours work, reference: http://www.serviskey.net/support/rate-estimator?s4=FL; https://www.homewyse.com/costs/cost_of_instant_hot_water_heaters.html (direct fit/replacement) | 7900 | Average installed cost for FPL Pilot Offering | 0 | reference source did not distinguish material and labor costs | 6767 | unit | 3 | 20301
Equipment | Solar Water Heater | Solar Powered 50 Gallon Electric Resistance Water Heater (EF = 4.05) | Code-Compliant 50 Gallon Electric Resistance Water Heater (EF = 0.95) | Commercial | New | Schools K-12 | FL Zone 2 | Per Unit | 19% | 2996.936 | 699.2852 | 2297.651 | 0.76667 | 15 | 0.17173 | 0.02411 | 419 | Baseline 50-gallon electric water heater: https://www.lowes.com/pd/A-O-Smith-Signature-50-Gallon-Short-6-year-Limited-4500-Watt-Double-Element-Electric-Water-Heater/1000216833 | 714 | Estimate at $105 per labor hour, assume 6.8 hours work, reference: http://www.serviskey.net/support/rate-estimator?s4=FL; https://www.homewyse.com/costs/cost_of_instant_hot_water_heaters.html (direct fit/replacement) | 7900 | Average installed cost for FPL Pilot Offering | 0 | reference source did not distinguish material and labor costs | 6767 | unit | 1 | 6767
Equipment | Solar Water Heater | Solar Powered 50 Gallon Electric Resistance Water Heater (EF = 4.05) | Code-Compliant 50 Gallon Electric Resistance Water Heater (EF = 0.95) | Commercial | New | Warehouse | FL Zone 2 | Per Unit | 27% | 14384.98 | 3356.495 | 11028.48 | 0.76667 | 15 | 0.82429 | 0.11573 | 419 | Baseline 50-gallon electric water heater: https://www.lowes.com/pd/A-O-Smith-Signature-50-Gallon-Short-6-year-Limited-4500-Watt-Double-Element-Electric-Water-Heater/1000216833 | 714 | Estimate at $105 per labor hour, assume 6.8 hours work, reference: http://www.serviskey.net/support/rate-estimator?s4=FL; https://www.homewyse.com/costs/cost_of_instant_hot_water_heaters.html (direct fit/replacement) | 7900 | Average installed cost for FPL Pilot Offering | 0 | reference source did not distinguish material and labor costs | 6767 | unit | 1 | 6767
Equipment | CFL - 15W Flood | 15W CFL | EISA-2020 compliant baseline lamp (65W flood) | Commercial | Turnover | Assembly | FL Zone 2 | Per Lamp | 0% | 261.17 | 60.27 | 200.9 | 0.76923 | 7.8 | 0 | 0 | 1.85 | https://www.homedepot.com/p/Philips-65-Watt-Incandescent-BR30-Flood-Light-Bulb-12-Pack-per-Case-248872/100560688 | 0 | No Labor Cost | 5.77 | https://www.1000bulbs.com/product/1644/FC15-FER3015W27.html | 0 | No Labor Cost | 3.92 | bulb |  | 3.92
Equipment | CFL - 15W Flood | 15W CFL | EISA-2020 compliant baseline lamp (65W flood) | Commercial | Turnover | College and University | FL Zone 2 | Per Lamp | 0% | 261.17 | 60.27 | 200.9 | 0.76923 | 7.8 | 0 | 0 | 1.85 | https://www.homedepot.com/p/Philips-65-Watt-Incandescent-BR30-Flood-Light-Bulb-12-Pack-per-Case-248872/100560688 | 0 | No Labor Cost | 5.77 | https://www.1000bulbs.com/product/1644/FC15-FER3015W27.html | 0 | No Labor Cost | 3.92 | bulb |  | 3.92
Equipment | CFL - 15W Flood | 15W CFL | EISA-2020 compliant baseline lamp (65W flood) | Commercial | Turnover | Grocery | FL Zone 2 | Per Lamp | 0% | 261.17 | 60.27 | 200.9 | 0.76923 | 7.8 | 0 | 0 | 1.85 | https://www.homedepot.com/p/Philips-65-Watt-Incandescent-BR30-Flood-Light-Bulb-12-Pack-per-Case-248872/100560688 | 0 | No Labor Cost | 5.77 | https://www.1000bulbs.com/product/1644/FC15-FER3015W27.html | 0 | No Labor Cost | 3.92 | bulb |  | 3.92
Equipment | CFL - 15W Flood | 15W CFL | EISA-2020 compliant baseline lamp (65W flood) | Commercial | Turnover | Healthcare | FL Zone 2 | Per Lamp | 0% | 261.17 | 60.27 | 200.9 | 0.76923 | 7.8 | 0 | 0 | 1.85 | https://www.homedepot.com/p/Philips-65-Watt-Incandescent-BR30-Flood-Light-Bulb-12-Pack-per-Case-248872/100560688 | 0 | No Labor Cost | 5.77 | https://www.1000bulbs.com/product/1644/FC15-FER3015W27.html | 0 | No Labor Cost | 3.92 | bulb |  | 3.92
Equipment | CFL - 15W Flood | 15W CFL | EISA-2020 compliant baseline lamp (65W flood) | Commercial | Turnover | Hospitals | FL Zone 2 | Per Lamp | 0% | 261.17 | 60.27 | 200.9 | 0.76923 | 7.8 | 0 | 0 | 1.85 | https://www.homedepot.com/p/Philips-65-Watt-Incandescent-BR30-Flood-Light-Bulb-12-Pack-per-Case-248872/100560688 | 0 | No Labor Cost | 5.77 | https://www.1000bulbs.com/product/1644/FC15-FER3015W27.html | 0 | No Labor Cost | 3.92 | bulb |  | 3.92
Equipment | CFL - 15W Flood | 15W CFL | EISA-2020 compliant baseline lamp (65W flood) | Commercial | Turnover | Institutional | FL Zone 2 | Per Lamp | 0% | 261.17 | 60.27 | 200.9 | 0.76923 | 7.8 | 0 | 0 | 1.85 | https://www.homedepot.com/p/Philips-65-Watt-Incandescent-BR30-Flood-Light-Bulb-12-Pack-per-Case-248872/100560688 | 0 | No Labor Cost | 5.77 | https://www.1000bulbs.com/product/1644/FC15-FER3015W27.html | 0 | No Labor Cost | 3.92 | bulb |  | 3.92
Equipment | CFL - 15W Flood | 15W CFL | EISA-2020 compliant baseline lamp (65W flood) | Commercial | Turnover | Lodging/Hospitality | FL Zone 2 | Per Lamp | 0% | 261.17 | 60.27 | 200.9 | 0.76923 | 7.8 | 0 | 0 | 1.85 | https://www.homedepot.com/p/Philips-65-Watt-Incandescent-BR30-Flood-Light-Bulb-12-Pack-per-Case-248872/100560688 | 0 | No Labor Cost | 5.77 | https://www.1000bulbs.com/product/1644/FC15-FER3015W27.html | 0 | No Labor Cost | 3.92 | bulb |  | 3.92
Equipment | CFL - 15W Flood | 15W CFL | EISA-2020 compliant baseline lamp (65W flood) | Commercial | Turnover | Miscellaneous | FL Zone 2 | Per Lamp | 0% | 261.17 | 60.27 | 200.9 | 0.76923 | 7.8 | 0 | 0 | 1.85 | https://www.homedepot.com/p/Philips-65-Watt-Incandescent-BR30-Flood-Light-Bulb-12-Pack-per-Case-248872/100560688 | 0 | No Labor Cost | 5.77 | https://www.1000bulbs.com/product/1644/FC15-FER3015W27.html | 0 | No Labor Cost | 3.92 | bulb |  | 3.92
Equipment | CFL - 15W Flood | 15W CFL | EISA-2020 compliant baseline lamp (65W flood) | Commercial | Turnover | Offices | FL Zone 2 | Per Lamp | 0% | 261.17 | 60.27 | 200.9 | 0.76923 | 7.8 | 0 | 0 | 1.85 | https://www.homedepot.com/p/Philips-65-Watt-Incandescent-BR30-Flood-Light-Bulb-12-Pack-per-Case-248872/100560688 | 0 | No Labor Cost | 5.77 | https://www.1000bulbs.com/product/1644/FC15-FER3015W27.html | 0 | No Labor Cost | 3.92 | bulb |  | 3.92
Equipment | CFL - 15W Flood | 15W CFL | EISA-2020 compliant baseline lamp (65W flood) | Commercial | Turnover | Restaurants | FL Zone 2 | Per Lamp | 0% | 261.17 | 60.27 | 200.9 | 0.76923 | 7.8 | 0 | 0 | 1.85 | https://www.homedepot.com/p/Philips-65-Watt-Incandescent-BR30-Flood-Light-Bulb-12-Pack-per-Case-248872/100560688 | 0 | No Labor Cost | 5.77 | https://www.1000bulbs.com/product/1644/FC15-FER3015W27.html | 0 | No Labor Cost | 3.92 | bulb |  | 3.92
Equipment | CFL - 15W Flood | 15W CFL | EISA-2020 compliant baseline lamp (65W flood) | Commercial | Turnover | Retail | FL Zone 2 | Per Lamp | 0% | 261.17 | 60.27 | 200.9 | 0.76923 | 7.8 | 0 | 0 | 1.85 | https://www.homedepot.com/p/Philips-65-Watt-Incandescent-BR30-Flood-Light-Bulb-12-Pack-per-Case-248872/100560688 | 0 | No Labor Cost | 5.77 | https://www.1000bulbs.com/product/1644/FC15-FER3015W27.html | 0 | No Labor Cost | 3.92 | bulb |  | 3.92
Equipment | CFL - 15W Flood | 15W CFL | EISA-2020 compliant baseline lamp (65W flood) | Commercial | Turnover | Schools K-12 | FL Zone 2 | Per Lamp | 0% | 261.17 | 60.27 | 200.9 | 0.76923 | 7.8 | 0 | 0 | 1.85 | https://www.homedepot.com/p/Philips-65-Watt-Incandescent-BR30-Flood-Light-Bulb-12-Pack-per-Case-248872/100560688 | 0 | No Labor Cost | 5.77 | https://www.1000bulbs.com/product/1644/FC15-FER3015W27.html | 0 | No Labor Cost | 3.92 | bulb |  | 3.92
Equipment | CFL - 15W Flood | 15W CFL | EISA-2020 compliant baseline lamp (65W flood) | Commercial | Turnover | Warehouse | FL Zone 2 | Per Lamp | 0% | 261.17 | 60.27 | 200.9 | 0.76923 | 7.8 | 0 | 0 | 1.85 | https://www.homedepot.com/p/Philips-65-Watt-Incandescent-BR30-Flood-Light-Bulb-12-Pack-per-Case-248872/100560688 | 0 | No Labor Cost | 5.77 | https://www.1000bulbs.com/product/1644/FC15-FER3015W27.html | 0 | No Labor Cost | 3.92 | bulb |  | 3.92
Equipment | CFL - 15W Flood | 15W CFL | EISA-2020 compliant baseline lamp (65W flood) | Commercial | New | Assembly | FL Zone 2 | Per Lamp | 0% | 261.17 | 60.27 | 200.9 | 0.76923 | 7.8 | 0 | 0 | 1.85 | https://www.homedepot.com/p/Philips-65-Watt-Incandescent-BR30-Flood-Light-Bulb-12-Pack-per-Case-248872/100560688 | 0 | No Labor Cost | 5.77 | https://www.1000bulbs.com/product/1644/FC15-FER3015W27.html | 0 | No Labor Cost | 3.92 | bulb |  | 3.92
Equipment | CFL - 15W Flood | 15W CFL | EISA-2020 compliant baseline lamp (65W flood) | Commercial | New | College and University | FL Zone 2 | Per Lamp | 0% | 261.17 | 60.27 | 200.9 | 0.76923 | 7.8 | 0 | 0 | 1.85 | https://www.homedepot.com/p/Philips-65-Watt-Incandescent-BR30-Flood-Light-Bulb-12-Pack-per-Case-248872/100560688 | 0 | No Labor Cost | 5.77 | https://www.1000bulbs.com/product/1644/FC15-FER3015W27.html | 0 | No Labor Cost | 3.92 | bulb |  | 3.92
Equipment | CFL - 15W Flood | 15W CFL | EISA-2020 compliant baseline lamp (65W flood) | Commercial | New | Grocery | FL Zone 2 | Per Lamp | 0% | 261.17 | 60.27 | 200.9 | 0.76923 | 7.8 | 0 | 0 | 1.85 | https://www.homedepot.com/p/Philips-65-Watt-Incandescent-BR30-Flood-Light-Bulb-12-Pack-per-Case-248872/100560688 | 0 | No Labor Cost | 5.77 | https://www.1000bulbs.com/product/1644/FC15-FER3015W27.html | 0 | No Labor Cost | 3.92 | bulb |  | 3.92
Equipment | CFL - 15W Flood | 15W CFL | EISA-2020 compliant baseline lamp (65W flood) | Commercial | New | Healthcare | FL Zone 2 | Per Lamp | 0% | 261.17 | 60.27 | 200.9 | 0.76923 | 7.8 | 0 | 0 | 1.85 | https://www.homedepot.com/p/Philips-65-Watt-Incandescent-BR30-Flood-Light-Bulb-12-Pack-per-Case-248872/100560688 | 0 | No Labor Cost | 5.77 | https://www.1000bulbs.com/product/1644/FC15-FER3015W27.html | 0 | No Labor Cost | 3.92 | bulb |  | 3.92
Equipment | CFL - 15W Flood | 15W CFL | EISA-2020 compliant baseline lamp (65W flood) | Commercial | New | Hospitals | FL Zone 2 | Per Lamp | 0% | 261.17 | 60.27 | 200.9 | 0.76923 | 7.8 | 0 | 0 | 1.85 | https://www.homedepot.com/p/Philips-65-Watt-Incandescent-BR30-Flood-Light-Bulb-12-Pack-per-Case-248872/100560688 | 0 | No Labor Cost | 5.77 | https://www.1000bulbs.com/product/1644/FC15-FER3015W27.html | 0 | No Labor Cost | 3.92 | bulb |  | 3.92
Equipment | CFL - 15W Flood | 15W CFL | EISA-2020 compliant baseline lamp (65W flood) | Commercial | New | Institutional | FL Zone 2 | Per Lamp | 0% | 261.17 | 60.27 | 200.9 | 0.76923 | 7.8 | 0 | 0 | 1.85 | https://www.homedepot.com/p/Philips-65-Watt-Incandescent-BR30-Flood-Light-Bulb-12-Pack-per-Case-248872/100560688 | 0 | No Labor Cost | 5.77 | https://www.1000bulbs.com/product/1644/FC15-FER3015W27.html | 0 | No Labor Cost | 3.92 | bulb |  | 3.92
Equipment | CFL - 15W Flood | 15W CFL | EISA-2020 compliant baseline lamp (65W flood) | Commercial | New | Lodging/Hospitality | FL Zone 2 | Per Lamp | 0% | 261.17 | 60.27 | 200.9 | 0.76923 | 7.8 | 0 | 0 | 1.85 | https://www.homedepot.com/p/Philips-65-Watt-Incandescent-BR30-Flood-Light-Bulb-12-Pack-per-Case-248872/100560688 | 0 | No Labor Cost | 5.77 | https://www.1000bulbs.com/product/1644/FC15-FER3015W27.html | 0 | No Labor Cost | 3.92 | bulb |  | 3.92
Equipment | CFL - 15W Flood | 15W CFL | EISA-2020 compliant baseline lamp (65W flood) | Commercial | New | Miscellaneous | FL Zone 2 | Per Lamp | 0% | 261.17 | 60.27 | 200.9 | 0.76923 | 7.8 | 0 | 0 | 1.85 | https://www.homedepot.com/p/Philips-65-Watt-Incandescent-BR30-Flood-Light-Bulb-12-Pack-per-Case-248872/100560688 | 0 | No Labor Cost | 5.77 | https://www.1000bulbs.com/product/1644/FC15-FER3015W27.html | 0 | No Labor Cost | 3.92 | bulb |  | 3.92
Equipment | CFL - 15W Flood | 15W CFL | EISA-2020 compliant baseline lamp (65W flood) | Commercial | New | Offices | FL Zone 2 | Per Lamp | 0% | 261.17 | 60.27 | 200.9 | 0.76923 | 7.8 | 0 | 0 | 1.85 | https://www.homedepot.com/p/Philips-65-Watt-Incandescent-BR30-Flood-Light-Bulb-12-Pack-per-Case-248872/100560688 | 0 | No Labor Cost | 5.77 | https://www.1000bulbs.com/product/1644/FC15-FER3015W27.html | 0 | No Labor Cost | 3.92 | bulb |  | 3.92
Equipment | CFL - 15W Flood | 15W CFL | EISA-2020 compliant baseline lamp (65W flood) | Commercial | New | Restaurants | FL Zone 2 | Per Lamp | 0% | 261.17 | 60.27 | 200.9 | 0.76923 | 7.8 | 0 | 0 | 1.85 | https://www.homedepot.com/p/Philips-65-Watt-Incandescent-BR30-Flood-Light-Bulb-12-Pack-per-Case-248872/100560688 | 0 | No Labor Cost | 5.77 | https://www.1000bulbs.com/product/1644/FC15-FER3015W27.html | 0 | No Labor Cost | 3.92 | bulb |  | 3.92
Equipment | CFL - 15W Flood | 15W CFL | EISA-2020 compliant baseline lamp (65W flood) | Commercial | New | Retail | FL Zone 2 | Per Lamp | 0% | 261.17 | 60.27 | 200.9 | 0.76923 | 7.8 | 0 | 0 | 1.85 | https://www.homedepot.com/p/Philips-65-Watt-Incandescent-BR30-Flood-Light-Bulb-12-Pack-per-Case-248872/100560688 | 0 | No Labor Cost | 5.77 | https://www.1000bulbs.com/product/1644/FC15-FER3015W27.html | 0 | No Labor Cost | 3.92 | bulb |  | 3.92
Equipment | CFL - 15W Flood | 15W CFL | EISA-2020 compliant baseline lamp (65W flood) | Commercial | New | Schools K-12 | FL Zone 2 | Per Lamp | 0% | 261.17 | 60.27 | 200.9 | 0.76923 | 7.8 | 0 | 0 | 1.85 | https://www.homedepot.com/p/Philips-65-Watt-Incandescent-BR30-Flood-Light-Bulb-12-Pack-per-Case-248872/100560688 | 0 | No Labor Cost | 5.77 | https://www.1000bulbs.com/product/1644/FC15-FER3015W27.html | 0 | No Labor Cost | 3.92 | bulb |  | 3.92
Equipment | CFL - 15W Flood | 15W CFL | EISA-2020 compliant baseline lamp (65W flood) | Commercial | New | Warehouse | FL Zone 2 | Per Lamp | 0% | 261.17 | 60.27 | 200.9 | 0.76923 | 7.8 | 0 | 0 | 1.85 | https://www.homedepot.com/p/Philips-65-Watt-Incandescent-BR30-Flood-Light-Bulb-12-Pack-per-Case-248872/100560688 | 0 | No Labor Cost | 5.77 | https://www.1000bulbs.com/product/1644/FC15-FER3015W27.html | 0 | No Labor Cost | 3.92 | bulb |  | 3.92
Equipment | High Efficiency HID Lighting | One Pulse Start Metal Halide 200W | Average Lumen Equivalent High Intensity Discharge Fixture | Commercial | Turnover | Assembly | FL Zone 2 | Per Fixture | 0% | 1416.345 | 932.176 | 484.169 | 0.34184 | 13 | 0 | 0 | 106.78 | https://www.amazon.com/Hubbell-Outdoor-WGL250S-250-watt-Pressure/dp/B0092Q6ZPW/ref=asc_df_B0092Q6ZPW/?tag=hyprod-20&linkCode=df0&hvadid=222189693293&hvpos=1o6&hvnetw=g&hvrand=5938126234860207798&hvpone=&hvptwo=&hvqmt=&hvdev=c&hvdvcmdl=&hvlocint=&hvlocphy=9009673&hvtargid=pla-441788680757&psc=1 | 82.76 | rate at $82.76/per labor hour assume 1 hours work, https://www.homewyse.com/services/cost_to_install_lighting_control_system.html | 300.22 | https://www.amazon.com/RAB-Lighting-MEGH200PSQ-PCS-Photocell/dp/B005PTOBSS/ref=sr_1_36?s=hi&ie=UTF8&qid=1538488477&sr=1-36&keywords=200+watt+pulse+start+metal+halide | 82.76 | rate at $82.76/per labor hour assume 1 hours work, https://www.homewyse.com/services/cost_to_install_lighting_control_system.html | 193.44 | fixture |  | 193.44
Equipment | High Efficiency HID Lighting | One Pulse Start Metal Halide 200W | Average Lumen Equivalent High Intensity Discharge Fixture | Commercial | Turnover | College and University | FL Zone 2 | Per Fixture | 0% | 1416.345 | 932.176 | 484.169 | 0.34184 | 13 | 0 | 0 | 106.78 | https://www.amazon.com/Hubbell-Outdoor-WGL250S-250-watt-Pressure/dp/B0092Q6ZPW/ref=asc_df_B0092Q6ZPW/?tag=hyprod-20&linkCode=df0&hvadid=222189693293&hvpos=1o6&hvnetw=g&hvrand=5938126234860207798&hvpone=&hvptwo=&hvqmt=&hvdev=c&hvdvcmdl=&hvlocint=&hvlocphy=9009673&hvtargid=pla-441788680757&psc=1 | 82.76 | rate at $82.76/per labor hour assume 1 hours work, https://www.homewyse.com/services/cost_to_install_lighting_control_system.html | 300.22 | https://www.amazon.com/RAB-Lighting-MEGH200PSQ-PCS-Photocell/dp/B005PTOBSS/ref=sr_1_36?s=hi&ie=UTF8&qid=1538488477&sr=1-36&keywords=200+watt+pulse+start+metal+halide | 82.76 | rate at $82.76/per labor hour assume 1 hours work, https://www.homewyse.com/services/cost_to_install_lighting_control_system.html | 193.44 | fixture |  | 193.44
Equipment | High Efficiency HID Lighting | One Pulse Start Metal Halide 200W | Average Lumen Equivalent High Intensity Discharge Fixture | Commercial | Turnover | Grocery | FL Zone 2 | Per Fixture | 0% | 1416.345 | 932.176 | 484.169 | 0.34184 | 13 | 0 | 0 | 106.78 | https://www.amazon.com/Hubbell-Outdoor-WGL250S-250-watt-Pressure/dp/B0092Q6ZPW/ref=asc_df_B0092Q6ZPW/?tag=hyprod-20&linkCode=df0&hvadid=222189693293&hvpos=1o6&hvnetw=g&hvrand=5938126234860207798&hvpone=&hvptwo=&hvqmt=&hvdev=c&hvdvcmdl=&hvlocint=&hvlocphy=9009673&hvtargid=pla-441788680757&psc=1 | 82.76 | rate at $82.76/per labor hour assume 1 hours work, https://www.homewyse.com/services/cost_to_install_lighting_control_system.html | 300.22 | https://www.amazon.com/RAB-Lighting-MEGH200PSQ-PCS-Photocell/dp/B005PTOBSS/ref=sr_1_36?s=hi&ie=UTF8&qid=1538488477&sr=1-36&keywords=200+watt+pulse+start+metal+halide | 82.76 | rate at $82.76/per labor hour assume 1 hours work, https://www.homewyse.com/services/cost_to_install_lighting_control_system.html | 193.44 | fixture |  | 193.44
Equipment | High Efficiency HID Lighting | One Pulse Start Metal Halide 200W | Average Lumen Equivalent High Intensity Discharge Fixture | Commercial | Turnover | Healthcare | FL Zone 2 | Per Fixture | 0% | 1416.345 | 932.176 | 484.169 | 0.34184 | 13 | 0 | 0 | 106.78 | https://www.amazon.com/Hubbell-Outdoor-WGL250S-250-watt-Pressure/dp/B0092Q6ZPW/ref=asc_df_B0092Q6ZPW/?tag=hyprod-20&linkCode=df0&hvadid=222189693293&hvpos=1o6&hvnetw=g&hvrand=5938126234860207798&hvpone=&hvptwo=&hvqmt=&hvdev=c&hvdvcmdl=&hvlocint=&hvlocphy=9009673&hvtargid=pla-441788680757&psc=1 | 82.76 | rate at $82.76/per labor hour assume 1 hours work, https://www.homewyse.com/services/cost_to_install_lighting_control_system.html | 300.22 | https://www.amazon.com/RAB-Lighting-MEGH200PSQ-PCS-Photocell/dp/B005PTOBSS/ref=sr_1_36?s=hi&ie=UTF8&qid=1538488477&sr=1-36&keywords=200+watt+pulse+start+metal+halide | 82.76 | rate at $82.76/per labor hour assume 1 hours work, https://www.homewyse.com/services/cost_to_install_lighting_control_system.html | 193.44 | fixture |  | 193.44
Equipment | High Efficiency HID Lighting | One Pulse Start Metal Halide 200W | Average Lumen Equivalent High Intensity Discharge Fixture | Commercial | Turnover | Hospitals | FL Zone 2 | Per Fixture | 0% | 1416.345 | 932.176 | 484.169 | 0.34184 | 13 | 0 | 0 | 106.78 | https://www.amazon.com/Hubbell-Outdoor-WGL250S-250-watt-Pressure/dp/B0092Q6ZPW/ref=asc_df_B0092Q6ZPW/?tag=hyprod-20&linkCode=df0&hvadid=222189693293&hvpos=1o6&hvnetw=g&hvrand=5938126234860207798&hvpone=&hvptwo=&hvqmt=&hvdev=c&hvdvcmdl=&hvlocint=&hvlocphy=9009673&hvtargid=pla-441788680757&psc=1 | 82.76 | rate at $82.76/per labor hour assume 1 hours work, https://www.homewyse.com/services/cost_to_install_lighting_control_system.html | 300.22 | https://www.amazon.com/RAB-Lighting-MEGH200PSQ-PCS-Photocell/dp/B005PTOBSS/ref=sr_1_36?s=hi&ie=UTF8&qid=1538488477&sr=1-36&keywords=200+watt+pulse+start+metal+halide | 82.76 | rate at $82.76/per labor hour assume 1 hours work, https://www.homewyse.com/services/cost_to_install_lighting_control_system.html | 193.44 | fixture |  | 193.44
Equipment | High Efficiency HID Lighting | One Pulse Start Metal Halide 200W | Average Lumen Equivalent High Intensity Discharge Fixture | Commercial | Turnover | Institutional | FL Zone 2 | Per Fixture | 0% | 1416.345 | 932.176 | 484.169 | 0.34184 | 13 | 0 | 0 | 106.78 | https://www.amazon.com/Hubbell-Outdoor-WGL250S-250-watt-Pressure/dp/B0092Q6ZPW/ref=asc_df_B0092Q6ZPW/?tag=hyprod-20&linkCode=df0&hvadid=222189693293&hvpos=1o6&hvnetw=g&hvrand=5938126234860207798&hvpone=&hvptwo=&hvqmt=&hvdev=c&hvdvcmdl=&hvlocint=&hvlocphy=9009673&hvtargid=pla-441788680757&psc=1 | 82.76 | rate at $82.76/per labor hour assume 1 hours work, https://www.homewyse.com/services/cost_to_install_lighting_control_system.html | 300.22 | https://www.amazon.com/RAB-Lighting-MEGH200PSQ-PCS-Photocell/dp/B005PTOBSS/ref=sr_1_36?s=hi&ie=UTF8&qid=1538488477&sr=1-36&keywords=200+watt+pulse+start+metal+halide | 82.76 | rate at $82.76/per labor hour assume 1 hours work, https://www.homewyse.com/services/cost_to_install_lighting_control_system.html | 193.44 | fixture |  | 193.44
Equipment | High Efficiency HID Lighting | One Pulse Start Metal Halide 200W | Average Lumen Equivalent High Intensity Discharge Fixture | Commercial | Turnover | Lodging/Hospitality | FL Zone 2 | Per Fixture | 0% | 1416.345 | 932.176 | 484.169 | 0.34184 | 13 | 0 | 0 | 106.78 | https://www.amazon.com/Hubbell-Outdoor-WGL250S-250-watt-Pressure/dp/B0092Q6ZPW/ref=asc_df_B0092Q6ZPW/?tag=hyprod-20&linkCode=df0&hvadid=222189693293&hvpos=1o6&hvnetw=g&hvrand=5938126234860207798&hvpone=&hvptwo=&hvqmt=&hvdev=c&hvdvcmdl=&hvlocint=&hvlocphy=9009673&hvtargid=pla-441788680757&psc=1 | 82.76 | rate at $82.76/per labor hour assume 1 hours work, https://www.homewyse.com/services/cost_to_install_lighting_control_system.html | 300.22 | https://www.amazon.com/RAB-Lighting-MEGH200PSQ-PCS-Photocell/dp/B005PTOBSS/ref=sr_1_36?s=hi&ie=UTF8&qid=1538488477&sr=1-36&keywords=200+watt+pulse+start+metal+halide | 82.76 | rate at $82.76/per labor hour assume 1 hours work, https://www.homewyse.com/services/cost_to_install_lighting_control_system.html | 193.44 | fixture |  | 193.44
Equipment | High Efficiency HID Lighting | One Pulse Start Metal Halide 200W | Average Lumen Equivalent High Intensity Discharge Fixture | Commercial | Turnover | Miscellaneous | FL Zone 2 | Per Fixture | 0% | 1416.345 | 932.176 | 484.169 | 0.34184 | 13 | 0 | 0 | 106.78 | https://www.amazon.com/Hubbell-Outdoor-WGL250S-250-watt-Pressure/dp/B0092Q6ZPW/ref=asc_df_B0092Q6ZPW/?tag=hyprod-20&linkCode=df0&hvadid=222189693293&hvpos=1o6&hvnetw=g&hvrand=5938126234860207798&hvpone=&hvptwo=&hvqmt=&hvdev=c&hvdvcmdl=&hvlocint=&hvlocphy=9009673&hvtargid=pla-441788680757&psc=1 | 82.76 | rate at $82.76/per labor hour assume 1 hours work, https://www.homewyse.com/services/cost_to_install_lighting_control_system.html | 300.22 | https://www.amazon.com/RAB-Lighting-MEGH200PSQ-PCS-Photocell/dp/B005PTOBSS/ref=sr_1_36?s=hi&ie=UTF8&qid=1538488477&sr=1-36&keywords=200+watt+pulse+start+metal+halide | 82.76 | rate at $82.76/per labor hour assume 1 hours work, https://www.homewyse.com/services/cost_to_install_lighting_control_system.html | 193.44 | fixture |  | 193.44
Equipment | High Efficiency HID Lighting | One Pulse Start Metal Halide 200W | Average Lumen Equivalent High Intensity Discharge Fixture | Commercial | Turnover | Offices | FL Zone 2 | Per Fixture | 0% | 1416.345 | 932.176 | 484.169 | 0.34184 | 13 | 0 | 0 | 106.78 | https://www.amazon.com/Hubbell-Outdoor-WGL250S-250-watt-Pressure/dp/B0092Q6ZPW/ref=asc_df_B0092Q6ZPW/?tag=hyprod-20&linkCode=df0&hvadid=222189693293&hvpos=1o6&hvnetw=g&hvrand=5938126234860207798&hvpone=&hvptwo=&hvqmt=&hvdev=c&hvdvcmdl=&hvlocint=&hvlocphy=9009673&hvtargid=pla-441788680757&psc=1 | 82.76 | rate at $82.76/per labor hour assume 1 hours work, https://www.homewyse.com/services/cost_to_install_lighting_control_system.html | 300.22 | https://www.amazon.com/RAB-Lighting-MEGH200PSQ-PCS-Photocell/dp/B005PTOBSS/ref=sr_1_36?s=hi&ie=UTF8&qid=1538488477&sr=1-36&keywords=200+watt+pulse+start+metal+halide | 82.76 | rate at $82.76/per labor hour assume 1 hours work, https://www.homewyse.com/services/cost_to_install_lighting_control_system.html | 193.44 | fixture |  | 193.44
Equipment | High Efficiency HID Lighting | One Pulse Start Metal Halide 200W | Average Lumen Equivalent High Intensity Discharge Fixture | Commercial | Turnover | Restaurants | FL Zone 2 | Per Fixture | 0% | 1416.345 | 932.176 | 484.169 | 0.34184 | 13 | 0 | 0 | 106.78 | https://www.amazon.com/Hubbell-Outdoor-WGL250S-250-watt-Pressure/dp/B0092Q6ZPW/ref=asc_df_B0092Q6ZPW/?tag=hyprod-20&linkCode=df0&hvadid=222189693293&hvpos=1o6&hvnetw=g&hvrand=5938126234860207798&hvpone=&hvptwo=&hvqmt=&hvdev=c&hvdvcmdl=&hvlocint=&hvlocphy=9009673&hvtargid=pla-441788680757&psc=1 | 82.76 | rate at $82.76/per labor hour assume 1 hours work, https://www.homewyse.com/services/cost_to_install_lighting_control_system.html | 300.22 | https://www.amazon.com/RAB-Lighting-MEGH200PSQ-PCS-Photocell/dp/B005PTOBSS/ref=sr_1_36?s=hi&ie=UTF8&qid=1538488477&sr=1-36&keywords=200+watt+pulse+start+metal+halide | 82.76 | rate at $82.76/per labor hour assume 1 hours work, https://www.homewyse.com/services/cost_to_install_lighting_control_system.html | 193.44 | fixture |  | 193.44
Equipment | High Efficiency HID Lighting | One Pulse Start Metal Halide 200W | Average Lumen Equivalent High Intensity Discharge Fixture | Commercial | Turnover | Retail | FL Zone 2 | Per Fixture | 0% | 1416.345 | 932.176 | 484.169 | 0.34184 | 13 | 0 | 0 | 106.78 | https://www.amazon.com/Hubbell-Outdoor-WGL250S-250-watt-Pressure/dp/B0092Q6ZPW/ref=asc_df_B0092Q6ZPW/?tag=hyprod-20&linkCode=df0&hvadid=222189693293&hvpos=1o6&hvnetw=g&hvrand=5938126234860207798&hvpone=&hvptwo=&hvqmt=&hvdev=c&hvdvcmdl=&hvlocint=&hvlocphy=9009673&hvtargid=pla-441788680757&psc=1 | 82.76 | rate at $82.76/per labor hour assume 1 hours work, https://www.homewyse.com/services/cost_to_install_lighting_control_system.html | 300.22 | https://www.amazon.com/RAB-Lighting-MEGH200PSQ-PCS-Photocell/dp/B005PTOBSS/ref=sr_1_36?s=hi&ie=UTF8&qid=1538488477&sr=1-36&keywords=200+watt+pulse+start+metal+halide | 82.76 | rate at $82.76/per labor hour assume 1 hours work, https://www.homewyse.com/services/cost_to_install_lighting_control_system.html | 193.44 | fixture |  | 193.44
Equipment | High Efficiency HID Lighting | One Pulse Start Metal Halide 200W | Average Lumen Equivalent High Intensity Discharge Fixture | Commercial | Turnover | Schools K-12 | FL Zone 2 | Per Fixture | 0% | 1416.345 | 932.176 | 484.169 | 0.34184 | 13 | 0 | 0 | 106.78 | https://www.amazon.com/Hubbell-Outdoor-WGL250S-250-watt-Pressure/dp/B0092Q6ZPW/ref=asc_df_B0092Q6ZPW/?tag=hyprod-20&linkCode=df0&hvadid=222189693293&hvpos=1o6&hvnetw=g&hvrand=5938126234860207798&hvpone=&hvptwo=&hvqmt=&hvdev=c&hvdvcmdl=&hvlocint=&hvlocphy=9009673&hvtargid=pla-441788680757&psc=1 | 82.76 | rate at $82.76/per labor hour assume 1 hours work, https://www.homewyse.com/services/cost_to_install_lighting_control_system.html | 300.22 | https://www.amazon.com/RAB-Lighting-MEGH200PSQ-PCS-Photocell/dp/B005PTOBSS/ref=sr_1_36?s=hi&ie=UTF8&qid=1538488477&sr=1-36&keywords=200+watt+pulse+start+metal+halide | 82.76 | rate at $82.76/per labor hour assume 1 hours work, https://www.homewyse.com/services/cost_to_install_lighting_control_system.html | 193.44 | fixture |  | 193.44
Equipment | High Efficiency HID Lighting | One Pulse Start Metal Halide 200W | Average Lumen Equivalent High Intensity Discharge Fixture | Commercial | Turnover | Warehouse | FL Zone 2 | Per Fixture | 0% | 1416.345 | 932.176 | 484.169 | 0.34184 | 13 | 0 | 0 | 106.78 | https://www.amazon.com/Hubbell-Outdoor-WGL250S-250-watt-Pressure/dp/B0092Q6ZPW/ref=asc_df_B0092Q6ZPW/?tag=hyprod-20&linkCode=df0&hvadid=222189693293&hvpos=1o6&hvnetw=g&hvrand=5938126234860207798&hvpone=&hvptwo=&hvqmt=&hvdev=c&hvdvcmdl=&hvlocint=&hvlocphy=9009673&hvtargid=pla-441788680757&psc=1 | 82.76 | rate at $82.76/per labor hour assume 1 hours work, https://www.homewyse.com/services/cost_to_install_lighting_control_system.html | 300.22 | https://www.amazon.com/RAB-Lighting-MEGH200PSQ-PCS-Photocell/dp/B005PTOBSS/ref=sr_1_36?s=hi&ie=UTF8&qid=1538488477&sr=1-36&keywords=200+watt+pulse+start+metal+halide | 82.76 | rate at $82.76/per labor hour assume 1 hours work, https://www.homewyse.com/services/cost_to_install_lighting_control_system.html | 193.44 | fixture |  | 193.44
Equipment | High Efficiency HID Lighting | One Pulse Start Metal Halide 200W | Average Lumen Equivalent High Intensity Discharge Fixture | Commercial | New | Assembly | FL Zone 2 | Per Fixture | 0% | 1416.345 | 932.176 | 484.169 | 0.34184 | 13 | 0 | 0 | 106.78 | https://www.amazon.com/Hubbell-Outdoor-WGL250S-250-watt-Pressure/dp/B0092Q6ZPW/ref=asc_df_B0092Q6ZPW/?tag=hyprod-20&linkCode=df0&hvadid=222189693293&hvpos=1o6&hvnetw=g&hvrand=5938126234860207798&hvpone=&hvptwo=&hvqmt=&hvdev=c&hvdvcmdl=&hvlocint=&hvlocphy=9009673&hvtargid=pla-441788680757&psc=1 | 82.76 | rate at $82.76/per labor hour assume 1 hours work, https://www.homewyse.com/services/cost_to_install_lighting_control_system.html | 300.22 | https://www.amazon.com/RAB-Lighting-MEGH200PSQ-PCS-Photocell/dp/B005PTOBSS/ref=sr_1_36?s=hi&ie=UTF8&qid=1538488477&sr=1-36&keywords=200+watt+pulse+start+metal+halide | 82.76 | rate at $82.76/per labor hour assume 1 hours work, https://www.homewyse.com/services/cost_to_install_lighting_control_system.html | 193.44 | fixture |  | 193.44
Equipment | High Efficiency HID Lighting | One Pulse Start Metal Halide 200W | Average Lumen Equivalent High Intensity Discharge Fixture | Commercial | New | College and University | FL Zone 2 | Per Fixture | 0% | 1416.345 | 932.176 | 484.169 | 0.34184 | 13 | 0 | 0 | 106.78 | https://www.amazon.com/Hubbell-Outdoor-WGL250S-250-watt-Pressure/dp/B0092Q6ZPW/ref=asc_df_B0092Q6ZPW/?tag=hyprod-20&linkCode=df0&hvadid=222189693293&hvpos=1o6&hvnetw=g&hvrand=5938126234860207798&hvpone=&hvptwo=&hvqmt=&hvdev=c&hvdvcmdl=&hvlocint=&hvlocphy=9009673&hvtargid=pla-441788680757&psc=1 | 82.76 | rate at $82.76/per labor hour assume 1 hours work, https://www.homewyse.com/services/cost_to_install_lighting_control_system.html | 300.22 | https://www.amazon.com/RAB-Lighting-MEGH200PSQ-PCS-Photocell/dp/B005PTOBSS/ref=sr_1_36?s=hi&ie=UTF8&qid=1538488477&sr=1-36&keywords=200+watt+pulse+start+metal+halide | 82.76 | rate at $82.76/per labor hour assume 1 hours work, https://www.homewyse.com/services/cost_to_install_lighting_control_system.html | 193.44 | fixture |  | 193.44
Equipment | High Efficiency HID Lighting | One Pulse Start Metal Halide 200W | Average Lumen Equivalent High Intensity Discharge Fixture | Commercial | New | Grocery | FL Zone 2 | Per Fixture | 0% | 1416.345 | 932.176 | 484.169 | 0.34184 | 13 | 0 | 0 | 106.78 | https://www.amazon.com/Hubbell-Outdoor-WGL250S-250-watt-Pressure/dp/B0092Q6ZPW/ref=asc_df_B0092Q6ZPW/?tag=hyprod-20&linkCode=df0&hvadid=222189693293&hvpos=1o6&hvnetw=g&hvrand=5938126234860207798&hvpone=&hvptwo=&hvqmt=&hvdev=c&hvdvcmdl=&hvlocint=&hvlocphy=9009673&hvtargid=pla-441788680757&psc=1 | 82.76 | rate at $82.76/per labor hour assume 1 hours work, https://www.homewyse.com/services/cost_to_install_lighting_control_system.html | 300.22 | https://www.amazon.com/RAB-Lighting-MEGH200PSQ-PCS-Photocell/dp/B005PTOBSS/ref=sr_1_36?s=hi&ie=UTF8&qid=1538488477&sr=1-36&keywords=200+watt+pulse+start+metal+halide | 82.76 | rate at $82.76/per labor hour assume 1 hours work, https://www.homewyse.com/services/cost_to_install_lighting_control_system.html | 193.44 | fixture |  | 193.44
Equipment | High Efficiency HID Lighting | One Pulse Start Metal Halide 200W | Average Lumen Equivalent High Intensity Discharge Fixture | Commercial | New | Healthcare | FL Zone 2 | Per Fixture | 0% | 1416.345 | 932.176 | 484.169 | 0.34184 | 13 | 0 | 0 | 106.78 | https://www.amazon.com/Hubbell-Outdoor-WGL250S-250-watt-Pressure/dp/B0092Q6ZPW/ref=asc_df_B0092Q6ZPW/?tag=hyprod-20&linkCode=df0&hvadid=222189693293&hvpos=1o6&hvnetw=g&hvrand=5938126234860207798&hvpone=&hvptwo=&hvqmt=&hvdev=c&hvdvcmdl=&hvlocint=&hvlocphy=9009673&hvtargid=pla-441788680757&psc=1 | 82.76 | rate at $82.76/per labor hour assume 1 hours work, https://www.homewyse.com/services/cost_to_install_lighting_control_system.html | 300.22 | https://www.amazon.com/RAB-Lighting-MEGH200PSQ-PCS-Photocell/dp/B005PTOBSS/ref=sr_1_36?s=hi&ie=UTF8&qid=1538488477&sr=1-36&keywords=200+watt+pulse+start+metal+halide | 82.76 | rate at $82.76/per labor hour assume 1 hours work, https://www.homewyse.com/services/cost_to_install_lighting_control_system.html | 193.44 | fixture |  | 193.44
Equipment | High Efficiency HID Lighting | One Pulse Start Metal Halide 200W | Average Lumen Equivalent High Intensity Discharge Fixture | Commercial | New | Hospitals | FL Zone 2 | Per Fixture | 0% | 1416.345 | 932.176 | 484.169 | 0.34184 | 13 | 0 | 0 | 106.78 | https://www.amazon.com/Hubbell-Outdoor-WGL250S-250-watt-Pressure/dp/B0092Q6ZPW/ref=asc_df_B0092Q6ZPW/?tag=hyprod-20&linkCode=df0&hvadid=222189693293&hvpos=1o6&hvnetw=g&hvrand=5938126234860207798&hvpone=&hvptwo=&hvqmt=&hvdev=c&hvdvcmdl=&hvlocint=&hvlocphy=9009673&hvtargid=pla-441788680757&psc=1 | 82.76 | rate at $82.76/per labor hour assume 1 hours work, https://www.homewyse.com/services/cost_to_install_lighting_control_system.html | 300.22 | https://www.amazon.com/RAB-Lighting-MEGH200PSQ-PCS-Photocell/dp/B005PTOBSS/ref=sr_1_36?s=hi&ie=UTF8&qid=1538488477&sr=1-36&keywords=200+watt+pulse+start+metal+halide | 82.76 | rate at $82.76/per labor hour assume 1 hours work, https://www.homewyse.com/services/cost_to_install_lighting_control_system.html | 193.44 | fixture |  | 193.44
Equipment | High Efficiency HID Lighting | One Pulse Start Metal Halide 200W | Average Lumen Equivalent High Intensity Discharge Fixture | Commercial | New | Institutional | FL Zone 2 | Per Fixture | 0% | 1416.345 | 932.176 | 484.169 | 0.34184 | 13 | 0 | 0 | 106.78 | https://www.amazon.com/Hubbell-Outdoor-WGL250S-250-watt-Pressure/dp/B0092Q6ZPW/ref=asc_df_B0092Q6ZPW/?tag=hyprod-20&linkCode=df0&hvadid=222189693293&hvpos=1o6&hvnetw=g&hvrand=5938126234860207798&hvpone=&hvptwo=&hvqmt=&hvdev=c&hvdvcmdl=&hvlocint=&hvlocphy=9009673&hvtargid=pla-441788680757&psc=1 | 82.76 | rate at $82.76/per labor hour assume 1 hours work, https://www.homewyse.com/services/cost_to_install_lighting_control_system.html | 300.22 | https://www.amazon.com/RAB-Lighting-MEGH200PSQ-PCS-Photocell/dp/B005PTOBSS/ref=sr_1_36?s=hi&ie=UTF8&qid=1538488477&sr=1-36&keywords=200+watt+pulse+start+metal+halide | 82.76 | rate at $82.76/per labor hour assume 1 hours work, https://www.homewyse.com/services/cost_to_install_lighting_control_system.html | 193.44 | fixture |  | 193.44
Equipment | High Efficiency HID Lighting | One Pulse Start Metal Halide 200W | Average Lumen Equivalent High Intensity Discharge Fixture | Commercial | New | Lodging/Hospitality | FL Zone 2 | Per Fixture | 0% | 1416.345 | 932.176 | 484.169 | 0.34184 | 13 | 0 | 0 | 106.78 | https://www.amazon.com/Hubbell-Outdoor-WGL250S-250-watt-Pressure/dp/B0092Q6ZPW/ref=asc_df_B0092Q6ZPW/?tag=hyprod-20&linkCode=df0&hvadid=222189693293&hvpos=1o6&hvnetw=g&hvrand=5938126234860207798&hvpone=&hvptwo=&hvqmt=&hvdev=c&hvdvcmdl=&hvlocint=&hvlocphy=9009673&hvtargid=pla-441788680757&psc=1 | 82.76 | rate at $82.76/per labor hour assume 1 hours work, https://www.homewyse.com/services/cost_to_install_lighting_control_system.html | 300.22 | https://www.amazon.com/RAB-Lighting-MEGH200PSQ-PCS-Photocell/dp/B005PTOBSS/ref=sr_1_36?s=hi&ie=UTF8&qid=1538488477&sr=1-36&keywords=200+watt+pulse+start+metal+halide | 82.76 | rate at $82.76/per labor hour assume 1 hours work, https://www.homewyse.com/services/cost_to_install_lighting_control_system.html | 193.44 | fixture |  | 193.44
Equipment | High Efficiency HID Lighting | One Pulse Start Metal Halide 200W | Average Lumen Equivalent High Intensity Discharge Fixture | Commercial | New | Miscellaneous | FL Zone 2 | Per Fixture | 0% | 1416.345 | 932.176 | 484.169 | 0.34184 | 13 | 0 | 0 | 106.78 | https://www.amazon.com/Hubbell-Outdoor-WGL250S-250-watt-Pressure/dp/B0092Q6ZPW/ref=asc_df_B0092Q6ZPW/?tag=hyprod-20&linkCode=df0&hvadid=222189693293&hvpos=1o6&hvnetw=g&hvrand=5938126234860207798&hvpone=&hvptwo=&hvqmt=&hvdev=c&hvdvcmdl=&hvlocint=&hvlocphy=9009673&hvtargid=pla-441788680757&psc=1 | 82.76 | rate at $82.76/per labor hour assume 1 hours work, https://www.homewyse.com/services/cost_to_install_lighting_control_system.html | 300.22 | https://www.amazon.com/RAB-Lighting-MEGH200PSQ-PCS-Photocell/dp/B005PTOBSS/ref=sr_1_36?s=hi&ie=UTF8&qid=1538488477&sr=1-36&keywords=200+watt+pulse+start+metal+halide | 82.76 | rate at $82.76/per labor hour assume 1 hours work, https://www.homewyse.com/services/cost_to_install_lighting_control_system.html | 193.44 | fixture |  | 193.44
Equipment | High Efficiency HID Lighting | One Pulse Start Metal Halide 200W | Average Lumen Equivalent High Intensity Discharge Fixture | Commercial | New | Offices | FL Zone 2 | Per Fixture | 0% | 1416.345 | 932.176 | 484.169 | 0.34184 | 13 | 0 | 0 | 106.78 | https://www.amazon.com/Hubbell-Outdoor-WGL250S-250-watt-Pressure/dp/B0092Q6ZPW/ref=asc_df_B0092Q6ZPW/?tag=hyprod-20&linkCode=df0&hvadid=222189693293&hvpos=1o6&hvnetw=g&hvrand=5938126234860207798&hvpone=&hvptwo=&hvqmt=&hvdev=c&hvdvcmdl=&hvlocint=&hvlocphy=9009673&hvtargid=pla-441788680757&psc=1 | 82.76 | rate at $82.76/per labor hour assume 1 hours work, https://www.homewyse.com/services/cost_to_install_lighting_control_system.html | 300.22 | https://www.amazon.com/RAB-Lighting-MEGH200PSQ-PCS-Photocell/dp/B005PTOBSS/ref=sr_1_36?s=hi&ie=UTF8&qid=1538488477&sr=1-36&keywords=200+watt+pulse+start+metal+halide | 82.76 | rate at $82.76/per labor hour assume 1 hours work, https://www.homewyse.com/services/cost_to_install_lighting_control_system.html | 193.44 | fixture |  | 193.44
Equipment | High Efficiency HID Lighting | One Pulse Start Metal Halide 200W | Average Lumen Equivalent High Intensity Discharge Fixture | Commercial | New | Restaurants | FL Zone 2 | Per Fixture | 0% | 1416.345 | 932.176 | 484.169 | 0.34184 | 13 | 0 | 0 | 106.78 | https://www.amazon.com/Hubbell-Outdoor-WGL250S-250-watt-Pressure/dp/B0092Q6ZPW/ref=asc_df_B0092Q6ZPW/?tag=hyprod-20&linkCode=df0&hvadid=222189693293&hvpos=1o6&hvnetw=g&hvrand=5938126234860207798&hvpone=&hvptwo=&hvqmt=&hvdev=c&hvdvcmdl=&hvlocint=&hvlocphy=9009673&hvtargid=pla-441788680757&psc=1 | 82.76 | rate at $82.76/per labor hour assume 1 hours work, https://www.homewyse.com/services/cost_to_install_lighting_control_system.html | 300.22 | https://www.amazon.com/RAB-Lighting-MEGH200PSQ-PCS-Photocell/dp/B005PTOBSS/ref=sr_1_36?s=hi&ie=UTF8&qid=1538488477&sr=1-36&keywords=200+watt+pulse+start+metal+halide | 82.76 | rate at $82.76/per labor hour assume 1 hours work, https://www.homewyse.com/services/cost_to_install_lighting_control_system.html | 193.44 | fixture |  | 193.44
Equipment | High Efficiency HID Lighting | One Pulse Start Metal Halide 200W | Average Lumen Equivalent High Intensity Discharge Fixture | Commercial | New | Retail | FL Zone 2 | Per Fixture | 0% | 1416.345 | 932.176 | 484.169 | 0.34184 | 13 | 0 | 0 | 106.78 | https://www.amazon.com/Hubbell-Outdoor-WGL250S-250-watt-Pressure/dp/B0092Q6ZPW/ref=asc_df_B0092Q6ZPW/?tag=hyprod-20&linkCode=df0&hvadid=222189693293&hvpos=1o6&hvnetw=g&hvrand=5938126234860207798&hvpone=&hvptwo=&hvqmt=&hvdev=c&hvdvcmdl=&hvlocint=&hvlocphy=9009673&hvtargid=pla-441788680757&psc=1 | 82.76 | rate at $82.76/per labor hour assume 1 hours work, https://www.homewyse.com/services/cost_to_install_lighting_control_system.html | 300.22 | https://www.amazon.com/RAB-Lighting-MEGH200PSQ-PCS-Photocell/dp/B005PTOBSS/ref=sr_1_36?s=hi&ie=UTF8&qid=1538488477&sr=1-36&keywords=200+watt+pulse+start+metal+halide | 82.76 | rate at $82.76/per labor hour assume 1 hours work, https://www.homewyse.com/services/cost_to_install_lighting_control_system.html | 193.44 | fixture |  | 193.44
Equipment | High Efficiency HID Lighting | One Pulse Start Metal Halide 200W | Average Lumen Equivalent High Intensity Discharge Fixture | Commercial | New | Schools K-12 | FL Zone 2 | Per Fixture | 0% | 1416.345 | 932.176 | 484.169 | 0.34184 | 13 | 0 | 0 | 106.78 | https://www.amazon.com/Hubbell-Outdoor-WGL250S-250-watt-Pressure/dp/B0092Q6ZPW/ref=asc_df_B0092Q6ZPW/?tag=hyprod-20&linkCode=df0&hvadid=222189693293&hvpos=1o6&hvnetw=g&hvrand=5938126234860207798&hvpone=&hvptwo=&hvqmt=&hvdev=c&hvdvcmdl=&hvlocint=&hvlocphy=9009673&hvtargid=pla-441788680757&psc=1 | 82.76 | rate at $82.76/per labor hour assume 1 hours work, https://www.homewyse.com/services/cost_to_install_lighting_control_system.html | 300.22 | https://www.amazon.com/RAB-Lighting-MEGH200PSQ-PCS-Photocell/dp/B005PTOBSS/ref=sr_1_36?s=hi&ie=UTF8&qid=1538488477&sr=1-36&keywords=200+watt+pulse+start+metal+halide | 82.76 | rate at $82.76/per labor hour assume 1 hours work, https://www.homewyse.com/services/cost_to_install_lighting_control_system.html | 193.44 | fixture |  | 193.44
Equipment | High Efficiency HID Lighting | One Pulse Start Metal Halide 200W | Average Lumen Equivalent High Intensity Discharge Fixture | Commercial | New | Warehouse | FL Zone 2 | Per Fixture | 0% | 1416.345 | 932.176 | 484.169 | 0.34184 | 13 | 0 | 0 | 106.78 | https://www.amazon.com/Hubbell-Outdoor-WGL250S-250-watt-Pressure/dp/B0092Q6ZPW/ref=asc_df_B0092Q6ZPW/?tag=hyprod-20&linkCode=df0&hvadid=222189693293&hvpos=1o6&hvnetw=g&hvrand=5938126234860207798&hvpone=&hvptwo=&hvqmt=&hvdev=c&hvdvcmdl=&hvlocint=&hvlocphy=9009673&hvtargid=pla-441788680757&psc=1 | 82.76 | rate at $82.76/per labor hour assume 1 hours work, https://www.homewyse.com/services/cost_to_install_lighting_control_system.html | 300.22 | https://www.amazon.com/RAB-Lighting-MEGH200PSQ-PCS-Photocell/dp/B005PTOBSS/ref=sr_1_36?s=hi&ie=UTF8&qid=1538488477&sr=1-36&keywords=200+watt+pulse+start+metal+halide | 82.76 | rate at $82.76/per labor hour assume 1 hours work, https://www.homewyse.com/services/cost_to_install_lighting_control_system.html | 193.44 | fixture |  | 193.44
Equipment | LED - 9W Flood | ENERGY STAR Qualified 9W Screw-In LED | 4018W EISA Compliant Halogen Lamp | Commercial | Turnover | Assembly | FL Zone 2 | Per Lamp | 13% | 261.17 | 36.162 | 225.008 | 0.86154 | 15 | 0 | 0 | 1.85 | https://www.homedepot.com/p/Philips-65-Watt-Incandescent-BR30-Flood-Light-Bulb-12-Pack-per-Case-248872/100560688 | 0 | No Labor Cost | 4.99 | https://www.homedepot.com/p/Cree-65W-Equivalent-Soft-White-2700K-BR30-Dimmable-Exceptional-Light-Quality-LED-Light-Bulb-2-Pack-TBR30-06527FLFH25-12DE26-1-12/304006396 | 0 | No Labor Cost | 3.14 | bulb |  | 3.14
Equipment | LED - 9W Flood | ENERGY STAR Qualified 9W Screw-In LED | 4018W EISA Compliant Halogen Lamp | Commercial | Turnover | College and University | FL Zone 2 | Per Lamp | 13% | 261.17 | 36.162 | 225.008 | 0.86154 | 15 | 0 | 0 | 1.85 | https://www.homedepot.com/p/Philips-65-Watt-Incandescent-BR30-Flood-Light-Bulb-12-Pack-per-Case-248872/100560688 | 0 | No Labor Cost | 4.99 | https://www.homedepot.com/p/Cree-65W-Equivalent-Soft-White-2700K-BR30-Dimmable-Exceptional-Light-Quality-LED-Light-Bulb-2-Pack-TBR30-06527FLFH25-12DE26-1-12/304006396 | 0 | No Labor Cost | 3.14 | bulb |  | 3.14
Equipment | LED - 9W Flood | ENERGY STAR Qualified 9W Screw-In LED | 4018W EISA Compliant Halogen Lamp | Commercial | Turnover | Grocery | FL Zone 2 | Per Lamp | 13% | 261.17 | 36.162 | 225.008 | 0.86154 | 15 | 0 | 0 | 1.85 | https://www.homedepot.com/p/Philips-65-Watt-Incandescent-BR30-Flood-Light-Bulb-12-Pack-per-Case-248872/100560688 | 0 | No Labor Cost | 4.99 | https://www.homedepot.com/p/Cree-65W-Equivalent-Soft-White-2700K-BR30-Dimmable-Exceptional-Light-Quality-LED-Light-Bulb-2-Pack-TBR30-06527FLFH25-12DE26-1-12/304006396 | 0 | No Labor Cost | 3.14 | bulb |  | 3.14
Equipment | LED - 9W Flood | ENERGY STAR Qualified 9W Screw-In LED | 4018W EISA Compliant Halogen Lamp | Commercial | Turnover | Healthcare | FL Zone 2 | Per Lamp | 13% | 261.17 | 36.162 | 225.008 | 0.86154 | 15 | 0 | 0 | 1.85 | https://www.homedepot.com/p/Philips-65-Watt-Incandescent-BR30-Flood-Light-Bulb-12-Pack-per-Case-248872/100560688 | 0 | No Labor Cost | 4.99 | https://www.homedepot.com/p/Cree-65W-Equivalent-Soft-White-2700K-BR30-Dimmable-Exceptional-Light-Quality-LED-Light-Bulb-2-Pack-TBR30-06527FLFH25-12DE26-1-12/304006396 | 0 | No Labor Cost | 3.14 | bulb |  | 3.14
Equipment | LED - 9W Flood | ENERGY STAR Qualified 9W Screw-In LED | 4018W EISA Compliant Halogen Lamp | Commercial | Turnover | Hospitals | FL Zone 2 | Per Lamp | 13% | 261.17 | 36.162 | 225.008 | 0.86154 | 15 | 0 | 0 | 1.85 | https://www.homedepot.com/p/Philips-65-Watt-Incandescent-BR30-Flood-Light-Bulb-12-Pack-per-Case-248872/100560688 | 0 | No Labor Cost | 4.99 | https://www.homedepot.com/p/Cree-65W-Equivalent-Soft-White-2700K-BR30-Dimmable-Exceptional-Light-Quality-LED-Light-Bulb-2-Pack-TBR30-06527FLFH25-12DE26-1-12/304006396 | 0 | No Labor Cost | 3.14 | bulb |  | 3.14
Equipment | LED - 9W Flood | ENERGY STAR Qualified 9W Screw-In LED | 4018W EISA Compliant Halogen Lamp | Commercial | Turnover | Institutional | FL Zone 2 | Per Lamp | 13% | 261.17 | 36.162 | 225.008 | 0.86154 | 15 | 0 | 0 | 1.85 | https://www.homedepot.com/p/Philips-65-Watt-Incandescent-BR30-Flood-Light-Bulb-12-Pack-per-Case-248872/100560688 | 0 | No Labor Cost | 4.99 | https://www.homedepot.com/p/Cree-65W-Equivalent-Soft-White-2700K-BR30-Dimmable-Exceptional-Light-Quality-LED-Light-Bulb-2-Pack-TBR30-06527FLFH25-12DE26-1-12/304006396 | 0 | No Labor Cost | 3.14 | bulb |  | 3.14
Equipment | LED - 9W Flood | ENERGY STAR Qualified 9W Screw-In LED | 4018W EISA Compliant Halogen Lamp | Commercial | Turnover | Lodging/Hospitality | FL Zone 2 | Per Lamp | 13% | 261.17 | 36.162 | 225.008 | 0.86154 | 15 | 0 | 0 | 1.85 | https://www.homedepot.com/p/Philips-65-Watt-Incandescent-BR30-Flood-Light-Bulb-12-Pack-per-Case-248872/100560688 | 0 | No Labor Cost | 4.99 | https://www.homedepot.com/p/Cree-65W-Equivalent-Soft-White-2700K-BR30-Dimmable-Exceptional-Light-Quality-LED-Light-Bulb-2-Pack-TBR30-06527FLFH25-12DE26-1-12/304006396 | 0 | No Labor Cost | 3.14 | bulb |  | 3.14
Equipment | LED - 9W Flood | ENERGY STAR Qualified 9W Screw-In LED | 4018W EISA Compliant Halogen Lamp | Commercial | Turnover | Miscellaneous | FL Zone 2 | Per Lamp | 13% | 261.17 | 36.162 | 225.008 | 0.86154 | 15 | 0 | 0 | 1.85 | https://www.homedepot.com/p/Philips-65-Watt-Incandescent-BR30-Flood-Light-Bulb-12-Pack-per-Case-248872/100560688 | 0 | No Labor Cost | 4.99 | https://www.homedepot.com/p/Cree-65W-Equivalent-Soft-White-2700K-BR30-Dimmable-Exceptional-Light-Quality-LED-Light-Bulb-2-Pack-TBR30-06527FLFH25-12DE26-1-12/304006396 | 0 | No Labor Cost | 3.14 | bulb |  | 3.14
Equipment | LED - 9W Flood | ENERGY STAR Qualified 9W Screw-In LED | 4018W EISA Compliant Halogen Lamp | Commercial | Turnover | Offices | FL Zone 2 | Per Lamp | 13% | 261.17 | 36.162 | 225.008 | 0.86154 | 15 | 0 | 0 | 1.85 | https://www.homedepot.com/p/Philips-65-Watt-Incandescent-BR30-Flood-Light-Bulb-12-Pack-per-Case-248872/100560688 | 0 | No Labor Cost | 4.99 | https://www.homedepot.com/p/Cree-65W-Equivalent-Soft-White-2700K-BR30-Dimmable-Exceptional-Light-Quality-LED-Light-Bulb-2-Pack-TBR30-06527FLFH25-12DE26-1-12/304006396 | 0 | No Labor Cost | 3.14 | bulb |  | 3.14
Equipment | LED - 9W Flood | ENERGY STAR Qualified 9W Screw-In LED | 4018W EISA Compliant Halogen Lamp | Commercial | Turnover | Restaurants | FL Zone 2 | Per Lamp | 13% | 261.17 | 36.162 | 225.008 | 0.86154 | 15 | 0 | 0 | 1.85 | https://www.homedepot.com/p/Philips-65-Watt-Incandescent-BR30-Flood-Light-Bulb-12-Pack-per-Case-248872/100560688 | 0 | No Labor Cost | 4.99 | https://www.homedepot.com/p/Cree-65W-Equivalent-Soft-White-2700K-BR30-Dimmable-Exceptional-Light-Quality-LED-Light-Bulb-2-Pack-TBR30-06527FLFH25-12DE26-1-12/304006396 | 0 | No Labor Cost | 3.14 | bulb |  | 3.14
Equipment | LED - 9W Flood | ENERGY STAR Qualified 9W Screw-In LED | 4018W EISA Compliant Halogen Lamp | Commercial | Turnover | Retail | FL Zone 2 | Per Lamp | 13% | 261.17 | 36.162 | 225.008 | 0.86154 | 15 | 0 | 0 | 1.85 | https://www.homedepot.com/p/Philips-65-Watt-Incandescent-BR30-Flood-Light-Bulb-12-Pack-per-Case-248872/100560688 | 0 | No Labor Cost | 4.99 | https://www.homedepot.com/p/Cree-65W-Equivalent-Soft-White-2700K-BR30-Dimmable-Exceptional-Light-Quality-LED-Light-Bulb-2-Pack-TBR30-06527FLFH25-12DE26-1-12/304006396 | 0 | No Labor Cost | 3.14 | bulb |  | 3.14
Equipment | LED - 9W Flood | ENERGY STAR Qualified 9W Screw-In LED | 4018W EISA Compliant Halogen Lamp | Commercial | Turnover | Schools K-12 | FL Zone 2 | Per Lamp | 13% | 261.17 | 36.162 | 225.008 | 0.86154 | 15 | 0 | 0 | 1.85 | https://www.homedepot.com/p/Philips-65-Watt-Incandescent-BR30-Flood-Light-Bulb-12-Pack-per-Case-248872/100560688 | 0 | No Labor Cost | 4.99 | https://www.homedepot.com/p/Cree-65W-Equivalent-Soft-White-2700K-BR30-Dimmable-Exceptional-Light-Quality-LED-Light-Bulb-2-Pack-TBR30-06527FLFH25-12DE26-1-12/304006396 | 0 | No Labor Cost | 3.14 | bulb |  | 3.14
Equipment | LED - 9W Flood | ENERGY STAR Qualified 9W Screw-In LED | 4018W EISA Compliant Halogen Lamp | Commercial | Turnover | Warehouse | FL Zone 2 | Per Lamp | 13% | 261.17 | 36.162 | 225.008 | 0.86154 | 15 | 0 | 0 | 1.85 | https://www.homedepot.com/p/Philips-65-Watt-Incandescent-BR30-Flood-Light-Bulb-12-Pack-per-Case-248872/100560688 | 0 | No Labor Cost | 4.99 | https://www.homedepot.com/p/Cree-65W-Equivalent-Soft-White-2700K-BR30-Dimmable-Exceptional-Light-Quality-LED-Light-Bulb-2-Pack-TBR30-06527FLFH25-12DE26-1-12/304006396 | 0 | No Labor Cost | 3.14 | bulb |  | 3.14
Equipment | LED - 9W Flood | ENERGY STAR Qualified 9W Screw-In LED | 4018W EISA Compliant Halogen Lamp | Commercial | New | Assembly | FL Zone 2 | Per Lamp | 86% | 261.17 | 36.162 | 225.008 | 0.86154 | 15 | 0 | 0 | 1.85 | https://www.homedepot.com/p/Philips-65-Watt-Incandescent-BR30-Flood-Light-Bulb-12-Pack-per-Case-248872/100560688 | 0 | No Labor Cost | 4.99 | https://www.homedepot.com/p/Cree-65W-Equivalent-Soft-White-2700K-BR30-Dimmable-Exceptional-Light-Quality-LED-Light-Bulb-2-Pack-TBR30-06527FLFH25-12DE26-1-12/304006396 | 0 | No Labor Cost | 3.14 | bulb |  | 3.14
Equipment | LED - 9W Flood | ENERGY STAR Qualified 9W Screw-In LED | 4018W EISA Compliant Halogen Lamp | Commercial | New | College and University | FL Zone 2 | Per Lamp | 86% | 261.17 | 36.162 | 225.008 | 0.86154 | 15 | 0 | 0 | 1.85 | https://www.homedepot.com/p/Philips-65-Watt-Incandescent-BR30-Flood-Light-Bulb-12-Pack-per-Case-248872/100560688 | 0 | No Labor Cost | 4.99 | https://www.homedepot.com/p/Cree-65W-Equivalent-Soft-White-2700K-BR30-Dimmable-Exceptional-Light-Quality-LED-Light-Bulb-2-Pack-TBR30-06527FLFH25-12DE26-1-12/304006396 | 0 | No Labor Cost | 3.14 | bulb |  | 3.14
Equipment | LED - 9W Flood | ENERGY STAR Qualified 9W Screw-In LED | 4018W EISA Compliant Halogen Lamp | Commercial | New | Grocery | FL Zone 2 | Per Lamp | 86% | 261.17 | 36.162 | 225.008 | 0.86154 | 15 | 0 | 0 | 1.85 | https://www.homedepot.com/p/Philips-65-Watt-Incandescent-BR30-Flood-Light-Bulb-12-Pack-per-Case-248872/100560688 | 0 | No Labor Cost | 4.99 | https://www.homedepot.com/p/Cree-65W-Equivalent-Soft-White-2700K-BR30-Dimmable-Exceptional-Light-Quality-LED-Light-Bulb-2-Pack-TBR30-06527FLFH25-12DE26-1-12/304006396 | 0 | No Labor Cost | 3.14 | bulb |  | 3.14
Equipment | LED - 9W Flood | ENERGY STAR Qualified 9W Screw-In LED | 4018W EISA Compliant Halogen Lamp | Commercial | New | Healthcare | FL Zone 2 | Per Lamp | 86% | 261.17 | 36.162 | 225.008 | 0.86154 | 15 | 0 | 0 | 1.85 | https://www.homedepot.com/p/Philips-65-Watt-Incandescent-BR30-Flood-Light-Bulb-12-Pack-per-Case-248872/100560688 | 0 | No Labor Cost | 4.99 | https://www.homedepot.com/p/Cree-65W-Equivalent-Soft-White-2700K-BR30-Dimmable-Exceptional-Light-Quality-LED-Light-Bulb-2-Pack-TBR30-06527FLFH25-12DE26-1-12/304006396 | 0 | No Labor Cost | 3.14 | bulb |  | 3.14
Equipment | LED - 9W Flood | ENERGY STAR Qualified 9W Screw-In LED | 4018W EISA Compliant Halogen Lamp | Commercial | New | Hospitals | FL Zone 2 | Per Lamp | 86% | 261.17 | 36.162 | 225.008 | 0.86154 | 15 | 0 | 0 | 1.85 | https://www.homedepot.com/p/Philips-65-Watt-Incandescent-BR30-Flood-Light-Bulb-12-Pack-per-Case-248872/100560688 | 0 | No Labor Cost | 4.99 | https://www.homedepot.com/p/Cree-65W-Equivalent-Soft-White-2700K-BR30-Dimmable-Exceptional-Light-Quality-LED-Light-Bulb-2-Pack-TBR30-06527FLFH25-12DE26-1-12/304006396 | 0 | No Labor Cost | 3.14 | bulb |  | 3.14
Equipment | LED - 9W Flood | ENERGY STAR Qualified 9W Screw-In LED | 4018W EISA Compliant Halogen Lamp | Commercial | New | Institutional | FL Zone 2 | Per Lamp | 86% | 261.17 | 36.162 | 225.008 | 0.86154 | 15 | 0 | 0 | 1.85 | https://www.homedepot.com/p/Philips-65-Watt-Incandescent-BR30-Flood-Light-Bulb-12-Pack-per-Case-248872/100560688 | 0 | No Labor Cost | 4.99 | https://www.homedepot.com/p/Cree-65W-Equivalent-Soft-White-2700K-BR30-Dimmable-Exceptional-Light-Quality-LED-Light-Bulb-2-Pack-TBR30-06527FLFH25-12DE26-1-12/304006396 | 0 | No Labor Cost | 3.14 | bulb |  | 3.14
Equipment | LED - 9W Flood | ENERGY STAR Qualified 9W Screw-In LED | 4018W EISA Compliant Halogen Lamp | Commercial | New | Lodging/Hospitality | FL Zone 2 | Per Lamp | 86% | 261.17 | 36.162 | 225.008 | 0.86154 | 15 | 0 | 0 | 1.85 | https://www.homedepot.com/p/Philips-65-Watt-Incandescent-BR30-Flood-Light-Bulb-12-Pack-per-Case-248872/100560688 | 0 | No Labor Cost | 4.99 | https://www.homedepot.com/p/Cree-65W-Equivalent-Soft-White-2700K-BR30-Dimmable-Exceptional-Light-Quality-LED-Light-Bulb-2-Pack-TBR30-06527FLFH25-12DE26-1-12/304006396 | 0 | No Labor Cost | 3.14 | bulb |  | 3.14
Equipment | LED - 9W Flood | ENERGY STAR Qualified 9W Screw-In LED | 4018W EISA Compliant Halogen Lamp | Commercial | New | Miscellaneous | FL Zone 2 | Per Lamp | 13% | 261.17 | 36.162 | 225.008 | 0.86154 | 15 | 0 | 0 | 1.85 | https://www.homedepot.com/p/Philips-65-Watt-Incandescent-BR30-Flood-Light-Bulb-12-Pack-per-Case-248872/100560688 | 0 | No Labor Cost | 4.99 | https://www.homedepot.com/p/Cree-65W-Equivalent-Soft-White-2700K-BR30-Dimmable-Exceptional-Light-Quality-LED-Light-Bulb-2-Pack-TBR30-06527FLFH25-12DE26-1-12/304006396 | 0 | No Labor Cost | 3.14 | bulb |  | 3.14
Equipment | LED - 9W Flood | ENERGY STAR Qualified 9W Screw-In LED | 4018W EISA Compliant Halogen Lamp | Commercial | New | Offices | FL Zone 2 | Per Lamp | 86% | 261.17 | 36.162 | 225.008 | 0.86154 | 15 | 0 | 0 | 1.85 | https://www.homedepot.com/p/Philips-65-Watt-Incandescent-BR30-Flood-Light-Bulb-12-Pack-per-Case-248872/100560688 | 0 | No Labor Cost | 4.99 | https://www.homedepot.com/p/Cree-65W-Equivalent-Soft-White-2700K-BR30-Dimmable-Exceptional-Light-Quality-LED-Light-Bulb-2-Pack-TBR30-06527FLFH25-12DE26-1-12/304006396 | 0 | No Labor Cost | 3.14 | bulb |  | 3.14
Equipment | LED - 9W Flood | ENERGY STAR Qualified 9W Screw-In LED | 4018W EISA Compliant Halogen Lamp | Commercial | New | Restaurants | FL Zone 2 | Per Lamp | 62% | 261.17 | 36.162 | 225.008 | 0.86154 | 15 | 0 | 0 | 1.85 | https://www.homedepot.com/p/Philips-65-Watt-Incandescent-BR30-Flood-Light-Bulb-12-Pack-per-Case-248872/100560688 | 0 | No Labor Cost | 4.99 | https://www.homedepot.com/p/Cree-65W-Equivalent-Soft-White-2700K-BR30-Dimmable-Exceptional-Light-Quality-LED-Light-Bulb-2-Pack-TBR30-06527FLFH25-12DE26-1-12/304006396 | 0 | No Labor Cost | 3.14 | bulb |  | 3.14
Equipment | LED - 9W Flood | ENERGY STAR Qualified 9W Screw-In LED | 4018W EISA Compliant Halogen Lamp | Commercial | New | Retail | FL Zone 2 | Per Lamp | 62% | 261.17 | 36.162 | 225.008 | 0.86154 | 15 | 0 | 0 | 1.85 | https://www.homedepot.com/p/Philips-65-Watt-Incandescent-BR30-Flood-Light-Bulb-12-Pack-per-Case-248872/100560688 | 0 | No Labor Cost | 4.99 | https://www.homedepot.com/p/Cree-65W-Equivalent-Soft-White-2700K-BR30-Dimmable-Exceptional-Light-Quality-LED-Light-Bulb-2-Pack-TBR30-06527FLFH25-12DE26-1-12/304006396 | 0 | No Labor Cost | 3.14 | bulb |  | 3.14
Equipment | LED - 9W Flood | ENERGY STAR Qualified 9W Screw-In LED | 4018W EISA Compliant Halogen Lamp | Commercial | New | Schools K-12 | FL Zone 2 | Per Lamp | 86% | 261.17 | 36.162 | 225.008 | 0.86154 | 15 | 0 | 0 | 1.85 | https://www.homedepot.com/p/Philips-65-Watt-Incandescent-BR30-Flood-Light-Bulb-12-Pack-per-Case-248872/100560688 | 0 | No Labor Cost | 4.99 | https://www.homedepot.com/p/Cree-65W-Equivalent-Soft-White-2700K-BR30-Dimmable-Exceptional-Light-Quality-LED-Light-Bulb-2-Pack-TBR30-06527FLFH25-12DE26-1-12/304006396 | 0 | No Labor Cost | 3.14 | bulb |  | 3.14
Equipment | LED - 9W Flood | ENERGY STAR Qualified 9W Screw-In LED | 4018W EISA Compliant Halogen Lamp | Commercial | New | Warehouse | FL Zone 2 | Per Lamp | 86% | 261.17 | 36.162 | 225.008 | 0.86154 | 15 | 0 | 0 | 1.85 | https://www.homedepot.com/p/Philips-65-Watt-Incandescent-BR30-Flood-Light-Bulb-12-Pack-per-Case-248872/100560688 | 0 | No Labor Cost | 4.99 | https://www.homedepot.com/p/Cree-65W-Equivalent-Soft-White-2700K-BR30-Dimmable-Exceptional-Light-Quality-LED-Light-Bulb-2-Pack-TBR30-06527FLFH25-12DE26-1-12/304006396 | 0 | No Labor Cost | 3.14 | bulb |  | 3.14
Equipment | LED Display Lighting (Exterior) | One Letter of LED Signage, < 2ft in Height | One Letter of Neon or Argon-mercury Signage, < 2ft in Height | Commercial | Turnover | Assembly | FL Zone 2 | Per Fixture | 4% | 433.944 | 56.252 | 377.692 | 0.87037 | 15 | 0 | 0 | 295 | Market Research, 2014, Grainger | 0 | 0 | 330 | Pennsylvania Public Utility Commission 2013 Incremental Cost Database | 0 | 0 | 35 | fixture |  | 35
Equipment | LED Display Lighting (Exterior) | One Letter of LED Signage, < 2ft in Height | One Letter of Neon or Argon-mercury Signage, < 2ft in Height | Commercial | Turnover | College and University | FL Zone 2 | Per Fixture | 5% | 433.944 | 56.252 | 377.692 | 0.87037 | 15 | 0 | 0 | 295 | Market Research, 2014, Grainger | 0 | 0 | 330 | Pennsylvania Public Utility Commission 2013 Incremental Cost Database | 0 | 0 | 35 | fixture |  | 35
Equipment | LED Display Lighting (Exterior) | One Letter of LED Signage, < 2ft in Height | One Letter of Neon or Argon-mercury Signage, < 2ft in Height | Commercial | Turnover | Grocery | FL Zone 2 | Per Fixture | 4% | 433.944 | 56.252 | 377.692 | 0.87037 | 15 | 0 | 0 | 295 | Market Research, 2014, Grainger | 0 | 0 | 330 | Pennsylvania Public Utility Commission 2013 Incremental Cost Database | 0 | 0 | 35 | fixture |  | 35
Equipment | LED Display Lighting (Exterior) | One Letter of LED Signage, < 2ft in Height | One Letter of Neon or Argon-mercury Signage, < 2ft in Height | Commercial | Turnover | Healthcare | FL Zone 2 | Per Fixture | 5% | 433.944 | 56.252 | 377.692 | 0.87037 | 15 | 0 | 0 | 295 | Market Research, 2014, Grainger | 0 | 0 | 330 | Pennsylvania Public Utility Commission 2013 Incremental Cost Database | 0 | 0 | 35 | fixture |  | 35
Equipment | LED Display Lighting (Exterior) | One Letter of LED Signage, < 2ft in Height | One Letter of Neon or Argon-mercury Signage, < 2ft in Height | Commercial | Turnover | Hospitals | FL Zone 2 | Per Fixture | 4% | 433.944 | 56.252 | 377.692 | 0.87037 | 15 | 0 | 0 | 295 | Market Research, 2014, Grainger | 0 | 0 | 330 | Pennsylvania Public Utility Commission 2013 Incremental Cost Database | 0 | 0 | 35 | fixture |  | 35
Equipment | LED Display Lighting (Exterior) | One Letter of LED Signage, < 2ft in Height | One Letter of Neon or Argon-mercury Signage, < 2ft in Height | Commercial | Turnover | Institutional | FL Zone 2 | Per Fixture | 5% | 433.944 | 56.252 | 377.692 | 0.87037 | 15 | 0 | 0 | 295 | Market Research, 2014, Grainger | 0 | 0 | 330 | Pennsylvania Public Utility Commission 2013 Incremental Cost Database | 0 | 0 | 35 | fixture |  | 35
Equipment | LED Display Lighting (Exterior) | One Letter of LED Signage, < 2ft in Height | One Letter of Neon or Argon-mercury Signage, < 2ft in Height | Commercial | Turnover | Lodging/Hospitality | FL Zone 2 | Per Fixture | 4% | 433.944 | 56.252 | 377.692 | 0.87037 | 15 | 0 | 0 | 295 | Market Research, 2014, Grainger | 0 | 0 | 330 | Pennsylvania Public Utility Commission 2013 Incremental Cost Database | 0 | 0 | 35 | fixture |  | 35
Equipment | LED Display Lighting (Exterior) | One Letter of LED Signage, < 2ft in Height | One Letter of Neon or Argon-mercury Signage, < 2ft in Height | Commercial | Turnover | Miscellaneous | FL Zone 2 | Per Fixture | 5% | 433.944 | 56.252 | 377.692 | 0.87037 | 15 | 0 | 0 | 295 | Market Research, 2014, Grainger | 0 | 0 | 330 | Pennsylvania Public Utility Commission 2013 Incremental Cost Database | 0 | 0 | 35 | fixture |  | 35
Equipment | LED Display Lighting (Exterior) | One Letter of LED Signage, < 2ft in Height | One Letter of Neon or Argon-mercury Signage, < 2ft in Height | Commercial | Turnover | Offices | FL Zone 2 | Per Fixture | 4% | 433.944 | 56.252 | 377.692 | 0.87037 | 15 | 0 | 0 | 295 | Market Research, 2014, Grainger | 0 | 0 | 330 | Pennsylvania Public Utility Commission 2013 Incremental Cost Database | 0 | 0 | 35 | fixture |  | 35
Equipment | LED Display Lighting (Exterior) | One Letter of LED Signage, < 2ft in Height | One Letter of Neon or Argon-mercury Signage, < 2ft in Height | Commercial | Turnover | Restaurants | FL Zone 2 | Per Fixture | 4% | 433.944 | 56.252 | 377.692 | 0.87037 | 15 | 0 | 0 | 295 | Market Research, 2014, Grainger | 0 | 0 | 330 | Pennsylvania Public Utility Commission 2013 Incremental Cost Database | 0 | 0 | 35 | fixture |  | 35
Equipment | LED Display Lighting (Exterior) | One Letter of LED Signage, < 2ft in Height | One Letter of Neon or Argon-mercury Signage, < 2ft in Height | Commercial | Turnover | Retail | FL Zone 2 | Per Fixture | 4% | 433.944 | 56.252 | 377.692 | 0.87037 | 15 | 0 | 0 | 295 | Market Research, 2014, Grainger | 0 | 0 | 330 | Pennsylvania Public Utility Commission 2013 Incremental Cost Database | 0 | 0 | 35 | fixture |  | 35
Equipment | LED Display Lighting (Exterior) | One Letter of LED Signage, < 2ft in Height | One Letter of Neon or Argon-mercury Signage, < 2ft in Height | Commercial | Turnover | Schools K-12 | FL Zone 2 | Per Fixture | 5% | 433.944 | 56.252 | 377.692 | 0.87037 | 15 | 0 | 0 | 295 | Market Research, 2014, Grainger | 0 | 0 | 330 | Pennsylvania Public Utility Commission 2013 Incremental Cost Database | 0 | 0 | 35 | fixture |  | 35
Equipment | LED Display Lighting (Exterior) | One Letter of LED Signage, < 2ft in Height | One Letter of Neon or Argon-mercury Signage, < 2ft in Height | Commercial | Turnover | Warehouse | FL Zone 2 | Per Fixture | 5% | 433.944 | 56.252 | 377.692 | 0.87037 | 15 | 0 | 0 | 295 | Market Research, 2014, Grainger | 0 | 0 | 330 | Pennsylvania Public Utility Commission 2013 Incremental Cost Database | 0 | 0 | 35 | fixture |  | 35
Equipment | LED Display Lighting (Exterior) | One Letter of LED Signage, < 2ft in Height | One Letter of Neon or Argon-mercury Signage, < 2ft in Height | Commercial | New | Assembly | FL Zone 2 | Per Fixture | 5% | 433.944 | 56.252 | 377.692 | 0.87037 | 15 | 0 | 0 | 295 | Market Research, 2014, Grainger | 0 | 0 | 330 | Pennsylvania Public Utility Commission 2013 Incremental Cost Database | 0 | 0 | 35 | fixture |  | 35
Equipment | LED Display Lighting (Exterior) | One Letter of LED Signage, < 2ft in Height | One Letter of Neon or Argon-mercury Signage, < 2ft in Height | Commercial | New | College and University | FL Zone 2 | Per Fixture | 5% | 433.944 | 56.252 | 377.692 | 0.87037 | 15 | 0 | 0 | 295 | Market Research, 2014, Grainger | 0 | 0 | 330 | Pennsylvania Public Utility Commission 2013 Incremental Cost Database | 0 | 0 | 35 | fixture |  | 35
Equipment | LED Display Lighting (Exterior) | One Letter of LED Signage, < 2ft in Height | One Letter of Neon or Argon-mercury Signage, < 2ft in Height | Commercial | New | Grocery | FL Zone 2 | Per Fixture | 5% | 433.944 | 56.252 | 377.692 | 0.87037 | 15 | 0 | 0 | 295 | Market Research, 2014, Grainger | 0 | 0 | 330 | Pennsylvania Public Utility Commission 2013 Incremental Cost Database | 0 | 0 | 35 | fixture |  | 35
Equipment | LED Display Lighting (Exterior) | One Letter of LED Signage, < 2ft in Height | One Letter of Neon or Argon-mercury Signage, < 2ft in Height | Commercial | New | Healthcare | FL Zone 2 | Per Fixture | 5% | 433.944 | 56.252 | 377.692 | 0.87037 | 15 | 0 | 0 | 295 | Market Research, 2014, Grainger | 0 | 0 | 330 | Pennsylvania Public Utility Commission 2013 Incremental Cost Database | 0 | 0 | 35 | fixture |  | 35
Equipment | LED Display Lighting (Exterior) | One Letter of LED Signage, < 2ft in Height | One Letter of Neon or Argon-mercury Signage, < 2ft in Height | Commercial | New | Hospitals | FL Zone 2 | Per Fixture | 5% | 433.944 | 56.252 | 377.692 | 0.87037 | 15 | 0 | 0 | 295 | Market Research, 2014, Grainger | 0 | 0 | 330 | Pennsylvania Public Utility Commission 2013 Incremental Cost Database | 0 | 0 | 35 | fixture |  | 35
Equipment | LED Display Lighting (Exterior) | One Letter of LED Signage, < 2ft in Height | One Letter of Neon or Argon-mercury Signage, < 2ft in Height | Commercial | New | Institutional | FL Zone 2 | Per Fixture | 5% | 433.944 | 56.252 | 377.692 | 0.87037 | 15 | 0 | 0 | 295 | Market Research, 2014, Grainger | 0 | 0 | 330 | Pennsylvania Public Utility Commission 2013 Incremental Cost Database | 0 | 0 | 35 | fixture |  | 35
Equipment | LED Display Lighting (Exterior) | One Letter of LED Signage, < 2ft in Height | One Letter of Neon or Argon-mercury Signage, < 2ft in Height | Commercial | New | Lodging/Hospitality | FL Zone 2 | Per Fixture | 5% | 433.944 | 56.252 | 377.692 | 0.87037 | 15 | 0 | 0 | 295 | Market Research, 2014, Grainger | 0 | 0 | 330 | Pennsylvania Public Utility Commission 2013 Incremental Cost Database | 0 | 0 | 35 | fixture |  | 35
Equipment | LED Display Lighting (Exterior) | One Letter of LED Signage, < 2ft in Height | One Letter of Neon or Argon-mercury Signage, < 2ft in Height | Commercial | New | Miscellaneous | FL Zone 2 | Per Fixture | 5% | 433.944 | 56.252 | 377.692 | 0.87037 | 15 | 0 | 0 | 295 | Market Research, 2014, Grainger | 0 | 0 | 330 | Pennsylvania Public Utility Commission 2013 Incremental Cost Database | 0 | 0 | 35 | fixture |  | 35
Equipment | LED Display Lighting (Exterior) | One Letter of LED Signage, < 2ft in Height | One Letter of Neon or Argon-mercury Signage, < 2ft in Height | Commercial | New | Offices | FL Zone 2 | Per Fixture | 5% | 433.944 | 56.252 | 377.692 | 0.87037 | 15 | 0 | 0 | 295 | Market Research, 2014, Grainger | 0 | 0 | 330 | Pennsylvania Public Utility Commission 2013 Incremental Cost Database | 0 | 0 | 35 | fixture |  | 35
Equipment | LED Display Lighting (Exterior) | One Letter of LED Signage, < 2ft in Height | One Letter of Neon or Argon-mercury Signage, < 2ft in Height | Commercial | New | Restaurants | FL Zone 2 | Per Fixture | 5% | 433.944 | 56.252 | 377.692 | 0.87037 | 15 | 0 | 0 | 295 | Market Research, 2014, Grainger | 0 | 0 | 330 | Pennsylvania Public Utility Commission 2013 Incremental Cost Database | 0 | 0 | 35 | fixture |  | 35
Equipment | LED Display Lighting (Exterior) | One Letter of LED Signage, < 2ft in Height | One Letter of Neon or Argon-mercury Signage, < 2ft in Height | Commercial | New | Retail | FL Zone 2 | Per Fixture | 5% | 433.944 | 56.252 | 377.692 | 0.87037 | 15 | 0 | 0 | 295 | Market Research, 2014, Grainger | 0 | 0 | 330 | Pennsylvania Public Utility Commission 2013 Incremental Cost Database | 0 | 0 | 35 | fixture |  | 35
Equipment | LED Display Lighting (Exterior) | One Letter of LED Signage, < 2ft in Height | One Letter of Neon or Argon-mercury Signage, < 2ft in Height | Commercial | New | Schools K-12 | FL Zone 2 | Per Fixture | 5% | 433.944 | 56.252 | 377.692 | 0.87037 | 15 | 0 | 0 | 295 | Market Research, 2014, Grainger | 0 | 0 | 330 | Pennsylvania Public Utility Commission 2013 Incremental Cost Database | 0 | 0 | 35 | fixture |  | 35
Equipment | LED Display Lighting (Exterior) | One Letter of LED Signage, < 2ft in Height | One Letter of Neon or Argon-mercury Signage, < 2ft in Height | Commercial | New | Warehouse | FL Zone 2 | Per Fixture | 5% | 433.944 | 56.252 | 377.692 | 0.87037 | 15 | 0 | 0 | 295 | Market Research, 2014, Grainger | 0 | 0 | 330 | Pennsylvania Public Utility Commission 2013 Incremental Cost Database | 0 | 0 | 35 | fixture |  | 35
Equipment | LED Exterior Lighting | One 65W LED Canopy Light | Equipment 1: Average Lumen Equivalent Exterior HID Area Lighting Equipment 2: Average Lumen Equivalent Exterior Incandescent Area Light | Commercial | Turnover | Assembly | FL Zone 2 | Per Unit | 4% | 1261.652 | 498.232 | 763.42 | 0.6051 | 13 | 0 | 0 | 0 | Reference source included incremental cost only | 0 | 0 | 287 | Illinois 2018 Statewide TRM, Section 4.5.4 | 0 | 0 | 287 | fixture |  | 287
Equipment | LED Exterior Lighting | One 65W LED Canopy Light | Equipment 1: Average Lumen Equivalent Exterior HID Area Lighting Equipment 2: Average Lumen Equivalent Exterior Incandescent Area Light | Commercial | Turnover | College and University | FL Zone 2 | Per Unit | 5% | 1261.652 | 498.232 | 763.42 | 0.6051 | 13 | 0 | 0 | 0 | Reference source included incremental cost only | 0 | 0 | 287 | Illinois 2018 Statewide TRM, Section 4.5.4 | 0 | 0 | 287 | fixture |  | 287
Equipment | LED Exterior Lighting | One 65W LED Canopy Light | Equipment 1: Average Lumen Equivalent Exterior HID Area Lighting Equipment 2: Average Lumen Equivalent Exterior Incandescent Area Light | Commercial | Turnover | Grocery | FL Zone 2 | Per Unit | 4% | 1261.652 | 498.232 | 763.42 | 0.6051 | 13 | 0 | 0 | 0 | Reference source included incremental cost only | 0 | 0 | 287 | Illinois 2018 Statewide TRM, Section 4.5.4 | 0 | 0 | 287 | fixture |  | 287
Equipment | LED Exterior Lighting | One 65W LED Canopy Light | Equipment 1: Average Lumen Equivalent Exterior HID Area Lighting Equipment 2: Average Lumen Equivalent Exterior Incandescent Area Light | Commercial | Turnover | Healthcare | FL Zone 2 | Per Unit | 5% | 1261.652 | 498.232 | 763.42 | 0.6051 | 13 | 0 | 0 | 0 | Reference source included incremental cost only | 0 | 0 | 287 | Illinois 2018 Statewide TRM, Section 4.5.4 | 0 | 0 | 287 | fixture |  | 287
Equipment | LED Exterior Lighting | One 65W LED Canopy Light | Equipment 1: Average Lumen Equivalent Exterior HID Area Lighting Equipment 2: Average Lumen Equivalent Exterior Incandescent Area Light | Commercial | Turnover | Hospitals | FL Zone 2 | Per Unit | 4% | 1261.652 | 498.232 | 763.42 | 0.6051 | 13 | 0 | 0 | 0 | Reference source included incremental cost only | 0 | 0 | 287 | Illinois 2018 Statewide TRM, Section 4.5.4 | 0 | 0 | 287 | fixture |  | 287
Equipment | LED Exterior Lighting | One 65W LED Canopy Light | Equipment 1: Average Lumen Equivalent Exterior HID Area Lighting Equipment 2: Average Lumen Equivalent Exterior Incandescent Area Light | Commercial | Turnover | Institutional | FL Zone 2 | Per Unit | 5% | 1261.652 | 498.232 | 763.42 | 0.6051 | 13 | 0 | 0 | 0 | Reference source included incremental cost only | 0 | 0 | 287 | Illinois 2018 Statewide TRM, Section 4.5.4 | 0 | 0 | 287 | fixture |  | 287
Equipment | LED Exterior Lighting | One 65W LED Canopy Light | Equipment 1: Average Lumen Equivalent Exterior HID Area Lighting Equipment 2: Average Lumen Equivalent Exterior Incandescent Area Light | Commercial | Turnover | Lodging/Hospitality | FL Zone 2 | Per Unit | 4% | 1261.652 | 498.232 | 763.42 | 0.6051 | 13 | 0 | 0 | 0 | Reference source included incremental cost only | 0 | 0 | 287 | Illinois 2018 Statewide TRM, Section 4.5.4 | 0 | 0 | 287 | fixture |  | 287
Equipment | LED Exterior Lighting | One 65W LED Canopy Light | Equipment 1: Average Lumen Equivalent Exterior HID Area Lighting Equipment 2: Average Lumen Equivalent Exterior Incandescent Area Light | Commercial | Turnover | Miscellaneous | FL Zone 2 | Per Unit | 5% | 1261.652 | 498.232 | 763.42 | 0.6051 | 13 | 0 | 0 | 0 | Reference source included incremental cost only | 0 | 0 | 287 | Illinois 2018 Statewide TRM, Section 4.5.4 | 0 | 0 | 287 | fixture |  | 287
Equipment | LED Exterior Lighting | One 65W LED Canopy Light | Equipment 1: Average Lumen Equivalent Exterior HID Area Lighting Equipment 2: Average Lumen Equivalent Exterior Incandescent Area Light | Commercial | Turnover | Offices | FL Zone 2 | Per Unit | 4% | 1261.652 | 498.232 | 763.42 | 0.6051 | 13 | 0 | 0 | 0 | Reference source included incremental cost only | 0 | 0 | 287 | Illinois 2018 Statewide TRM, Section 4.5.4 | 0 | 0 | 287 | fixture |  | 287
Equipment | LED Exterior Lighting | One 65W LED Canopy Light | Equipment 1: Average Lumen Equivalent Exterior HID Area Lighting Equipment 2: Average Lumen Equivalent Exterior Incandescent Area Light | Commercial | Turnover | Restaurants | FL Zone 2 | Per Unit | 4% | 1261.652 | 498.232 | 763.42 | 0.6051 | 13 | 0 | 0 | 0 | Reference source included incremental cost only | 0 | 0 | 287 | Illinois 2018 Statewide TRM, Section 4.5.4 | 0 | 0 | 287 | fixture |  | 287
Equipment | LED Exterior Lighting | One 65W LED Canopy Light | Equipment 1: Average Lumen Equivalent Exterior HID Area Lighting Equipment 2: Average Lumen Equivalent Exterior Incandescent Area Light | Commercial | Turnover | Retail | FL Zone 2 | Per Unit | 4% | 1261.652 | 498.232 | 763.42 | 0.6051 | 13 | 0 | 0 | 0 | Reference source included incremental cost only | 0 | 0 | 287 | Illinois 2018 Statewide TRM, Section 4.5.4 | 0 | 0 | 287 | fixture |  | 287
Equipment | LED Exterior Lighting | One 65W LED Canopy Light | Equipment 1: Average Lumen Equivalent Exterior HID Area Lighting Equipment 2: Average Lumen Equivalent Exterior Incandescent Area Light | Commercial | Turnover | Schools K-12 | FL Zone 2 | Per Unit | 5% | 1261.652 | 498.232 | 763.42 | 0.6051 | 13 | 0 | 0 | 0 | Reference source included incremental cost only | 0 | 0 | 287 | Illinois 2018 Statewide TRM, Section 4.5.4 | 0 | 0 | 287 | fixture |  | 287
Equipment | LED Exterior Lighting | One 65W LED Canopy Light | Equipment 1: Average Lumen Equivalent Exterior HID Area Lighting Equipment 2: Average Lumen Equivalent Exterior Incandescent Area Light | Commercial | Turnover | Warehouse | FL Zone 2 | Per Unit | 5% | 1261.652 | 498.232 | 763.42 | 0.6051 | 13 | 0 | 0 | 0 | Reference source included incremental cost only | 0 | 0 | 287 | Illinois 2018 Statewide TRM, Section 4.5.4 | 0 | 0 | 287 | fixture |  | 287
Equipment | LED Exterior Lighting | One 65W LED Canopy Light | Equipment 1: Average Lumen Equivalent Exterior HID Area Lighting Equipment 2: Average Lumen Equivalent Exterior Incandescent Area Light | Commercial | New | Assembly | FL Zone 2 | Per Unit | 5% | 1261.652 | 498.232 | 763.42 | 0.6051 | 13 | 0 | 0 | 0 | Reference source included incremental cost only | 0 | 0 | 287 | Illinois 2018 Statewide TRM, Section 4.5.4 | 0 | 0 | 287 | fixture |  | 287
Equipment | LED Exterior Lighting | One 65W LED Canopy Light | Equipment 1: Average Lumen Equivalent Exterior HID Area Lighting Equipment 2: Average Lumen Equivalent Exterior Incandescent Area Light | Commercial | New | College and University | FL Zone 2 | Per Unit | 5% | 1261.652 | 498.232 | 763.42 | 0.6051 | 13 | 0 | 0 | 0 | Reference source included incremental cost only | 0 | 0 | 287 | Illinois 2018 Statewide TRM, Section 4.5.4 | 0 | 0 | 287 | fixture |  | 287
Equipment | LED Exterior Lighting | One 65W LED Canopy Light | Equipment 1: Average Lumen Equivalent Exterior HID Area Lighting Equipment 2: Average Lumen Equivalent Exterior Incandescent Area Light | Commercial | New | Grocery | FL Zone 2 | Per Unit | 5% | 1261.652 | 498.232 | 763.42 | 0.6051 | 13 | 0 | 0 | 0 | Reference source included incremental cost only | 0 | 0 | 287 | Illinois 2018 Statewide TRM, Section 4.5.4 | 0 | 0 | 287 | fixture |  | 287
Equipment | LED Exterior Lighting | One 65W LED Canopy Light | Equipment 1: Average Lumen Equivalent Exterior HID Area Lighting Equipment 2: Average Lumen Equivalent Exterior Incandescent Area Light | Commercial | New | Healthcare | FL Zone 2 | Per Unit | 5% | 1261.652 | 498.232 | 763.42 | 0.6051 | 13 | 0 | 0 | 0 | Reference source included incremental cost only | 0 | 0 | 287 | Illinois 2018 Statewide TRM, Section 4.5.4 | 0 | 0 | 287 | fixture |  | 287
Equipment | LED Exterior Lighting | One 65W LED Canopy Light | Equipment 1: Average Lumen Equivalent Exterior HID Area Lighting Equipment 2: Average Lumen Equivalent Exterior Incandescent Area Light | Commercial | New | Hospitals | FL Zone 2 | Per Unit | 5% | 1261.652 | 498.232 | 763.42 | 0.6051 | 13 | 0 | 0 | 0 | Reference source included incremental cost only | 0 | 0 | 287 | Illinois 2018 Statewide TRM, Section 4.5.4 | 0 | 0 | 287 | fixture |  | 287
Equipment | LED Exterior Lighting | One 65W LED Canopy Light | Equipment 1: Average Lumen Equivalent Exterior HID Area Lighting Equipment 2: Average Lumen Equivalent Exterior Incandescent Area Light | Commercial | New | Institutional | FL Zone 2 | Per Unit | 5% | 1261.652 | 498.232 | 763.42 | 0.6051 | 13 | 0 | 0 | 0 | Reference source included incremental cost only | 0 | 0 | 287 | Illinois 2018 Statewide TRM, Section 4.5.4 | 0 | 0 | 287 | fixture |  | 287
Equipment | LED Exterior Lighting | One 65W LED Canopy Light | Equipment 1: Average Lumen Equivalent Exterior HID Area Lighting Equipment 2: Average Lumen Equivalent Exterior Incandescent Area Light | Commercial | New | Lodging/Hospitality | FL Zone 2 | Per Unit | 5% | 1261.652 | 498.232 | 763.42 | 0.6051 | 13 | 0 | 0 | 0 | Reference source included incremental cost only | 0 | 0 | 287 | Illinois 2018 Statewide TRM, Section 4.5.4 | 0 | 0 | 287 | fixture |  | 287
Equipment | LED Exterior Lighting | One 65W LED Canopy Light | Equipment 1: Average Lumen Equivalent Exterior HID Area Lighting Equipment 2: Average Lumen Equivalent Exterior Incandescent Area Light | Commercial | New | Miscellaneous | FL Zone 2 | Per Unit | 5% | 1261.652 | 498.232 | 763.42 | 0.6051 | 13 | 0 | 0 | 0 | Reference source included incremental cost only | 0 | 0 | 287 | Illinois 2018 Statewide TRM, Section 4.5.4 | 0 | 0 | 287 | fixture |  | 287
Equipment | LED Exterior Lighting | One 65W LED Canopy Light | Equipment 1: Average Lumen Equivalent Exterior HID Area Lighting Equipment 2: Average Lumen Equivalent Exterior Incandescent Area Light | Commercial | New | Offices | FL Zone 2 | Per Unit | 5% | 1261.652 | 498.232 | 763.42 | 0.6051 | 13 | 0 | 0 | 0 | Reference source included incremental cost only | 0 | 0 | 287 | Illinois 2018 Statewide TRM, Section 4.5.4 | 0 | 0 | 287 | fixture |  | 287
Equipment | LED Exterior Lighting | One 65W LED Canopy Light | Equipment 1: Average Lumen Equivalent Exterior HID Area Lighting Equipment 2: Average Lumen Equivalent Exterior Incandescent Area Light | Commercial | New | Restaurants | FL Zone 2 | Per Unit | 5% | 1261.652 | 498.232 | 763.42 | 0.6051 | 13 | 0 | 0 | 0 | Reference source included incremental cost only | 0 | 0 | 287 | Illinois 2018 Statewide TRM, Section 4.5.4 | 0 | 0 | 287 | fixture |  | 287
Equipment | LED Exterior Lighting | One 65W LED Canopy Light | Equipment 1: Average Lumen Equivalent Exterior HID Area Lighting Equipment 2: Average Lumen Equivalent Exterior Incandescent Area Light | Commercial | New | Retail | FL Zone 2 | Per Unit | 5% | 1261.652 | 498.232 | 763.42 | 0.6051 | 13 | 0 | 0 | 0 | Reference source included incremental cost only | 0 | 0 | 287 | Illinois 2018 Statewide TRM, Section 4.5.4 | 0 | 0 | 287 | fixture |  | 287
Equipment | LED Exterior Lighting | One 65W LED Canopy Light | Equipment 1: Average Lumen Equivalent Exterior HID Area Lighting Equipment 2: Average Lumen Equivalent Exterior Incandescent Area Light | Commercial | New | Schools K-12 | FL Zone 2 | Per Unit | 5% | 1261.652 | 498.232 | 763.42 | 0.6051 | 13 | 0 | 0 | 0 | Reference source included incremental cost only | 0 | 0 | 287 | Illinois 2018 Statewide TRM, Section 4.5.4 | 0 | 0 | 287 | fixture |  | 287
Equipment | LED Exterior Lighting | One 65W LED Canopy Light | Equipment 1: Average Lumen Equivalent Exterior HID Area Lighting Equipment 2: Average Lumen Equivalent Exterior Incandescent Area Light | Commercial | New | Warehouse | FL Zone 2 | Per Unit | 5% | 1261.652 | 498.232 | 763.42 | 0.6051 | 13 | 0 | 0 | 0 | Reference source included incremental cost only | 0 | 0 | 287 | Illinois 2018 Statewide TRM, Section 4.5.4 | 0 | 0 | 287 | fixture |  | 287
Equipment | LED Parking Lighting | One 160W LED Area Light | Equipment 1: Average Lumen Equivalent Exterior Incandescent Area Lighting Equipment 2: One Average Lumen Equivalent Exterior HID Area Light | Commercial | Turnover | Assembly | FL Zone 2 | Per Fixture | 7% | 4018 | 642.88 | 3375.12 | 0.84 | 18 | 0 | 0 | 271.43 | Market Research, 2016, RAB Lighting | 0 | 0 | 433.28 | Market Research, 2016, RAB Lighting | 0 | 0 | 161.85 | fixture |  | 161.85
Equipment | LED Parking Lighting | One 160W LED Area Light | Equipment 1: Average Lumen Equivalent Exterior Incandescent Area Lighting Equipment 2: One Average Lumen Equivalent Exterior HID Area Light | Commercial | Turnover | College and University | FL Zone 2 | Per Fixture | 7% | 4018 | 642.88 | 3375.12 | 0.84 | 18 | 0 | 0 | 271.43 | Market Research, 2016, RAB Lighting | 0 | 0 | 433.28 | Market Research, 2016, RAB Lighting | 0 | 0 | 161.85 | fixture |  | 161.85
Equipment | LED Parking Lighting | One 160W LED Area Light | Equipment 1: Average Lumen Equivalent Exterior Incandescent Area Lighting Equipment 2: One Average Lumen Equivalent Exterior HID Area Light | Commercial | Turnover | Grocery | FL Zone 2 | Per Fixture | 7% | 4018 | 642.88 | 3375.12 | 0.84 | 18 | 0 | 0 | 271.43 | Market Research, 2016, RAB Lighting | 0 | 0 | 433.28 | Market Research, 2016, RAB Lighting | 0 | 0 | 161.85 | fixture |  | 161.85
Equipment | LED Parking Lighting | One 160W LED Area Light | Equipment 1: Average Lumen Equivalent Exterior Incandescent Area Lighting Equipment 2: One Average Lumen Equivalent Exterior HID Area Light | Commercial | Turnover | Healthcare | FL Zone 2 | Per Fixture | 7% | 4018 | 642.88 | 3375.12 | 0.84 | 18 | 0 | 0 | 271.43 | Market Research, 2016, RAB Lighting | 0 | 0 | 433.28 | Market Research, 2016, RAB Lighting | 0 | 0 | 161.85 | fixture |  | 161.85
Equipment | LED Parking Lighting | One 160W LED Area Light | Equipment 1: Average Lumen Equivalent Exterior Incandescent Area Lighting Equipment 2: One Average Lumen Equivalent Exterior HID Area Light | Commercial | Turnover | Hospitals | FL Zone 2 | Per Fixture | 7% | 4018 | 642.88 | 3375.12 | 0.84 | 18 | 0 | 0 | 271.43 | Market Research, 2016, RAB Lighting | 0 | 0 | 433.28 | Market Research, 2016, RAB Lighting | 0 | 0 | 161.85 | fixture |  | 161.85
Equipment | LED Parking Lighting | One 160W LED Area Light | Equipment 1: Average Lumen Equivalent Exterior Incandescent Area Lighting Equipment 2: One Average Lumen Equivalent Exterior HID Area Light | Commercial | Turnover | Institutional | FL Zone 2 | Per Fixture | 7% | 4018 | 642.88 | 3375.12 | 0.84 | 18 | 0 | 0 | 271.43 | Market Research, 2016, RAB Lighting | 0 | 0 | 433.28 | Market Research, 2016, RAB Lighting | 0 | 0 | 161.85 | fixture |  | 161.85
Equipment | LED Parking Lighting | One 160W LED Area Light | Equipment 1: Average Lumen Equivalent Exterior Incandescent Area Lighting Equipment 2: One Average Lumen Equivalent Exterior HID Area Light | Commercial | Turnover | Lodging/Hospitality | FL Zone 2 | Per Fixture | 7% | 4018 | 642.88 | 3375.12 | 0.84 | 18 | 0 | 0 | 271.43 | Market Research, 2016, RAB Lighting | 0 | 0 | 433.28 | Market Research, 2016, RAB Lighting | 0 | 0 | 161.85 | fixture |  | 161.85
Equipment | LED Parking Lighting | One 160W LED Area Light | Equipment 1: Average Lumen Equivalent Exterior Incandescent Area Lighting Equipment 2: One Average Lumen Equivalent Exterior HID Area Light | Commercial | Turnover | Miscellaneous | FL Zone 2 | Per Fixture | 7% | 4018 | 642.88 | 3375.12 | 0.84 | 18 | 0 | 0 | 271.43 | Market Research, 2016, RAB Lighting | 0 | 0 | 433.28 | Market Research, 2016, RAB Lighting | 0 | 0 | 161.85 | fixture |  | 161.85
Equipment | LED Parking Lighting | One 160W LED Area Light | Equipment 1: Average Lumen Equivalent Exterior Incandescent Area Lighting Equipment 2: One Average Lumen Equivalent Exterior HID Area Light | Commercial | Turnover | Offices | FL Zone 2 | Per Fixture | 7% | 4018 | 642.88 | 3375.12 | 0.84 | 18 | 0 | 0 | 271.43 | Market Research, 2016, RAB Lighting | 0 | 0 | 433.28 | Market Research, 2016, RAB Lighting | 0 | 0 | 161.85 | fixture |  | 161.85
Equipment | LED Parking Lighting | One 160W LED Area Light | Equipment 1: Average Lumen Equivalent Exterior Incandescent Area Lighting Equipment 2: One Average Lumen Equivalent Exterior HID Area Light | Commercial | Turnover | Restaurants | FL Zone 2 | Per Fixture | 7% | 4018 | 642.88 | 3375.12 | 0.84 | 18 | 0 | 0 | 271.43 | Market Research, 2016, RAB Lighting | 0 | 0 | 433.28 | Market Research, 2016, RAB Lighting | 0 | 0 | 161.85 | fixture |  | 161.85
Equipment | LED Parking Lighting | One 160W LED Area Light | Equipment 1: Average Lumen Equivalent Exterior Incandescent Area Lighting Equipment 2: One Average Lumen Equivalent Exterior HID Area Light | Commercial | Turnover | Retail | FL Zone 2 | Per Fixture | 7% | 4018 | 642.88 | 3375.12 | 0.84 | 18 | 0 | 0 | 271.43 | Market Research, 2016, RAB Lighting | 0 | 0 | 433.28 | Market Research, 2016, RAB Lighting | 0 | 0 | 161.85 | fixture |  | 161.85
Equipment | LED Parking Lighting | One 160W LED Area Light | Equipment 1: Average Lumen Equivalent Exterior Incandescent Area Lighting Equipment 2: One Average Lumen Equivalent Exterior HID Area Light | Commercial | Turnover | Schools K-12 | FL Zone 2 | Per Fixture | 7% | 4018 | 642.88 | 3375.12 | 0.84 | 18 | 0 | 0 | 271.43 | Market Research, 2016, RAB Lighting | 0 | 0 | 433.28 | Market Research, 2016, RAB Lighting | 0 | 0 | 161.85 | fixture |  | 161.85
Equipment | LED Parking Lighting | One 160W LED Area Light | Equipment 1: Average Lumen Equivalent Exterior Incandescent Area Lighting Equipment 2: One Average Lumen Equivalent Exterior HID Area Light | Commercial | Turnover | Warehouse | FL Zone 2 | Per Fixture | 8% | 4018 | 642.88 | 3375.12 | 0.84 | 18 | 0 | 0 | 271.43 | Market Research, 2016, RAB Lighting | 0 | 0 | 433.28 | Market Research, 2016, RAB Lighting | 0 | 0 | 161.85 | fixture |  | 161.85
Equipment | LED Parking Lighting | One 160W LED Area Light | Equipment 1: Average Lumen Equivalent Exterior Incandescent Area Lighting Equipment 2: One Average Lumen Equivalent Exterior HID Area Light | Commercial | New | Assembly | FL Zone 2 | Per Fixture | 95% | 4018 | 642.88 | 3375.12 | 0.84 | 18 | 0 | 0 | 271.43 | Market Research, 2016, RAB Lighting | 0 | 0 | 433.28 | Market Research, 2016, RAB Lighting | 0 | 0 | 161.85 | fixture |  | 161.85
Equipment | LED Parking Lighting | One 160W LED Area Light | Equipment 1: Average Lumen Equivalent Exterior Incandescent Area Lighting Equipment 2: One Average Lumen Equivalent Exterior HID Area Light | Commercial | New | College and University | FL Zone 2 | Per Fixture | 7% | 4018 | 642.88 | 3375.12 | 0.84 | 18 | 0 | 0 | 271.43 | Market Research, 2016, RAB Lighting | 0 | 0 | 433.28 | Market Research, 2016, RAB Lighting | 0 | 0 | 161.85 | fixture |  | 161.85
Equipment | LED Parking Lighting | One 160W LED Area Light | Equipment 1: Average Lumen Equivalent Exterior Incandescent Area Lighting Equipment 2: One Average Lumen Equivalent Exterior HID Area Light | Commercial | New | Grocery | FL Zone 2 | Per Fixture | 95% | 4018 | 642.88 | 3375.12 | 0.84 | 18 | 0 | 0 | 271.43 | Market Research, 2016, RAB Lighting | 0 | 0 | 433.28 | Market Research, 2016, RAB Lighting | 0 | 0 | 161.85 | fixture |  | 161.85
Equipment | LED Parking Lighting | One 160W LED Area Light | Equipment 1: Average Lumen Equivalent Exterior Incandescent Area Lighting Equipment 2: One Average Lumen Equivalent Exterior HID Area Light | Commercial | New | Healthcare | FL Zone 2 | Per Fixture | 7% | 4018 | 642.88 | 3375.12 | 0.84 | 18 | 0 | 0 | 271.43 | Market Research, 2016, RAB Lighting | 0 | 0 | 433.28 | Market Research, 2016, RAB Lighting | 0 | 0 | 161.85 | fixture |  | 161.85
Equipment | LED Parking Lighting | One 160W LED Area Light | Equipment 1: Average Lumen Equivalent Exterior Incandescent Area Lighting Equipment 2: One Average Lumen Equivalent Exterior HID Area Light | Commercial | New | Hospitals | FL Zone 2 | Per Fixture | 95% | 4018 | 642.88 | 3375.12 | 0.84 | 18 | 0 | 0 | 271.43 | Market Research, 2016, RAB Lighting | 0 | 0 | 433.28 | Market Research, 2016, RAB Lighting | 0 | 0 | 161.85 | fixture |  | 161.85
Equipment | LED Parking Lighting | One 160W LED Area Light | Equipment 1: Average Lumen Equivalent Exterior Incandescent Area Lighting Equipment 2: One Average Lumen Equivalent Exterior HID Area Light | Commercial | New | Institutional | FL Zone 2 | Per Fixture | 7% | 4018 | 642.88 | 3375.12 | 0.84 | 18 | 0 | 0 | 271.43 | Market Research, 2016, RAB Lighting | 0 | 0 | 433.28 | Market Research, 2016, RAB Lighting | 0 | 0 | 161.85 | fixture |  | 161.85
Equipment | LED Parking Lighting | One 160W LED Area Light | Equipment 1: Average Lumen Equivalent Exterior Incandescent Area Lighting Equipment 2: One Average Lumen Equivalent Exterior HID Area Light | Commercial | New | Lodging/Hospitality | FL Zone 2 | Per Fixture | 95% | 4018 | 642.88 | 3375.12 | 0.84 | 18 | 0 | 0 | 271.43 | Market Research, 2016, RAB Lighting | 0 | 0 | 433.28 | Market Research, 2016, RAB Lighting | 0 | 0 | 161.85 | fixture |  | 161.85
Equipment | LED Parking Lighting | One 160W LED Area Light | Equipment 1: Average Lumen Equivalent Exterior Incandescent Area Lighting Equipment 2: One Average Lumen Equivalent Exterior HID Area Light | Commercial | New | Miscellaneous | FL Zone 2 | Per Fixture | 7% | 4018 | 642.88 | 3375.12 | 0.84 | 18 | 0 | 0 | 271.43 | Market Research, 2016, RAB Lighting | 0 | 0 | 433.28 | Market Research, 2016, RAB Lighting | 0 | 0 | 161.85 | fixture |  | 161.85
Equipment | LED Parking Lighting | One 160W LED Area Light | Equipment 1: Average Lumen Equivalent Exterior Incandescent Area Lighting Equipment 2: One Average Lumen Equivalent Exterior HID Area Light | Commercial | New | Offices | FL Zone 2 | Per Fixture | 95% | 4018 | 642.88 | 3375.12 | 0.84 | 18 | 0 | 0 | 271.43 | Market Research, 2016, RAB Lighting | 0 | 0 | 433.28 | Market Research, 2016, RAB Lighting | 0 | 0 | 161.85 | fixture |  | 161.85
Equipment | LED Parking Lighting | One 160W LED Area Light | Equipment 1: Average Lumen Equivalent Exterior Incandescent Area Lighting Equipment 2: One Average Lumen Equivalent Exterior HID Area Light | Commercial | New | Restaurants | FL Zone 2 | Per Fixture | 95% | 4018 | 642.88 | 3375.12 | 0.84 | 18 | 0 | 0 | 271.43 | Market Research, 2016, RAB Lighting | 0 | 0 | 433.28 | Market Research, 2016, RAB Lighting | 0 | 0 | 161.85 | fixture |  | 161.85
Equipment | LED Parking Lighting | One 160W LED Area Light | Equipment 1: Average Lumen Equivalent Exterior Incandescent Area Lighting Equipment 2: One Average Lumen Equivalent Exterior HID Area Light | Commercial | New | Retail | FL Zone 2 | Per Fixture | 95% | 4018 | 642.88 | 3375.12 | 0.84 | 18 | 0 | 0 | 271.43 | Market Research, 2016, RAB Lighting | 0 | 0 | 433.28 | Market Research, 2016, RAB Lighting | 0 | 0 | 161.85 | fixture |  | 161.85
Equipment | LED Parking Lighting | One 160W LED Area Light | Equipment 1: Average Lumen Equivalent Exterior Incandescent Area Lighting Equipment 2: One Average Lumen Equivalent Exterior HID Area Light | Commercial | New | Schools K-12 | FL Zone 2 | Per Fixture | 7% | 4018 | 642.88 | 3375.12 | 0.84 | 18 | 0 | 0 | 271.43 | Market Research, 2016, RAB Lighting | 0 | 0 | 433.28 | Market Research, 2016, RAB Lighting | 0 | 0 | 161.85 | fixture |  | 161.85
Equipment | LED Parking Lighting | One 160W LED Area Light | Equipment 1: Average Lumen Equivalent Exterior Incandescent Area Lighting Equipment 2: One Average Lumen Equivalent Exterior HID Area Light | Commercial | New | Warehouse | FL Zone 2 | Per Fixture | 8% | 4018 | 642.88 | 3375.12 | 0.84 | 18 | 0 | 0 | 271.43 | Market Research, 2016, RAB Lighting | 0 | 0 | 433.28 | Market Research, 2016, RAB Lighting | 0 | 0 | 161.85 | fixture |  | 161.85
Equipment | LED Street Lights | One 210W LED Area Light | Equipment 1: Average Lumen Equivalent Exterior Incandescent Area Lighting Equipment 2: One Average Lumen Equivalent Exterior HID Area Light | Commercial | Turnover | Assembly | FL Zone 2 | Per Fixture | 0% | 2542.055 | 850.932 | 1691.123 | 0.66526 | 18 | 0 | 0 | 271.43 | Market Research, 2016, RAB Lighting | 0 | 0 | 510 | https://hangarlights.com/led-parking-lot-flood-lights.html | 0 | 0 | 238.57 | fixture |  | 238.57
Equipment | LED Street Lights | One 210W LED Area Light | Equipment 1: Average Lumen Equivalent Exterior Incandescent Area Lighting Equipment 2: One Average Lumen Equivalent Exterior HID Area Light | Commercial | Turnover | College and University | FL Zone 2 | Per Fixture | 0% | 2542.055 | 850.932 | 1691.123 | 0.66526 | 18 | 0 | 0 | 271.43 | Market Research, 2016, RAB Lighting | 0 | 0 | 510 | https://hangarlights.com/led-parking-lot-flood-lights.html | 0 | 0 | 238.57 | fixture |  | 238.57
Equipment | LED Street Lights | One 210W LED Area Light | Equipment 1: Average Lumen Equivalent Exterior Incandescent Area Lighting Equipment 2: One Average Lumen Equivalent Exterior HID Area Light | Commercial | Turnover | Grocery | FL Zone 2 | Per Fixture | 0% | 2542.055 | 850.932 | 1691.123 | 0.66526 | 18 | 0 | 0 | 271.43 | Market Research, 2016, RAB Lighting | 0 | 0 | 510 | https://hangarlights.com/led-parking-lot-flood-lights.html | 0 | 0 | 238.57 | fixture |  | 238.57
Equipment | LED Street Lights | One 210W LED Area Light | Equipment 1: Average Lumen Equivalent Exterior Incandescent Area Lighting Equipment 2: One Average Lumen Equivalent Exterior HID Area Light | Commercial | Turnover | Healthcare | FL Zone 2 | Per Fixture | 0% | 2542.055 | 850.932 | 1691.123 | 0.66526 | 18 | 0 | 0 | 271.43 | Market Research, 2016, RAB Lighting | 0 | 0 | 510 | https://hangarlights.com/led-parking-lot-flood-lights.html | 0 | 0 | 238.57 | fixture |  | 238.57
Equipment | LED Street Lights | One 210W LED Area Light | Equipment 1: Average Lumen Equivalent Exterior Incandescent Area Lighting Equipment 2: One Average Lumen Equivalent Exterior HID Area Light | Commercial | Turnover | Hospitals | FL Zone 2 | Per Fixture | 0% | 2542.055 | 850.932 | 1691.123 | 0.66526 | 18 | 0 | 0 | 271.43 | Market Research, 2016, RAB Lighting | 0 | 0 | 510 | https://hangarlights.com/led-parking-lot-flood-lights.html | 0 | 0 | 238.57 | fixture |  | 238.57
Equipment | LED Street Lights | One 210W LED Area Light | Equipment 1: Average Lumen Equivalent Exterior Incandescent Area Lighting Equipment 2: One Average Lumen Equivalent Exterior HID Area Light | Commercial | Turnover | Institutional | FL Zone 2 | Per Fixture | 21% | 2542.055 | 850.932 | 1691.123 | 0.66526 | 18 | 0 | 0 | 271.43 | Market Research, 2016, RAB Lighting | 0 | 0 | 510 | https://hangarlights.com/led-parking-lot-flood-lights.html | 0 | 0 | 238.57 | fixture |  | 238.57
Equipment | LED Street Lights | One 210W LED Area Light | Equipment 1: Average Lumen Equivalent Exterior Incandescent Area Lighting Equipment 2: One Average Lumen Equivalent Exterior HID Area Light | Commercial | Turnover | Lodging/Hospitality | FL Zone 2 | Per Fixture | 0% | 2542.055 | 850.932 | 1691.123 | 0.66526 | 18 | 0 | 0 | 271.43 | Market Research, 2016, RAB Lighting | 0 | 0 | 510 | https://hangarlights.com/led-parking-lot-flood-lights.html | 0 | 0 | 238.57 | fixture |  | 238.57
Equipment | LED Street Lights | One 210W LED Area Light | Equipment 1: Average Lumen Equivalent Exterior Incandescent Area Lighting Equipment 2: One Average Lumen Equivalent Exterior HID Area Light | Commercial | Turnover | Miscellaneous | FL Zone 2 | Per Fixture | 0% | 2542.055 | 850.932 | 1691.123 | 0.66526 | 18 | 0 | 0 | 271.43 | Market Research, 2016, RAB Lighting | 0 | 0 | 510 | https://hangarlights.com/led-parking-lot-flood-lights.html | 0 | 0 | 238.57 | fixture |  | 238.57
Equipment | LED Street Lights | One 210W LED Area Light | Equipment 1: Average Lumen Equivalent Exterior Incandescent Area Lighting Equipment 2: One Average Lumen Equivalent Exterior HID Area Light | Commercial | Turnover | Offices | FL Zone 2 | Per Fixture | 0% | 2542.055 | 850.932 | 1691.123 | 0.66526 | 18 | 0 | 0 | 271.43 | Market Research, 2016, RAB Lighting | 0 | 0 | 510 | https://hangarlights.com/led-parking-lot-flood-lights.html | 0 | 0 | 238.57 | fixture |  | 238.57
Equipment | LED Street Lights | One 210W LED Area Light | Equipment 1: Average Lumen Equivalent Exterior Incandescent Area Lighting Equipment 2: One Average Lumen Equivalent Exterior HID Area Light | Commercial | Turnover | Restaurants | FL Zone 2 | Per Fixture | 0% | 2542.055 | 850.932 | 1691.123 | 0.66526 | 18 | 0 | 0 | 271.43 | Market Research, 2016, RAB Lighting | 0 | 0 | 510 | https://hangarlights.com/led-parking-lot-flood-lights.html | 0 | 0 | 238.57 | fixture |  | 238.57
Equipment | LED Street Lights | One 210W LED Area Light | Equipment 1: Average Lumen Equivalent Exterior Incandescent Area Lighting Equipment 2: One Average Lumen Equivalent Exterior HID Area Light | Commercial | Turnover | Retail | FL Zone 2 | Per Fixture | 0% | 2542.055 | 850.932 | 1691.123 | 0.66526 | 18 | 0 | 0 | 271.43 | Market Research, 2016, RAB Lighting | 0 | 0 | 510 | https://hangarlights.com/led-parking-lot-flood-lights.html | 0 | 0 | 238.57 | fixture |  | 238.57
Equipment | LED Street Lights | One 210W LED Area Light | Equipment 1: Average Lumen Equivalent Exterior Incandescent Area Lighting Equipment 2: One Average Lumen Equivalent Exterior HID Area Light | Commercial | Turnover | Schools K-12 | FL Zone 2 | Per Fixture | 0% | 2542.055 | 850.932 | 1691.123 | 0.66526 | 18 | 0 | 0 | 271.43 | Market Research, 2016, RAB Lighting | 0 | 0 | 510 | https://hangarlights.com/led-parking-lot-flood-lights.html | 0 | 0 | 238.57 | fixture |  | 238.57
Equipment | LED Street Lights | One 210W LED Area Light | Equipment 1: Average Lumen Equivalent Exterior Incandescent Area Lighting Equipment 2: One Average Lumen Equivalent Exterior HID Area Light | Commercial | Turnover | Warehouse | FL Zone 2 | Per Fixture | 0% | 2542.055 | 850.932 | 1691.123 | 0.66526 | 18 | 0 | 0 | 271.43 | Market Research, 2016, RAB Lighting | 0 | 0 | 510 | https://hangarlights.com/led-parking-lot-flood-lights.html | 0 | 0 | 238.57 | fixture |  | 238.57
Equipment | LED Street Lights | One 210W LED Area Light | Equipment 1: Average Lumen Equivalent Exterior Incandescent Area Lighting Equipment 2: One Average Lumen Equivalent Exterior HID Area Light | Commercial | New | Assembly | FL Zone 2 | Per Fixture | 0% | 2542.055 | 850.932 | 1691.123 | 0.66526 | 18 | 0 | 0 | 271.43 | Market Research, 2016, RAB Lighting | 0 | 0 | 510 | https://hangarlights.com/led-parking-lot-flood-lights.html | 0 | 0 | 238.57 | fixture |  | 238.57
Equipment | LED Street Lights | One 210W LED Area Light | Equipment 1: Average Lumen Equivalent Exterior Incandescent Area Lighting Equipment 2: One Average Lumen Equivalent Exterior HID Area Light | Commercial | New | College and University | FL Zone 2 | Per Fixture | 0% | 2542.055 | 850.932 | 1691.123 | 0.66526 | 18 | 0 | 0 | 271.43 | Market Research, 2016, RAB Lighting | 0 | 0 | 510 | https://hangarlights.com/led-parking-lot-flood-lights.html | 0 | 0 | 238.57 | fixture |  | 238.57
Equipment | LED Street Lights | One 210W LED Area Light | Equipment 1: Average Lumen Equivalent Exterior Incandescent Area Lighting Equipment 2: One Average Lumen Equivalent Exterior HID Area Light | Commercial | New | Grocery | FL Zone 2 | Per Fixture | 0% | 2542.055 | 850.932 | 1691.123 | 0.66526 | 18 | 0 | 0 | 271.43 | Market Research, 2016, RAB Lighting | 0 | 0 | 510 | https://hangarlights.com/led-parking-lot-flood-lights.html | 0 | 0 | 238.57 | fixture |  | 238.57
Equipment | LED Street Lights | One 210W LED Area Light | Equipment 1: Average Lumen Equivalent Exterior Incandescent Area Lighting Equipment 2: One Average Lumen Equivalent Exterior HID Area Light | Commercial | New | Healthcare | FL Zone 2 | Per Fixture | 0% | 2542.055 | 850.932 | 1691.123 | 0.66526 | 18 | 0 | 0 | 271.43 | Market Research, 2016, RAB Lighting | 0 | 0 | 510 | https://hangarlights.com/led-parking-lot-flood-lights.html | 0 | 0 | 238.57 | fixture |  | 238.57
Equipment | LED Street Lights | One 210W LED Area Light | Equipment 1: Average Lumen Equivalent Exterior Incandescent Area Lighting Equipment 2: One Average Lumen Equivalent Exterior HID Area Light | Commercial | New | Hospitals | FL Zone 2 | Per Fixture | 0% | 2542.055 | 850.932 | 1691.123 | 0.66526 | 18 | 0 | 0 | 271.43 | Market Research, 2016, RAB Lighting | 0 | 0 | 510 | https://hangarlights.com/led-parking-lot-flood-lights.html | 0 | 0 | 238.57 | fixture |  | 238.57
Equipment | LED Street Lights | One 210W LED Area Light | Equipment 1: Average Lumen Equivalent Exterior Incandescent Area Lighting Equipment 2: One Average Lumen Equivalent Exterior HID Area Light | Commercial | New | Institutional | FL Zone 2 | Per Fixture | 21% | 2542.055 | 850.932 | 1691.123 | 0.66526 | 18 | 0 | 0 | 271.43 | Market Research, 2016, RAB Lighting | 0 | 0 | 510 | https://hangarlights.com/led-parking-lot-flood-lights.html | 0 | 0 | 238.57 | fixture |  | 238.57
Equipment | LED Street Lights | One 210W LED Area Light | Equipment 1: Average Lumen Equivalent Exterior Incandescent Area Lighting Equipment 2: One Average Lumen Equivalent Exterior HID Area Light | Commercial | New | Lodging/Hospitality | FL Zone 2 | Per Fixture | 0% | 2542.055 | 850.932 | 1691.123 | 0.66526 | 18 | 0 | 0 | 271.43 | Market Research, 2016, RAB Lighting | 0 | 0 | 510 | https://hangarlights.com/led-parking-lot-flood-lights.html | 0 | 0 | 238.57 | fixture |  | 238.57
Equipment | LED Street Lights | One 210W LED Area Light | Equipment 1: Average Lumen Equivalent Exterior Incandescent Area Lighting Equipment 2: One Average Lumen Equivalent Exterior HID Area Light | Commercial | New | Miscellaneous | FL Zone 2 | Per Fixture | 0% | 2542.055 | 850.932 | 1691.123 | 0.66526 | 18 | 0 | 0 | 271.43 | Market Research, 2016, RAB Lighting | 0 | 0 | 510 | https://hangarlights.com/led-parking-lot-flood-lights.html | 0 | 0 | 238.57 | fixture |  | 238.57
Equipment | LED Street Lights | One 210W LED Area Light | Equipment 1: Average Lumen Equivalent Exterior Incandescent Area Lighting Equipment 2: One Average Lumen Equivalent Exterior HID Area Light | Commercial | New | Offices | FL Zone 2 | Per Fixture | 0% | 2542.055 | 850.932 | 1691.123 | 0.66526 | 18 | 0 | 0 | 271.43 | Market Research, 2016, RAB Lighting | 0 | 0 | 510 | https://hangarlights.com/led-parking-lot-flood-lights.html | 0 | 0 | 238.57 | fixture |  | 238.57
Equipment | LED Street Lights | One 210W LED Area Light | Equipment 1: Average Lumen Equivalent Exterior Incandescent Area Lighting Equipment 2: One Average Lumen Equivalent Exterior HID Area Light | Commercial | New | Restaurants | FL Zone 2 | Per Fixture | 0% | 2542.055 | 850.932 | 1691.123 | 0.66526 | 18 | 0 | 0 | 271.43 | Market Research, 2016, RAB Lighting | 0 | 0 | 510 | https://hangarlights.com/led-parking-lot-flood-lights.html | 0 | 0 | 238.57 | fixture |  | 238.57
Equipment | LED Street Lights | One 210W LED Area Light | Equipment 1: Average Lumen Equivalent Exterior Incandescent Area Lighting Equipment 2: One Average Lumen Equivalent Exterior HID Area Light | Commercial | New | Retail | FL Zone 2 | Per Fixture | 0% | 2542.055 | 850.932 | 1691.123 | 0.66526 | 18 | 0 | 0 | 271.43 | Market Research, 2016, RAB Lighting | 0 | 0 | 510 | https://hangarlights.com/led-parking-lot-flood-lights.html | 0 | 0 | 238.57 | fixture |  | 238.57
Equipment | LED Street Lights | One 210W LED Area Light | Equipment 1: Average Lumen Equivalent Exterior Incandescent Area Lighting Equipment 2: One Average Lumen Equivalent Exterior HID Area Light | Commercial | New | Schools K-12 | FL Zone 2 | Per Fixture | 0% | 2542.055 | 850.932 | 1691.123 | 0.66526 | 18 | 0 | 0 | 271.43 | Market Research, 2016, RAB Lighting | 0 | 0 | 510 | https://hangarlights.com/led-parking-lot-flood-lights.html | 0 | 0 | 238.57 | fixture |  | 238.57
Equipment | LED Street Lights | One 210W LED Area Light | Equipment 1: Average Lumen Equivalent Exterior Incandescent Area Lighting Equipment 2: One Average Lumen Equivalent Exterior HID Area Light | Commercial | New | Warehouse | FL Zone 2 | Per Fixture | 0% | 2542.055 | 850.932 | 1691.123 | 0.66526 | 18 | 0 | 0 | 271.43 | Market Research, 2016, RAB Lighting | 0 | 0 | 510 | https://hangarlights.com/led-parking-lot-flood-lights.html | 0 | 0 | 238.57 | fixture |  | 238.57
Equipment | LED Traffic and Crosswalk Lighting | LED Crosswalk Sign | Energy Star Qualifying Crosswalk Sign | Commercial | Turnover | Assembly | FL Zone 2 | Per Fixture | 0% | 102.2 | 64.24 | 37.96 | 0.37143 | 10 | 0 | 0 | 74 | Pennsylvania Public Utility Commission 2013 Incremental Cost Database | 0 | 0 | 145 | Pennsylvania Public Utility Commission 2013 Incremental Cost Database | 0 | 0 | 71 | fixture |  | 71
Equipment | LED Traffic and Crosswalk Lighting | LED Crosswalk Sign | Energy Star Qualifying Crosswalk Sign | Commercial | Turnover | College and University | FL Zone 2 | Per Fixture | 0% | 102.2 | 64.24 | 37.96 | 0.37143 | 10 | 0 | 0 | 74 | Pennsylvania Public Utility Commission 2013 Incremental Cost Database | 0 | 0 | 145 | Pennsylvania Public Utility Commission 2013 Incremental Cost Database | 0 | 0 | 71 | fixture |  | 71
Equipment | LED Traffic and Crosswalk Lighting | LED Crosswalk Sign | Energy Star Qualifying Crosswalk Sign | Commercial | Turnover | Grocery | FL Zone 2 | Per Fixture | 0% | 102.2 | 64.24 | 37.96 | 0.37143 | 10 | 0 | 0 | 74 | Pennsylvania Public Utility Commission 2013 Incremental Cost Database | 0 | 0 | 145 | Pennsylvania Public Utility Commission 2013 Incremental Cost Database | 0 | 0 | 71 | fixture |  | 71
Equipment | LED Traffic and Crosswalk Lighting | LED Crosswalk Sign | Energy Star Qualifying Crosswalk Sign | Commercial | Turnover | Healthcare | FL Zone 2 | Per Fixture | 0% | 102.2 | 64.24 | 37.96 | 0.37143 | 10 | 0 | 0 | 74 | Pennsylvania Public Utility Commission 2013 Incremental Cost Database | 0 | 0 | 145 | Pennsylvania Public Utility Commission 2013 Incremental Cost Database | 0 | 0 | 71 | fixture |  | 71
Equipment | LED Traffic and Crosswalk Lighting | LED Crosswalk Sign | Energy Star Qualifying Crosswalk Sign | Commercial | Turnover | Hospitals | FL Zone 2 | Per Fixture | 0% | 102.2 | 64.24 | 37.96 | 0.37143 | 10 | 0 | 0 | 74 | Pennsylvania Public Utility Commission 2013 Incremental Cost Database | 0 | 0 | 145 | Pennsylvania Public Utility Commission 2013 Incremental Cost Database | 0 | 0 | 71 | fixture |  | 71
Equipment | LED Traffic and Crosswalk Lighting | LED Crosswalk Sign | Energy Star Qualifying Crosswalk Sign | Commercial | Turnover | Institutional | FL Zone 2 | Per Fixture | 21% | 102.2 | 64.24 | 37.96 | 0.37143 | 10 | 0 | 0 | 74 | Pennsylvania Public Utility Commission 2013 Incremental Cost Database | 0 | 0 | 145 | Pennsylvania Public Utility Commission 2013 Incremental Cost Database | 0 | 0 | 71 | fixture |  | 71
Equipment | LED Traffic and Crosswalk Lighting | LED Crosswalk Sign | Energy Star Qualifying Crosswalk Sign | Commercial | Turnover | Lodging/Hospitality | FL Zone 2 | Per Fixture | 0% | 102.2 | 64.24 | 37.96 | 0.37143 | 10 | 0 | 0 | 74 | Pennsylvania Public Utility Commission 2013 Incremental Cost Database | 0 | 0 | 145 | Pennsylvania Public Utility Commission 2013 Incremental Cost Database | 0 | 0 | 71 | fixture |  | 71
Equipment | LED Traffic and Crosswalk Lighting | LED Crosswalk Sign | Energy Star Qualifying Crosswalk Sign | Commercial | Turnover | Miscellaneous | FL Zone 2 | Per Fixture | 0% | 102.2 | 64.24 | 37.96 | 0.37143 | 10 | 0 | 0 | 74 | Pennsylvania Public Utility Commission 2013 Incremental Cost Database | 0 | 0 | 145 | Pennsylvania Public Utility Commission 2013 Incremental Cost Database | 0 | 0 | 71 | fixture |  | 71
Equipment | LED Traffic and Crosswalk Lighting | LED Crosswalk Sign | Energy Star Qualifying Crosswalk Sign | Commercial | Turnover | Offices | FL Zone 2 | Per Fixture | 0% | 102.2 | 64.24 | 37.96 | 0.37143 | 10 | 0 | 0 | 74 | Pennsylvania Public Utility Commission 2013 Incremental Cost Database | 0 | 0 | 145 | Pennsylvania Public Utility Commission 2013 Incremental Cost Database | 0 | 0 | 71 | fixture |  | 71
Equipment | LED Traffic and Crosswalk Lighting | LED Crosswalk Sign | Energy Star Qualifying Crosswalk Sign | Commercial | Turnover | Restaurants | FL Zone 2 | Per Fixture | 0% | 102.2 | 64.24 | 37.96 | 0.37143 | 10 | 0 | 0 | 74 | Pennsylvania Public Utility Commission 2013 Incremental Cost Database | 0 | 0 | 145 | Pennsylvania Public Utility Commission 2013 Incremental Cost Database | 0 | 0 | 71 | fixture |  | 71
Equipment | LED Traffic and Crosswalk Lighting | LED Crosswalk Sign | Energy Star Qualifying Crosswalk Sign | Commercial | Turnover | Retail | FL Zone 2 | Per Fixture | 0% | 102.2 | 64.24 | 37.96 | 0.37143 | 10 | 0 | 0 | 74 | Pennsylvania Public Utility Commission 2013 Incremental Cost Database | 0 | 0 | 145 | Pennsylvania Public Utility Commission 2013 Incremental Cost Database | 0 | 0 | 71 | fixture |  | 71
Equipment | LED Traffic and Crosswalk Lighting | LED Crosswalk Sign | Energy Star Qualifying Crosswalk Sign | Commercial | Turnover | Schools K-12 | FL Zone 2 | Per Fixture | 0% | 102.2 | 64.24 | 37.96 | 0.37143 | 10 | 0 | 0 | 74 | Pennsylvania Public Utility Commission 2013 Incremental Cost Database | 0 | 0 | 145 | Pennsylvania Public Utility Commission 2013 Incremental Cost Database | 0 | 0 | 71 | fixture |  | 71
Equipment | LED Traffic and Crosswalk Lighting | LED Crosswalk Sign | Energy Star Qualifying Crosswalk Sign | Commercial | Turnover | Warehouse | FL Zone 2 | Per Fixture | 0% | 102.2 | 64.24 | 37.96 | 0.37143 | 10 | 0 | 0 | 74 | Pennsylvania Public Utility Commission 2013 Incremental Cost Database | 0 | 0 | 145 | Pennsylvania Public Utility Commission 2013 Incremental Cost Database | 0 | 0 | 71 | fixture |  | 71
Equipment | LED Traffic and Crosswalk Lighting | LED Crosswalk Sign | Energy Star Qualifying Crosswalk Sign | Commercial | New | Assembly | FL Zone 2 | Per Fixture | 0% | 102.2 | 64.24 | 37.96 | 0.37143 | 10 | 0 | 0 | 74 | Pennsylvania Public Utility Commission 2013 Incremental Cost Database | 0 | 0 | 145 | Pennsylvania Public Utility Commission 2013 Incremental Cost Database | 0 | 0 | 71 | fixture |  | 71
Equipment | LED Traffic and Crosswalk Lighting | LED Crosswalk Sign | Energy Star Qualifying Crosswalk Sign | Commercial | New | College and University | FL Zone 2 | Per Fixture | 0% | 102.2 | 64.24 | 37.96 | 0.37143 | 10 | 0 | 0 | 74 | Pennsylvania Public Utility Commission 2013 Incremental Cost Database | 0 | 0 | 145 | Pennsylvania Public Utility Commission 2013 Incremental Cost Database | 0 | 0 | 71 | fixture |  | 71
Equipment | LED Traffic and Crosswalk Lighting | LED Crosswalk Sign | Energy Star Qualifying Crosswalk Sign | Commercial | New | Grocery | FL Zone 2 | Per Fixture | 0% | 102.2 | 64.24 | 37.96 | 0.37143 | 10 | 0 | 0 | 74 | Pennsylvania Public Utility Commission 2013 Incremental Cost Database | 0 | 0 | 145 | Pennsylvania Public Utility Commission 2013 Incremental Cost Database | 0 | 0 | 71 | fixture |  | 71
Equipment | LED Traffic and Crosswalk Lighting | LED Crosswalk Sign | Energy Star Qualifying Crosswalk Sign | Commercial | New | Healthcare | FL Zone 2 | Per Fixture | 0% | 102.2 | 64.24 | 37.96 | 0.37143 | 10 | 0 | 0 | 74 | Pennsylvania Public Utility Commission 2013 Incremental Cost Database | 0 | 0 | 145 | Pennsylvania Public Utility Commission 2013 Incremental Cost Database | 0 | 0 | 71 | fixture |  | 71
Equipment | LED Traffic and Crosswalk Lighting | LED Crosswalk Sign | Energy Star Qualifying Crosswalk Sign | Commercial | New | Hospitals | FL Zone 2 | Per Fixture | 0% | 102.2 | 64.24 | 37.96 | 0.37143 | 10 | 0 | 0 | 74 | Pennsylvania Public Utility Commission 2013 Incremental Cost Database | 0 | 0 | 145 | Pennsylvania Public Utility Commission 2013 Incremental Cost Database | 0 | 0 | 71 | fixture |  | 71
Equipment | LED Traffic and Crosswalk Lighting | LED Crosswalk Sign | Energy Star Qualifying Crosswalk Sign | Commercial | New | Institutional | FL Zone 2 | Per Fixture | 21% | 102.2 | 64.24 | 37.96 | 0.37143 | 10 | 0 | 0 | 74 | Pennsylvania Public Utility Commission 2013 Incremental Cost Database | 0 | 0 | 145 | Pennsylvania Public Utility Commission 2013 Incremental Cost Database | 0 | 0 | 71 | fixture |  | 71
Equipment | LED Traffic and Crosswalk Lighting | LED Crosswalk Sign | Energy Star Qualifying Crosswalk Sign | Commercial | New | Lodging/Hospitality | FL Zone 2 | Per Fixture | 0% | 102.2 | 64.24 | 37.96 | 0.37143 | 10 | 0 | 0 | 74 | Pennsylvania Public Utility Commission 2013 Incremental Cost Database | 0 | 0 | 145 | Pennsylvania Public Utility Commission 2013 Incremental Cost Database | 0 | 0 | 71 | fixture |  | 71
Equipment | LED Traffic and Crosswalk Lighting | LED Crosswalk Sign | Energy Star Qualifying Crosswalk Sign | Commercial | New | Miscellaneous | FL Zone 2 | Per Fixture | 0% | 102.2 | 64.24 | 37.96 | 0.37143 | 10 | 0 | 0 | 74 | Pennsylvania Public Utility Commission 2013 Incremental Cost Database | 0 | 0 | 145 | Pennsylvania Public Utility Commission 2013 Incremental Cost Database | 0 | 0 | 71 | fixture |  | 71
Equipment | LED Traffic and Crosswalk Lighting | LED Crosswalk Sign | Energy Star Qualifying Crosswalk Sign | Commercial | New | Offices | FL Zone 2 | Per Fixture | 0% | 102.2 | 64.24 | 37.96 | 0.37143 | 10 | 0 | 0 | 74 | Pennsylvania Public Utility Commission 2013 Incremental Cost Database | 0 | 0 | 145 | Pennsylvania Public Utility Commission 2013 Incremental Cost Database | 0 | 0 | 71 | fixture |  | 71
Equipment | LED Traffic and Crosswalk Lighting | LED Crosswalk Sign | Energy Star Qualifying Crosswalk Sign | Commercial | New | Restaurants | FL Zone 2 | Per Fixture | 0% | 102.2 | 64.24 | 37.96 | 0.37143 | 10 | 0 | 0 | 74 | Pennsylvania Public Utility Commission 2013 Incremental Cost Database | 0 | 0 | 145 | Pennsylvania Public Utility Commission 2013 Incremental Cost Database | 0 | 0 | 71 | fixture |  | 71
Equipment | LED Traffic and Crosswalk Lighting | LED Crosswalk Sign | Energy Star Qualifying Crosswalk Sign | Commercial | New | Retail | FL Zone 2 | Per Fixture | 0% | 102.2 | 64.24 | 37.96 | 0.37143 | 10 | 0 | 0 | 74 | Pennsylvania Public Utility Commission 2013 Incremental Cost Database | 0 | 0 | 145 | Pennsylvania Public Utility Commission 2013 Incremental Cost Database | 0 | 0 | 71 | fixture |  | 71
Equipment | LED Traffic and Crosswalk Lighting | LED Crosswalk Sign | Energy Star Qualifying Crosswalk Sign | Commercial | New | Schools K-12 | FL Zone 2 | Per Fixture | 0% | 102.2 | 64.24 | 37.96 | 0.37143 | 10 | 0 | 0 | 74 | Pennsylvania Public Utility Commission 2013 Incremental Cost Database | 0 | 0 | 145 | Pennsylvania Public Utility Commission 2013 Incremental Cost Database | 0 | 0 | 71 | fixture |  | 71
Equipment | LED Traffic and Crosswalk Lighting | LED Crosswalk Sign | Energy Star Qualifying Crosswalk Sign | Commercial | New | Warehouse | FL Zone 2 | Per Fixture | 0% | 102.2 | 64.24 | 37.96 | 0.37143 | 10 | 0 | 0 | 74 | Pennsylvania Public Utility Commission 2013 Incremental Cost Database | 0 | 0 | 145 | Pennsylvania Public Utility Commission 2013 Incremental Cost Database | 0 | 0 | 71 | fixture |  | 71
Equipment | Geothermal Heat Pump | Geothermal Heat Pump, 10 tons | Code-Compliant New Construction PTHP, 10 Tons, 13.4 SEER, COP | Commercial | Turnover | Assembly | FL Zone 2 | Per Unit | 30% | 11565.29 | 9389.259 | 2176.032 | 0.18815 | 15 | 0.93579 | 0.71876 | 707.1 | 14 SEER split system heat pump, rate at $707.1/ton, reference: https://www.theacoutlet.com/rp1536aj1na-rh1p3617stanja-3-ton-14-seer-rheem-ruud-heat-pump-system.html | 419.728 | rate at $85.08/per labor hour, assume 14.8 hour work for 3 ton system, reference: https://www.homewyse.com/costs/cost_of_heat_pump_systems.html | 1506.67 | rate at $1506.67/ton, reference: https://iwae.com/shop/3-ton-22-3-eer-2-stage-climatemaster-tranquility-22-geothermal-heat-pump-vertical-package-unit-ha16163.html | 4500 | https://www.remodelingcalculator.org/geothermal-heating-cooling-costs/ | 4879.842 | ton | 10 | 48798.42
Equipment | Geothermal Heat Pump | Geothermal Heat Pump, 10 tons | Code-Compliant New Construction PTHP, 10 Tons, 13.4 SEER, COP | Commercial | Turnover | College and University | FL Zone 2 | Per Unit | 30% | 12666.81 | 10257.51 | 2409.294 | 0.19021 | 15 | 0.42358 | 0.39638 | 707.1 | 14 SEER split system heat pump, rate at $707.1/ton, reference: https://www.theacoutlet.com/rp1536aj1na-rh1p3617stanja-3-ton-14-seer-rheem-ruud-heat-pump-system.html | 419.728 | rate at $85.08/per labor hour, assume 14.8 hour work for 3 ton system, reference: https://www.homewyse.com/costs/cost_of_heat_pump_systems.html | 1506.67 | rate at $1506.67/ton, reference: https://iwae.com/shop/3-ton-22-3-eer-2-stage-climatemaster-tranquility-22-geothermal-heat-pump-vertical-package-unit-ha16163.html | 4500 | https://www.remodelingcalculator.org/geothermal-heating-cooling-costs/ | 4879.842 | ton | 10 | 48798.42
Equipment | Geothermal Heat Pump | Geothermal Heat Pump, 10 tons | Code-Compliant New Construction PTHP, 10 Tons, 13.4 SEER, COP | Commercial | Turnover | Grocery | FL Zone 2 | Per Unit | 30% | 8137.347 | 6883.857 | 1253.49 | 0.15404 | 15 | 0.53906 | 0.41404 | 707.1 | 14 SEER split system heat pump, rate at $707.1/ton, reference: https://www.theacoutlet.com/rp1536aj1na-rh1p3617stanja-3-ton-14-seer-rheem-ruud-heat-pump-system.html | 419.728 | rate at $85.08/per labor hour, assume 14.8 hour work for 3 ton system, reference: https://www.homewyse.com/costs/cost_of_heat_pump_systems.html | 1506.67 | rate at $1506.67/ton, reference: https://iwae.com/shop/3-ton-22-3-eer-2-stage-climatemaster-tranquility-22-geothermal-heat-pump-vertical-package-unit-ha16163.html | 4500 | https://www.remodelingcalculator.org/geothermal-heating-cooling-costs/ | 4879.842 | ton | 10 | 48798.42
Equipment | Geothermal Heat Pump | Geothermal Heat Pump, 10 tons | Code-Compliant New Construction PTHP, 10 Tons, 13.4 SEER, COP | Commercial | Turnover | Healthcare | FL Zone 2 | Per Unit | 30% | 24255.3 | 19547.08 | 4708.212 | 0.19411 | 15 | 2.0247 | 1.5552 | 707.1 | 14 SEER split system heat pump, rate at $707.1/ton, reference: https://www.theacoutlet.com/rp1536aj1na-rh1p3617stanja-3-ton-14-seer-rheem-ruud-heat-pump-system.html | 419.728 | rate at $85.08/per labor hour, assume 14.8 hour work for 3 ton system, reference: https://www.homewyse.com/costs/cost_of_heat_pump_systems.html | 1506.67 | rate at $1506.67/ton, reference: https://iwae.com/shop/3-ton-22-3-eer-2-stage-climatemaster-tranquility-22-geothermal-heat-pump-vertical-package-unit-ha16163.html | 4500 | https://www.remodelingcalculator.org/geothermal-heating-cooling-costs/ | 4879.842 | ton | 10 | 48798.42
Equipment | Geothermal Heat Pump | Geothermal Heat Pump, 10 tons | Code-Compliant New Construction PTHP, 10 Tons, 13.4 SEER, COP | Commercial | Turnover | Hospitals | FL Zone 2 | Per Unit | 30% | 23423.34 | 18950.29 | 4473.046 | 0.19096 | 15 | 0.78641 | 0.73592 | 707.1 | 14 SEER split system heat pump, rate at $707.1/ton, reference: https://www.theacoutlet.com/rp1536aj1na-rh1p3617stanja-3-ton-14-seer-rheem-ruud-heat-pump-system.html | 419.728 | rate at $85.08/per labor hour, assume 14.8 hour work for 3 ton system, reference: https://www.homewyse.com/costs/cost_of_heat_pump_systems.html | 1506.67 | rate at $1506.67/ton, reference: https://iwae.com/shop/3-ton-22-3-eer-2-stage-climatemaster-tranquility-22-geothermal-heat-pump-vertical-package-unit-ha16163.html | 4500 | https://www.remodelingcalculator.org/geothermal-heating-cooling-costs/ | 4879.842 | ton | 10 | 48798.42
Equipment | Geothermal Heat Pump | Geothermal Heat Pump, 10 tons | Code-Compliant New Construction PTHP, 10 Tons, 13.4 SEER, COP | Commercial | Turnover | Institutional | FL Zone 2 | Per Unit | 30% | 6744.15 | 5554.11 | 1190.039 | 0.17646 | 15 | 0.51177 | 0.39308 | 707.1 | 14 SEER split system heat pump, rate at $707.1/ton, reference: https://www.theacoutlet.com/rp1536aj1na-rh1p3617stanja-3-ton-14-seer-rheem-ruud-heat-pump-system.html | 419.728 | rate at $85.08/per labor hour, assume 14.8 hour work for 3 ton system, reference: https://www.homewyse.com/costs/cost_of_heat_pump_systems.html | 1506.67 | rate at $1506.67/ton, reference: https://iwae.com/shop/3-ton-22-3-eer-2-stage-climatemaster-tranquility-22-geothermal-heat-pump-vertical-package-unit-ha16163.html | 4500 | https://www.remodelingcalculator.org/geothermal-heating-cooling-costs/ | 4879.842 | ton | 10 | 48798.42
Equipment | Geothermal Heat Pump | Geothermal Heat Pump, 10 tons | Code-Compliant New Construction PTHP, 10 Tons, 13.4 SEER, COP | Commercial | Turnover | Lodging/Hospitality | FL Zone 2 | Per Unit | 30% | 18212.04 | 14643.75 | 3568.285 | 0.19593 | 15 | 1.5345 | 1.1786 | 707.1 | 14 SEER split system heat pump, rate at $707.1/ton, reference: https://www.theacoutlet.com/rp1536aj1na-rh1p3617stanja-3-ton-14-seer-rheem-ruud-heat-pump-system.html | 419.728 | rate at $85.08/per labor hour, assume 14.8 hour work for 3 ton system, reference: https://www.homewyse.com/costs/cost_of_heat_pump_systems.html | 1506.67 | rate at $1506.67/ton, reference: https://iwae.com/shop/3-ton-22-3-eer-2-stage-climatemaster-tranquility-22-geothermal-heat-pump-vertical-package-unit-ha16163.html | 4500 | https://www.remodelingcalculator.org/geothermal-heating-cooling-costs/ | 4879.842 | ton | 10 | 48798.42
Equipment | Geothermal Heat Pump | Geothermal Heat Pump, 10 tons | Code-Compliant New Construction PTHP, 10 Tons, 13.4 SEER, COP | Commercial | Turnover | Miscellaneous | FL Zone 2 | Per Unit | 30% | 6449.793 | 5234.699 | 1215.093 | 0.18839 | 15 | 0.52255 | 0.40136 | 707.1 | 14 SEER split system heat pump, rate at $707.1/ton, reference: https://www.theacoutlet.com/rp1536aj1na-rh1p3617stanja-3-ton-14-seer-rheem-ruud-heat-pump-system.html | 419.728 | rate at $85.08/per labor hour, assume 14.8 hour work for 3 ton system, reference: https://www.homewyse.com/costs/cost_of_heat_pump_systems.html | 1506.67 | rate at $1506.67/ton, reference: https://iwae.com/shop/3-ton-22-3-eer-2-stage-climatemaster-tranquility-22-geothermal-heat-pump-vertical-package-unit-ha16163.html | 4500 | https://www.remodelingcalculator.org/geothermal-heating-cooling-costs/ | 4879.842 | ton | 10 | 48798.42
Equipment | Geothermal Heat Pump | Geothermal Heat Pump, 10 tons | Code-Compliant New Construction PTHP, 10 Tons, 13.4 SEER, COP | Commercial | Turnover | Offices | FL Zone 2 | Per Unit | 30% | 12205.57 | 9780.348 | 2425.226 | 0.1987 | 15 | 1.043 | 0.80107 | 707.1 | 14 SEER split system heat pump, rate at $707.1/ton, reference: https://www.theacoutlet.com/rp1536aj1na-rh1p3617stanja-3-ton-14-seer-rheem-ruud-heat-pump-system.html | 419.728 | rate at $85.08/per labor hour, assume 14.8 hour work for 3 ton system, reference: https://www.homewyse.com/costs/cost_of_heat_pump_systems.html | 1506.67 | rate at $1506.67/ton, reference: https://iwae.com/shop/3-ton-22-3-eer-2-stage-climatemaster-tranquility-22-geothermal-heat-pump-vertical-package-unit-ha16163.html | 4500 | https://www.remodelingcalculator.org/geothermal-heating-cooling-costs/ | 4879.842 | ton | 10 | 48798.42
Equipment | Geothermal Heat Pump | Geothermal Heat Pump, 10 tons | Code-Compliant New Construction PTHP, 10 Tons, 13.4 SEER, COP | Commercial | Turnover | Restaurants | FL Zone 2 | Per Unit | 30% | 21837.86 | 18220.52 | 3617.336 | 0.16564 | 15 | 1.5556 | 1.1948 | 707.1 | 14 SEER split system heat pump, rate at $707.1/ton, reference: https://www.theacoutlet.com/rp1536aj1na-rh1p3617stanja-3-ton-14-seer-rheem-ruud-heat-pump-system.html | 419.728 | rate at $85.08/per labor hour, assume 14.8 hour work for 3 ton system, reference: https://www.homewyse.com/costs/cost_of_heat_pump_systems.html | 1506.67 | rate at $1506.67/ton, reference: https://iwae.com/shop/3-ton-22-3-eer-2-stage-climatemaster-tranquility-22-geothermal-heat-pump-vertical-package-unit-ha16163.html | 4500 | https://www.remodelingcalculator.org/geothermal-heating-cooling-costs/ | 4879.842 | ton | 10 | 48798.42
Equipment | Geothermal Heat Pump | Geothermal Heat Pump, 10 tons | Code-Compliant New Construction PTHP, 10 Tons, 13.4 SEER, COP | Commercial | Turnover | Retail | FL Zone 2 | Per Unit | 30% | 16249.25 | 13439.61 | 2809.636 | 0.17291 | 15 | 1.2083 | 0.92805 | 707.1 | 14 SEER split system heat pump, rate at $707.1/ton, reference: https://www.theacoutlet.com/rp1536aj1na-rh1p3617stanja-3-ton-14-seer-rheem-ruud-heat-pump-system.html | 419.728 | rate at $85.08/per labor hour, assume 14.8 hour work for 3 ton system, reference: https://www.homewyse.com/costs/cost_of_heat_pump_systems.html | 1506.67 | rate at $1506.67/ton, reference: https://iwae.com/shop/3-ton-22-3-eer-2-stage-climatemaster-tranquility-22-geothermal-heat-pump-vertical-package-unit-ha16163.html | 4500 | https://www.remodelingcalculator.org/geothermal-heating-cooling-costs/ | 4879.842 | ton | 10 | 48798.42
Equipment | Geothermal Heat Pump | Geothermal Heat Pump, 10 tons | Code-Compliant New Construction PTHP, 10 Tons, 13.4 SEER, COP | Commercial | Turnover | Schools K-12 | FL Zone 2 | Per Unit | 30% | 14302.16 | 11854.6 | 2447.56 | 0.17113 | 15 | 1.0526 | 0.80845 | 707.1 | 14 SEER split system heat pump, rate at $707.1/ton, reference: https://www.theacoutlet.com/rp1536aj1na-rh1p3617stanja-3-ton-14-seer-rheem-ruud-heat-pump-system.html | 419.728 | rate at $85.08/per labor hour, assume 14.8 hour work for 3 ton system, reference: https://www.homewyse.com/costs/cost_of_heat_pump_systems.html | 1506.67 | rate at $1506.67/ton, reference: https://iwae.com/shop/3-ton-22-3-eer-2-stage-climatemaster-tranquility-22-geothermal-heat-pump-vertical-package-unit-ha16163.html | 4500 | https://www.remodelingcalculator.org/geothermal-heating-cooling-costs/ | 4879.842 | ton | 10 | 48798.42
Equipment | Geothermal Heat Pump | Geothermal Heat Pump, 10 tons | Code-Compliant New Construction PTHP, 10 Tons, 13.4 SEER, COP | Commercial | Turnover | Warehouse | FL Zone 2 | Per Unit | 30% | 3268.49 | 2727.084 | 541.4057 | 0.16564 | 15 | 0.23283 | 0.17883 | 707.1 | 14 SEER split system heat pump, rate at $707.1/ton, reference: https://www.theacoutlet.com/rp1536aj1na-rh1p3617stanja-3-ton-14-seer-rheem-ruud-heat-pump-system.html | 419.728 | rate at $85.08/per labor hour, assume 14.8 hour work for 3 ton system, reference: https://www.homewyse.com/costs/cost_of_heat_pump_systems.html | 1506.67 | rate at $1506.67/ton, reference: https://iwae.com/shop/3-ton-22-3-eer-2-stage-climatemaster-tranquility-22-geothermal-heat-pump-vertical-package-unit-ha16163.html | 4500 | https://www.remodelingcalculator.org/geothermal-heating-cooling-costs/ | 4879.842 | ton | 10 | 48798.42
Equipment | Geothermal Heat Pump | Geothermal Heat Pump, 10 tons | Code-Compliant New Construction PTHP, 10 Tons, 13.4 SEER, COP | Commercial | New | Assembly | FL Zone 2 | Per Unit | 30% | 11565.29 | 9389.259 | 2176.032 | 0.18815 | 15 | 0.93579 | 0.71876 | 707.1 | 14 SEER split system heat pump, rate at $707.1/ton, reference: https://www.theacoutlet.com/rp1536aj1na-rh1p3617stanja-3-ton-14-seer-rheem-ruud-heat-pump-system.html | 419.728 | rate at $85.08/per labor hour, assume 14.8 hour work for 3 ton system, reference: https://www.homewyse.com/costs/cost_of_heat_pump_systems.html | 1506.67 | rate at $1506.67/ton, reference: https://iwae.com/shop/3-ton-22-3-eer-2-stage-climatemaster-tranquility-22-geothermal-heat-pump-vertical-package-unit-ha16163.html | 4500 | https://www.remodelingcalculator.org/geothermal-heating-cooling-costs/ | 4879.842 | ton | 10 | 48798.42
Equipment | Geothermal Heat Pump | Geothermal Heat Pump, 10 tons | Code-Compliant New Construction PTHP, 10 Tons, 13.4 SEER, COP | Commercial | New | College and University | FL Zone 2 | Per Unit | 30% | 12666.81 | 10257.51 | 2409.294 | 0.19021 | 15 | 0.42358 | 0.39638 | 707.1 | 14 SEER split system heat pump, rate at $707.1/ton, reference: https://www.theacoutlet.com/rp1536aj1na-rh1p3617stanja-3-ton-14-seer-rheem-ruud-heat-pump-system.html | 419.728 | rate at $85.08/per labor hour, assume 14.8 hour work for 3 ton system, reference: https://www.homewyse.com/costs/cost_of_heat_pump_systems.html | 1506.67 | rate at $1506.67/ton, reference: https://iwae.com/shop/3-ton-22-3-eer-2-stage-climatemaster-tranquility-22-geothermal-heat-pump-vertical-package-unit-ha16163.html | 4500 | https://www.remodelingcalculator.org/geothermal-heating-cooling-costs/ | 4879.842 | ton | 10 | 48798.42
Equipment | Geothermal Heat Pump | Geothermal Heat Pump, 10 tons | Code-Compliant New Construction PTHP, 10 Tons, 13.4 SEER, COP | Commercial | New | Grocery | FL Zone 2 | Per Unit | 30% | 8137.347 | 6883.857 | 1253.49 | 0.15404 | 15 | 0.53906 | 0.41404 | 707.1 | 14 SEER split system heat pump, rate at $707.1/ton, reference: https://www.theacoutlet.com/rp1536aj1na-rh1p3617stanja-3-ton-14-seer-rheem-ruud-heat-pump-system.html | 419.728 | rate at $85.08/per labor hour, assume 14.8 hour work for 3 ton system, reference: https://www.homewyse.com/costs/cost_of_heat_pump_systems.html | 1506.67 | rate at $1506.67/ton, reference: https://iwae.com/shop/3-ton-22-3-eer-2-stage-climatemaster-tranquility-22-geothermal-heat-pump-vertical-package-unit-ha16163.html | 4500 | https://www.remodelingcalculator.org/geothermal-heating-cooling-costs/ | 4879.842 | ton | 10 | 48798.42
Equipment | Geothermal Heat Pump | Geothermal Heat Pump, 10 tons | Code-Compliant New Construction PTHP, 10 Tons, 13.4 SEER, COP | Commercial | New | Healthcare | FL Zone 2 | Per Unit | 30% | 24255.3 | 19547.08 | 4708.212 | 0.19411 | 15 | 2.0247 | 1.5552 | 707.1 | 14 SEER split system heat pump, rate at $707.1/ton, reference: https://www.theacoutlet.com/rp1536aj1na-rh1p3617stanja-3-ton-14-seer-rheem-ruud-heat-pump-system.html | 419.728 | rate at $85.08/per labor hour, assume 14.8 hour work for 3 ton system, reference: https://www.homewyse.com/costs/cost_of_heat_pump_systems.html | 1506.67 | rate at $1506.67/ton, reference: https://iwae.com/shop/3-ton-22-3-eer-2-stage-climatemaster-tranquility-22-geothermal-heat-pump-vertical-package-unit-ha16163.html | 4500 | https://www.remodelingcalculator.org/geothermal-heating-cooling-costs/ | 4879.842 | ton | 10 | 48798.42
Equipment | Geothermal Heat Pump | Geothermal Heat Pump, 10 tons | Code-Compliant New Construction PTHP, 10 Tons, 13.4 SEER, COP | Commercial | New | Hospitals | FL Zone 2 | Per Unit | 30% | 23423.34 | 18950.29 | 4473.046 | 0.19096 | 15 | 0.78641 | 0.73592 | 707.1 | 14 SEER split system heat pump, rate at $707.1/ton, reference: https://www.theacoutlet.com/rp1536aj1na-rh1p3617stanja-3-ton-14-seer-rheem-ruud-heat-pump-system.html | 419.728 | rate at $85.08/per labor hour, assume 14.8 hour work for 3 ton system, reference: https://www.homewyse.com/costs/cost_of_heat_pump_systems.html | 1506.67 | rate at $1506.67/ton, reference: https://iwae.com/shop/3-ton-22-3-eer-2-stage-climatemaster-tranquility-22-geothermal-heat-pump-vertical-package-unit-ha16163.html | 4500 | https://www.remodelingcalculator.org/geothermal-heating-cooling-costs/ | 4879.842 | ton | 10 | 48798.42
Equipment | Geothermal Heat Pump | Geothermal Heat Pump, 10 tons | Code-Compliant New Construction PTHP, 10 Tons, 13.4 SEER, COP | Commercial | New | Institutional | FL Zone 2 | Per Unit | 30% | 6744.15 | 5554.11 | 1190.039 | 0.17646 | 15 | 0.51177 | 0.39308 | 707.1 | 14 SEER split system heat pump, rate at $707.1/ton, reference: https://www.theacoutlet.com/rp1536aj1na-rh1p3617stanja-3-ton-14-seer-rheem-ruud-heat-pump-system.html | 419.728 | rate at $85.08/per labor hour, assume 14.8 hour work for 3 ton system, reference: https://www.homewyse.com/costs/cost_of_heat_pump_systems.html | 1506.67 | rate at $1506.67/ton, reference: https://iwae.com/shop/3-ton-22-3-eer-2-stage-climatemaster-tranquility-22-geothermal-heat-pump-vertical-package-unit-ha16163.html | 4500 | https://www.remodelingcalculator.org/geothermal-heating-cooling-costs/ | 4879.842 | ton | 10 | 48798.42
Equipment | Geothermal Heat Pump | Geothermal Heat Pump, 10 tons | Code-Compliant New Construction PTHP, 10 Tons, 13.4 SEER, COP | Commercial | New | Lodging/Hospitality | FL Zone 2 | Per Unit | 30% | 18212.04 | 14643.75 | 3568.285 | 0.19593 | 15 | 1.5345 | 1.1786 | 707.1 | 14 SEER split system heat pump, rate at $707.1/ton, reference: https://www.theacoutlet.com/rp1536aj1na-rh1p3617stanja-3-ton-14-seer-rheem-ruud-heat-pump-system.html | 419.728 | rate at $85.08/per labor hour, assume 14.8 hour work for 3 ton system, reference: https://www.homewyse.com/costs/cost_of_heat_pump_systems.html | 1506.67 | rate at $1506.67/ton, reference: https://iwae.com/shop/3-ton-22-3-eer-2-stage-climatemaster-tranquility-22-geothermal-heat-pump-vertical-package-unit-ha16163.html | 4500 | https://www.remodelingcalculator.org/geothermal-heating-cooling-costs/ | 4879.842 | ton | 10 | 48798.42
Equipment | Geothermal Heat Pump | Geothermal Heat Pump, 10 tons | Code-Compliant New Construction PTHP, 10 Tons, 13.4 SEER, COP | Commercial | New | Miscellaneous | FL Zone 2 | Per Unit | 30% | 6449.793 | 5234.699 | 1215.093 | 0.18839 | 15 | 0.52255 | 0.40136 | 707.1 | 14 SEER split system heat pump, rate at $707.1/ton, reference: https://www.theacoutlet.com/rp1536aj1na-rh1p3617stanja-3-ton-14-seer-rheem-ruud-heat-pump-system.html | 419.728 | rate at $85.08/per labor hour, assume 14.8 hour work for 3 ton system, reference: https://www.homewyse.com/costs/cost_of_heat_pump_systems.html | 1506.67 | rate at $1506.67/ton, reference: https://iwae.com/shop/3-ton-22-3-eer-2-stage-climatemaster-tranquility-22-geothermal-heat-pump-vertical-package-unit-ha16163.html | 4500 | https://www.remodelingcalculator.org/geothermal-heating-cooling-costs/ | 4879.842 | ton | 10 | 48798.42
Equipment | Geothermal Heat Pump | Geothermal Heat Pump, 10 tons | Code-Compliant New Construction PTHP, 10 Tons, 13.4 SEER, COP | Commercial | New | Offices | FL Zone 2 | Per Unit | 30% | 12205.57 | 9780.348 | 2425.226 | 0.1987 | 15 | 1.043 | 0.80107 | 707.1 | 14 SEER split system heat pump, rate at $707.1/ton, reference: https://www.theacoutlet.com/rp1536aj1na-rh1p3617stanja-3-ton-14-seer-rheem-ruud-heat-pump-system.html | 419.728 | rate at $85.08/per labor hour, assume 14.8 hour work for 3 ton system, reference: https://www.homewyse.com/costs/cost_of_heat_pump_systems.html | 1506.67 | rate at $1506.67/ton, reference: https://iwae.com/shop/3-ton-22-3-eer-2-stage-climatemaster-tranquility-22-geothermal-heat-pump-vertical-package-unit-ha16163.html | 4500 | https://www.remodelingcalculator.org/geothermal-heating-cooling-costs/ | 4879.842 | ton | 10 | 48798.42
Equipment | Geothermal Heat Pump | Geothermal Heat Pump, 10 tons | Code-Compliant New Construction PTHP, 10 Tons, 13.4 SEER, COP | Commercial | New | Restaurants | FL Zone 2 | Per Unit | 30% | 21837.86 | 18220.52 | 3617.336 | 0.16564 | 15 | 1.5556 | 1.1948 | 707.1 | 14 SEER split system heat pump, rate at $707.1/ton, reference: https://www.theacoutlet.com/rp1536aj1na-rh1p3617stanja-3-ton-14-seer-rheem-ruud-heat-pump-system.html | 419.728 | rate at $85.08/per labor hour, assume 14.8 hour work for 3 ton system, reference: https://www.homewyse.com/costs/cost_of_heat_pump_systems.html | 1506.67 | rate at $1506.67/ton, reference: https://iwae.com/shop/3-ton-22-3-eer-2-stage-climatemaster-tranquility-22-geothermal-heat-pump-vertical-package-unit-ha16163.html | 4500 | https://www.remodelingcalculator.org/geothermal-heating-cooling-costs/ | 4879.842 | ton | 10 | 48798.42
Equipment | Geothermal Heat Pump | Geothermal Heat Pump, 10 tons | Code-Compliant New Construction PTHP, 10 Tons, 13.4 SEER, COP | Commercial | New | Retail | FL Zone 2 | Per Unit | 30% | 16249.25 | 13439.61 | 2809.636 | 0.17291 | 15 | 1.2083 | 0.92805 | 707.1 | 14 SEER split system heat pump, rate at $707.1/ton, reference: https://www.theacoutlet.com/rp1536aj1na-rh1p3617stanja-3-ton-14-seer-rheem-ruud-heat-pump-system.html | 419.728 | rate at $85.08/per labor hour, assume 14.8 hour work for 3 ton system, reference: https://www.homewyse.com/costs/cost_of_heat_pump_systems.html | 1506.67 | rate at $1506.67/ton, reference: https://iwae.com/shop/3-ton-22-3-eer-2-stage-climatemaster-tranquility-22-geothermal-heat-pump-vertical-package-unit-ha16163.html | 4500 | https://www.remodelingcalculator.org/geothermal-heating-cooling-costs/ | 4879.842 | ton | 10 | 48798.42
Equipment | Geothermal Heat Pump | Geothermal Heat Pump, 10 tons | Code-Compliant New Construction PTHP, 10 Tons, 13.4 SEER, COP | Commercial | New | Schools K-12 | FL Zone 2 | Per Unit | 30% | 14302.16 | 11854.6 | 2447.56 | 0.17113 | 15 | 1.0526 | 0.80845 | 707.1 | 14 SEER split system heat pump, rate at $707.1/ton, reference: https://www.theacoutlet.com/rp1536aj1na-rh1p3617stanja-3-ton-14-seer-rheem-ruud-heat-pump-system.html | 419.728 | rate at $85.08/per labor hour, assume 14.8 hour work for 3 ton system, reference: https://www.homewyse.com/costs/cost_of_heat_pump_systems.html | 1506.67 | rate at $1506.67/ton, reference: https://iwae.com/shop/3-ton-22-3-eer-2-stage-climatemaster-tranquility-22-geothermal-heat-pump-vertical-package-unit-ha16163.html | 4500 | https://www.remodelingcalculator.org/geothermal-heating-cooling-costs/ | 4879.842 | ton | 10 | 48798.42
Equipment | Geothermal Heat Pump | Geothermal Heat Pump, 10 tons | Code-Compliant New Construction PTHP, 10 Tons, 13.4 SEER, COP | Commercial | New | Warehouse | FL Zone 2 | Per Unit | 30% | 3268.49 | 2727.084 | 541.4057 | 0.16564 | 15 | 0.23283 | 0.17883 | 707.1 | 14 SEER split system heat pump, rate at $707.1/ton, reference: https://www.theacoutlet.com/rp1536aj1na-rh1p3617stanja-3-ton-14-seer-rheem-ruud-heat-pump-system.html | 419.728 | rate at $85.08/per labor hour, assume 14.8 hour work for 3 ton system, reference: https://www.homewyse.com/costs/cost_of_heat_pump_systems.html | 1506.67 | rate at $1506.67/ton, reference: https://iwae.com/shop/3-ton-22-3-eer-2-stage-climatemaster-tranquility-22-geothermal-heat-pump-vertical-package-unit-ha16163.html | 4500 | https://www.remodelingcalculator.org/geothermal-heating-cooling-costs/ | 4879.842 | ton | 10 | 48798.42
Equipment | High Efficiency Chiller (Air Cooled, 50 tons) | High Efficiency Chiller (Air Cooled, 50 tons) | Code-Compliant Air Cooled Positive Displacement Chiller, 50 Tons, 12.5 EER | Commercial | Turnover | Assembly | FL Zone 2 | Per Unit | 32% | 107925.8 | 98472.47 | 9453.357 | 0.087591 | 20 | 2.6906 | 2.7305 | 0 | Reference source included incremental cost only | 0 | 0 | 6800 | Mid-Atlantic TRM V7.0, 2017 | 0 | 0 | 6800 | unit (50 tons) |  | 6800
Equipment | High Efficiency Chiller (Air Cooled, 50 tons) | High Efficiency Chiller (Air Cooled, 50 tons) | Code-Compliant Air Cooled Positive Displacement Chiller, 50 Tons, 12.5 EER | Commercial | Turnover | College and University | FL Zone 2 | Per Unit | 28% | 119734.1 | 109246.4 | 10487.66 | 0.087591 | 20 | 2.9849 | 3.0292 | 0 | Reference source included incremental cost only | 0 | 0 | 6800 | Mid-Atlantic TRM V7.0, 2017 | 0 | 0 | 6800 | unit (50 tons) |  | 6800
Equipment | High Efficiency Chiller (Air Cooled, 50 tons) | High Efficiency Chiller (Air Cooled, 50 tons) | Code-Compliant Air Cooled Positive Displacement Chiller, 50 Tons, 12.5 EER | Commercial | Turnover | Grocery | FL Zone 2 | Per Unit | 28% | 59619.32 | 54397.19 | 5222.13 | 0.087591 | 20 | 1.4863 | 1.5083 | 0 | Reference source included incremental cost only | 0 | 0 | 6800 | Mid-Atlantic TRM V7.0, 2017 | 0 | 0 | 6800 | unit (50 tons) |  | 6800
Equipment | High Efficiency Chiller (Air Cooled, 50 tons) | High Efficiency Chiller (Air Cooled, 50 tons) | Code-Compliant Air Cooled Positive Displacement Chiller, 50 Tons, 12.5 EER | Commercial | Turnover | Healthcare | FL Zone 2 | Per Unit | 28% | 234844 | 214273.7 | 20570.27 | 0.087591 | 20 | 5.8546 | 5.9414 | 0 | Reference source included incremental cost only | 0 | 0 | 6800 | Mid-Atlantic TRM V7.0, 2017 | 0 | 0 | 6800 | unit (50 tons) |  | 6800
Equipment | High Efficiency Chiller (Air Cooled, 50 tons) | High Efficiency Chiller (Air Cooled, 50 tons) | Code-Compliant Air Cooled Positive Displacement Chiller, 50 Tons, 12.5 EER | Commercial | Turnover | Hospitals | FL Zone 2 | Per Unit | 32% | 222457.7 | 202972.3 | 19485.34 | 0.087591 | 20 | 5.5458 | 5.6281 | 0 | Reference source included incremental cost only | 0 | 0 | 6800 | Mid-Atlantic TRM V7.0, 2017 | 0 | 0 | 6800 | unit (50 tons) |  | 6800
Equipment | High Efficiency Chiller (Air Cooled, 50 tons) | High Efficiency Chiller (Air Cooled, 50 tons) | Code-Compliant Air Cooled Positive Displacement Chiller, 50 Tons, 12.5 EER | Commercial | Turnover | Institutional | FL Zone 2 | Per Unit | 32% | 58298.11 | 53191.71 | 5106.404 | 0.087591 | 20 | 1.4534 | 1.4749 | 0 | Reference source included incremental cost only | 0 | 0 | 6800 | Mid-Atlantic TRM V7.0, 2017 | 0 | 0 | 6800 | unit (50 tons) |  | 6800
Equipment | High Efficiency Chiller (Air Cooled, 50 tons) | High Efficiency Chiller (Air Cooled, 50 tons) | Code-Compliant Air Cooled Positive Displacement Chiller, 50 Tons, 12.5 EER | Commercial | Turnover | Lodging/Hospitality | FL Zone 2 | Per Unit | 28% | 178279.9 | 162664.2 | 15615.76 | 0.087591 | 20 | 4.4445 | 4.5104 | 0 | Reference source included incremental cost only | 0 | 0 | 6800 | Mid-Atlantic TRM V7.0, 2017 | 0 | 0 | 6800 | unit (50 tons) |  | 6800
Equipment | High Efficiency Chiller (Air Cooled, 50 tons) | High Efficiency Chiller (Air Cooled, 50 tons) | Code-Compliant Air Cooled Positive Displacement Chiller, 50 Tons, 12.5 EER | Commercial | Turnover | Miscellaneous | FL Zone 2 | Per Unit | 28% | 60279.92 | 54999.92 | 5279.993 | 0.087591 | 20 | 1.5028 | 1.5251 | 0 | Reference source included incremental cost only | 0 | 0 | 6800 | Mid-Atlantic TRM V7.0, 2017 | 0 | 0 | 6800 | unit (50 tons) |  | 6800
Equipment | High Efficiency Chiller (Air Cooled, 50 tons) | High Efficiency Chiller (Air Cooled, 50 tons) | Code-Compliant Air Cooled Positive Displacement Chiller, 50 Tons, 12.5 EER | Commercial | Turnover | Offices | FL Zone 2 | Per Unit | 32% | 121468.2 | 110828.6 | 10639.55 | 0.087591 | 20 | 3.0282 | 3.0731 | 0 | Reference source included incremental cost only | 0 | 0 | 6800 | Mid-Atlantic TRM V7.0, 2017 | 0 | 0 | 6800 | unit (50 tons) |  | 6800
Equipment | High Efficiency Chiller (Air Cooled, 50 tons) | High Efficiency Chiller (Air Cooled, 50 tons) | Code-Compliant Air Cooled Positive Displacement Chiller, 50 Tons, 12.5 EER | Commercial | Turnover | Restaurants | FL Zone 2 | Per Unit | 28% | 174894.3 | 159575.1 | 15319.21 | 0.087591 | 20 | 4.3601 | 4.4247 | 0 | Reference source included incremental cost only | 0 | 0 | 6800 | Mid-Atlantic TRM V7.0, 2017 | 0 | 0 | 6800 | unit (50 tons) |  | 6800
Equipment | High Efficiency Chiller (Air Cooled, 50 tons) | High Efficiency Chiller (Air Cooled, 50 tons) | Code-Compliant Air Cooled Positive Displacement Chiller, 50 Tons, 12.5 EER | Commercial | Turnover | Retail | FL Zone 2 | Per Unit | 28% | 137074.9 | 125068.3 | 12006.56 | 0.087591 | 20 | 3.4172 | 3.4679 | 0 | Reference source included incremental cost only | 0 | 0 | 6800 | Mid-Atlantic TRM V7.0, 2017 | 0 | 0 | 6800 | unit (50 tons) |  | 6800
Equipment | High Efficiency Chiller (Air Cooled, 50 tons) | High Efficiency Chiller (Air Cooled, 50 tons) | Code-Compliant Air Cooled Positive Displacement Chiller, 50 Tons, 12.5 EER | Commercial | Turnover | Schools K-12 | FL Zone 2 | Per Unit | 28% | 119156.1 | 108719 | 10437.03 | 0.087591 | 20 | 2.9705 | 3.0146 | 0 | Reference source included incremental cost only | 0 | 0 | 6800 | Mid-Atlantic TRM V7.0, 2017 | 0 | 0 | 6800 | unit (50 tons) |  | 6800
Equipment | High Efficiency Chiller (Air Cooled, 50 tons) | High Efficiency Chiller (Air Cooled, 50 tons) | Code-Compliant Air Cooled Positive Displacement Chiller, 50 Tons, 12.5 EER | Commercial | Turnover | Warehouse | FL Zone 2 | Per Unit | 28% | 26176.35 | 23883.53 | 2292.819 | 0.087591 | 20 | 0.65257 | 0.66225 | 0 | Reference source included incremental cost only | 0 | 0 | 6800 | Mid-Atlantic TRM V7.0, 2017 | 0 | 0 | 6800 | unit (50 tons) |  | 6800
Equipment | High Efficiency Chiller (Air Cooled, 50 tons) | High Efficiency Chiller (Air Cooled, 50 tons) | Code-Compliant Air Cooled Positive Displacement Chiller, 50 Tons, 12.5 EER | Commercial | New | Assembly | FL Zone 2 | Per Unit | 32% | 107925.8 | 98472.47 | 9453.357 | 0.087591 | 20 | 2.6906 | 2.7305 | 0 | Reference source included incremental cost only | 0 | 0 | 6800 | Mid-Atlantic TRM V7.0, 2017 | 0 | 0 | 6800 | unit (50 tons) |  | 6800
Equipment | High Efficiency Chiller (Air Cooled, 50 tons) | High Efficiency Chiller (Air Cooled, 50 tons) | Code-Compliant Air Cooled Positive Displacement Chiller, 50 Tons, 12.5 EER | Commercial | New | College and University | FL Zone 2 | Per Unit | 28% | 119734.1 | 109246.4 | 10487.66 | 0.087591 | 20 | 2.9849 | 3.0292 | 0 | Reference source included incremental cost only | 0 | 0 | 6800 | Mid-Atlantic TRM V7.0, 2017 | 0 | 0 | 6800 | unit (50 tons) |  | 6800
Equipment | High Efficiency Chiller (Air Cooled, 50 tons) | High Efficiency Chiller (Air Cooled, 50 tons) | Code-Compliant Air Cooled Positive Displacement Chiller, 50 Tons, 12.5 EER | Commercial | New | Grocery | FL Zone 2 | Per Unit | 28% | 59619.32 | 54397.19 | 5222.13 | 0.087591 | 20 | 1.4863 | 1.5083 | 0 | Reference source included incremental cost only | 0 | 0 | 6800 | Mid-Atlantic TRM V7.0, 2017 | 0 | 0 | 6800 | unit (50 tons) |  | 6800
Equipment | High Efficiency Chiller (Air Cooled, 50 tons) | High Efficiency Chiller (Air Cooled, 50 tons) | Code-Compliant Air Cooled Positive Displacement Chiller, 50 Tons, 12.5 EER | Commercial | New | Healthcare | FL Zone 2 | Per Unit | 28% | 234844 | 214273.7 | 20570.27 | 0.087591 | 20 | 5.8546 | 5.9414 | 0 | Reference source included incremental cost only | 0 | 0 | 6800 | Mid-Atlantic TRM V7.0, 2017 | 0 | 0 | 6800 | unit (50 tons) |  | 6800
Equipment | High Efficiency Chiller (Air Cooled, 50 tons) | High Efficiency Chiller (Air Cooled, 50 tons) | Code-Compliant Air Cooled Positive Displacement Chiller, 50 Tons, 12.5 EER | Commercial | New | Hospitals | FL Zone 2 | Per Unit | 32% | 222457.7 | 202972.3 | 19485.34 | 0.087591 | 20 | 5.5458 | 5.6281 | 0 | Reference source included incremental cost only | 0 | 0 | 6800 | Mid-Atlantic TRM V7.0, 2017 | 0 | 0 | 6800 | unit (50 tons) |  | 6800
Equipment | High Efficiency Chiller (Air Cooled, 50 tons) | High Efficiency Chiller (Air Cooled, 50 tons) | Code-Compliant Air Cooled Positive Displacement Chiller, 50 Tons, 12.5 EER | Commercial | New | Institutional | FL Zone 2 | Per Unit | 32% | 58298.11 | 53191.71 | 5106.404 | 0.087591 | 20 | 1.4534 | 1.4749 | 0 | Reference source included incremental cost only | 0 | 0 | 6800 | Mid-Atlantic TRM V7.0, 2017 | 0 | 0 | 6800 | unit (50 tons) |  | 6800
Equipment | High Efficiency Chiller (Air Cooled, 50 tons) | High Efficiency Chiller (Air Cooled, 50 tons) | Code-Compliant Air Cooled Positive Displacement Chiller, 50 Tons, 12.5 EER | Commercial | New | Lodging/Hospitality | FL Zone 2 | Per Unit | 28% | 178279.9 | 162664.2 | 15615.76 | 0.087591 | 20 | 4.4445 | 4.5104 | 0 | Reference source included incremental cost only | 0 | 0 | 6800 | Mid-Atlantic TRM V7.0, 2017 | 0 | 0 | 6800 | unit (50 tons) |  | 6800
Equipment | High Efficiency Chiller (Air Cooled, 50 tons) | High Efficiency Chiller (Air Cooled, 50 tons) | Code-Compliant Air Cooled Positive Displacement Chiller, 50 Tons, 12.5 EER | Commercial | New | Miscellaneous | FL Zone 2 | Per Unit | 28% | 60279.92 | 54999.92 | 5279.993 | 0.087591 | 20 | 1.5028 | 1.5251 | 0 | Reference source included incremental cost only | 0 | 0 | 6800 | Mid-Atlantic TRM V7.0, 2017 | 0 | 0 | 6800 | unit (50 tons) |  | 6800
Equipment | High Efficiency Chiller (Air Cooled, 50 tons) | High Efficiency Chiller (Air Cooled, 50 tons) | Code-Compliant Air Cooled Positive Displacement Chiller, 50 Tons, 12.5 EER | Commercial | New | Offices | FL Zone 2 | Per Unit | 32% | 121468.2 | 110828.6 | 10639.55 | 0.087591 | 20 | 3.0282 | 3.0731 | 0 | Reference source included incremental cost only | 0 | 0 | 6800 | Mid-Atlantic TRM V7.0, 2017 | 0 | 0 | 6800 | unit (50 tons) |  | 6800
Equipment | High Efficiency Chiller (Air Cooled, 50 tons) | High Efficiency Chiller (Air Cooled, 50 tons) | Code-Compliant Air Cooled Positive Displacement Chiller, 50 Tons, 12.5 EER | Commercial | New | Restaurants | FL Zone 2 | Per Unit | 28% | 174894.3 | 159575.1 | 15319.21 | 0.087591 | 20 | 4.3601 | 4.4247 | 0 | Reference source included incremental cost only | 0 | 0 | 6800 | Mid-Atlantic TRM V7.0, 2017 | 0 | 0 | 6800 | unit (50 tons) |  | 6800
Equipment | High Efficiency Chiller (Air Cooled, 50 tons) | High Efficiency Chiller (Air Cooled, 50 tons) | Code-Compliant Air Cooled Positive Displacement Chiller, 50 Tons, 12.5 EER | Commercial | New | Retail | FL Zone 2 | Per Unit | 28% | 137074.9 | 125068.3 | 12006.56 | 0.087591 | 20 | 3.4172 | 3.4679 | 0 | Reference source included incremental cost only | 0 | 0 | 6800 | Mid-Atlantic TRM V7.0, 2017 | 0 | 0 | 6800 | unit (50 tons) |  | 6800
Equipment | High Efficiency Chiller (Air Cooled, 50 tons) | High Efficiency Chiller (Air Cooled, 50 tons) | Code-Compliant Air Cooled Positive Displacement Chiller, 50 Tons, 12.5 EER | Commercial | New | Schools K-12 | FL Zone 2 | Per Unit | 28% | 119156.1 | 108719 | 10437.03 | 0.087591 | 20 | 2.9705 | 3.0146 | 0 | Reference source included incremental cost only | 0 | 0 | 6800 | Mid-Atlantic TRM V7.0, 2017 | 0 | 0 | 6800 | unit (50 tons) |  | 6800
Equipment | High Efficiency Chiller (Air Cooled, 50 tons) | High Efficiency Chiller (Air Cooled, 50 tons) | Code-Compliant Air Cooled Positive Displacement Chiller, 50 Tons, 12.5 EER | Commercial | New | Warehouse | FL Zone 2 | Per Unit | 28% | 26176.35 | 23883.53 | 2292.819 | 0.087591 | 20 | 0.65257 | 0.66225 | 0 | Reference source included incremental cost only | 0 | 0 | 6800 | Mid-Atlantic TRM V7.0, 2017 | 0 | 0 | 6800 | unit (50 tons) |  | 6800
Equipment | High Efficiency Chiller (Water cooled-centrifugal, 200 tons) | Water Cooled Centrifugal Chiller with Integral VFD, 200 Tons, 0.57 kW/ton (IPLV) | Code-Compliant Water Cooled Centrifugal Chiller, 200 Tons, 0.596 kW/ton (IPLV) | Commercial | Turnover | Assembly | FL Zone 2 | Per Unit | 32% | 268015.8 | 256323.8 | 11691.96 | 0.043624 | 20 | 4.6032 | 0.19939 | 0 | Reference source included incremental cost only | 0 | 0 | 9533.333 | Mid-Atlantic TRM V7.0, 2017 | 0 | 0 | 9533.333 | unit 200 tons) |  | 9533.333
Equipment | High Efficiency Chiller (Water cooled-centrifugal, 200 tons) | Water Cooled Centrifugal Chiller with Integral VFD, 200 Tons, 0.57 kW/ton (IPLV) | Code-Compliant Water Cooled Centrifugal Chiller, 200 Tons, 0.596 kW/ton (IPLV) | Commercial | Turnover | College and University | FL Zone 2 | Per Unit | 28% | 297339.6 | 284368.4 | 12971.19 | 0.043624 | 20 | 5.1069 | 0.2212 | 0 | Reference source included incremental cost only | 0 | 0 | 9533.333 | Mid-Atlantic TRM V7.0, 2017 | 0 | 0 | 9533.333 | unit 200 tons) |  | 9533.333
Equipment | High Efficiency Chiller (Water cooled-centrifugal, 200 tons) | Water Cooled Centrifugal Chiller with Integral VFD, 200 Tons, 0.57 kW/ton (IPLV) | Code-Compliant Water Cooled Centrifugal Chiller, 200 Tons, 0.596 kW/ton (IPLV) | Commercial | Turnover | Grocery | FL Zone 2 | Per Unit | 28% | 148054.6 | 141595.9 | 6458.759 | 0.043624 | 20 | 2.5429 | 0.11014 | 0 | Reference source included incremental cost only | 0 | 0 | 9533.333 | Mid-Atlantic TRM V7.0, 2017 | 0 | 0 | 9533.333 | unit 200 tons) |  | 9533.333
Equipment | High Efficiency Chiller (Water cooled-centrifugal, 200 tons) | Water Cooled Centrifugal Chiller with Integral VFD, 200 Tons, 0.57 kW/ton (IPLV) | Code-Compliant Water Cooled Centrifugal Chiller, 200 Tons, 0.596 kW/ton (IPLV) | Commercial | Turnover | Healthcare | FL Zone 2 | Per Unit | 28% | 583195.8 | 557754.4 | 25441.43 | 0.043624 | 20 | 10.0165 | 0.43386 | 0 | Reference source included incremental cost only | 0 | 0 | 9533.333 | Mid-Atlantic TRM V7.0, 2017 | 0 | 0 | 9533.333 | unit 200 tons) |  | 9533.333
Equipment | High Efficiency Chiller (Water cooled-centrifugal, 200 tons) | Water Cooled Centrifugal Chiller with Integral VFD, 200 Tons, 0.57 kW/ton (IPLV) | Code-Compliant Water Cooled Centrifugal Chiller, 200 Tons, 0.596 kW/ton (IPLV) | Commercial | Turnover | Hospitals | FL Zone 2 | Per Unit | 32% | 552436.5 | 528337 | 24099.58 | 0.043624 | 20 | 9.4882 | 0.41097 | 0 | Reference source included incremental cost only | 0 | 0 | 9533.333 | Mid-Atlantic TRM V7.0, 2017 | 0 | 0 | 9533.333 | unit 200 tons) |  | 9533.333
Equipment | High Efficiency Chiller (Water cooled-centrifugal, 200 tons) | Water Cooled Centrifugal Chiller with Integral VFD, 200 Tons, 0.57 kW/ton (IPLV) | Code-Compliant Water Cooled Centrifugal Chiller, 200 Tons, 0.596 kW/ton (IPLV) | Commercial | Turnover | Institutional | FL Zone 2 | Per Unit | 32% | 144773.6 | 138458 | 6315.629 | 0.043624 | 20 | 2.4865 | 0.1077 | 0 | Reference source included incremental cost only | 0 | 0 | 9533.333 | Mid-Atlantic TRM V7.0, 2017 | 0 | 0 | 9533.333 | unit 200 tons) |  | 9533.333
Equipment | High Efficiency Chiller (Water cooled-centrifugal, 200 tons) | Water Cooled Centrifugal Chiller with Integral VFD, 200 Tons, 0.57 kW/ton (IPLV) | Code-Compliant Water Cooled Centrifugal Chiller, 200 Tons, 0.596 kW/ton (IPLV) | Commercial | Turnover | Lodging/Hospitality | FL Zone 2 | Per Unit | 28% | 442728.5 | 423414.8 | 19313.66 | 0.043624 | 20 | 7.6039 | 0.32936 | 0 | Reference source included incremental cost only | 0 | 0 | 9533.333 | Mid-Atlantic TRM V7.0, 2017 | 0 | 0 | 9533.333 | unit 200 tons) |  | 9533.333
Equipment | High Efficiency Chiller (Water cooled-centrifugal, 200 tons) | Water Cooled Centrifugal Chiller with Integral VFD, 200 Tons, 0.57 kW/ton (IPLV) | Code-Compliant Water Cooled Centrifugal Chiller, 200 Tons, 0.596 kW/ton (IPLV) | Commercial | Turnover | Miscellaneous | FL Zone 2 | Per Unit | 28% | 149695.1 | 143164.8 | 6530.324 | 0.043624 | 20 | 2.571 | 0.11136 | 0 | Reference source included incremental cost only | 0 | 0 | 9533.333 | Mid-Atlantic TRM V7.0, 2017 | 0 | 0 | 9533.333 | unit 200 tons) |  | 9533.333
Equipment | High Efficiency Chiller (Water cooled-centrifugal, 200 tons) | Water Cooled Centrifugal Chiller with Integral VFD, 200 Tons, 0.57 kW/ton (IPLV) | Code-Compliant Water Cooled Centrifugal Chiller, 200 Tons, 0.596 kW/ton (IPLV) | Commercial | Turnover | Offices | FL Zone 2 | Per Unit | 32% | 301645.9 | 288486.9 | 13159.05 | 0.043624 | 20 | 5.1808 | 0.2244 | 0 | Reference source included incremental cost only | 0 | 0 | 9533.333 | Mid-Atlantic TRM V7.0, 2017 | 0 | 0 | 9533.333 | unit 200 tons) |  | 9533.333
Equipment | High Efficiency Chiller (Water cooled-centrifugal, 200 tons) | Water Cooled Centrifugal Chiller with Integral VFD, 200 Tons, 0.57 kW/ton (IPLV) | Code-Compliant Water Cooled Centrifugal Chiller, 200 Tons, 0.596 kW/ton (IPLV) | Commercial | Turnover | Restaurants | FL Zone 2 | Per Unit | 28% | 434320.9 | 415374 | 18946.89 | 0.043624 | 20 | 7.4595 | 0.3231 | 0 | Reference source included incremental cost only | 0 | 0 | 9533.333 | Mid-Atlantic TRM V7.0, 2017 | 0 | 0 | 9533.333 | unit 200 tons) |  | 9533.333
Equipment | High Efficiency Chiller (Water cooled-centrifugal, 200 tons) | Water Cooled Centrifugal Chiller with Integral VFD, 200 Tons, 0.57 kW/ton (IPLV) | Code-Compliant Water Cooled Centrifugal Chiller, 200 Tons, 0.596 kW/ton (IPLV) | Commercial | Turnover | Retail | FL Zone 2 | Per Unit | 28% | 340402.6 | 325552.8 | 14849.78 | 0.043624 | 20 | 5.8465 | 0.25324 | 0 | Reference source included incremental cost only | 0 | 0 | 9533.333 | Mid-Atlantic TRM V7.0, 2017 | 0 | 0 | 9533.333 | unit 200 tons) |  | 9533.333
Equipment | High Efficiency Chiller (Water cooled-centrifugal, 200 tons) | Water Cooled Centrifugal Chiller with Integral VFD, 200 Tons, 0.57 kW/ton (IPLV) | Code-Compliant Water Cooled Centrifugal Chiller, 200 Tons, 0.596 kW/ton (IPLV) | Commercial | Turnover | Schools K-12 | FL Zone 2 | Per Unit | 28% | 295904.2 | 282995.6 | 12908.57 | 0.043624 | 20 | 5.0822 | 0.22013 | 0 | Reference source included incremental cost only | 0 | 0 | 9533.333 | Mid-Atlantic TRM V7.0, 2017 | 0 | 0 | 9533.333 | unit 200 tons) |  | 9533.333
Equipment | High Efficiency Chiller (Water cooled-centrifugal, 200 tons) | Water Cooled Centrifugal Chiller with Integral VFD, 200 Tons, 0.57 kW/ton (IPLV) | Code-Compliant Water Cooled Centrifugal Chiller, 200 Tons, 0.596 kW/ton (IPLV) | Commercial | Turnover | Warehouse | FL Zone 2 | Per Unit | 28% | 65004.6 | 62168.83 | 2835.771 | 0.043624 | 20 | 1.1165 | 0.048359 | 0 | Reference source included incremental cost only | 0 | 0 | 9533.333 | Mid-Atlantic TRM V7.0, 2017 | 0 | 0 | 9533.333 | unit 200 tons) |  | 9533.333
Equipment | High Efficiency Chiller (Water cooled-centrifugal, 200 tons) | Water Cooled Centrifugal Chiller with Integral VFD, 200 Tons, 0.57 kW/ton (IPLV) | Code-Compliant Water Cooled Centrifugal Chiller, 200 Tons, 0.596 kW/ton (IPLV) | Commercial | New | Assembly | FL Zone 2 | Per Unit | 32% | 268015.8 | 256323.8 | 11691.96 | 0.043624 | 20 | 4.6032 | 0.19939 | 0 | Reference source included incremental cost only | 0 | 0 | 9533.333 | Mid-Atlantic TRM V7.0, 2017 | 0 | 0 | 9533.333 | unit 200 tons) |  | 9533.333
Equipment | High Efficiency Chiller (Water cooled-centrifugal, 200 tons) | Water Cooled Centrifugal Chiller with Integral VFD, 200 Tons, 0.57 kW/ton (IPLV) | Code-Compliant Water Cooled Centrifugal Chiller, 200 Tons, 0.596 kW/ton (IPLV) | Commercial | New | College and University | FL Zone 2 | Per Unit | 28% | 297339.6 | 284368.4 | 12971.19 | 0.043624 | 20 | 5.1069 | 0.2212 | 0 | Reference source included incremental cost only | 0 | 0 | 9533.333 | Mid-Atlantic TRM V7.0, 2017 | 0 | 0 | 9533.333 | unit 200 tons) |  | 9533.333
Equipment | High Efficiency Chiller (Water cooled-centrifugal, 200 tons) | Water Cooled Centrifugal Chiller with Integral VFD, 200 Tons, 0.57 kW/ton (IPLV) | Code-Compliant Water Cooled Centrifugal Chiller, 200 Tons, 0.596 kW/ton (IPLV) | Commercial | New | Grocery | FL Zone 2 | Per Unit | 28% | 148054.6 | 141595.9 | 6458.759 | 0.043624 | 20 | 2.5429 | 0.11014 | 0 | Reference source included incremental cost only | 0 | 0 | 9533.333 | Mid-Atlantic TRM V7.0, 2017 | 0 | 0 | 9533.333 | unit 200 tons) |  | 9533.333
Equipment | High Efficiency Chiller (Water cooled-centrifugal, 200 tons) | Water Cooled Centrifugal Chiller with Integral VFD, 200 Tons, 0.57 kW/ton (IPLV) | Code-Compliant Water Cooled Centrifugal Chiller, 200 Tons, 0.596 kW/ton (IPLV) | Commercial | New | Healthcare | FL Zone 2 | Per Unit | 28% | 583195.8 | 557754.4 | 25441.43 | 0.043624 | 20 | 10.0165 | 0.43386 | 0 | Reference source included incremental cost only | 0 | 0 | 9533.333 | Mid-Atlantic TRM V7.0, 2017 | 0 | 0 | 9533.333 | unit 200 tons) |  | 9533.333
Equipment | High Efficiency Chiller (Water cooled-centrifugal, 200 tons) | Water Cooled Centrifugal Chiller with Integral VFD, 200 Tons, 0.57 kW/ton (IPLV) | Code-Compliant Water Cooled Centrifugal Chiller, 200 Tons, 0.596 kW/ton (IPLV) | Commercial | New | Hospitals | FL Zone 2 | Per Unit | 32% | 552436.5 | 528337 | 24099.58 | 0.043624 | 20 | 9.4882 | 0.41097 | 0 | Reference source included incremental cost only | 0 | 0 | 9533.333 | Mid-Atlantic TRM V7.0, 2017 | 0 | 0 | 9533.333 | unit 200 tons) |  | 9533.333
Equipment | High Efficiency Chiller (Water cooled-centrifugal, 200 tons) | Water Cooled Centrifugal Chiller with Integral VFD, 200 Tons, 0.57 kW/ton (IPLV) | Code-Compliant Water Cooled Centrifugal Chiller, 200 Tons, 0.596 kW/ton (IPLV) | Commercial | New | Institutional | FL Zone 2 | Per Unit | 32% | 144773.6 | 138458 | 6315.629 | 0.043624 | 20 | 2.4865 | 0.1077 | 0 | Reference source included incremental cost only | 0 | 0 | 9533.333 | Mid-Atlantic TRM V7.0, 2017 | 0 | 0 | 9533.333 | unit 200 tons) |  | 9533.333
Equipment | High Efficiency Chiller (Water cooled-centrifugal, 200 tons) | Water Cooled Centrifugal Chiller with Integral VFD, 200 Tons, 0.57 kW/ton (IPLV) | Code-Compliant Water Cooled Centrifugal Chiller, 200 Tons, 0.596 kW/ton (IPLV) | Commercial | New | Lodging/Hospitality | FL Zone 2 | Per Unit | 28% | 442728.5 | 423414.8 | 19313.66 | 0.043624 | 20 | 7.6039 | 0.32936 | 0 | Reference source included incremental cost only | 0 | 0 | 9533.333 | Mid-Atlantic TRM V7.0, 2017 | 0 | 0 | 9533.333 | unit 200 tons) |  | 9533.333
Equipment | High Efficiency Chiller (Water cooled-centrifugal, 200 tons) | Water Cooled Centrifugal Chiller with Integral VFD, 200 Tons, 0.57 kW/ton (IPLV) | Code-Compliant Water Cooled Centrifugal Chiller, 200 Tons, 0.596 kW/ton (IPLV) | Commercial | New | Miscellaneous | FL Zone 2 | Per Unit | 28% | 149695.1 | 143164.8 | 6530.324 | 0.043624 | 20 | 2.571 | 0.11136 | 0 | Reference source included incremental cost only | 0 | 0 | 9533.333 | Mid-Atlantic TRM V7.0, 2017 | 0 | 0 | 9533.333 | unit 200 tons) |  | 9533.333
Equipment | High Efficiency Chiller (Water cooled-centrifugal, 200 tons) | Water Cooled Centrifugal Chiller with Integral VFD, 200 Tons, 0.57 kW/ton (IPLV) | Code-Compliant Water Cooled Centrifugal Chiller, 200 Tons, 0.596 kW/ton (IPLV) | Commercial | New | Offices | FL Zone 2 | Per Unit | 32% | 301645.9 | 288486.9 | 13159.05 | 0.043624 | 20 | 5.1808 | 0.2244 | 0 | Reference source included incremental cost only | 0 | 0 | 9533.333 | Mid-Atlantic TRM V7.0, 2017 | 0 | 0 | 9533.333 | unit 200 tons) |  | 9533.333
Equipment | High Efficiency Chiller (Water cooled-centrifugal, 200 tons) | Water Cooled Centrifugal Chiller with Integral VFD, 200 Tons, 0.57 kW/ton (IPLV) | Code-Compliant Water Cooled Centrifugal Chiller, 200 Tons, 0.596 kW/ton (IPLV) | Commercial | New | Restaurants | FL Zone 2 | Per Unit | 28% | 434320.9 | 415374 | 18946.89 | 0.043624 | 20 | 7.4595 | 0.3231 | 0 | Reference source included incremental cost only | 0 | 0 | 9533.333 | Mid-Atlantic TRM V7.0, 2017 | 0 | 0 | 9533.333 | unit 200 tons) |  | 9533.333
Equipment | High Efficiency Chiller (Water cooled-centrifugal, 200 tons) | Water Cooled Centrifugal Chiller with Integral VFD, 200 Tons, 0.57 kW/ton (IPLV) | Code-Compliant Water Cooled Centrifugal Chiller, 200 Tons, 0.596 kW/ton (IPLV) | Commercial | New | Retail | FL Zone 2 | Per Unit | 28% | 340402.6 | 325552.8 | 14849.78 | 0.043624 | 20 | 5.8465 | 0.25324 | 0 | Reference source included incremental cost only | 0 | 0 | 9533.333 | Mid-Atlantic TRM V7.0, 2017 | 0 | 0 | 9533.333 | unit 200 tons) |  | 9533.333
Equipment | High Efficiency Chiller (Water cooled-centrifugal, 200 tons) | Water Cooled Centrifugal Chiller with Integral VFD, 200 Tons, 0.57 kW/ton (IPLV) | Code-Compliant Water Cooled Centrifugal Chiller, 200 Tons, 0.596 kW/ton (IPLV) | Commercial | New | Schools K-12 | FL Zone 2 | Per Unit | 28% | 295904.2 | 282995.6 | 12908.57 | 0.043624 | 20 | 5.0822 | 0.22013 | 0 | Reference source included incremental cost only | 0 | 0 | 9533.333 | Mid-Atlantic TRM V7.0, 2017 | 0 | 0 | 9533.333 | unit 200 tons) |  | 9533.333
Equipment | High Efficiency Chiller (Water cooled-centrifugal, 200 tons) | Water Cooled Centrifugal Chiller with Integral VFD, 200 Tons, 0.57 kW/ton (IPLV) | Code-Compliant Water Cooled Centrifugal Chiller, 200 Tons, 0.596 kW/ton (IPLV) | Commercial | New | Warehouse | FL Zone 2 | Per Unit | 28% | 65004.6 | 62168.83 | 2835.771 | 0.043624 | 20 | 1.1165 | 0.048359 | 0 | Reference source included incremental cost only | 0 | 0 | 9533.333 | Mid-Atlantic TRM V7.0, 2017 | 0 | 0 | 9533.333 | unit 200 tons) |  | 9533.333
Equipment | High Efficiency Chiller (Water cooled-positive displacement, 100 tons) | Water Cooled Positive Displacement Chiller with Integral VFD, 100 Tons, 0.5985 kW/ton (IPLV) | Code-Compliant Water Cooled Positive Displacement Chiller, 100 Tons, 0.615 kW/ton (IPLV) | Commercial | Turnover | Assembly | FL Zone 2 | Per Unit | 32% | 138280 | 134570 | 3709.95 | 0.026829 | 20 | 1.4606 | 0.063266 | 0 | Reference source included incremental cost only | 0 | 0 | 5200 | Mid-Atlantic TRM V7.0, 2017 | 0 | 0 | 5200 | unit (100 tons) |  | 5200
Equipment | High Efficiency Chiller (Water cooled-positive displacement, 100 tons) | Water Cooled Positive Displacement Chiller with Integral VFD, 100 Tons, 0.5985 kW/ton (IPLV) | Code-Compliant Water Cooled Positive Displacement Chiller, 100 Tons, 0.615 kW/ton (IPLV) | Commercial | Turnover | College and University | FL Zone 2 | Per Unit | 28% | 153409.3 | 149293.4 | 4115.859 | 0.026829 | 20 | 1.6204 | 0.070188 | 0 | Reference source included incremental cost only | 0 | 0 | 5200 | Mid-Atlantic TRM V7.0, 2017 | 0 | 0 | 5200 | unit (100 tons) |  | 5200
Equipment | High Efficiency Chiller (Water cooled-positive displacement, 100 tons) | Water Cooled Positive Displacement Chiller with Integral VFD, 100 Tons, 0.5985 kW/ton (IPLV) | Code-Compliant Water Cooled Positive Displacement Chiller, 100 Tons, 0.615 kW/ton (IPLV) | Commercial | Turnover | Grocery | FL Zone 2 | Per Unit | 28% | 76387.25 | 74337.83 | 2049.414 | 0.026829 | 20 | 0.80687 | 0.034949 | 0 | Reference source included incremental cost only | 0 | 0 | 5200 | Mid-Atlantic TRM V7.0, 2017 | 0 | 0 | 5200 | unit (100 tons) |  | 5200
Equipment | High Efficiency Chiller (Water cooled-positive displacement, 100 tons) | Water Cooled Positive Displacement Chiller with Integral VFD, 100 Tons, 0.5985 kW/ton (IPLV) | Code-Compliant Water Cooled Positive Displacement Chiller, 100 Tons, 0.615 kW/ton (IPLV) | Commercial | Turnover | Healthcare | FL Zone 2 | Per Unit | 28% | 300893.8 | 292821.1 | 8072.761 | 0.026829 | 20 | 3.1783 | 0.13767 | 0 | Reference source included incremental cost only | 0 | 0 | 5200 | Mid-Atlantic TRM V7.0, 2017 | 0 | 0 | 5200 | unit (100 tons) |  | 5200
Equipment | High Efficiency Chiller (Water cooled-positive displacement, 100 tons) | Water Cooled Positive Displacement Chiller with Integral VFD, 100 Tons, 0.5985 kW/ton (IPLV) | Code-Compliant Water Cooled Positive Displacement Chiller, 100 Tons, 0.615 kW/ton (IPLV) | Commercial | Turnover | Hospitals | FL Zone 2 | Per Unit | 32% | 285023.9 | 277376.9 | 7646.982 | 0.026829 | 20 | 3.0107 | 0.1304 | 0 | Reference source included incremental cost only | 0 | 0 | 5200 | Mid-Atlantic TRM V7.0, 2017 | 0 | 0 | 5200 | unit (100 tons) |  | 5200
Equipment | High Efficiency Chiller (Water cooled-positive displacement, 100 tons) | Water Cooled Positive Displacement Chiller with Integral VFD, 100 Tons, 0.5985 kW/ton (IPLV) | Code-Compliant Water Cooled Positive Displacement Chiller, 100 Tons, 0.615 kW/ton (IPLV) | Commercial | Turnover | Institutional | FL Zone 2 | Per Unit | 32% | 74694.46 | 72690.46 | 2003.998 | 0.026829 | 20 | 0.78899 | 0.034174 | 0 | Reference source included incremental cost only | 0 | 0 | 5200 | Mid-Atlantic TRM V7.0, 2017 | 0 | 0 | 5200 | unit (100 tons) |  | 5200
Equipment | High Efficiency Chiller (Water cooled-positive displacement, 100 tons) | Water Cooled Positive Displacement Chiller with Integral VFD, 100 Tons, 0.5985 kW/ton (IPLV) | Code-Compliant Water Cooled Positive Displacement Chiller, 100 Tons, 0.615 kW/ton (IPLV) | Commercial | Turnover | Lodging/Hospitality | FL Zone 2 | Per Unit | 28% | 228421.1 | 222292.8 | 6128.372 | 0.026829 | 20 | 2.4128 | 0.10451 | 0 | Reference source included incremental cost only | 0 | 0 | 5200 | Mid-Atlantic TRM V7.0, 2017 | 0 | 0 | 5200 | unit (100 tons) |  | 5200
Equipment | High Efficiency Chiller (Water cooled-positive displacement, 100 tons) | Water Cooled Positive Displacement Chiller with Integral VFD, 100 Tons, 0.5985 kW/ton (IPLV) | Code-Compliant Water Cooled Positive Displacement Chiller, 100 Tons, 0.615 kW/ton (IPLV) | Commercial | Turnover | Miscellaneous | FL Zone 2 | Per Unit | 28% | 77233.64 | 75161.52 | 2072.122 | 0.026829 | 20 | 0.81581 | 0.035336 | 0 | Reference source included incremental cost only | 0 | 0 | 5200 | Mid-Atlantic TRM V7.0, 2017 | 0 | 0 | 5200 | unit (100 tons) |  | 5200
Equipment | High Efficiency Chiller (Water cooled-positive displacement, 100 tons) | Water Cooled Positive Displacement Chiller with Integral VFD, 100 Tons, 0.5985 kW/ton (IPLV) | Code-Compliant Water Cooled Positive Displacement Chiller, 100 Tons, 0.615 kW/ton (IPLV) | Commercial | Turnover | Offices | FL Zone 2 | Per Unit | 32% | 155631.1 | 151455.6 | 4175.468 | 0.026829 | 20 | 1.6439 | 0.071205 | 0 | Reference source included incremental cost only | 0 | 0 | 5200 | Mid-Atlantic TRM V7.0, 2017 | 0 | 0 | 5200 | unit (100 tons) |  | 5200
Equipment | High Efficiency Chiller (Water cooled-positive displacement, 100 tons) | Water Cooled Positive Displacement Chiller with Integral VFD, 100 Tons, 0.5985 kW/ton (IPLV) | Code-Compliant Water Cooled Positive Displacement Chiller, 100 Tons, 0.615 kW/ton (IPLV) | Commercial | Turnover | Restaurants | FL Zone 2 | Per Unit | 28% | 224083.4 | 218071.4 | 6011.993 | 0.026829 | 20 | 2.367 | 0.10252 | 0 | Reference source included incremental cost only | 0 | 0 | 5200 | Mid-Atlantic TRM V7.0, 2017 | 0 | 0 | 5200 | unit (100 tons) |  | 5200
Equipment | High Efficiency Chiller (Water cooled-positive displacement, 100 tons) | Water Cooled Positive Displacement Chiller with Integral VFD, 100 Tons, 0.5985 kW/ton (IPLV) | Code-Compliant Water Cooled Positive Displacement Chiller, 100 Tons, 0.615 kW/ton (IPLV) | Commercial | Turnover | Retail | FL Zone 2 | Per Unit | 28% | 175627.2 | 170915.2 | 4711.949 | 0.026829 | 20 | 1.8551 | 0.080354 | 0 | Reference source included incremental cost only | 0 | 0 | 5200 | Mid-Atlantic TRM V7.0, 2017 | 0 | 0 | 5200 | unit (100 tons) |  | 5200
Equipment | High Efficiency Chiller (Water cooled-positive displacement, 100 tons) | Water Cooled Positive Displacement Chiller with Integral VFD, 100 Tons, 0.5985 kW/ton (IPLV) | Code-Compliant Water Cooled Positive Displacement Chiller, 100 Tons, 0.615 kW/ton (IPLV) | Commercial | Turnover | Schools K-12 | FL Zone 2 | Per Unit | 28% | 152668.7 | 148572.7 | 4095.989 | 0.026829 | 20 | 1.6126 | 0.06985 | 0 | Reference source included incremental cost only | 0 | 0 | 5200 | Mid-Atlantic TRM V7.0, 2017 | 0 | 0 | 5200 | unit (100 tons) |  | 5200
Equipment | High Efficiency Chiller (Water cooled-positive displacement, 100 tons) | Water Cooled Positive Displacement Chiller with Integral VFD, 100 Tons, 0.5985 kW/ton (IPLV) | Code-Compliant Water Cooled Positive Displacement Chiller, 100 Tons, 0.615 kW/ton (IPLV) | Commercial | Turnover | Warehouse | FL Zone 2 | Per Unit | 28% | 33538.45 | 32638.63 | 899.812 | 0.026829 | 20 | 0.35426 | 0.015345 | 0 | Reference source included incremental cost only | 0 | 0 | 5200 | Mid-Atlantic TRM V7.0, 2017 | 0 | 0 | 5200 | unit (100 tons) |  | 5200
Equipment | High Efficiency Chiller (Water cooled-positive displacement, 100 tons) | Water Cooled Positive Displacement Chiller with Integral VFD, 100 Tons, 0.5985 kW/ton (IPLV) | Code-Compliant Water Cooled Positive Displacement Chiller, 100 Tons, 0.615 kW/ton (IPLV) | Commercial | New | Assembly | FL Zone 2 | Per Unit | 32% | 138280 | 134570 | 3709.95 | 0.026829 | 20 | 1.4606 | 0.063266 | 0 | Reference source included incremental cost only | 0 | 0 | 5200 | Mid-Atlantic TRM V7.0, 2017 | 0 | 0 | 5200 | unit (100 tons) |  | 5200
Equipment | High Efficiency Chiller (Water cooled-positive displacement, 100 tons) | Water Cooled Positive Displacement Chiller with Integral VFD, 100 Tons, 0.5985 kW/ton (IPLV) | Code-Compliant Water Cooled Positive Displacement Chiller, 100 Tons, 0.615 kW/ton (IPLV) | Commercial | New | College and University | FL Zone 2 | Per Unit | 28% | 153409.3 | 149293.4 | 4115.859 | 0.026829 | 20 | 1.6204 | 0.070188 | 0 | Reference source included incremental cost only | 0 | 0 | 5200 | Mid-Atlantic TRM V7.0, 2017 | 0 | 0 | 5200 | unit (100 tons) |  | 5200
Equipment | High Efficiency Chiller (Water cooled-positive displacement, 100 tons) | Water Cooled Positive Displacement Chiller with Integral VFD, 100 Tons, 0.5985 kW/ton (IPLV) | Code-Compliant Water Cooled Positive Displacement Chiller, 100 Tons, 0.615 kW/ton (IPLV) | Commercial | New | Grocery | FL Zone 2 | Per Unit | 28% | 76387.25 | 74337.83 | 2049.414 | 0.026829 | 20 | 0.80687 | 0.034949 | 0 | Reference source included incremental cost only | 0 | 0 | 5200 | Mid-Atlantic TRM V7.0, 2017 | 0 | 0 | 5200 | unit (100 tons) |  | 5200
Equipment | High Efficiency Chiller (Water cooled-positive displacement, 100 tons) | Water Cooled Positive Displacement Chiller with Integral VFD, 100 Tons, 0.5985 kW/ton (IPLV) | Code-Compliant Water Cooled Positive Displacement Chiller, 100 Tons, 0.615 kW/ton (IPLV) | Commercial | New | Healthcare | FL Zone 2 | Per Unit | 28% | 300893.8 | 292821.1 | 8072.761 | 0.026829 | 20 | 3.1783 | 0.13767 | 0 | Reference source included incremental cost only | 0 | 0 | 5200 | Mid-Atlantic TRM V7.0, 2017 | 0 | 0 | 5200 | unit (100 tons) |  | 5200
Equipment | High Efficiency Chiller (Water cooled-positive displacement, 100 tons) | Water Cooled Positive Displacement Chiller with Integral VFD, 100 Tons, 0.5985 kW/ton (IPLV) | Code-Compliant Water Cooled Positive Displacement Chiller, 100 Tons, 0.615 kW/ton (IPLV) | Commercial | New | Hospitals | FL Zone 2 | Per Unit | 32% | 285023.9 | 277376.9 | 7646.982 | 0.026829 | 20 | 3.0107 | 0.1304 | 0 | Reference source included incremental cost only | 0 | 0 | 5200 | Mid-Atlantic TRM V7.0, 2017 | 0 | 0 | 5200 | unit (100 tons) |  | 5200
Equipment | High Efficiency Chiller (Water cooled-positive displacement, 100 tons) | Water Cooled Positive Displacement Chiller with Integral VFD, 100 Tons, 0.5985 kW/ton (IPLV) | Code-Compliant Water Cooled Positive Displacement Chiller, 100 Tons, 0.615 kW/ton (IPLV) | Commercial | New | Institutional | FL Zone 2 | Per Unit | 32% | 74694.46 | 72690.46 | 2003.998 | 0.026829 | 20 | 0.78899 | 0.034174 | 0 | Reference source included incremental cost only | 0 | 0 | 5200 | Mid-Atlantic TRM V7.0, 2017 | 0 | 0 | 5200 | unit (100 tons) |  | 5200
Equipment | High Efficiency Chiller (Water cooled-positive displacement, 100 tons) | Water Cooled Positive Displacement Chiller with Integral VFD, 100 Tons, 0.5985 kW/ton (IPLV) | Code-Compliant Water Cooled Positive Displacement Chiller, 100 Tons, 0.615 kW/ton (IPLV) | Commercial | New | Lodging/Hospitality | FL Zone 2 | Per Unit | 28% | 228421.1 | 222292.8 | 6128.372 | 0.026829 | 20 | 2.4128 | 0.10451 | 0 | Reference source included incremental cost only | 0 | 0 | 5200 | Mid-Atlantic TRM V7.0, 2017 | 0 | 0 | 5200 | unit (100 tons) |  | 5200
Equipment | High Efficiency Chiller (Water cooled-positive displacement, 100 tons) | Water Cooled Positive Displacement Chiller with Integral VFD, 100 Tons, 0.5985 kW/ton (IPLV) | Code-Compliant Water Cooled Positive Displacement Chiller, 100 Tons, 0.615 kW/ton (IPLV) | Commercial | New | Miscellaneous | FL Zone 2 | Per Unit | 28% | 77233.64 | 75161.52 | 2072.122 | 0.026829 | 20 | 0.81581 | 0.035336 | 0 | Reference source included incremental cost only | 0 | 0 | 5200 | Mid-Atlantic TRM V7.0, 2017 | 0 | 0 | 5200 | unit (100 tons) |  | 5200
Equipment | High Efficiency Chiller (Water cooled-positive displacement, 100 tons) | Water Cooled Positive Displacement Chiller with Integral VFD, 100 Tons, 0.5985 kW/ton (IPLV) | Code-Compliant Water Cooled Positive Displacement Chiller, 100 Tons, 0.615 kW/ton (IPLV) | Commercial | New | Offices | FL Zone 2 | Per Unit | 32% | 155631.1 | 151455.6 | 4175.468 | 0.026829 | 20 | 1.6439 | 0.071205 | 0 | Reference source included incremental cost only | 0 | 0 | 5200 | Mid-Atlantic TRM V7.0, 2017 | 0 | 0 | 5200 | unit (100 tons) |  | 5200
Equipment | High Efficiency Chiller (Water cooled-positive displacement, 100 tons) | Water Cooled Positive Displacement Chiller with Integral VFD, 100 Tons, 0.5985 kW/ton (IPLV) | Code-Compliant Water Cooled Positive Displacement Chiller, 100 Tons, 0.615 kW/ton (IPLV) | Commercial | New | Restaurants | FL Zone 2 | Per Unit | 28% | 224083.4 | 218071.4 | 6011.993 | 0.026829 | 20 | 2.367 | 0.10252 | 0 | Reference source included incremental cost only | 0 | 0 | 5200 | Mid-Atlantic TRM V7.0, 2017 | 0 | 0 | 5200 | unit (100 tons) |  | 5200
Equipment | High Efficiency Chiller (Water cooled-positive displacement, 100 tons) | Water Cooled Positive Displacement Chiller with Integral VFD, 100 Tons, 0.5985 kW/ton (IPLV) | Code-Compliant Water Cooled Positive Displacement Chiller, 100 Tons, 0.615 kW/ton (IPLV) | Commercial | New | Retail | FL Zone 2 | Per Unit | 28% | 175627.2 | 170915.2 | 4711.949 | 0.026829 | 20 | 1.8551 | 0.080354 | 0 | Reference source included incremental cost only | 0 | 0 | 5200 | Mid-Atlantic TRM V7.0, 2017 | 0 | 0 | 5200 | unit (100 tons) |  | 5200
Equipment | High Efficiency Chiller (Water cooled-positive displacement, 100 tons) | Water Cooled Positive Displacement Chiller with Integral VFD, 100 Tons, 0.5985 kW/ton (IPLV) | Code-Compliant Water Cooled Positive Displacement Chiller, 100 Tons, 0.615 kW/ton (IPLV) | Commercial | New | Schools K-12 | FL Zone 2 | Per Unit | 28% | 152668.7 | 148572.7 | 4095.989 | 0.026829 | 20 | 1.6126 | 0.06985 | 0 | Reference source included incremental cost only | 0 | 0 | 5200 | Mid-Atlantic TRM V7.0, 2017 | 0 | 0 | 5200 | unit (100 tons) |  | 5200
Equipment | High Efficiency Chiller (Water cooled-positive displacement, 100 tons) | Water Cooled Positive Displacement Chiller with Integral VFD, 100 Tons, 0.5985 kW/ton (IPLV) | Code-Compliant Water Cooled Positive Displacement Chiller, 100 Tons, 0.615 kW/ton (IPLV) | Commercial | New | Warehouse | FL Zone 2 | Per Unit | 28% | 33538.45 | 32638.63 | 899.812 | 0.026829 | 20 | 0.35426 | 0.015345 | 0 | Reference source included incremental cost only | 0 | 0 | 5200 | Mid-Atlantic TRM V7.0, 2017 | 0 | 0 | 5200 | unit (100 tons) |  | 5200
Equipment | High Efficiency Data Center Cooling | High Efficiency CRAC (computer room air conditioner) | Standard Efficiency CRAC | Commercial | Turnover | Assembly | FL Zone 2 | Per Unit | 0% | 463560 | 333763.2 | 129796.8 | 0.28 | 20 | 29.7567 | 17.1868 | 0 | Reference source included incremental cost only | 0 | 0 | 213000 | USDOE estimates incremental Cost = $750 per ton. Actual cost may vary widely | 0 | 0 | 213000 | system (284 tons) |  | 213000
Equipment | High Efficiency Data Center Cooling | High Efficiency CRAC (computer room air conditioner) | Standard Efficiency CRAC | Commercial | Turnover | College and University | FL Zone 2 | Per Unit | 14% | 463560 | 333763.2 | 129796.8 | 0.28 | 20 | 29.7567 | 17.1868 | 0 | Reference source included incremental cost only | 0 | 0 | 213000 | USDOE estimates incremental Cost = $750 per ton. Actual cost may vary widely | 0 | 0 | 213000 | system (284 tons) |  | 213000
Equipment | High Efficiency Data Center Cooling | High Efficiency CRAC (computer room air conditioner) | Standard Efficiency CRAC | Commercial | Turnover | Grocery | FL Zone 2 | Per Unit | 0% | 463560 | 333763.2 | 129796.8 | 0.28 | 20 | 29.7567 | 17.1868 | 0 | Reference source included incremental cost only | 0 | 0 | 213000 | USDOE estimates incremental Cost = $750 per ton. Actual cost may vary widely | 0 | 0 | 213000 | system (284 tons) |  | 213000
Equipment | High Efficiency Data Center Cooling | High Efficiency CRAC (computer room air conditioner) | Standard Efficiency CRAC | Commercial | Turnover | Healthcare | FL Zone 2 | Per Unit | 14% | 463560 | 333763.2 | 129796.8 | 0.28 | 20 | 29.7567 | 17.1868 | 0 | Reference source included incremental cost only | 0 | 0 | 213000 | USDOE estimates incremental Cost = $750 per ton. Actual cost may vary widely | 0 | 0 | 213000 | system (284 tons) |  | 213000
Equipment | High Efficiency Data Center Cooling | High Efficiency CRAC (computer room air conditioner) | Standard Efficiency CRAC | Commercial | Turnover | Hospitals | FL Zone 2 | Per Unit | 16% | 463560 | 333763.2 | 129796.8 | 0.28 | 20 | 29.7567 | 17.1868 | 0 | Reference source included incremental cost only | 0 | 0 | 213000 | USDOE estimates incremental Cost = $750 per ton. Actual cost may vary widely | 0 | 0 | 213000 | system (284 tons) |  | 213000
Equipment | High Efficiency Data Center Cooling | High Efficiency CRAC (computer room air conditioner) | Standard Efficiency CRAC | Commercial | Turnover | Institutional | FL Zone 2 | Per Unit | 16% | 463560 | 333763.2 | 129796.8 | 0.28 | 20 | 29.7567 | 17.1868 | 0 | Reference source included incremental cost only | 0 | 0 | 213000 | USDOE estimates incremental Cost = $750 per ton. Actual cost may vary widely | 0 | 0 | 213000 | system (284 tons) |  | 213000
Equipment | High Efficiency Data Center Cooling | High Efficiency CRAC (computer room air conditioner) | Standard Efficiency CRAC | Commercial | Turnover | Lodging/Hospitality | FL Zone 2 | Per Unit | 0% | 463560 | 333763.2 | 129796.8 | 0.28 | 20 | 29.7567 | 17.1868 | 0 | Reference source included incremental cost only | 0 | 0 | 213000 | USDOE estimates incremental Cost = $750 per ton. Actual cost may vary widely | 0 | 0 | 213000 | system (284 tons) |  | 213000
Equipment | High Efficiency Data Center Cooling | High Efficiency CRAC (computer room air conditioner) | Standard Efficiency CRAC | Commercial | Turnover | Miscellaneous | FL Zone 2 | Per Unit | 0% | 463560 | 333763.2 | 129796.8 | 0.28 | 20 | 29.7567 | 17.1868 | 0 | Reference source included incremental cost only | 0 | 0 | 213000 | USDOE estimates incremental Cost = $750 per ton. Actual cost may vary widely | 0 | 0 | 213000 | system (284 tons) |  | 213000
Equipment | High Efficiency Data Center Cooling | High Efficiency CRAC (computer room air conditioner) | Standard Efficiency CRAC | Commercial | Turnover | Offices | FL Zone 2 | Per Unit | 16% | 463560 | 333763.2 | 129796.8 | 0.28 | 20 | 29.7567 | 17.1868 | 0 | Reference source included incremental cost only | 0 | 0 | 213000 | USDOE estimates incremental Cost = $750 per ton. Actual cost may vary widely | 0 | 0 | 213000 | system (284 tons) |  | 213000
Equipment | High Efficiency Data Center Cooling | High Efficiency CRAC (computer room air conditioner) | Standard Efficiency CRAC | Commercial | Turnover | Restaurants | FL Zone 2 | Per Unit | 0% | 463560 | 333763.2 | 129796.8 | 0.28 | 20 | 29.7567 | 17.1868 | 0 | Reference source included incremental cost only | 0 | 0 | 213000 | USDOE estimates incremental Cost = $750 per ton. Actual cost may vary widely | 0 | 0 | 213000 | system (284 tons) |  | 213000
Equipment | High Efficiency Data Center Cooling | High Efficiency CRAC (computer room air conditioner) | Standard Efficiency CRAC | Commercial | Turnover | Retail | FL Zone 2 | Per Unit | 0% | 463560 | 333763.2 | 129796.8 | 0.28 | 20 | 29.7567 | 17.1868 | 0 | Reference source included incremental cost only | 0 | 0 | 213000 | USDOE estimates incremental Cost = $750 per ton. Actual cost may vary widely | 0 | 0 | 213000 | system (284 tons) |  | 213000
Equipment | High Efficiency Data Center Cooling | High Efficiency CRAC (computer room air conditioner) | Standard Efficiency CRAC | Commercial | Turnover | Schools K-12 | FL Zone 2 | Per Unit | 14% | 463560 | 333763.2 | 129796.8 | 0.28 | 20 | 29.7567 | 17.1868 | 0 | Reference source included incremental cost only | 0 | 0 | 213000 | USDOE estimates incremental Cost = $750 per ton. Actual cost may vary widely | 0 | 0 | 213000 | system (284 tons) |  | 213000
Equipment | High Efficiency Data Center Cooling | High Efficiency CRAC (computer room air conditioner) | Standard Efficiency CRAC | Commercial | Turnover | Warehouse | FL Zone 2 | Per Unit | 0% | 463560 | 333763.2 | 129796.8 | 0.28 | 20 | 29.7567 | 17.1868 | 0 | Reference source included incremental cost only | 0 | 0 | 213000 | USDOE estimates incremental Cost = $750 per ton. Actual cost may vary widely | 0 | 0 | 213000 | system (284 tons) |  | 213000
Equipment | High Efficiency Data Center Cooling | High Efficiency CRAC (computer room air conditioner) | Standard Efficiency CRAC | Commercial | New | Assembly | FL Zone 2 | Per Unit | 0% | 463560 | 333763.2 | 129796.8 | 0.28 | 20 | 29.7567 | 17.1868 | 0 | Reference source included incremental cost only | 0 | 0 | 213000 | USDOE estimates incremental Cost = $750 per ton. Actual cost may vary widely | 0 | 0 | 213000 | system (284 tons) |  | 213000
Equipment | High Efficiency Data Center Cooling | High Efficiency CRAC (computer room air conditioner) | Standard Efficiency CRAC | Commercial | New | College and University | FL Zone 2 | Per Unit | 14% | 463560 | 333763.2 | 129796.8 | 0.28 | 20 | 29.7567 | 17.1868 | 0 | Reference source included incremental cost only | 0 | 0 | 213000 | USDOE estimates incremental Cost = $750 per ton. Actual cost may vary widely | 0 | 0 | 213000 | system (284 tons) |  | 213000
Equipment | High Efficiency Data Center Cooling | High Efficiency CRAC (computer room air conditioner) | Standard Efficiency CRAC | Commercial | New | Grocery | FL Zone 2 | Per Unit | 0% | 463560 | 333763.2 | 129796.8 | 0.28 | 20 | 29.7567 | 17.1868 | 0 | Reference source included incremental cost only | 0 | 0 | 213000 | USDOE estimates incremental Cost = $750 per ton. Actual cost may vary widely | 0 | 0 | 213000 | system (284 tons) |  | 213000
Equipment | High Efficiency Data Center Cooling | High Efficiency CRAC (computer room air conditioner) | Standard Efficiency CRAC | Commercial | New | Healthcare | FL Zone 2 | Per Unit | 14% | 463560 | 333763.2 | 129796.8 | 0.28 | 20 | 29.7567 | 17.1868 | 0 | Reference source included incremental cost only | 0 | 0 | 213000 | USDOE estimates incremental Cost = $750 per ton. Actual cost may vary widely | 0 | 0 | 213000 | system (284 tons) |  | 213000
Equipment | High Efficiency Data Center Cooling | High Efficiency CRAC (computer room air conditioner) | Standard Efficiency CRAC | Commercial | New | Hospitals | FL Zone 2 | Per Unit | 16% | 463560 | 333763.2 | 129796.8 | 0.28 | 20 | 29.7567 | 17.1868 | 0 | Reference source included incremental cost only | 0 | 0 | 213000 | USDOE estimates incremental Cost = $750 per ton. Actual cost may vary widely | 0 | 0 | 213000 | system (284 tons) |  | 213000
Equipment | High Efficiency Data Center Cooling | High Efficiency CRAC (computer room air conditioner) | Standard Efficiency CRAC | Commercial | New | Institutional | FL Zone 2 | Per Unit | 16% | 463560 | 333763.2 | 129796.8 | 0.28 | 20 | 29.7567 | 17.1868 | 0 | Reference source included incremental cost only | 0 | 0 | 213000 | USDOE estimates incremental Cost = $750 per ton. Actual cost may vary widely | 0 | 0 | 213000 | system (284 tons) |  | 213000
Equipment | High Efficiency Data Center Cooling | High Efficiency CRAC (computer room air conditioner) | Standard Efficiency CRAC | Commercial | New | Lodging/Hospitality | FL Zone 2 | Per Unit | 0% | 463560 | 333763.2 | 129796.8 | 0.28 | 20 | 29.7567 | 17.1868 | 0 | Reference source included incremental cost only | 0 | 0 | 213000 | USDOE estimates incremental Cost = $750 per ton. Actual cost may vary widely | 0 | 0 | 213000 | system (284 tons) |  | 213000
Equipment | High Efficiency Data Center Cooling | High Efficiency CRAC (computer room air conditioner) | Standard Efficiency CRAC | Commercial | New | Miscellaneous | FL Zone 2 | Per Unit | 0% | 463560 | 333763.2 | 129796.8 | 0.28 | 20 | 29.7567 | 17.1868 | 0 | Reference source included incremental cost only | 0 | 0 | 213000 | USDOE estimates incremental Cost = $750 per ton. Actual cost may vary widely | 0 | 0 | 213000 | system (284 tons) |  | 213000
Equipment | High Efficiency Data Center Cooling | High Efficiency CRAC (computer room air conditioner) | Standard Efficiency CRAC | Commercial | New | Offices | FL Zone 2 | Per Unit | 16% | 463560 | 333763.2 | 129796.8 | 0.28 | 20 | 29.7567 | 17.1868 | 0 | Reference source included incremental cost only | 0 | 0 | 213000 | USDOE estimates incremental Cost = $750 per ton. Actual cost may vary widely | 0 | 0 | 213000 | system (284 tons) |  | 213000
Equipment | High Efficiency Data Center Cooling | High Efficiency CRAC (computer room air conditioner) | Standard Efficiency CRAC | Commercial | New | Restaurants | FL Zone 2 | Per Unit | 0% | 463560 | 333763.2 | 129796.8 | 0.28 | 20 | 29.7567 | 17.1868 | 0 | Reference source included incremental cost only | 0 | 0 | 213000 | USDOE estimates incremental Cost = $750 per ton. Actual cost may vary widely | 0 | 0 | 213000 | system (284 tons) |  | 213000
Equipment | High Efficiency Data Center Cooling | High Efficiency CRAC (computer room air conditioner) | Standard Efficiency CRAC | Commercial | New | Retail | FL Zone 2 | Per Unit | 0% | 463560 | 333763.2 | 129796.8 | 0.28 | 20 | 29.7567 | 17.1868 | 0 | Reference source included incremental cost only | 0 | 0 | 213000 | USDOE estimates incremental Cost = $750 per ton. Actual cost may vary widely | 0 | 0 | 213000 | system (284 tons) |  | 213000
Equipment | High Efficiency Data Center Cooling | High Efficiency CRAC (computer room air conditioner) | Standard Efficiency CRAC | Commercial | New | Schools K-12 | FL Zone 2 | Per Unit | 14% | 463560 | 333763.2 | 129796.8 | 0.28 | 20 | 29.7567 | 17.1868 | 0 | Reference source included incremental cost only | 0 | 0 | 213000 | USDOE estimates incremental Cost = $750 per ton. Actual cost may vary widely | 0 | 0 | 213000 | system (284 tons) |  | 213000
Equipment | High Efficiency Data Center Cooling | High Efficiency CRAC (computer room air conditioner) | Standard Efficiency CRAC | Commercial | New | Warehouse | FL Zone 2 | Per Unit | 0% | 463560 | 333763.2 | 129796.8 | 0.28 | 20 | 29.7567 | 17.1868 | 0 | Reference source included incremental cost only | 0 | 0 | 213000 | USDOE estimates incremental Cost = $750 per ton. Actual cost may vary widely | 0 | 0 | 213000 | system (284 tons) |  | 213000
Equipment | High Efficiency DX 135k- less than 240k BTU | High Efficiency DX ≥135k and <240k BTU/h Electric Heat | Code-Compliant Packaged or Split DX Unit, 15 Tons, 11 SEER | Commercial | Turnover | Assembly | FL Zone 2 | Per Unit | 95% | 36930.38 | 35568.9 | 1361.48 | 0.036866 | 15 | 0.56299 | 0 | 14805.8 | Itron 2010 - 2012 Measure Cost Study Report, Appendix F | 0 | 0 | 18135.41 | Itron 2010 - 2012 Measure Cost Study Report, Appendix F | 0 | 0 | 3329.61 | unit |  | 3329.61
Equipment | High Efficiency DX 135k- less than 240k BTU | High Efficiency DX ≥135k and <240k BTU/h Electric Heat | Code-Compliant Packaged or Split DX Unit, 15 Tons, 11 SEER | Commercial | Turnover | College and University | FL Zone 2 | Per Unit | 95% | 40970.97 | 39460.53 | 1510.441 | 0.036866 | 15 | 0.62459 | 0 | 14805.8 | Itron 2010 - 2012 Measure Cost Study Report, Appendix F | 0 | 0 | 18135.41 | Itron 2010 - 2012 Measure Cost Study Report, Appendix F | 0 | 0 | 3329.61 | unit |  | 3329.61
Equipment | High Efficiency DX 135k- less than 240k BTU | High Efficiency DX ≥135k and <240k BTU/h Electric Heat | Code-Compliant Packaged or Split DX Unit, 15 Tons, 11 SEER | Commercial | Turnover | Grocery | FL Zone 2 | Per Unit | 95% | 20400.72 | 19648.62 | 752.0953 | 0.036866 | 15 | 0.311 | 0 | 14805.8 | Itron 2010 - 2012 Measure Cost Study Report, Appendix F | 0 | 0 | 18135.41 | Itron 2010 - 2012 Measure Cost Study Report, Appendix F | 0 | 0 | 3329.61 | unit |  | 3329.61
Equipment | High Efficiency DX 135k- less than 240k BTU | High Efficiency DX ≥135k and <240k BTU/h Electric Heat | Code-Compliant Packaged or Split DX Unit, 15 Tons, 11 SEER | Commercial | Turnover | Healthcare | FL Zone 2 | Per Unit | 95% | 80359.61 | 77397.06 | 2962.547 | 0.036866 | 15 | 1.2251 | 0 | 14805.8 | Itron 2010 - 2012 Measure Cost Study Report, Appendix F | 0 | 0 | 18135.41 | Itron 2010 - 2012 Measure Cost Study Report, Appendix F | 0 | 0 | 3329.61 | unit |  | 3329.61
Equipment | High Efficiency DX 135k- less than 240k BTU | High Efficiency DX ≥135k and <240k BTU/h Electric Heat | Code-Compliant Packaged or Split DX Unit, 15 Tons, 11 SEER | Commercial | Turnover | Hospitals | FL Zone 2 | Per Unit | 95% | 76121.23 | 73314.94 | 2806.295 | 0.036866 | 15 | 1.1604 | 0 | 14805.8 | Itron 2010 - 2012 Measure Cost Study Report, Appendix F | 0 | 0 | 18135.41 | Itron 2010 - 2012 Measure Cost Study Report, Appendix F | 0 | 0 | 3329.61 | unit |  | 3329.61
Equipment | High Efficiency DX 135k- less than 240k BTU | High Efficiency DX ≥135k and <240k BTU/h Electric Heat | Code-Compliant Packaged or Split DX Unit, 15 Tons, 11 SEER | Commercial | Turnover | Institutional | FL Zone 2 | Per Unit | 95% | 19948.62 | 19213.19 | 735.4283 | 0.036866 | 15 | 0.30411 | 0 | 14805.8 | Itron 2010 - 2012 Measure Cost Study Report, Appendix F | 0 | 0 | 18135.41 | Itron 2010 - 2012 Measure Cost Study Report, Appendix F | 0 | 0 | 3329.61 | unit |  | 3329.61
Equipment | High Efficiency DX 135k- less than 240k BTU | High Efficiency DX ≥135k and <240k BTU/h Electric Heat | Code-Compliant Packaged or Split DX Unit, 15 Tons, 11 SEER | Commercial | Turnover | Lodging/Hospitality | FL Zone 2 | Per Unit | 95% | 61004.36 | 58755.36 | 2248.994 | 0.036866 | 15 | 0.92999 | 0 | 14805.8 | Itron 2010 - 2012 Measure Cost Study Report, Appendix F | 0 | 0 | 18135.41 | Itron 2010 - 2012 Measure Cost Study Report, Appendix F | 0 | 0 | 3329.61 | unit |  | 3329.61
Equipment | High Efficiency DX 135k- less than 240k BTU | High Efficiency DX ≥135k and <240k BTU/h Electric Heat | Code-Compliant Packaged or Split DX Unit, 15 Tons, 11 SEER | Commercial | Turnover | Miscellaneous | FL Zone 2 | Per Unit | 95% | 20626.76 | 19866.33 | 760.4287 | 0.036866 | 15 | 0.31445 | 0 | 14805.8 | Itron 2010 - 2012 Measure Cost Study Report, Appendix F | 0 | 0 | 18135.41 | Itron 2010 - 2012 Measure Cost Study Report, Appendix F | 0 | 0 | 3329.61 | unit |  | 3329.61
Equipment | High Efficiency DX 135k- less than 240k BTU | High Efficiency DX ≥135k and <240k BTU/h Electric Heat | Code-Compliant Packaged or Split DX Unit, 15 Tons, 11 SEER | Commercial | Turnover | Offices | FL Zone 2 | Per Unit | 95% | 41564.34 | 40032.02 | 1532.316 | 0.036866 | 15 | 0.63363 | 0 | 14805.8 | Itron 2010 - 2012 Measure Cost Study Report, Appendix F | 0 | 0 | 18135.41 | Itron 2010 - 2012 Measure Cost Study Report, Appendix F | 0 | 0 | 3329.61 | unit |  | 3329.61
Equipment | High Efficiency DX 135k- less than 240k BTU | High Efficiency DX ≥135k and <240k BTU/h Electric Heat | Code-Compliant Packaged or Split DX Unit, 15 Tons, 11 SEER | Commercial | Turnover | Restaurants | FL Zone 2 | Per Unit | 95% | 59845.87 | 57639.58 | 2206.285 | 0.036866 | 15 | 0.91233 | 0 | 14805.8 | Itron 2010 - 2012 Measure Cost Study Report, Appendix F | 0 | 0 | 18135.41 | Itron 2010 - 2012 Measure Cost Study Report, Appendix F | 0 | 0 | 3329.61 | unit |  | 3329.61
Equipment | High Efficiency DX 135k- less than 240k BTU | High Efficiency DX ≥135k and <240k BTU/h Electric Heat | Code-Compliant Packaged or Split DX Unit, 15 Tons, 11 SEER | Commercial | Turnover | Retail | FL Zone 2 | Per Unit | 95% | 46904.69 | 45175.5 | 1729.194 | 0.036866 | 15 | 0.71505 | 0 | 14805.8 | Itron 2010 - 2012 Measure Cost Study Report, Appendix F | 0 | 0 | 18135.41 | Itron 2010 - 2012 Measure Cost Study Report, Appendix F | 0 | 0 | 3329.61 | unit |  | 3329.61
Equipment | High Efficiency DX 135k- less than 240k BTU | High Efficiency DX ≥135k and <240k BTU/h Electric Heat | Code-Compliant Packaged or Split DX Unit, 15 Tons, 11 SEER | Commercial | Turnover | Schools K-12 | FL Zone 2 | Per Unit | 95% | 40773.18 | 39270.03 | 1503.149 | 0.036866 | 15 | 0.62157 | 0 | 14805.8 | Itron 2010 - 2012 Measure Cost Study Report, Appendix F | 0 | 0 | 18135.41 | Itron 2010 - 2012 Measure Cost Study Report, Appendix F | 0 | 0 | 3329.61 | unit |  | 3329.61
Equipment | High Efficiency DX 135k- less than 240k BTU | High Efficiency DX ≥135k and <240k BTU/h Electric Heat | Code-Compliant Packaged or Split DX Unit, 15 Tons, 11 SEER | Commercial | Turnover | Warehouse | FL Zone 2 | Per Unit | 95% | 8957.101 | 8626.888 | 330.2136 | 0.036866 | 15 | 0.13655 | 0 | 14805.8 | Itron 2010 - 2012 Measure Cost Study Report, Appendix F | 0 | 0 | 18135.41 | Itron 2010 - 2012 Measure Cost Study Report, Appendix F | 0 | 0 | 3329.61 | unit |  | 3329.61
Equipment | High Efficiency DX 135k- less than 240k BTU | High Efficiency DX ≥135k and <240k BTU/h Electric Heat | Code-Compliant Packaged or Split DX Unit, 15 Tons, 11 SEER | Commercial | New | Assembly | FL Zone 2 | Per Unit | 95% | 36930.38 | 35568.9 | 1361.48 | 0.036866 | 15 | 0.56299 | 0 | 14805.8 | Itron 2010 - 2012 Measure Cost Study Report, Appendix F | 0 | 0 | 18135.41 | Itron 2010 - 2012 Measure Cost Study Report, Appendix F | 0 | 0 | 3329.61 | unit |  | 3329.61
Equipment | High Efficiency DX 135k- less than 240k BTU | High Efficiency DX ≥135k and <240k BTU/h Electric Heat | Code-Compliant Packaged or Split DX Unit, 15 Tons, 11 SEER | Commercial | New | College and University | FL Zone 2 | Per Unit | 95% | 40970.97 | 39460.53 | 1510.441 | 0.036866 | 15 | 0.62459 | 0 | 14805.8 | Itron 2010 - 2012 Measure Cost Study Report, Appendix F | 0 | 0 | 18135.41 | Itron 2010 - 2012 Measure Cost Study Report, Appendix F | 0 | 0 | 3329.61 | unit |  | 3329.61
Equipment | High Efficiency DX 135k- less than 240k BTU | High Efficiency DX ≥135k and <240k BTU/h Electric Heat | Code-Compliant Packaged or Split DX Unit, 15 Tons, 11 SEER | Commercial | New | Grocery | FL Zone 2 | Per Unit | 95% | 20400.72 | 19648.62 | 752.0953 | 0.036866 | 15 | 0.311 | 0 | 14805.8 | Itron 2010 - 2012 Measure Cost Study Report, Appendix F | 0 | 0 | 18135.41 | Itron 2010 - 2012 Measure Cost Study Report, Appendix F | 0 | 0 | 3329.61 | unit |  | 3329.61
Equipment | High Efficiency DX 135k- less than 240k BTU | High Efficiency DX ≥135k and <240k BTU/h Electric Heat | Code-Compliant Packaged or Split DX Unit, 15 Tons, 11 SEER | Commercial | New | Healthcare | FL Zone 2 | Per Unit | 95% | 80359.61 | 77397.06 | 2962.547 | 0.036866 | 15 | 1.2251 | 0 | 14805.8 | Itron 2010 - 2012 Measure Cost Study Report, Appendix F | 0 | 0 | 18135.41 | Itron 2010 - 2012 Measure Cost Study Report, Appendix F | 0 | 0 | 3329.61 | unit |  | 3329.61
Equipment | High Efficiency DX 135k- less than 240k BTU | High Efficiency DX ≥135k and <240k BTU/h Electric Heat | Code-Compliant Packaged or Split DX Unit, 15 Tons, 11 SEER | Commercial | New | Hospitals | FL Zone 2 | Per Unit | 95% | 76121.23 | 73314.94 | 2806.295 | 0.036866 | 15 | 1.1604 | 0 | 14805.8 | Itron 2010 - 2012 Measure Cost Study Report, Appendix F | 0 | 0 | 18135.41 | Itron 2010 - 2012 Measure Cost Study Report, Appendix F | 0 | 0 | 3329.61 | unit |  | 3329.61
Equipment | High Efficiency DX 135k- less than 240k BTU | High Efficiency DX ≥135k and <240k BTU/h Electric Heat | Code-Compliant Packaged or Split DX Unit, 15 Tons, 11 SEER | Commercial | New | Institutional | FL Zone 2 | Per Unit | 95% | 19948.62 | 19213.19 | 735.4283 | 0.036866 | 15 | 0.30411 | 0 | 14805.8 | Itron 2010 - 2012 Measure Cost Study Report, Appendix F | 0 | 0 | 18135.41 | Itron 2010 - 2012 Measure Cost Study Report, Appendix F | 0 | 0 | 3329.61 | unit |  | 3329.61
Equipment | High Efficiency DX 135k- less than 240k BTU | High Efficiency DX ≥135k and <240k BTU/h Electric Heat | Code-Compliant Packaged or Split DX Unit, 15 Tons, 11 SEER | Commercial | New | Lodging/Hospitality | FL Zone 2 | Per Unit | 95% | 61004.36 | 58755.36 | 2248.994 | 0.036866 | 15 | 0.92999 | 0 | 14805.8 | Itron 2010 - 2012 Measure Cost Study Report, Appendix F | 0 | 0 | 18135.41 | Itron 2010 - 2012 Measure Cost Study Report, Appendix F | 0 | 0 | 3329.61 | unit |  | 3329.61
Equipment | High Efficiency DX 135k- less than 240k BTU | High Efficiency DX ≥135k and <240k BTU/h Electric Heat | Code-Compliant Packaged or Split DX Unit, 15 Tons, 11 SEER | Commercial | New | Miscellaneous | FL Zone 2 | Per Unit | 95% | 20626.76 | 19866.33 | 760.4287 | 0.036866 | 15 | 0.31445 | 0 | 14805.8 | Itron 2010 - 2012 Measure Cost Study Report, Appendix F | 0 | 0 | 18135.41 | Itron 2010 - 2012 Measure Cost Study Report, Appendix F | 0 | 0 | 3329.61 | unit |  | 3329.61
Equipment | High Efficiency DX 135k- less than 240k BTU | High Efficiency DX ≥135k and <240k BTU/h Electric Heat | Code-Compliant Packaged or Split DX Unit, 15 Tons, 11 SEER | Commercial | New | Offices | FL Zone 2 | Per Unit | 95% | 41564.34 | 40032.02 | 1532.316 | 0.036866 | 15 | 0.63363 | 0 | 14805.8 | Itron 2010 - 2012 Measure Cost Study Report, Appendix F | 0 | 0 | 18135.41 | Itron 2010 - 2012 Measure Cost Study Report, Appendix F | 0 | 0 | 3329.61 | unit |  | 3329.61
Equipment | High Efficiency DX 135k- less than 240k BTU | High Efficiency DX ≥135k and <240k BTU/h Electric Heat | Code-Compliant Packaged or Split DX Unit, 15 Tons, 11 SEER | Commercial | New | Restaurants | FL Zone 2 | Per Unit | 95% | 59845.87 | 57639.58 | 2206.285 | 0.036866 | 15 | 0.91233 | 0 | 14805.8 | Itron 2010 - 2012 Measure Cost Study Report, Appendix F | 0 | 0 | 18135.41 | Itron 2010 - 2012 Measure Cost Study Report, Appendix F | 0 | 0 | 3329.61 | unit |  | 3329.61
Equipment | High Efficiency DX 135k- less than 240k BTU | High Efficiency DX ≥135k and <240k BTU/h Electric Heat | Code-Compliant Packaged or Split DX Unit, 15 Tons, 11 SEER | Commercial | New | Retail | FL Zone 2 | Per Unit | 95% | 46904.69 | 45175.5 | 1729.194 | 0.036866 | 15 | 0.71505 | 0 | 14805.8 | Itron 2010 - 2012 Measure Cost Study Report, Appendix F | 0 | 0 | 18135.41 | Itron 2010 - 2012 Measure Cost Study Report, Appendix F | 0 | 0 | 3329.61 | unit |  | 3329.61
Equipment | High Efficiency DX 135k- less than 240k BTU | High Efficiency DX ≥135k and <240k BTU/h Electric Heat | Code-Compliant Packaged or Split DX Unit, 15 Tons, 11 SEER | Commercial | New | Schools K-12 | FL Zone 2 | Per Unit | 95% | 40773.18 | 39270.03 | 1503.149 | 0.036866 | 15 | 0.62157 | 0 | 14805.8 | Itron 2010 - 2012 Measure Cost Study Report, Appendix F | 0 | 0 | 18135.41 | Itron 2010 - 2012 Measure Cost Study Report, Appendix F | 0 | 0 | 3329.61 | unit |  | 3329.61
Equipment | High Efficiency DX 135k- less than 240k BTU | High Efficiency DX ≥135k and <240k BTU/h Electric Heat | Code-Compliant Packaged or Split DX Unit, 15 Tons, 11 SEER | Commercial | New | Warehouse | FL Zone 2 | Per Unit | 95% | 8957.101 | 8626.888 | 330.2136 | 0.036866 | 15 | 0.13655 | 0 | 14805.8 | Itron 2010 - 2012 Measure Cost Study Report, Appendix F | 0 | 0 | 18135.41 | Itron 2010 - 2012 Measure Cost Study Report, Appendix F | 0 | 0 | 3329.61 | unit |  | 3329.61
Equipment | High Efficiency PTAC | High Efficiency PTAC | Code-Compliant New Construction PTAC, 1.5 Tons, 11 SEER | Commercial | Turnover | Assembly | FL Zone 2 | Per Unit | 0% | 2409.059 | 1839.645 | 569.4138 | 0.23636 | 15 | 0.28329 | 0 | 1444.5 | Illinois 2018 Statewide TRM, Section 4.4.13 (cost per ton) | 0 | 0 | 1570.5 | Illinois 2018 Statewide TRM, Section 4.4.13 (cost per ton) | 0 | 0 | 126 | unit (1.5 ton) |  | 126
Equipment | High Efficiency PTAC | High Efficiency PTAC | Code-Compliant New Construction PTAC, 1.5 Tons, 11 SEER | Commercial | Turnover | College and University | FL Zone 2 | Per Unit | 0% | 2672.636 | 2040.922 | 631.7139 | 0.23636 | 15 | 0.18043 | 0 | 1444.5 | Illinois 2018 Statewide TRM, Section 4.4.13 (cost per ton) | 0 | 0 | 1570.5 | Illinois 2018 Statewide TRM, Section 4.4.13 (cost per ton) | 0 | 0 | 126 | unit (1.5 ton) |  | 126
Equipment | High Efficiency PTAC | High Efficiency PTAC | Code-Compliant New Construction PTAC, 1.5 Tons, 11 SEER | Commercial | Turnover | Grocery | FL Zone 2 | Per Unit | 0% | 1330.788 | 1016.238 | 314.55 | 0.23636 | 15 | 0.15649 | 0 | 1444.5 | Illinois 2018 Statewide TRM, Section 4.4.13 (cost per ton) | 0 | 0 | 1570.5 | Illinois 2018 Statewide TRM, Section 4.4.13 (cost per ton) | 0 | 0 | 126 | unit (1.5 ton) |  | 126
Equipment | High Efficiency PTAC | High Efficiency PTAC | Code-Compliant New Construction PTAC, 1.5 Tons, 11 SEER | Commercial | Turnover | Healthcare | FL Zone 2 | Per Unit | 0% | 5242.053 | 4003.022 | 1239.031 | 0.23636 | 15 | 0.61643 | 0 | 1444.5 | Illinois 2018 Statewide TRM, Section 4.4.13 (cost per ton) | 0 | 0 | 1570.5 | Illinois 2018 Statewide TRM, Section 4.4.13 (cost per ton) | 0 | 0 | 126 | unit (1.5 ton) |  | 126
Equipment | High Efficiency PTAC | High Efficiency PTAC | Code-Compliant New Construction PTAC, 1.5 Tons, 11 SEER | Commercial | Turnover | Hospitals | FL Zone 2 | Per Unit | 0% | 4965.573 | 3791.892 | 1173.681 | 0.23636 | 15 | 0.33523 | 0 | 1444.5 | Illinois 2018 Statewide TRM, Section 4.4.13 (cost per ton) | 0 | 0 | 1570.5 | Illinois 2018 Statewide TRM, Section 4.4.13 (cost per ton) | 0 | 0 | 126 | unit (1.5 ton) |  | 126
Equipment | High Efficiency PTAC | High Efficiency PTAC | Code-Compliant New Construction PTAC, 1.5 Tons, 11 SEER | Commercial | Turnover | Institutional | FL Zone 2 | Per Unit | 0% | 1301.297 | 993.7178 | 307.5793 | 0.23636 | 15 | 0.15302 | 0 | 1444.5 | Illinois 2018 Statewide TRM, Section 4.4.13 (cost per ton) | 0 | 0 | 1570.5 | Illinois 2018 Statewide TRM, Section 4.4.13 (cost per ton) | 0 | 0 | 126 | unit (1.5 ton) |  | 126
Equipment | High Efficiency PTAC | High Efficiency PTAC | Code-Compliant New Construction PTAC, 1.5 Tons, 11 SEER | Commercial | Turnover | Lodging/Hospitality | FL Zone 2 | Per Unit | 0% | 3979.463 | 3038.862 | 940.6002 | 0.23636 | 15 | 0.46796 | 0 | 1444.5 | Illinois 2018 Statewide TRM, Section 4.4.13 (cost per ton) | 0 | 0 | 1570.5 | Illinois 2018 Statewide TRM, Section 4.4.13 (cost per ton) | 0 | 0 | 126 | unit (1.5 ton) |  | 126
Equipment | High Efficiency PTAC | High Efficiency PTAC | Code-Compliant New Construction PTAC, 1.5 Tons, 11 SEER | Commercial | Turnover | Miscellaneous | FL Zone 2 | Per Unit | 0% | 1345.534 | 1027.499 | 318.0353 | 0.23636 | 15 | 0.13166 | 0 | 1444.5 | Illinois 2018 Statewide TRM, Section 4.4.13 (cost per ton) | 0 | 0 | 1570.5 | Illinois 2018 Statewide TRM, Section 4.4.13 (cost per ton) | 0 | 0 | 126 | unit (1.5 ton) |  | 126
Equipment | High Efficiency PTAC | High Efficiency PTAC | Code-Compliant New Construction PTAC, 1.5 Tons, 11 SEER | Commercial | Turnover | Offices | FL Zone 2 | Per Unit | 0% | 2711.343 | 2070.48 | 640.8629 | 0.23636 | 15 | 0.26531 | 0 | 1444.5 | Illinois 2018 Statewide TRM, Section 4.4.13 (cost per ton) | 0 | 0 | 1570.5 | Illinois 2018 Statewide TRM, Section 4.4.13 (cost per ton) | 0 | 0 | 126 | unit (1.5 ton) |  | 126
Equipment | High Efficiency PTAC | High Efficiency PTAC | Code-Compliant New Construction PTAC, 1.5 Tons, 11 SEER | Commercial | Turnover | Restaurants | FL Zone 2 | Per Unit | 0% | 3903.891 | 2981.153 | 922.738 | 0.23636 | 15 | 0.45908 | 0 | 1444.5 | Illinois 2018 Statewide TRM, Section 4.4.13 (cost per ton) | 0 | 0 | 1570.5 | Illinois 2018 Statewide TRM, Section 4.4.13 (cost per ton) | 0 | 0 | 126 | unit (1.5 ton) |  | 126
Equipment | High Efficiency PTAC | High Efficiency PTAC | Code-Compliant New Construction PTAC, 1.5 Tons, 11 SEER | Commercial | Turnover | Retail | FL Zone 2 | Per Unit | 0% | 3059.707 | 2336.504 | 723.2035 | 0.23636 | 15 | 0.3598 | 0 | 1444.5 | Illinois 2018 Statewide TRM, Section 4.4.13 (cost per ton) | 0 | 0 | 1570.5 | Illinois 2018 Statewide TRM, Section 4.4.13 (cost per ton) | 0 | 0 | 126 | unit (1.5 ton) |  | 126
Equipment | High Efficiency PTAC | High Efficiency PTAC | Code-Compliant New Construction PTAC, 1.5 Tons, 11 SEER | Commercial | Turnover | Schools K-12 | FL Zone 2 | Per Unit | 0% | 2659.733 | 2031.069 | 628.6643 | 0.23636 | 15 | 0.31277 | 0 | 1444.5 | Illinois 2018 Statewide TRM, Section 4.4.13 (cost per ton) | 0 | 0 | 1570.5 | Illinois 2018 Statewide TRM, Section 4.4.13 (cost per ton) | 0 | 0 | 126 | unit (1.5 ton) |  | 126
Equipment | High Efficiency PTAC | High Efficiency PTAC | Code-Compliant New Construction PTAC, 1.5 Tons, 11 SEER | Commercial | Turnover | Warehouse | FL Zone 2 | Per Unit | 0% | 584.2935 | 446.1877 | 138.1057 | 0.23636 | 15 | 0.06871 | 0 | 1444.5 | Illinois 2018 Statewide TRM, Section 4.4.13 (cost per ton) | 0 | 0 | 1570.5 | Illinois 2018 Statewide TRM, Section 4.4.13 (cost per ton) | 0 | 0 | 126 | unit (1.5 ton) |  | 126
Equipment | High Efficiency PTAC | High Efficiency PTAC | Code-Compliant New Construction PTAC, 1.5 Tons, 11 SEER | Commercial | New | Assembly | FL Zone 2 | Per Unit | 0% | 2409.059 | 1839.645 | 569.4138 | 0.23636 | 15 | 0.28329 | 0 | 1444.5 | Illinois 2018 Statewide TRM, Section 4.4.13 (cost per ton) | 0 | 0 | 1570.5 | Illinois 2018 Statewide TRM, Section 4.4.13 (cost per ton) | 0 | 0 | 126 | unit (1.5 ton) |  | 126
Equipment | High Efficiency PTAC | High Efficiency PTAC | Code-Compliant New Construction PTAC, 1.5 Tons, 11 SEER | Commercial | New | College and University | FL Zone 2 | Per Unit | 0% | 2672.636 | 2040.922 | 631.7139 | 0.23636 | 15 | 0.18043 | 0 | 1444.5 | Illinois 2018 Statewide TRM, Section 4.4.13 (cost per ton) | 0 | 0 | 1570.5 | Illinois 2018 Statewide TRM, Section 4.4.13 (cost per ton) | 0 | 0 | 126 | unit (1.5 ton) |  | 126
Equipment | High Efficiency PTAC | High Efficiency PTAC | Code-Compliant New Construction PTAC, 1.5 Tons, 11 SEER | Commercial | New | Grocery | FL Zone 2 | Per Unit | 0% | 1330.788 | 1016.238 | 314.55 | 0.23636 | 15 | 0.15649 | 0 | 1444.5 | Illinois 2018 Statewide TRM, Section 4.4.13 (cost per ton) | 0 | 0 | 1570.5 | Illinois 2018 Statewide TRM, Section 4.4.13 (cost per ton) | 0 | 0 | 126 | unit (1.5 ton) |  | 126
Equipment | High Efficiency PTAC | High Efficiency PTAC | Code-Compliant New Construction PTAC, 1.5 Tons, 11 SEER | Commercial | New | Healthcare | FL Zone 2 | Per Unit | 0% | 5242.053 | 4003.022 | 1239.031 | 0.23636 | 15 | 0.61643 | 0 | 1444.5 | Illinois 2018 Statewide TRM, Section 4.4.13 (cost per ton) | 0 | 0 | 1570.5 | Illinois 2018 Statewide TRM, Section 4.4.13 (cost per ton) | 0 | 0 | 126 | unit (1.5 ton) |  | 126
Equipment | High Efficiency PTAC | High Efficiency PTAC | Code-Compliant New Construction PTAC, 1.5 Tons, 11 SEER | Commercial | New | Hospitals | FL Zone 2 | Per Unit | 0% | 4965.573 | 3791.892 | 1173.681 | 0.23636 | 15 | 0.33523 | 0 | 1444.5 | Illinois 2018 Statewide TRM, Section 4.4.13 (cost per ton) | 0 | 0 | 1570.5 | Illinois 2018 Statewide TRM, Section 4.4.13 (cost per ton) | 0 | 0 | 126 | unit (1.5 ton) |  | 126
Equipment | High Efficiency PTAC | High Efficiency PTAC | Code-Compliant New Construction PTAC, 1.5 Tons, 11 SEER | Commercial | New | Institutional | FL Zone 2 | Per Unit | 0% | 1301.297 | 993.7178 | 307.5793 | 0.23636 | 15 | 0.15302 | 0 | 1444.5 | Illinois 2018 Statewide TRM, Section 4.4.13 (cost per ton) | 0 | 0 | 1570.5 | Illinois 2018 Statewide TRM, Section 4.4.13 (cost per ton) | 0 | 0 | 126 | unit (1.5 ton) |  | 126
Equipment | High Efficiency PTAC | High Efficiency PTAC | Code-Compliant New Construction PTAC, 1.5 Tons, 11 SEER | Commercial | New | Lodging/Hospitality | FL Zone 2 | Per Unit | 0% | 3979.463 | 3038.862 | 940.6002 | 0.23636 | 15 | 0.46796 | 0 | 1444.5 | Illinois 2018 Statewide TRM, Section 4.4.13 (cost per ton) | 0 | 0 | 1570.5 | Illinois 2018 Statewide TRM, Section 4.4.13 (cost per ton) | 0 | 0 | 126 | unit (1.5 ton) |  | 126
Equipment | High Efficiency PTAC | High Efficiency PTAC | Code-Compliant New Construction PTAC, 1.5 Tons, 11 SEER | Commercial | New | Miscellaneous | FL Zone 2 | Per Unit | 0% | 1345.534 | 1027.499 | 318.0353 | 0.23636 | 15 | 0.13166 | 0 | 1444.5 | Illinois 2018 Statewide TRM, Section 4.4.13 (cost per ton) | 0 | 0 | 1570.5 | Illinois 2018 Statewide TRM, Section 4.4.13 (cost per ton) | 0 | 0 | 126 | unit (1.5 ton) |  | 126
Equipment | High Efficiency PTAC | High Efficiency PTAC | Code-Compliant New Construction PTAC, 1.5 Tons, 11 SEER | Commercial | New | Offices | FL Zone 2 | Per Unit | 0% | 2711.343 | 2070.48 | 640.8629 | 0.23636 | 15 | 0.26531 | 0 | 1444.5 | Illinois 2018 Statewide TRM, Section 4.4.13 (cost per ton) | 0 | 0 | 1570.5 | Illinois 2018 Statewide TRM, Section 4.4.13 (cost per ton) | 0 | 0 | 126 | unit (1.5 ton) |  | 126
Equipment | High Efficiency PTAC | High Efficiency PTAC | Code-Compliant New Construction PTAC, 1.5 Tons, 11 SEER | Commercial | New | Restaurants | FL Zone 2 | Per Unit | 0% | 3903.891 | 2981.153 | 922.738 | 0.23636 | 15 | 0.45908 | 0 | 1444.5 | Illinois 2018 Statewide TRM, Section 4.4.13 (cost per ton) | 0 | 0 | 1570.5 | Illinois 2018 Statewide TRM, Section 4.4.13 (cost per ton) | 0 | 0 | 126 | unit (1.5 ton) |  | 126
Equipment | High Efficiency PTAC | High Efficiency PTAC | Code-Compliant New Construction PTAC, 1.5 Tons, 11 SEER | Commercial | New | Retail | FL Zone 2 | Per Unit | 0% | 3059.707 | 2336.504 | 723.2035 | 0.23636 | 15 | 0.3598 | 0 | 1444.5 | Illinois 2018 Statewide TRM, Section 4.4.13 (cost per ton) | 0 | 0 | 1570.5 | Illinois 2018 Statewide TRM, Section 4.4.13 (cost per ton) | 0 | 0 | 126 | unit (1.5 ton) |  | 126
Equipment | High Efficiency PTAC | High Efficiency PTAC | Code-Compliant New Construction PTAC, 1.5 Tons, 11 SEER | Commercial | New | Schools K-12 | FL Zone 2 | Per Unit | 0% | 2659.733 | 2031.069 | 628.6643 | 0.23636 | 15 | 0.31277 | 0 | 1444.5 | Illinois 2018 Statewide TRM, Section 4.4.13 (cost per ton) | 0 | 0 | 1570.5 | Illinois 2018 Statewide TRM, Section 4.4.13 (cost per ton) | 0 | 0 | 126 | unit (1.5 ton) |  | 126
Equipment | High Efficiency PTAC | High Efficiency PTAC | Code-Compliant New Construction PTAC, 1.5 Tons, 11 SEER | Commercial | New | Warehouse | FL Zone 2 | Per Unit | 0% | 584.2935 | 446.1877 | 138.1057 | 0.23636 | 15 | 0.06871 | 0 | 1444.5 | Illinois 2018 Statewide TRM, Section 4.4.13 (cost per ton) | 0 | 0 | 1570.5 | Illinois 2018 Statewide TRM, Section 4.4.13 (cost per ton) | 0 | 0 | 126 | unit (1.5 ton) |  | 126
Equipment | High Efficiency PTHP | High Efficiency PTHP | Code-Compliant New Construction PTHP, 1.5 Tons, 11 SEER, 3.2 COP | Commercial | Turnover | Assembly | FL Zone 2 | Per Unit | 0% | 2664.681 | 2071.302 | 593.3784 | 0.22268 | 15 | 0.29513 | 0.000108 | 1444.5 | Illinois 2018 Statewide TRM, Section 4.4.13 (cost per ton) | 0 | 0 | 1570.5 | Illinois 2018 Statewide TRM, Section 4.4.13 (cost per ton) | 0 | 0 | 126 | unit (1.5 ton) |  | 126
Equipment | High Efficiency PTHP | High Efficiency PTHP | Code-Compliant New Construction PTHP, 1.5 Tons, 11 SEER, 3.2 COP | Commercial | Turnover | College and University | FL Zone 2 | Per Unit | 0% | 2928.258 | 2272.579 | 655.6785 | 0.22391 | 15 | 0.18654 | 0.056405 | 1444.5 | Illinois 2018 Statewide TRM, Section 4.4.13 (cost per ton) | 0 | 0 | 1570.5 | Illinois 2018 Statewide TRM, Section 4.4.13 (cost per ton) | 0 | 0 | 126 | unit (1.5 ton) |  | 126
Equipment | High Efficiency PTHP | High Efficiency PTHP | Code-Compliant New Construction PTHP, 1.5 Tons, 11 SEER, 3.2 COP | Commercial | Turnover | Grocery | FL Zone 2 | Per Unit | 0% | 1770.458 | 1414.689 | 355.769 | 0.20095 | 15 | 0.17695 | 6.48e-05 | 1444.5 | Illinois 2018 Statewide TRM, Section 4.4.13 (cost per ton) | 0 | 0 | 1570.5 | Illinois 2018 Statewide TRM, Section 4.4.13 (cost per ton) | 0 | 0 | 126 | unit (1.5 ton) |  | 126
Equipment | High Efficiency PTHP | High Efficiency PTHP | Code-Compliant New Construction PTHP, 1.5 Tons, 11 SEER, 3.2 COP | Commercial | Turnover | Healthcare | FL Zone 2 | Per Unit | 0% | 5642.868 | 4366.261 | 1276.607 | 0.22623 | 15 | 0.63494 | 0.000232 | 1444.5 | Illinois 2018 Statewide TRM, Section 4.4.13 (cost per ton) | 0 | 0 | 1570.5 | Illinois 2018 Statewide TRM, Section 4.4.13 (cost per ton) | 0 | 0 | 126 | unit (1.5 ton) |  | 126
Equipment | High Efficiency PTHP | High Efficiency PTHP | Code-Compliant New Construction PTHP, 1.5 Tons, 11 SEER, 3.2 COP | Commercial | Turnover | Hospitals | FL Zone 2 | Per Unit | 0% | 5421.603 | 4205.169 | 1216.434 | 0.22437 | 15 | 0.34608 | 0.10464 | 1444.5 | Illinois 2018 Statewide TRM, Section 4.4.13 (cost per ton) | 0 | 0 | 1570.5 | Illinois 2018 Statewide TRM, Section 4.4.13 (cost per ton) | 0 | 0 | 126 | unit (1.5 ton) |  | 126
Equipment | High Efficiency PTHP | High Efficiency PTHP | Code-Compliant New Construction PTHP, 1.5 Tons, 11 SEER, 3.2 COP | Commercial | Turnover | Institutional | FL Zone 2 | Per Unit | 0% | 1524.2 | 1195.723 | 328.4764 | 0.21551 | 15 | 0.16337 | 5.98e-05 | 1444.5 | Illinois 2018 Statewide TRM, Section 4.4.13 (cost per ton) | 0 | 0 | 1570.5 | Illinois 2018 Statewide TRM, Section 4.4.13 (cost per ton) | 0 | 0 | 126 | unit (1.5 ton) |  | 126
Equipment | High Efficiency PTHP | High Efficiency PTHP | Code-Compliant New Construction PTHP, 1.5 Tons, 11 SEER, 3.2 COP | Commercial | Turnover | Lodging/Hospitality | FL Zone 2 | Per Unit | 0% | 4249.399 | 3283.493 | 965.9068 | 0.2273 | 15 | 0.48041 | 0.000176 | 1444.5 | Illinois 2018 Statewide TRM, Section 4.4.13 (cost per ton) | 0 | 0 | 1570.5 | Illinois 2018 Statewide TRM, Section 4.4.13 (cost per ton) | 0 | 0 | 126 | unit (1.5 ton) |  | 126
Equipment | High Efficiency PTHP | High Efficiency PTHP | Code-Compliant New Construction PTHP, 1.5 Tons, 11 SEER, 3.2 COP | Commercial | Turnover | Miscellaneous | FL Zone 2 | Per Unit | 0% | 1486.637 | 1155.374 | 331.2637 | 0.22283 | 15 | 0.16476 | 6.03e-05 | 1444.5 | Illinois 2018 Statewide TRM, Section 4.4.13 (cost per ton) | 0 | 0 | 1570.5 | Illinois 2018 Statewide TRM, Section 4.4.13 (cost per ton) | 0 | 0 | 126 | unit (1.5 ton) |  | 126
Equipment | High Efficiency PTHP | High Efficiency PTHP | Code-Compliant New Construction PTHP, 1.5 Tons, 11 SEER, 3.2 COP | Commercial | Turnover | Offices | FL Zone 2 | Per Unit | 0% | 2860.626 | 2205.768 | 654.8582 | 0.22892 | 15 | 0.32571 | 0.000119 | 1444.5 | Illinois 2018 Statewide TRM, Section 4.4.13 (cost per ton) | 0 | 0 | 1570.5 | Illinois 2018 Statewide TRM, Section 4.4.13 (cost per ton) | 0 | 0 | 126 | unit (1.5 ton) |  | 126
Equipment | High Efficiency PTHP | High Efficiency PTHP | Code-Compliant New Construction PTHP, 1.5 Tons, 11 SEER, 3.2 COP | Commercial | Turnover | Restaurants | FL Zone 2 | Per Unit | 0% | 4846.625 | 3835.506 | 1011.119 | 0.20862 | 15 | 0.5029 | 0.000184 | 1444.5 | Illinois 2018 Statewide TRM, Section 4.4.13 (cost per ton) | 0 | 0 | 1570.5 | Illinois 2018 Statewide TRM, Section 4.4.13 (cost per ton) | 0 | 0 | 126 | unit (1.5 ton) |  | 126
Equipment | High Efficiency PTHP | High Efficiency PTHP | Code-Compliant New Construction PTHP, 1.5 Tons, 11 SEER, 3.2 COP | Commercial | Turnover | Retail | FL Zone 2 | Per Unit | 0% | 3650.705 | 2872.096 | 778.6096 | 0.21328 | 15 | 0.38726 | 0.000142 | 1444.5 | Illinois 2018 Statewide TRM, Section 4.4.13 (cost per ton) | 0 | 0 | 1570.5 | Illinois 2018 Statewide TRM, Section 4.4.13 (cost per ton) | 0 | 0 | 126 | unit (1.5 ton) |  | 126
Equipment | High Efficiency PTHP | High Efficiency PTHP | Code-Compliant New Construction PTHP, 1.5 Tons, 11 SEER, 3.2 COP | Commercial | Turnover | Schools K-12 | FL Zone 2 | Per Unit | 0% | 3203.697 | 2524.036 | 679.6608 | 0.21215 | 15 | 0.33804 | 0.000124 | 1444.5 | Illinois 2018 Statewide TRM, Section 4.4.13 (cost per ton) | 0 | 0 | 1570.5 | Illinois 2018 Statewide TRM, Section 4.4.13 (cost per ton) | 0 | 0 | 126 | unit (1.5 ton) |  | 126
Equipment | High Efficiency PTHP | High Efficiency PTHP | Code-Compliant New Construction PTHP, 1.5 Tons, 11 SEER, 3.2 COP | Commercial | Turnover | Warehouse | FL Zone 2 | Per Unit | 0% | 725.3968 | 574.0627 | 151.3342 | 0.20862 | 15 | 0.075269 | 2.76e-05 | 1444.5 | Illinois 2018 Statewide TRM, Section 4.4.13 (cost per ton) | 0 | 0 | 1570.5 | Illinois 2018 Statewide TRM, Section 4.4.13 (cost per ton) | 0 | 0 | 126 | unit (1.5 ton) |  | 126
Equipment | High Efficiency PTHP | High Efficiency PTHP | Code-Compliant New Construction PTHP, 1.5 Tons, 11 SEER, 3.2 COP | Commercial | New | Assembly | FL Zone 2 | Per Unit | 0% | 2664.681 | 2071.302 | 593.3784 | 0.22268 | 15 | 0.29513 | 0.000108 | 1444.5 | Illinois 2018 Statewide TRM, Section 4.4.13 (cost per ton) | 0 | 0 | 1570.5 | Illinois 2018 Statewide TRM, Section 4.4.13 (cost per ton) | 0 | 0 | 126 | unit (1.5 ton) |  | 126
Equipment | High Efficiency PTHP | High Efficiency PTHP | Code-Compliant New Construction PTHP, 1.5 Tons, 11 SEER, 3.2 COP | Commercial | New | College and University | FL Zone 2 | Per Unit | 0% | 2928.258 | 2272.579 | 655.6785 | 0.22391 | 15 | 0.18654 | 0.056405 | 1444.5 | Illinois 2018 Statewide TRM, Section 4.4.13 (cost per ton) | 0 | 0 | 1570.5 | Illinois 2018 Statewide TRM, Section 4.4.13 (cost per ton) | 0 | 0 | 126 | unit (1.5 ton) |  | 126
Equipment | High Efficiency PTHP | High Efficiency PTHP | Code-Compliant New Construction PTHP, 1.5 Tons, 11 SEER, 3.2 COP | Commercial | New | Grocery | FL Zone 2 | Per Unit | 0% | 1770.458 | 1414.689 | 355.769 | 0.20095 | 15 | 0.17695 | 6.48e-05 | 1444.5 | Illinois 2018 Statewide TRM, Section 4.4.13 (cost per ton) | 0 | 0 | 1570.5 | Illinois 2018 Statewide TRM, Section 4.4.13 (cost per ton) | 0 | 0 | 126 | unit (1.5 ton) |  | 126
Equipment | High Efficiency PTHP | High Efficiency PTHP | Code-Compliant New Construction PTHP, 1.5 Tons, 11 SEER, 3.2 COP | Commercial | New | Healthcare | FL Zone 2 | Per Unit | 0% | 5642.868 | 4366.261 | 1276.607 | 0.22623 | 15 | 0.63494 | 0.000232 | 1444.5 | Illinois 2018 Statewide TRM, Section 4.4.13 (cost per ton) | 0 | 0 | 1570.5 | Illinois 2018 Statewide TRM, Section 4.4.13 (cost per ton) | 0 | 0 | 126 | unit (1.5 ton) |  | 126
Equipment | High Efficiency PTHP | High Efficiency PTHP | Code-Compliant New Construction PTHP, 1.5 Tons, 11 SEER, 3.2 COP | Commercial | New | Hospitals | FL Zone 2 | Per Unit | 0% | 5421.603 | 4205.169 | 1216.434 | 0.22437 | 15 | 0.34608 | 0.10464 | 1444.5 | Illinois 2018 Statewide TRM, Section 4.4.13 (cost per ton) | 0 | 0 | 1570.5 | Illinois 2018 Statewide TRM, Section 4.4.13 (cost per ton) | 0 | 0 | 126 | unit (1.5 ton) |  | 126
Equipment | High Efficiency PTHP | High Efficiency PTHP | Code-Compliant New Construction PTHP, 1.5 Tons, 11 SEER, 3.2 COP | Commercial | New | Institutional | FL Zone 2 | Per Unit | 0% | 1524.2 | 1195.723 | 328.4764 | 0.21551 | 15 | 0.16337 | 5.98e-05 | 1444.5 | Illinois 2018 Statewide TRM, Section 4.4.13 (cost per ton) | 0 | 0 | 1570.5 | Illinois 2018 Statewide TRM, Section 4.4.13 (cost per ton) | 0 | 0 | 126 | unit (1.5 ton) |  | 126
Equipment | High Efficiency PTHP | High Efficiency PTHP | Code-Compliant New Construction PTHP, 1.5 Tons, 11 SEER, 3.2 COP | Commercial | New | Lodging/Hospitality | FL Zone 2 | Per Unit | 0% | 4249.399 | 3283.493 | 965.9068 | 0.2273 | 15 | 0.48041 | 0.000176 | 1444.5 | Illinois 2018 Statewide TRM, Section 4.4.13 (cost per ton) | 0 | 0 | 1570.5 | Illinois 2018 Statewide TRM, Section 4.4.13 (cost per ton) | 0 | 0 | 126 | unit (1.5 ton) |  | 126
Equipment | High Efficiency PTHP | High Efficiency PTHP | Code-Compliant New Construction PTHP, 1.5 Tons, 11 SEER, 3.2 COP | Commercial | New | Miscellaneous | FL Zone 2 | Per Unit | 0% | 1486.637 | 1155.374 | 331.2637 | 0.22283 | 15 | 0.16476 | 6.03e-05 | 1444.5 | Illinois 2018 Statewide TRM, Section 4.4.13 (cost per ton) | 0 | 0 | 1570.5 | Illinois 2018 Statewide TRM, Section 4.4.13 (cost per ton) | 0 | 0 | 126 | unit (1.5 ton) |  | 126
Equipment | High Efficiency PTHP | High Efficiency PTHP | Code-Compliant New Construction PTHP, 1.5 Tons, 11 SEER, 3.2 COP | Commercial | New | Offices | FL Zone 2 | Per Unit | 0% | 2860.626 | 2205.768 | 654.8582 | 0.22892 | 15 | 0.32571 | 0.000119 | 1444.5 | Illinois 2018 Statewide TRM, Section 4.4.13 (cost per ton) | 0 | 0 | 1570.5 | Illinois 2018 Statewide TRM, Section 4.4.13 (cost per ton) | 0 | 0 | 126 | unit (1.5 ton) |  | 126
Equipment | High Efficiency PTHP | High Efficiency PTHP | Code-Compliant New Construction PTHP, 1.5 Tons, 11 SEER, 3.2 COP | Commercial | New | Restaurants | FL Zone 2 | Per Unit | 0% | 4846.625 | 3835.506 | 1011.119 | 0.20862 | 15 | 0.5029 | 0.000184 | 1444.5 | Illinois 2018 Statewide TRM, Section 4.4.13 (cost per ton) | 0 | 0 | 1570.5 | Illinois 2018 Statewide TRM, Section 4.4.13 (cost per ton) | 0 | 0 | 126 | unit (1.5 ton) |  | 126
Equipment | High Efficiency PTHP | High Efficiency PTHP | Code-Compliant New Construction PTHP, 1.5 Tons, 11 SEER, 3.2 COP | Commercial | New | Retail | FL Zone 2 | Per Unit | 0% | 3650.705 | 2872.096 | 778.6096 | 0.21328 | 15 | 0.38726 | 0.000142 | 1444.5 | Illinois 2018 Statewide TRM, Section 4.4.13 (cost per ton) | 0 | 0 | 1570.5 | Illinois 2018 Statewide TRM, Section 4.4.13 (cost per ton) | 0 | 0 | 126 | unit (1.5 ton) |  | 126
Equipment | High Efficiency PTHP | High Efficiency PTHP | Code-Compliant New Construction PTHP, 1.5 Tons, 11 SEER, 3.2 COP | Commercial | New | Schools K-12 | FL Zone 2 | Per Unit | 0% | 3203.697 | 2524.036 | 679.6608 | 0.21215 | 15 | 0.33804 | 0.000124 | 1444.5 | Illinois 2018 Statewide TRM, Section 4.4.13 (cost per ton) | 0 | 0 | 1570.5 | Illinois 2018 Statewide TRM, Section 4.4.13 (cost per ton) | 0 | 0 | 126 | unit (1.5 ton) |  | 126
Equipment | High Efficiency PTHP | High Efficiency PTHP | Code-Compliant New Construction PTHP, 1.5 Tons, 11 SEER, 3.2 COP | Commercial | New | Warehouse | FL Zone 2 | Per Unit | 0% | 725.3968 | 574.0627 | 151.3342 | 0.20862 | 15 | 0.075269 | 2.76e-05 | 1444.5 | Illinois 2018 Statewide TRM, Section 4.4.13 (cost per ton) | 0 | 0 | 1570.5 | Illinois 2018 Statewide TRM, Section 4.4.13 (cost per ton) | 0 | 0 | 126 | unit (1.5 ton) |  | 126
Equipment | Variable Refrigerant Flow (VRF) HVAC Systems | Variable Refrigerant Flow (VRF) HVAC Systems | Code-Compliant New Construction PTHP, 4 Tons, 10.1 SEER, COP | Commercial | Turnover | Assembly | FL Zone 2 | Per Unit | 49% | 6364.814 | 4075.273 | 2289.54 | 0.35972 | 15 | 0.69669 | 0.70417 | 3852 | Illinois 2018 Statewide TRM, Section 4.4.13 (cost per ton) | 0 | 0 | 7147 | Mid-Atlantic TRM v7.0, 2017 (average for 24kBtu across efficiency types) | 0 | 0 | 3295 | unit (4 tons) |  | 3295
Equipment | Variable Refrigerant Flow (VRF) HVAC Systems | Variable Refrigerant Flow (VRF) HVAC Systems | Code-Compliant New Construction PTHP, 4 Tons, 10.1 SEER, COP | Commercial | Turnover | College and University | FL Zone 2 | Per Unit | 49% | 6949.381 | 4444.281 | 2505.099 | 0.36048 | 15 | 0.5315 | 0.39048 | 3852 | Illinois 2018 Statewide TRM, Section 4.4.13 (cost per ton) | 0 | 0 | 7147 | Mid-Atlantic TRM v7.0, 2017 (average for 24kBtu across efficiency types) | 0 | 0 | 3295 | unit (4 tons) |  | 3295
Equipment | Variable Refrigerant Flow (VRF) HVAC Systems | Variable Refrigerant Flow (VRF) HVAC Systems | Code-Compliant New Construction PTHP, 4 Tons, 10.1 SEER, COP | Commercial | Turnover | Grocery | FL Zone 2 | Per Unit | 49% | 4709.207 | 3071.561 | 1637.646 | 0.34775 | 15 | 0.49832 | 0.50367 | 3852 | Illinois 2018 Statewide TRM, Section 4.4.13 (cost per ton) | 0 | 0 | 7147 | Mid-Atlantic TRM v7.0, 2017 (average for 24kBtu across efficiency types) | 0 | 0 | 3295 | unit (4 tons) |  | 3295
Equipment | Variable Refrigerant Flow (VRF) HVAC Systems | Variable Refrigerant Flow (VRF) HVAC Systems | Code-Compliant New Construction PTHP, 4 Tons, 10.1 SEER, COP | Commercial | Turnover | Healthcare | FL Zone 2 | Per Unit | 49% | 13228.36 | 8440.537 | 4787.821 | 0.36194 | 15 | 1.4569 | 1.4725 | 3852 | Illinois 2018 Statewide TRM, Section 4.4.13 (cost per ton) | 0 | 0 | 7147 | Mid-Atlantic TRM v7.0, 2017 (average for 24kBtu across efficiency types) | 0 | 0 | 3295 | unit (4 tons) |  | 3295
Equipment | Variable Refrigerant Flow (VRF) HVAC Systems | Variable Refrigerant Flow (VRF) HVAC Systems | Code-Compliant New Construction PTHP, 4 Tons, 10.1 SEER, COP | Commercial | Turnover | Hospitals | FL Zone 2 | Per Unit | 49% | 12835.92 | 8205.225 | 4630.691 | 0.36076 | 15 | 1.4091 | 1.4242 | 3852 | Illinois 2018 Statewide TRM, Section 4.4.13 (cost per ton) | 0 | 0 | 7147 | Mid-Atlantic TRM v7.0, 2017 (average for 24kBtu across efficiency types) | 0 | 0 | 3295 | unit (4 tons) |  | 3295
Equipment | Variable Refrigerant Flow (VRF) HVAC Systems | Variable Refrigerant Flow (VRF) HVAC Systems | Code-Compliant New Construction PTHP, 4 Tons, 10.1 SEER, COP | Commercial | Turnover | Institutional | FL Zone 2 | Per Unit | 49% | 3777.186 | 2434.476 | 1342.711 | 0.35548 | 15 | 0.40858 | 0.41296 | 3852 | Illinois 2018 Statewide TRM, Section 4.4.13 (cost per ton) | 0 | 0 | 7147 | Mid-Atlantic TRM v7.0, 2017 (average for 24kBtu across efficiency types) | 0 | 0 | 3295 | unit (4 tons) |  | 3295
Equipment | Variable Refrigerant Flow (VRF) HVAC Systems | Variable Refrigerant Flow (VRF) HVAC Systems | Code-Compliant New Construction PTHP, 4 Tons, 10.1 SEER, COP | Commercial | Turnover | Lodging/Hospitality | FL Zone 2 | Per Unit | 49% | 9904.919 | 6313.184 | 3591.735 | 0.36262 | 15 | 0.76205 | 0.55986 | 3852 | Illinois 2018 Statewide TRM, Section 4.4.13 (cost per ton) | 0 | 0 | 7147 | Mid-Atlantic TRM v7.0, 2017 (average for 24kBtu across efficiency types) | 0 | 0 | 3295 | unit (4 tons) |  | 3295
Equipment | Variable Refrigerant Flow (VRF) HVAC Systems | Variable Refrigerant Flow (VRF) HVAC Systems | Code-Compliant New Construction PTHP, 4 Tons, 10.1 SEER, COP | Commercial | Turnover | Miscellaneous | FL Zone 2 | Per Unit | 49% | 3548.271 | 2271.578 | 1276.693 | 0.35981 | 15 | 0.38849 | 0.39266 | 3852 | Illinois 2018 Statewide TRM, Section 4.4.13 (cost per ton) | 0 | 0 | 7147 | Mid-Atlantic TRM v7.0, 2017 (average for 24kBtu across efficiency types) | 0 | 0 | 3295 | unit (4 tons) |  | 3295
Equipment | Variable Refrigerant Flow (VRF) HVAC Systems | Variable Refrigerant Flow (VRF) HVAC Systems | Code-Compliant New Construction PTHP, 4 Tons, 10.1 SEER, COP | Commercial | Turnover | Offices | FL Zone 2 | Per Unit | 49% | 6610.095 | 4206.193 | 2403.901 | 0.36367 | 15 | 0.73149 | 0.73934 | 3852 | Illinois 2018 Statewide TRM, Section 4.4.13 (cost per ton) | 0 | 0 | 7147 | Mid-Atlantic TRM v7.0, 2017 (average for 24kBtu across efficiency types) | 0 | 0 | 3295 | unit (4 tons) |  | 3295
Equipment | Variable Refrigerant Flow (VRF) HVAC Systems | Variable Refrigerant Flow (VRF) HVAC Systems | Code-Compliant New Construction PTHP, 4 Tons, 10.1 SEER, COP | Commercial | Turnover | Restaurants | FL Zone 2 | Per Unit | 49% | 12427.09 | 8056.605 | 4370.486 | 0.35169 | 15 | 1.3299 | 1.3442 | 3852 | Illinois 2018 Statewide TRM, Section 4.4.13 (cost per ton) | 0 | 0 | 7147 | Mid-Atlantic TRM v7.0, 2017 (average for 24kBtu across efficiency types) | 0 | 0 | 3295 | unit (4 tons) |  | 3295
Equipment | Variable Refrigerant Flow (VRF) HVAC Systems | Variable Refrigerant Flow (VRF) HVAC Systems | Code-Compliant New Construction PTHP, 4 Tons, 10.1 SEER, COP | Commercial | Turnover | Retail | FL Zone 2 | Per Unit | 49% | 9148.636 | 5907.981 | 3240.655 | 0.35422 | 15 | 0.9861 | 0.99669 | 3852 | Illinois 2018 Statewide TRM, Section 4.4.13 (cost per ton) | 0 | 0 | 7147 | Mid-Atlantic TRM v7.0, 2017 (average for 24kBtu across efficiency types) | 0 | 0 | 3295 | unit (4 tons) |  | 3295
Equipment | Variable Refrigerant Flow (VRF) HVAC Systems | Variable Refrigerant Flow (VRF) HVAC Systems | Code-Compliant New Construction PTHP, 4 Tons, 10.1 SEER, COP | Commercial | Turnover | Schools K-12 | FL Zone 2 | Per Unit | 49% | 8073.526 | 5218.741 | 2854.785 | 0.3536 | 15 | 0.86869 | 0.87802 | 3852 | Illinois 2018 Statewide TRM, Section 4.4.13 (cost per ton) | 0 | 0 | 7147 | Mid-Atlantic TRM v7.0, 2017 (average for 24kBtu across efficiency types) | 0 | 0 | 3295 | unit (4 tons) |  | 3295
Equipment | Variable Refrigerant Flow (VRF) HVAC Systems | Variable Refrigerant Flow (VRF) HVAC Systems | Code-Compliant New Construction PTHP, 4 Tons, 10.1 SEER, COP | Commercial | Turnover | Warehouse | FL Zone 2 | Per Unit | 49% | 1859.976 | 1205.841 | 654.1345 | 0.35169 | 15 | 0.19905 | 0.20119 | 3852 | Illinois 2018 Statewide TRM, Section 4.4.13 (cost per ton) | 0 | 0 | 7147 | Mid-Atlantic TRM v7.0, 2017 (average for 24kBtu across efficiency types) | 0 | 0 | 3295 | unit (4 tons) |  | 3295
Equipment | Variable Refrigerant Flow (VRF) HVAC Systems | Variable Refrigerant Flow (VRF) HVAC Systems | Code-Compliant New Construction PTHP, 4 Tons, 10.1 SEER, COP | Commercial | New | Assembly | FL Zone 2 | Per Unit | 49% | 6364.814 | 4075.273 | 2289.54 | 0.35972 | 15 | 0.69669 | 0.70417 | 3852 | Illinois 2018 Statewide TRM, Section 4.4.13 (cost per ton) | 0 | 0 | 7147 | Mid-Atlantic TRM v7.0, 2017 (average for 24kBtu across efficiency types) | 0 | 0 | 3295 | unit (4 tons) |  | 3295
Equipment | Variable Refrigerant Flow (VRF) HVAC Systems | Variable Refrigerant Flow (VRF) HVAC Systems | Code-Compliant New Construction PTHP, 4 Tons, 10.1 SEER, COP | Commercial | New | College and University | FL Zone 2 | Per Unit | 49% | 6949.381 | 4444.281 | 2505.099 | 0.36048 | 15 | 0.5315 | 0.39048 | 3852 | Illinois 2018 Statewide TRM, Section 4.4.13 (cost per ton) | 0 | 0 | 7147 | Mid-Atlantic TRM v7.0, 2017 (average for 24kBtu across efficiency types) | 0 | 0 | 3295 | unit (4 tons) |  | 3295
Equipment | Variable Refrigerant Flow (VRF) HVAC Systems | Variable Refrigerant Flow (VRF) HVAC Systems | Code-Compliant New Construction PTHP, 4 Tons, 10.1 SEER, COP | Commercial | New | Grocery | FL Zone 2 | Per Unit | 49% | 4709.207 | 3071.561 | 1637.646 | 0.34775 | 15 | 0.49832 | 0.50367 | 3852 | Illinois 2018 Statewide TRM, Section 4.4.13 (cost per ton) | 0 | 0 | 7147 | Mid-Atlantic TRM v7.0, 2017 (average for 24kBtu across efficiency types) | 0 | 0 | 3295 | unit (4 tons) |  | 3295
Equipment | Variable Refrigerant Flow (VRF) HVAC Systems | Variable Refrigerant Flow (VRF) HVAC Systems | Code-Compliant New Construction PTHP, 4 Tons, 10.1 SEER, COP | Commercial | New | Healthcare | FL Zone 2 | Per Unit | 49% | 13228.36 | 8440.537 | 4787.821 | 0.36194 | 15 | 1.4569 | 1.4725 | 3852 | Illinois 2018 Statewide TRM, Section 4.4.13 (cost per ton) | 0 | 0 | 7147 | Mid-Atlantic TRM v7.0, 2017 (average for 24kBtu across efficiency types) | 0 | 0 | 3295 | unit (4 tons) |  | 3295
Equipment | Variable Refrigerant Flow (VRF) HVAC Systems | Variable Refrigerant Flow (VRF) HVAC Systems | Code-Compliant New Construction PTHP, 4 Tons, 10.1 SEER, COP | Commercial | New | Hospitals | FL Zone 2 | Per Unit | 49% | 12835.92 | 8205.225 | 4630.691 | 0.36076 | 15 | 1.4091 | 1.4242 | 3852 | Illinois 2018 Statewide TRM, Section 4.4.13 (cost per ton) | 0 | 0 | 7147 | Mid-Atlantic TRM v7.0, 2017 (average for 24kBtu across efficiency types) | 0 | 0 | 3295 | unit (4 tons) |  | 3295
Equipment | Variable Refrigerant Flow (VRF) HVAC Systems | Variable Refrigerant Flow (VRF) HVAC Systems | Code-Compliant New Construction PTHP, 4 Tons, 10.1 SEER, COP | Commercial | New | Institutional | FL Zone 2 | Per Unit | 49% | 3777.186 | 2434.476 | 1342.711 | 0.35548 | 15 | 0.40858 | 0.41296 | 3852 | Illinois 2018 Statewide TRM, Section 4.4.13 (cost per ton) | 0 | 0 | 7147 | Mid-Atlantic TRM v7.0, 2017 (average for 24kBtu across efficiency types) | 0 | 0 | 3295 | unit (4 tons) |  | 3295
Equipment | Variable Refrigerant Flow (VRF) HVAC Systems | Variable Refrigerant Flow (VRF) HVAC Systems | Code-Compliant New Construction PTHP, 4 Tons, 10.1 SEER, COP | Commercial | New | Lodging/Hospitality | FL Zone 2 | Per Unit | 49% | 9904.919 | 6313.184 | 3591.735 | 0.36262 | 15 | 0.76205 | 0.55986 | 3852 | Illinois 2018 Statewide TRM, Section 4.4.13 (cost per ton) | 0 | 0 | 7147 | Mid-Atlantic TRM v7.0, 2017 (average for 24kBtu across efficiency types) | 0 | 0 | 3295 | unit (4 tons) |  | 3295
Equipment | Variable Refrigerant Flow (VRF) HVAC Systems | Variable Refrigerant Flow (VRF) HVAC Systems | Code-Compliant New Construction PTHP, 4 Tons, 10.1 SEER, COP | Commercial | New | Miscellaneous | FL Zone 2 | Per Unit | 49% | 3548.271 | 2271.578 | 1276.693 | 0.35981 | 15 | 0.38849 | 0.39266 | 3852 | Illinois 2018 Statewide TRM, Section 4.4.13 (cost per ton) | 0 | 0 | 7147 | Mid-Atlantic TRM v7.0, 2017 (average for 24kBtu across efficiency types) | 0 | 0 | 3295 | unit (4 tons) |  | 3295
Equipment | Variable Refrigerant Flow (VRF) HVAC Systems | Variable Refrigerant Flow (VRF) HVAC Systems | Code-Compliant New Construction PTHP, 4 Tons, 10.1 SEER, COP | Commercial | New | Offices | FL Zone 2 | Per Unit | 49% | 6610.095 | 4206.193 | 2403.901 | 0.36367 | 15 | 0.73149 | 0.73934 | 3852 | Illinois 2018 Statewide TRM, Section 4.4.13 (cost per ton) | 0 | 0 | 7147 | Mid-Atlantic TRM v7.0, 2017 (average for 24kBtu across efficiency types) | 0 | 0 | 3295 | unit (4 tons) |  | 3295
Equipment | Variable Refrigerant Flow (VRF) HVAC Systems | Variable Refrigerant Flow (VRF) HVAC Systems | Code-Compliant New Construction PTHP, 4 Tons, 10.1 SEER, COP | Commercial | New | Restaurants | FL Zone 2 | Per Unit | 49% | 12427.09 | 8056.605 | 4370.486 | 0.35169 | 15 | 1.3299 | 1.3442 | 3852 | Illinois 2018 Statewide TRM, Section 4.4.13 (cost per ton) | 0 | 0 | 7147 | Mid-Atlantic TRM v7.0, 2017 (average for 24kBtu across efficiency types) | 0 | 0 | 3295 | unit (4 tons) |  | 3295
Equipment | Variable Refrigerant Flow (VRF) HVAC Systems | Variable Refrigerant Flow (VRF) HVAC Systems | Code-Compliant New Construction PTHP, 4 Tons, 10.1 SEER, COP | Commercial | New | Retail | FL Zone 2 | Per Unit | 49% | 9148.636 | 5907.981 | 3240.655 | 0.35422 | 15 | 0.9861 | 0.99669 | 3852 | Illinois 2018 Statewide TRM, Section 4.4.13 (cost per ton) | 0 | 0 | 7147 | Mid-Atlantic TRM v7.0, 2017 (average for 24kBtu across efficiency types) | 0 | 0 | 3295 | unit (4 tons) |  | 3295
Equipment | Variable Refrigerant Flow (VRF) HVAC Systems | Variable Refrigerant Flow (VRF) HVAC Systems | Code-Compliant New Construction PTHP, 4 Tons, 10.1 SEER, COP | Commercial | New | Schools K-12 | FL Zone 2 | Per Unit | 49% | 8073.526 | 5218.741 | 2854.785 | 0.3536 | 15 | 0.86869 | 0.87802 | 3852 | Illinois 2018 Statewide TRM, Section 4.4.13 (cost per ton) | 0 | 0 | 7147 | Mid-Atlantic TRM v7.0, 2017 (average for 24kBtu across efficiency types) | 0 | 0 | 3295 | unit (4 tons) |  | 3295
Equipment | Variable Refrigerant Flow (VRF) HVAC Systems | Variable Refrigerant Flow (VRF) HVAC Systems | Code-Compliant New Construction PTHP, 4 Tons, 10.1 SEER, COP | Commercial | New | Warehouse | FL Zone 2 | Per Unit | 49% | 1859.976 | 1205.841 | 654.1345 | 0.35169 | 15 | 0.19905 | 0.20119 | 3852 | Illinois 2018 Statewide TRM, Section 4.4.13 (cost per ton) | 0 | 0 | 7147 | Mid-Atlantic TRM v7.0, 2017 (average for 24kBtu across efficiency types) | 0 | 0 | 3295 | unit (4 tons) |  | 3295
Equipment | CFL-23W | 23W CFL | EISA-2020 compliant baseline lamp (100W equivalent) | Commercial | Turnover | Assembly | FL Zone 2 | Per Lamp | 0% | 86.28 | 66.148 | 20.132 | 0.23333 | 7.8 | 0.00483 | 0.001117 | 1.49 | https://www.homedepot.com/p/EcoSmart-100-Watt-Equivalent-A19-Halogen-Light-Bulb-4-Pack-324442/302639927 | 0 | No Labor Cost | 2.34 | https://www.homedepot.com/p/Philips-100W-Equivalent-Soft-White-2700K-T2-Spiral-CFL-Light-Bulb-4-Pack-434738/202827179 | 0 | No Labor Cost | 0.85 | bulb |  | 0.85
Equipment | CFL-23W | 23W CFL | EISA-2020 compliant baseline lamp (100W equivalent) | Commercial | Turnover | College and University | FL Zone 2 | Per Lamp | 0% | 132.24 | 101.384 | 30.856 | 0.23333 | 7.8 | 0.003136 | 0.003071 | 1.49 | https://www.homedepot.com/p/EcoSmart-100-Watt-Equivalent-A19-Halogen-Light-Bulb-4-Pack-324442/302639927 | 0 | No Labor Cost | 2.34 | https://www.homedepot.com/p/Philips-100W-Equivalent-Soft-White-2700K-T2-Spiral-CFL-Light-Bulb-4-Pack-434738/202827179 | 0 | No Labor Cost | 0.85 | bulb |  | 0.85
Equipment | CFL-23W | 23W CFL | EISA-2020 compliant baseline lamp (100W equivalent) | Commercial | Turnover | Grocery | FL Zone 2 | Per Lamp | 0% | 166.32 | 127.512 | 38.808 | 0.23333 | 7.8 | 0.009347 | 2.53e-06 | 1.49 | https://www.homedepot.com/p/EcoSmart-100-Watt-Equivalent-A19-Halogen-Light-Bulb-4-Pack-324442/302639927 | 0 | No Labor Cost | 2.34 | https://www.homedepot.com/p/Philips-100W-Equivalent-Soft-White-2700K-T2-Spiral-CFL-Light-Bulb-4-Pack-434738/202827179 | 0 | No Labor Cost | 0.85 | bulb |  | 0.85
Equipment | CFL-23W | 23W CFL | EISA-2020 compliant baseline lamp (100W equivalent) | Commercial | Turnover | Healthcare | FL Zone 2 | Per Lamp | 0% | 150.84 | 115.644 | 35.196 | 0.23333 | 7.8 | 0.008445 | 0.001953 | 1.49 | https://www.homedepot.com/p/EcoSmart-100-Watt-Equivalent-A19-Halogen-Light-Bulb-4-Pack-324442/302639927 | 0 | No Labor Cost | 2.34 | https://www.homedepot.com/p/Philips-100W-Equivalent-Soft-White-2700K-T2-Spiral-CFL-Light-Bulb-4-Pack-434738/202827179 | 0 | No Labor Cost | 0.85 | bulb |  | 0.85
Equipment | CFL-23W | 23W CFL | EISA-2020 compliant baseline lamp (100W equivalent) | Commercial | Turnover | Hospitals | FL Zone 2 | Per Lamp | 0% | 204.06 | 156.446 | 47.614 | 0.23333 | 7.8 | 0.00484 | 0.00474 | 1.49 | https://www.homedepot.com/p/EcoSmart-100-Watt-Equivalent-A19-Halogen-Light-Bulb-4-Pack-324442/302639927 | 0 | No Labor Cost | 2.34 | https://www.homedepot.com/p/Philips-100W-Equivalent-Soft-White-2700K-T2-Spiral-CFL-Light-Bulb-4-Pack-434738/202827179 | 0 | No Labor Cost | 0.85 | bulb |  | 0.85
Equipment | CFL-23W | 23W CFL | EISA-2020 compliant baseline lamp (100W equivalent) | Commercial | Turnover | Institutional | FL Zone 2 | Per Lamp | 0% | 98.97 | 75.877 | 23.093 | 0.23333 | 7.8 | 0.005541 | 0.001281 | 1.49 | https://www.homedepot.com/p/EcoSmart-100-Watt-Equivalent-A19-Halogen-Light-Bulb-4-Pack-324442/302639927 | 0 | No Labor Cost | 2.34 | https://www.homedepot.com/p/Philips-100W-Equivalent-Soft-White-2700K-T2-Spiral-CFL-Light-Bulb-4-Pack-434738/202827179 | 0 | No Labor Cost | 0.85 | bulb |  | 0.85
Equipment | CFL-23W | 23W CFL | EISA-2020 compliant baseline lamp (100W equivalent) | Commercial | Turnover | Lodging/Hospitality | FL Zone 2 | Per Lamp | 0% | 112.62 | 86.342 | 26.278 | 0.23333 | 7.8 | 0.006329 | 1.71e-06 | 1.49 | https://www.homedepot.com/p/EcoSmart-100-Watt-Equivalent-A19-Halogen-Light-Bulb-4-Pack-324442/302639927 | 0 | No Labor Cost | 2.34 | https://www.homedepot.com/p/Philips-100W-Equivalent-Soft-White-2700K-T2-Spiral-CFL-Light-Bulb-4-Pack-434738/202827179 | 0 | No Labor Cost | 0.85 | bulb |  | 0.85
Equipment | CFL-23W | 23W CFL | EISA-2020 compliant baseline lamp (100W equivalent) | Commercial | Turnover | Miscellaneous | FL Zone 2 | Per Lamp | 0% | 132.24 | 101.384 | 30.856 | 0.23333 | 7.8 | 0.007403 | 0.001712 | 1.49 | https://www.homedepot.com/p/EcoSmart-100-Watt-Equivalent-A19-Halogen-Light-Bulb-4-Pack-324442/302639927 | 0 | No Labor Cost | 2.34 | https://www.homedepot.com/p/Philips-100W-Equivalent-Soft-White-2700K-T2-Spiral-CFL-Light-Bulb-4-Pack-434738/202827179 | 0 | No Labor Cost | 0.85 | bulb |  | 0.85
Equipment | CFL-23W | 23W CFL | EISA-2020 compliant baseline lamp (100W equivalent) | Commercial | Turnover | Offices | FL Zone 2 | Per Lamp | 0% | 97.59 | 74.819 | 22.771 | 0.23333 | 7.8 | 0.005464 | 0.001263 | 1.49 | https://www.homedepot.com/p/EcoSmart-100-Watt-Equivalent-A19-Halogen-Light-Bulb-4-Pack-324442/302639927 | 0 | No Labor Cost | 2.34 | https://www.homedepot.com/p/Philips-100W-Equivalent-Soft-White-2700K-T2-Spiral-CFL-Light-Bulb-4-Pack-434738/202827179 | 0 | No Labor Cost | 0.85 | bulb |  | 0.85
Equipment | CFL-23W | 23W CFL | EISA-2020 compliant baseline lamp (100W equivalent) | Commercial | Turnover | Restaurants | FL Zone 2 | Per Lamp | 0% | 100.71 | 77.211 | 23.499 | 0.23333 | 7.8 | 0.00566 | 1.53e-06 | 1.49 | https://www.homedepot.com/p/EcoSmart-100-Watt-Equivalent-A19-Halogen-Light-Bulb-4-Pack-324442/302639927 | 0 | No Labor Cost | 2.34 | https://www.homedepot.com/p/Philips-100W-Equivalent-Soft-White-2700K-T2-Spiral-CFL-Light-Bulb-4-Pack-434738/202827179 | 0 | No Labor Cost | 0.85 | bulb |  | 0.85
Equipment | CFL-23W | 23W CFL | EISA-2020 compliant baseline lamp (100W equivalent) | Commercial | Turnover | Retail | FL Zone 2 | Per Lamp | 0% | 149.52 | 114.632 | 34.888 | 0.23333 | 7.8 | 0.008403 | 2.27e-06 | 1.49 | https://www.homedepot.com/p/EcoSmart-100-Watt-Equivalent-A19-Halogen-Light-Bulb-4-Pack-324442/302639927 | 0 | No Labor Cost | 2.34 | https://www.homedepot.com/p/Philips-100W-Equivalent-Soft-White-2700K-T2-Spiral-CFL-Light-Bulb-4-Pack-434738/202827179 | 0 | No Labor Cost | 0.85 | bulb |  | 0.85
Equipment | CFL-23W | 23W CFL | EISA-2020 compliant baseline lamp (100W equivalent) | Commercial | Turnover | Schools K-12 | FL Zone 2 | Per Lamp | 0% | 71.37 | 54.717 | 16.653 | 0.23333 | 7.8 | 0.003996 | 0.000924 | 1.49 | https://www.homedepot.com/p/EcoSmart-100-Watt-Equivalent-A19-Halogen-Light-Bulb-4-Pack-324442/302639927 | 0 | No Labor Cost | 2.34 | https://www.homedepot.com/p/Philips-100W-Equivalent-Soft-White-2700K-T2-Spiral-CFL-Light-Bulb-4-Pack-434738/202827179 | 0 | No Labor Cost | 0.85 | bulb |  | 0.85
Equipment | CFL-23W | 23W CFL | EISA-2020 compliant baseline lamp (100W equivalent) | Commercial | Turnover | Warehouse | FL Zone 2 | Per Lamp | 0% | 114.72 | 87.952 | 26.768 | 0.23333 | 7.8 | 0.006423 | 0.001485 | 1.49 | https://www.homedepot.com/p/EcoSmart-100-Watt-Equivalent-A19-Halogen-Light-Bulb-4-Pack-324442/302639927 | 0 | No Labor Cost | 2.34 | https://www.homedepot.com/p/Philips-100W-Equivalent-Soft-White-2700K-T2-Spiral-CFL-Light-Bulb-4-Pack-434738/202827179 | 0 | No Labor Cost | 0.85 | bulb |  | 0.85
Equipment | CFL-23W | 23W CFL | EISA-2020 compliant baseline lamp (100W equivalent) | Commercial | New | Assembly | FL Zone 2 | Per Lamp | 0% | 86.28 | 66.148 | 20.132 | 0.23333 | 7.8 | 0.00483 | 0.001117 | 1.49 | https://www.homedepot.com/p/EcoSmart-100-Watt-Equivalent-A19-Halogen-Light-Bulb-4-Pack-324442/302639927 | 0 | No Labor Cost | 2.34 | https://www.homedepot.com/p/Philips-100W-Equivalent-Soft-White-2700K-T2-Spiral-CFL-Light-Bulb-4-Pack-434738/202827179 | 0 | No Labor Cost | 0.85 | bulb |  | 0.85
Equipment | CFL-23W | 23W CFL | EISA-2020 compliant baseline lamp (100W equivalent) | Commercial | New | College and University | FL Zone 2 | Per Lamp | 0% | 132.24 | 101.384 | 30.856 | 0.23333 | 7.8 | 0.003136 | 0.003071 | 1.49 | https://www.homedepot.com/p/EcoSmart-100-Watt-Equivalent-A19-Halogen-Light-Bulb-4-Pack-324442/302639927 | 0 | No Labor Cost | 2.34 | https://www.homedepot.com/p/Philips-100W-Equivalent-Soft-White-2700K-T2-Spiral-CFL-Light-Bulb-4-Pack-434738/202827179 | 0 | No Labor Cost | 0.85 | bulb |  | 0.85
Equipment | CFL-23W | 23W CFL | EISA-2020 compliant baseline lamp (100W equivalent) | Commercial | New | Grocery | FL Zone 2 | Per Lamp | 0% | 166.32 | 127.512 | 38.808 | 0.23333 | 7.8 | 0.009347 | 2.53e-06 | 1.49 | https://www.homedepot.com/p/EcoSmart-100-Watt-Equivalent-A19-Halogen-Light-Bulb-4-Pack-324442/302639927 | 0 | No Labor Cost | 2.34 | https://www.homedepot.com/p/Philips-100W-Equivalent-Soft-White-2700K-T2-Spiral-CFL-Light-Bulb-4-Pack-434738/202827179 | 0 | No Labor Cost | 0.85 | bulb |  | 0.85
Equipment | CFL-23W | 23W CFL | EISA-2020 compliant baseline lamp (100W equivalent) | Commercial | New | Healthcare | FL Zone 2 | Per Lamp | 0% | 150.84 | 115.644 | 35.196 | 0.23333 | 7.8 | 0.008445 | 0.001953 | 1.49 | https://www.homedepot.com/p/EcoSmart-100-Watt-Equivalent-A19-Halogen-Light-Bulb-4-Pack-324442/302639927 | 0 | No Labor Cost | 2.34 | https://www.homedepot.com/p/Philips-100W-Equivalent-Soft-White-2700K-T2-Spiral-CFL-Light-Bulb-4-Pack-434738/202827179 | 0 | No Labor Cost | 0.85 | bulb |  | 0.85
Equipment | CFL-23W | 23W CFL | EISA-2020 compliant baseline lamp (100W equivalent) | Commercial | New | Hospitals | FL Zone 2 | Per Lamp | 0% | 204.06 | 156.446 | 47.614 | 0.23333 | 7.8 | 0.00484 | 0.00474 | 1.49 | https://www.homedepot.com/p/EcoSmart-100-Watt-Equivalent-A19-Halogen-Light-Bulb-4-Pack-324442/302639927 | 0 | No Labor Cost | 2.34 | https://www.homedepot.com/p/Philips-100W-Equivalent-Soft-White-2700K-T2-Spiral-CFL-Light-Bulb-4-Pack-434738/202827179 | 0 | No Labor Cost | 0.85 | bulb |  | 0.85
Equipment | CFL-23W | 23W CFL | EISA-2020 compliant baseline lamp (100W equivalent) | Commercial | New | Institutional | FL Zone 2 | Per Lamp | 0% | 98.97 | 75.877 | 23.093 | 0.23333 | 7.8 | 0.005541 | 0.001281 | 1.49 | https://www.homedepot.com/p/EcoSmart-100-Watt-Equivalent-A19-Halogen-Light-Bulb-4-Pack-324442/302639927 | 0 | No Labor Cost | 2.34 | https://www.homedepot.com/p/Philips-100W-Equivalent-Soft-White-2700K-T2-Spiral-CFL-Light-Bulb-4-Pack-434738/202827179 | 0 | No Labor Cost | 0.85 | bulb |  | 0.85
Equipment | CFL-23W | 23W CFL | EISA-2020 compliant baseline lamp (100W equivalent) | Commercial | New | Lodging/Hospitality | FL Zone 2 | Per Lamp | 0% | 112.62 | 86.342 | 26.278 | 0.23333 | 7.8 | 0.006329 | 1.71e-06 | 1.49 | https://www.homedepot.com/p/EcoSmart-100-Watt-Equivalent-A19-Halogen-Light-Bulb-4-Pack-324442/302639927 | 0 | No Labor Cost | 2.34 | https://www.homedepot.com/p/Philips-100W-Equivalent-Soft-White-2700K-T2-Spiral-CFL-Light-Bulb-4-Pack-434738/202827179 | 0 | No Labor Cost | 0.85 | bulb |  | 0.85
Equipment | CFL-23W | 23W CFL | EISA-2020 compliant baseline lamp (100W equivalent) | Commercial | New | Miscellaneous | FL Zone 2 | Per Lamp | 0% | 132.24 | 101.384 | 30.856 | 0.23333 | 7.8 | 0.007403 | 0.001712 | 1.49 | https://www.homedepot.com/p/EcoSmart-100-Watt-Equivalent-A19-Halogen-Light-Bulb-4-Pack-324442/302639927 | 0 | No Labor Cost | 2.34 | https://www.homedepot.com/p/Philips-100W-Equivalent-Soft-White-2700K-T2-Spiral-CFL-Light-Bulb-4-Pack-434738/202827179 | 0 | No Labor Cost | 0.85 | bulb |  | 0.85
Equipment | CFL-23W | 23W CFL | EISA-2020 compliant baseline lamp (100W equivalent) | Commercial | New | Offices | FL Zone 2 | Per Lamp | 0% | 97.59 | 74.819 | 22.771 | 0.23333 | 7.8 | 0.005464 | 0.001263 | 1.49 | https://www.homedepot.com/p/EcoSmart-100-Watt-Equivalent-A19-Halogen-Light-Bulb-4-Pack-324442/302639927 | 0 | No Labor Cost | 2.34 | https://www.homedepot.com/p/Philips-100W-Equivalent-Soft-White-2700K-T2-Spiral-CFL-Light-Bulb-4-Pack-434738/202827179 | 0 | No Labor Cost | 0.85 | bulb |  | 0.85
Equipment | CFL-23W | 23W CFL | EISA-2020 compliant baseline lamp (100W equivalent) | Commercial | New | Restaurants | FL Zone 2 | Per Lamp | 0% | 100.71 | 77.211 | 23.499 | 0.23333 | 7.8 | 0.00566 | 1.53e-06 | 1.49 | https://www.homedepot.com/p/EcoSmart-100-Watt-Equivalent-A19-Halogen-Light-Bulb-4-Pack-324442/302639927 | 0 | No Labor Cost | 2.34 | https://www.homedepot.com/p/Philips-100W-Equivalent-Soft-White-2700K-T2-Spiral-CFL-Light-Bulb-4-Pack-434738/202827179 | 0 | No Labor Cost | 0.85 | bulb |  | 0.85
Equipment | CFL-23W | 23W CFL | EISA-2020 compliant baseline lamp (100W equivalent) | Commercial | New | Retail | FL Zone 2 | Per Lamp | 0% | 149.52 | 114.632 | 34.888 | 0.23333 | 7.8 | 0.008403 | 2.27e-06 | 1.49 | https://www.homedepot.com/p/EcoSmart-100-Watt-Equivalent-A19-Halogen-Light-Bulb-4-Pack-324442/302639927 | 0 | No Labor Cost | 2.34 | https://www.homedepot.com/p/Philips-100W-Equivalent-Soft-White-2700K-T2-Spiral-CFL-Light-Bulb-4-Pack-434738/202827179 | 0 | No Labor Cost | 0.85 | bulb |  | 0.85
Equipment | CFL-23W | 23W CFL | EISA-2020 compliant baseline lamp (100W equivalent) | Commercial | New | Schools K-12 | FL Zone 2 | Per Lamp | 0% | 71.37 | 54.717 | 16.653 | 0.23333 | 7.8 | 0.003996 | 0.000924 | 1.49 | https://www.homedepot.com/p/EcoSmart-100-Watt-Equivalent-A19-Halogen-Light-Bulb-4-Pack-324442/302639927 | 0 | No Labor Cost | 2.34 | https://www.homedepot.com/p/Philips-100W-Equivalent-Soft-White-2700K-T2-Spiral-CFL-Light-Bulb-4-Pack-434738/202827179 | 0 | No Labor Cost | 0.85 | bulb |  | 0.85
Equipment | CFL-23W | 23W CFL | EISA-2020 compliant baseline lamp (100W equivalent) | Commercial | New | Warehouse | FL Zone 2 | Per Lamp | 0% | 114.72 | 87.952 | 26.768 | 0.23333 | 7.8 | 0.006423 | 0.001485 | 1.49 | https://www.homedepot.com/p/EcoSmart-100-Watt-Equivalent-A19-Halogen-Light-Bulb-4-Pack-324442/302639927 | 0 | No Labor Cost | 2.34 | https://www.homedepot.com/p/Philips-100W-Equivalent-Soft-White-2700K-T2-Spiral-CFL-Light-Bulb-4-Pack-434738/202827179 | 0 | No Labor Cost | 0.85 | bulb |  | 0.85
Equipment | High Bay Fluorescent (T5) | One 4' 4-Lamp High Bay T5 Fixture | Average Lumen Equivalent High Intensity Discharge Fixture | Commercial | Turnover | Assembly | FL Zone 2 | Per Unit | 0% | 898.2707 | 322.112 | 576.1587 | 0.64141 | 15 | 0.10655 | 0.10454 | 125 | Illinois 2018 Statewide TRM, Section 4.5.12 (4-lamp T5 high bay) | 82.76 | rate at $82.76/per labor hour assume 1 hours work, https://www.homewyse.com/services/cost_to_install_lighting_control_system.html | 225 | Illinois 2018 Statewide TRM, Section 4.5.12 (4-lamp T5 high bay) | 82.76 | rate at $82.76/per labor hour assume 1 hours work, https://www.homewyse.com/services/cost_to_install_lighting_control_system.html | 100 | fixture |  | 100
Equipment | High Bay Fluorescent (T5) | One 4' 4-Lamp High Bay T5 Fixture | Average Lumen Equivalent High Intensity Discharge Fixture | Commercial | Turnover | College and University | FL Zone 2 | Per Unit | 0% | 1376.765 | 493.696 | 883.0693 | 0.64141 | 15 | 0.16331 | 0.16022 | 125 | Illinois 2018 Statewide TRM, Section 4.5.12 (4-lamp T5 high bay) | 82.76 | rate at $82.76/per labor hour assume 1 hours work, https://www.homewyse.com/services/cost_to_install_lighting_control_system.html | 225 | Illinois 2018 Statewide TRM, Section 4.5.12 (4-lamp T5 high bay) | 82.76 | rate at $82.76/per labor hour assume 1 hours work, https://www.homewyse.com/services/cost_to_install_lighting_control_system.html | 100 | fixture |  | 100
Equipment | High Bay Fluorescent (T5) | One 4' 4-Lamp High Bay T5 Fixture | Average Lumen Equivalent High Intensity Discharge Fixture | Commercial | Turnover | Grocery | FL Zone 2 | Per Unit | 0% | 1731.576 | 620.928 | 1110.648 | 0.64141 | 15 | 0.20539 | 0.20151 | 125 | Illinois 2018 Statewide TRM, Section 4.5.12 (4-lamp T5 high bay) | 82.76 | rate at $82.76/per labor hour assume 1 hours work, https://www.homewyse.com/services/cost_to_install_lighting_control_system.html | 225 | Illinois 2018 Statewide TRM, Section 4.5.12 (4-lamp T5 high bay) | 82.76 | rate at $82.76/per labor hour assume 1 hours work, https://www.homewyse.com/services/cost_to_install_lighting_control_system.html | 100 | fixture |  | 100
Equipment | High Bay Fluorescent (T5) | One 4' 4-Lamp High Bay T5 Fixture | Average Lumen Equivalent High Intensity Discharge Fixture | Commercial | Turnover | Healthcare | FL Zone 2 | Per Unit | 0% | 1570.412 | 563.136 | 1007.276 | 0.64141 | 15 | 0.18628 | 0.18276 | 125 | Illinois 2018 Statewide TRM, Section 4.5.12 (4-lamp T5 high bay) | 82.76 | rate at $82.76/per labor hour assume 1 hours work, https://www.homewyse.com/services/cost_to_install_lighting_control_system.html | 225 | Illinois 2018 Statewide TRM, Section 4.5.12 (4-lamp T5 high bay) | 82.76 | rate at $82.76/per labor hour assume 1 hours work, https://www.homewyse.com/services/cost_to_install_lighting_control_system.html | 100 | fixture |  | 100
Equipment | High Bay Fluorescent (T5) | One 4' 4-Lamp High Bay T5 Fixture | Average Lumen Equivalent High Intensity Discharge Fixture | Commercial | Turnover | Hospitals | FL Zone 2 | Per Unit | 0% | 2124.491 | 761.824 | 1362.667 | 0.64141 | 15 | 0.252 | 0.24724 | 125 | Illinois 2018 Statewide TRM, Section 4.5.12 (4-lamp T5 high bay) | 82.76 | rate at $82.76/per labor hour assume 1 hours work, https://www.homewyse.com/services/cost_to_install_lighting_control_system.html | 225 | Illinois 2018 Statewide TRM, Section 4.5.12 (4-lamp T5 high bay) | 82.76 | rate at $82.76/per labor hour assume 1 hours work, https://www.homewyse.com/services/cost_to_install_lighting_control_system.html | 100 | fixture |  | 100
Equipment | High Bay Fluorescent (T5) | One 4' 4-Lamp High Bay T5 Fixture | Average Lumen Equivalent High Intensity Discharge Fixture | Commercial | Turnover | Institutional | FL Zone 2 | Per Unit | 0% | 1030.388 | 369.488 | 660.8997 | 0.64141 | 15 | 0.12222 | 0.11991 | 125 | Illinois 2018 Statewide TRM, Section 4.5.12 (4-lamp T5 high bay) | 82.76 | rate at $82.76/per labor hour assume 1 hours work, https://www.homewyse.com/services/cost_to_install_lighting_control_system.html | 225 | Illinois 2018 Statewide TRM, Section 4.5.12 (4-lamp T5 high bay) | 82.76 | rate at $82.76/per labor hour assume 1 hours work, https://www.homewyse.com/services/cost_to_install_lighting_control_system.html | 100 | fixture |  | 100
Equipment | High Bay Fluorescent (T5) | One 4' 4-Lamp High Bay T5 Fixture | Average Lumen Equivalent High Intensity Discharge Fixture | Commercial | Turnover | Lodging/Hospitality | FL Zone 2 | Per Unit | 0% | 1172.499 | 420.448 | 752.0513 | 0.64141 | 15 | 0.13908 | 0.13645 | 125 | Illinois 2018 Statewide TRM, Section 4.5.12 (4-lamp T5 high bay) | 82.76 | rate at $82.76/per labor hour assume 1 hours work, https://www.homewyse.com/services/cost_to_install_lighting_control_system.html | 225 | Illinois 2018 Statewide TRM, Section 4.5.12 (4-lamp T5 high bay) | 82.76 | rate at $82.76/per labor hour assume 1 hours work, https://www.homewyse.com/services/cost_to_install_lighting_control_system.html | 100 | fixture |  | 100
Equipment | High Bay Fluorescent (T5) | One 4' 4-Lamp High Bay T5 Fixture | Average Lumen Equivalent High Intensity Discharge Fixture | Commercial | Turnover | Miscellaneous | FL Zone 2 | Per Unit | 0% | 1376.765 | 493.696 | 883.0693 | 0.64141 | 15 | 0.16331 | 0.16022 | 125 | Illinois 2018 Statewide TRM, Section 4.5.12 (4-lamp T5 high bay) | 82.76 | rate at $82.76/per labor hour assume 1 hours work, https://www.homewyse.com/services/cost_to_install_lighting_control_system.html | 225 | Illinois 2018 Statewide TRM, Section 4.5.12 (4-lamp T5 high bay) | 82.76 | rate at $82.76/per labor hour assume 1 hours work, https://www.homewyse.com/services/cost_to_install_lighting_control_system.html | 100 | fixture |  | 100
Equipment | High Bay Fluorescent (T5) | One 4' 4-Lamp High Bay T5 Fixture | Average Lumen Equivalent High Intensity Discharge Fixture | Commercial | Turnover | Offices | FL Zone 2 | Per Unit | 0% | 1016.02 | 364.336 | 651.6843 | 0.64141 | 15 | 0.12052 | 0.11824 | 125 | Illinois 2018 Statewide TRM, Section 4.5.12 (4-lamp T5 high bay) | 82.76 | rate at $82.76/per labor hour assume 1 hours work, https://www.homewyse.com/services/cost_to_install_lighting_control_system.html | 225 | Illinois 2018 Statewide TRM, Section 4.5.12 (4-lamp T5 high bay) | 82.76 | rate at $82.76/per labor hour assume 1 hours work, https://www.homewyse.com/services/cost_to_install_lighting_control_system.html | 100 | fixture |  | 100
Equipment | High Bay Fluorescent (T5) | One 4' 4-Lamp High Bay T5 Fixture | Average Lumen Equivalent High Intensity Discharge Fixture | Commercial | Turnover | Restaurants | FL Zone 2 | Per Unit | 0% | 1048.503 | 375.984 | 672.519 | 0.64141 | 15 | 0.12437 | 0.12202 | 125 | Illinois 2018 Statewide TRM, Section 4.5.12 (4-lamp T5 high bay) | 82.76 | rate at $82.76/per labor hour assume 1 hours work, https://www.homewyse.com/services/cost_to_install_lighting_control_system.html | 225 | Illinois 2018 Statewide TRM, Section 4.5.12 (4-lamp T5 high bay) | 82.76 | rate at $82.76/per labor hour assume 1 hours work, https://www.homewyse.com/services/cost_to_install_lighting_control_system.html | 100 | fixture |  | 100
Equipment | High Bay Fluorescent (T5) | One 4' 4-Lamp High Bay T5 Fixture | Average Lumen Equivalent High Intensity Discharge Fixture | Commercial | Turnover | Retail | FL Zone 2 | Per Unit | 0% | 1556.669 | 558.208 | 998.4613 | 0.64141 | 15 | 0.18465 | 0.18116 | 125 | Illinois 2018 Statewide TRM, Section 4.5.12 (4-lamp T5 high bay) | 82.76 | rate at $82.76/per labor hour assume 1 hours work, https://www.homewyse.com/services/cost_to_install_lighting_control_system.html | 225 | Illinois 2018 Statewide TRM, Section 4.5.12 (4-lamp T5 high bay) | 82.76 | rate at $82.76/per labor hour assume 1 hours work, https://www.homewyse.com/services/cost_to_install_lighting_control_system.html | 100 | fixture |  | 100
Equipment | High Bay Fluorescent (T5) | One 4' 4-Lamp High Bay T5 Fixture | Average Lumen Equivalent High Intensity Discharge Fixture | Commercial | Turnover | Schools K-12 | FL Zone 2 | Per Unit | 0% | 743.041 | 266.448 | 476.593 | 0.64141 | 15 | 0.088136 | 0.086472 | 125 | Illinois 2018 Statewide TRM, Section 4.5.12 (4-lamp T5 high bay) | 82.76 | rate at $82.76/per labor hour assume 1 hours work, https://www.homewyse.com/services/cost_to_install_lighting_control_system.html | 225 | Illinois 2018 Statewide TRM, Section 4.5.12 (4-lamp T5 high bay) | 82.76 | rate at $82.76/per labor hour assume 1 hours work, https://www.homewyse.com/services/cost_to_install_lighting_control_system.html | 100 | fixture |  | 100
Equipment | High Bay Fluorescent (T5) | One 4' 4-Lamp High Bay T5 Fixture | Average Lumen Equivalent High Intensity Discharge Fixture | Commercial | Turnover | Warehouse | FL Zone 2 | Per Unit | 0% | 1194.363 | 428.288 | 766.0747 | 0.64141 | 15 | 0.14167 | 0.139 | 125 | Illinois 2018 Statewide TRM, Section 4.5.12 (4-lamp T5 high bay) | 82.76 | rate at $82.76/per labor hour assume 1 hours work, https://www.homewyse.com/services/cost_to_install_lighting_control_system.html | 225 | Illinois 2018 Statewide TRM, Section 4.5.12 (4-lamp T5 high bay) | 82.76 | rate at $82.76/per labor hour assume 1 hours work, https://www.homewyse.com/services/cost_to_install_lighting_control_system.html | 100 | fixture |  | 100
Equipment | High Bay Fluorescent (T5) | One 4' 4-Lamp High Bay T5 Fixture | Average Lumen Equivalent High Intensity Discharge Fixture | Commercial | New | Assembly | FL Zone 2 | Per Unit | 0% | 898.2707 | 322.112 | 576.1587 | 0.64141 | 15 | 0.10655 | 0.10454 | 125 | Illinois 2018 Statewide TRM, Section 4.5.12 (4-lamp T5 high bay) | 82.76 | rate at $82.76/per labor hour assume 1 hours work, https://www.homewyse.com/services/cost_to_install_lighting_control_system.html | 225 | Illinois 2018 Statewide TRM, Section 4.5.12 (4-lamp T5 high bay) | 82.76 | rate at $82.76/per labor hour assume 1 hours work, https://www.homewyse.com/services/cost_to_install_lighting_control_system.html | 100 | fixture |  | 100
Equipment | High Bay Fluorescent (T5) | One 4' 4-Lamp High Bay T5 Fixture | Average Lumen Equivalent High Intensity Discharge Fixture | Commercial | New | College and University | FL Zone 2 | Per Unit | 0% | 1376.765 | 493.696 | 883.0693 | 0.64141 | 15 | 0.16331 | 0.16022 | 125 | Illinois 2018 Statewide TRM, Section 4.5.12 (4-lamp T5 high bay) | 82.76 | rate at $82.76/per labor hour assume 1 hours work, https://www.homewyse.com/services/cost_to_install_lighting_control_system.html | 225 | Illinois 2018 Statewide TRM, Section 4.5.12 (4-lamp T5 high bay) | 82.76 | rate at $82.76/per labor hour assume 1 hours work, https://www.homewyse.com/services/cost_to_install_lighting_control_system.html | 100 | fixture |  | 100
Equipment | High Bay Fluorescent (T5) | One 4' 4-Lamp High Bay T5 Fixture | Average Lumen Equivalent High Intensity Discharge Fixture | Commercial | New | Grocery | FL Zone 2 | Per Unit | 0% | 1731.576 | 620.928 | 1110.648 | 0.64141 | 15 | 0.20539 | 0.20151 | 125 | Illinois 2018 Statewide TRM, Section 4.5.12 (4-lamp T5 high bay) | 82.76 | rate at $82.76/per labor hour assume 1 hours work, https://www.homewyse.com/services/cost_to_install_lighting_control_system.html | 225 | Illinois 2018 Statewide TRM, Section 4.5.12 (4-lamp T5 high bay) | 82.76 | rate at $82.76/per labor hour assume 1 hours work, https://www.homewyse.com/services/cost_to_install_lighting_control_system.html | 100 | fixture |  | 100
Equipment | High Bay Fluorescent (T5) | One 4' 4-Lamp High Bay T5 Fixture | Average Lumen Equivalent High Intensity Discharge Fixture | Commercial | New | Healthcare | FL Zone 2 | Per Unit | 0% | 1570.412 | 563.136 | 1007.276 | 0.64141 | 15 | 0.18628 | 0.18276 | 125 | Illinois 2018 Statewide TRM, Section 4.5.12 (4-lamp T5 high bay) | 82.76 | rate at $82.76/per labor hour assume 1 hours work, https://www.homewyse.com/services/cost_to_install_lighting_control_system.html | 225 | Illinois 2018 Statewide TRM, Section 4.5.12 (4-lamp T5 high bay) | 82.76 | rate at $82.76/per labor hour assume 1 hours work, https://www.homewyse.com/services/cost_to_install_lighting_control_system.html | 100 | fixture |  | 100
Equipment | High Bay Fluorescent (T5) | One 4' 4-Lamp High Bay T5 Fixture | Average Lumen Equivalent High Intensity Discharge Fixture | Commercial | New | Hospitals | FL Zone 2 | Per Unit | 0% | 2124.491 | 761.824 | 1362.667 | 0.64141 | 15 | 0.252 | 0.24724 | 125 | Illinois 2018 Statewide TRM, Section 4.5.12 (4-lamp T5 high bay) | 82.76 | rate at $82.76/per labor hour assume 1 hours work, https://www.homewyse.com/services/cost_to_install_lighting_control_system.html | 225 | Illinois 2018 Statewide TRM, Section 4.5.12 (4-lamp T5 high bay) | 82.76 | rate at $82.76/per labor hour assume 1 hours work, https://www.homewyse.com/services/cost_to_install_lighting_control_system.html | 100 | fixture |  | 100
Equipment | High Bay Fluorescent (T5) | One 4' 4-Lamp High Bay T5 Fixture | Average Lumen Equivalent High Intensity Discharge Fixture | Commercial | New | Institutional | FL Zone 2 | Per Unit | 0% | 1030.388 | 369.488 | 660.8997 | 0.64141 | 15 | 0.12222 | 0.11991 | 125 | Illinois 2018 Statewide TRM, Section 4.5.12 (4-lamp T5 high bay) | 82.76 | rate at $82.76/per labor hour assume 1 hours work, https://www.homewyse.com/services/cost_to_install_lighting_control_system.html | 225 | Illinois 2018 Statewide TRM, Section 4.5.12 (4-lamp T5 high bay) | 82.76 | rate at $82.76/per labor hour assume 1 hours work, https://www.homewyse.com/services/cost_to_install_lighting_control_system.html | 100 | fixture |  | 100
Equipment | High Bay Fluorescent (T5) | One 4' 4-Lamp High Bay T5 Fixture | Average Lumen Equivalent High Intensity Discharge Fixture | Commercial | New | Lodging/Hospitality | FL Zone 2 | Per Unit | 0% | 1172.499 | 420.448 | 752.0513 | 0.64141 | 15 | 0.13908 | 0.13645 | 125 | Illinois 2018 Statewide TRM, Section 4.5.12 (4-lamp T5 high bay) | 82.76 | rate at $82.76/per labor hour assume 1 hours work, https://www.homewyse.com/services/cost_to_install_lighting_control_system.html | 225 | Illinois 2018 Statewide TRM, Section 4.5.12 (4-lamp T5 high bay) | 82.76 | rate at $82.76/per labor hour assume 1 hours work, https://www.homewyse.com/services/cost_to_install_lighting_control_system.html | 100 | fixture |  | 100
Equipment | High Bay Fluorescent (T5) | One 4' 4-Lamp High Bay T5 Fixture | Average Lumen Equivalent High Intensity Discharge Fixture | Commercial | New | Miscellaneous | FL Zone 2 | Per Unit | 0% | 1376.765 | 493.696 | 883.0693 | 0.64141 | 15 | 0.16331 | 0.16022 | 125 | Illinois 2018 Statewide TRM, Section 4.5.12 (4-lamp T5 high bay) | 82.76 | rate at $82.76/per labor hour assume 1 hours work, https://www.homewyse.com/services/cost_to_install_lighting_control_system.html | 225 | Illinois 2018 Statewide TRM, Section 4.5.12 (4-lamp T5 high bay) | 82.76 | rate at $82.76/per labor hour assume 1 hours work, https://www.homewyse.com/services/cost_to_install_lighting_control_system.html | 100 | fixture |  | 100
Equipment | High Bay Fluorescent (T5) | One 4' 4-Lamp High Bay T5 Fixture | Average Lumen Equivalent High Intensity Discharge Fixture | Commercial | New | Offices | FL Zone 2 | Per Unit | 0% | 1016.02 | 364.336 | 651.6843 | 0.64141 | 15 | 0.12052 | 0.11824 | 125 | Illinois 2018 Statewide TRM, Section 4.5.12 (4-lamp T5 high bay) | 82.76 | rate at $82.76/per labor hour assume 1 hours work, https://www.homewyse.com/services/cost_to_install_lighting_control_system.html | 225 | Illinois 2018 Statewide TRM, Section 4.5.12 (4-lamp T5 high bay) | 82.76 | rate at $82.76/per labor hour assume 1 hours work, https://www.homewyse.com/services/cost_to_install_lighting_control_system.html | 100 | fixture |  | 100
Equipment | High Bay Fluorescent (T5) | One 4' 4-Lamp High Bay T5 Fixture | Average Lumen Equivalent High Intensity Discharge Fixture | Commercial | New | Restaurants | FL Zone 2 | Per Unit | 0% | 1048.503 | 375.984 | 672.519 | 0.64141 | 15 | 0.12437 | 0.12202 | 125 | Illinois 2018 Statewide TRM, Section 4.5.12 (4-lamp T5 high bay) | 82.76 | rate at $82.76/per labor hour assume 1 hours work, https://www.homewyse.com/services/cost_to_install_lighting_control_system.html | 225 | Illinois 2018 Statewide TRM, Section 4.5.12 (4-lamp T5 high bay) | 82.76 | rate at $82.76/per labor hour assume 1 hours work, https://www.homewyse.com/services/cost_to_install_lighting_control_system.html | 100 | fixture |  | 100
Equipment | High Bay Fluorescent (T5) | One 4' 4-Lamp High Bay T5 Fixture | Average Lumen Equivalent High Intensity Discharge Fixture | Commercial | New | Retail | FL Zone 2 | Per Unit | 0% | 1556.669 | 558.208 | 998.4613 | 0.64141 | 15 | 0.18465 | 0.18116 | 125 | Illinois 2018 Statewide TRM, Section 4.5.12 (4-lamp T5 high bay) | 82.76 | rate at $82.76/per labor hour assume 1 hours work, https://www.homewyse.com/services/cost_to_install_lighting_control_system.html | 225 | Illinois 2018 Statewide TRM, Section 4.5.12 (4-lamp T5 high bay) | 82.76 | rate at $82.76/per labor hour assume 1 hours work, https://www.homewyse.com/services/cost_to_install_lighting_control_system.html | 100 | fixture |  | 100
Equipment | High Bay Fluorescent (T5) | One 4' 4-Lamp High Bay T5 Fixture | Average Lumen Equivalent High Intensity Discharge Fixture | Commercial | New | Schools K-12 | FL Zone 2 | Per Unit | 0% | 743.041 | 266.448 | 476.593 | 0.64141 | 15 | 0.088136 | 0.086472 | 125 | Illinois 2018 Statewide TRM, Section 4.5.12 (4-lamp T5 high bay) | 82.76 | rate at $82.76/per labor hour assume 1 hours work, https://www.homewyse.com/services/cost_to_install_lighting_control_system.html | 225 | Illinois 2018 Statewide TRM, Section 4.5.12 (4-lamp T5 high bay) | 82.76 | rate at $82.76/per labor hour assume 1 hours work, https://www.homewyse.com/services/cost_to_install_lighting_control_system.html | 100 | fixture |  | 100
Equipment | High Bay Fluorescent (T5) | One 4' 4-Lamp High Bay T5 Fixture | Average Lumen Equivalent High Intensity Discharge Fixture | Commercial | New | Warehouse | FL Zone 2 | Per Unit | 0% | 1194.363 | 428.288 | 766.0747 | 0.64141 | 15 | 0.14167 | 0.139 | 125 | Illinois 2018 Statewide TRM, Section 4.5.12 (4-lamp T5 high bay) | 82.76 | rate at $82.76/per labor hour assume 1 hours work, https://www.homewyse.com/services/cost_to_install_lighting_control_system.html | 225 | Illinois 2018 Statewide TRM, Section 4.5.12 (4-lamp T5 high bay) | 82.76 | rate at $82.76/per labor hour assume 1 hours work, https://www.homewyse.com/services/cost_to_install_lighting_control_system.html | 100 | fixture |  | 100
Equipment | High Bay LED | One 150W High Bay LED Fixture | Weighted Existing Fluorescent High-Bay Fixture | Commercial | Turnover | Assembly | FL Zone 2 | Per Fixture | 66% | 898.2707 | 316.36 | 581.9107 | 0.64781 | 15 | 0.10761 | 0.10558 | 149 | Mid-Atlantic TRM V7.0, 2017 for LED High Bay fixture up to 220w | 82.76 | rate at $82.76/per labor hour assume 1 hours work, https://www.homewyse.com/services/cost_to_install_lighting_control_system.html | 298 | Mid-Atlantic TRM V7.0, 2017 for LED High Bay fixture up to 220w | 82.76 | rate at $82.76/per labor hour assume 1 hours work, https://www.homewyse.com/services/cost_to_install_lighting_control_system.html | 149 | fixture |  | 149
Equipment | High Bay LED | One 150W High Bay LED Fixture | Weighted Existing Fluorescent High-Bay Fixture | Commercial | Turnover | College and University | FL Zone 2 | Per Fixture | 0% | 1376.765 | 484.88 | 891.8853 | 0.64781 | 15 | 0.16494 | 0.16182 | 149 | Mid-Atlantic TRM V7.0, 2017 for LED High Bay fixture up to 220w | 82.76 | rate at $82.76/per labor hour assume 1 hours work, https://www.homewyse.com/services/cost_to_install_lighting_control_system.html | 298 | Mid-Atlantic TRM V7.0, 2017 for LED High Bay fixture up to 220w | 82.76 | rate at $82.76/per labor hour assume 1 hours work, https://www.homewyse.com/services/cost_to_install_lighting_control_system.html | 149 | fixture |  | 149
Equipment | High Bay LED | One 150W High Bay LED Fixture | Weighted Existing Fluorescent High-Bay Fixture | Commercial | Turnover | Grocery | FL Zone 2 | Per Fixture | 0% | 1731.576 | 609.84 | 1121.736 | 0.64781 | 15 | 0.20744 | 0.20353 | 149 | Mid-Atlantic TRM V7.0, 2017 for LED High Bay fixture up to 220w | 82.76 | rate at $82.76/per labor hour assume 1 hours work, https://www.homewyse.com/services/cost_to_install_lighting_control_system.html | 298 | Mid-Atlantic TRM V7.0, 2017 for LED High Bay fixture up to 220w | 82.76 | rate at $82.76/per labor hour assume 1 hours work, https://www.homewyse.com/services/cost_to_install_lighting_control_system.html | 149 | fixture |  | 149
Equipment | High Bay LED | One 150W High Bay LED Fixture | Weighted Existing Fluorescent High-Bay Fixture | Commercial | Turnover | Healthcare | FL Zone 2 | Per Fixture | 0% | 1570.412 | 553.08 | 1017.332 | 0.64781 | 15 | 0.18813 | 0.18458 | 149 | Mid-Atlantic TRM V7.0, 2017 for LED High Bay fixture up to 220w | 82.76 | rate at $82.76/per labor hour assume 1 hours work, https://www.homewyse.com/services/cost_to_install_lighting_control_system.html | 298 | Mid-Atlantic TRM V7.0, 2017 for LED High Bay fixture up to 220w | 82.76 | rate at $82.76/per labor hour assume 1 hours work, https://www.homewyse.com/services/cost_to_install_lighting_control_system.html | 149 | fixture |  | 149
Equipment | High Bay LED | One 150W High Bay LED Fixture | Weighted Existing Fluorescent High-Bay Fixture | Commercial | Turnover | Hospitals | FL Zone 2 | Per Fixture | 0% | 2124.491 | 748.22 | 1376.271 | 0.64781 | 15 | 0.25451 | 0.24971 | 149 | Mid-Atlantic TRM V7.0, 2017 for LED High Bay fixture up to 220w | 82.76 | rate at $82.76/per labor hour assume 1 hours work, https://www.homewyse.com/services/cost_to_install_lighting_control_system.html | 298 | Mid-Atlantic TRM V7.0, 2017 for LED High Bay fixture up to 220w | 82.76 | rate at $82.76/per labor hour assume 1 hours work, https://www.homewyse.com/services/cost_to_install_lighting_control_system.html | 149 | fixture |  | 149
Equipment | High Bay LED | One 150W High Bay LED Fixture | Weighted Existing Fluorescent High-Bay Fixture | Commercial | Turnover | Institutional | FL Zone 2 | Per Fixture | 0% | 1030.388 | 362.89 | 667.4977 | 0.64781 | 15 | 0.12344 | 0.12111 | 149 | Mid-Atlantic TRM V7.0, 2017 for LED High Bay fixture up to 220w | 82.76 | rate at $82.76/per labor hour assume 1 hours work, https://www.homewyse.com/services/cost_to_install_lighting_control_system.html | 298 | Mid-Atlantic TRM V7.0, 2017 for LED High Bay fixture up to 220w | 82.76 | rate at $82.76/per labor hour assume 1 hours work, https://www.homewyse.com/services/cost_to_install_lighting_control_system.html | 149 | fixture |  | 149
Equipment | High Bay LED | One 150W High Bay LED Fixture | Weighted Existing Fluorescent High-Bay Fixture | Commercial | Turnover | Lodging/Hospitality | FL Zone 2 | Per Fixture | 0% | 1172.499 | 412.94 | 759.5593 | 0.64781 | 15 | 0.14047 | 0.13781 | 149 | Mid-Atlantic TRM V7.0, 2017 for LED High Bay fixture up to 220w | 82.76 | rate at $82.76/per labor hour assume 1 hours work, https://www.homewyse.com/services/cost_to_install_lighting_control_system.html | 298 | Mid-Atlantic TRM V7.0, 2017 for LED High Bay fixture up to 220w | 82.76 | rate at $82.76/per labor hour assume 1 hours work, https://www.homewyse.com/services/cost_to_install_lighting_control_system.html | 149 | fixture |  | 149
Equipment | High Bay LED | One 150W High Bay LED Fixture | Weighted Existing Fluorescent High-Bay Fixture | Commercial | Turnover | Miscellaneous | FL Zone 2 | Per Fixture | 0% | 1376.765 | 484.88 | 891.8853 | 0.64781 | 15 | 0.16494 | 0.16182 | 149 | Mid-Atlantic TRM V7.0, 2017 for LED High Bay fixture up to 220w | 82.76 | rate at $82.76/per labor hour assume 1 hours work, https://www.homewyse.com/services/cost_to_install_lighting_control_system.html | 298 | Mid-Atlantic TRM V7.0, 2017 for LED High Bay fixture up to 220w | 82.76 | rate at $82.76/per labor hour assume 1 hours work, https://www.homewyse.com/services/cost_to_install_lighting_control_system.html | 149 | fixture |  | 149
Equipment | High Bay LED | One 150W High Bay LED Fixture | Weighted Existing Fluorescent High-Bay Fixture | Commercial | Turnover | Offices | FL Zone 2 | Per Fixture | 0% | 1016.02 | 357.83 | 658.1903 | 0.64781 | 15 | 0.12172 | 0.11942 | 149 | Mid-Atlantic TRM V7.0, 2017 for LED High Bay fixture up to 220w | 82.76 | rate at $82.76/per labor hour assume 1 hours work, https://www.homewyse.com/services/cost_to_install_lighting_control_system.html | 298 | Mid-Atlantic TRM V7.0, 2017 for LED High Bay fixture up to 220w | 82.76 | rate at $82.76/per labor hour assume 1 hours work, https://www.homewyse.com/services/cost_to_install_lighting_control_system.html | 149 | fixture |  | 149
Equipment | High Bay LED | One 150W High Bay LED Fixture | Weighted Existing Fluorescent High-Bay Fixture | Commercial | Turnover | Restaurants | FL Zone 2 | Per Fixture | 0% | 1048.503 | 369.27 | 679.233 | 0.64781 | 15 | 0.12561 | 0.12324 | 149 | Mid-Atlantic TRM V7.0, 2017 for LED High Bay fixture up to 220w | 82.76 | rate at $82.76/per labor hour assume 1 hours work, https://www.homewyse.com/services/cost_to_install_lighting_control_system.html | 298 | Mid-Atlantic TRM V7.0, 2017 for LED High Bay fixture up to 220w | 82.76 | rate at $82.76/per labor hour assume 1 hours work, https://www.homewyse.com/services/cost_to_install_lighting_control_system.html | 149 | fixture |  | 149
Equipment | High Bay LED | One 150W High Bay LED Fixture | Weighted Existing Fluorescent High-Bay Fixture | Commercial | Turnover | Retail | FL Zone 2 | Per Fixture | 66% | 1556.669 | 548.24 | 1008.429 | 0.64781 | 15 | 0.18649 | 0.18297 | 149 | Mid-Atlantic TRM V7.0, 2017 for LED High Bay fixture up to 220w | 82.76 | rate at $82.76/per labor hour assume 1 hours work, https://www.homewyse.com/services/cost_to_install_lighting_control_system.html | 298 | Mid-Atlantic TRM V7.0, 2017 for LED High Bay fixture up to 220w | 82.76 | rate at $82.76/per labor hour assume 1 hours work, https://www.homewyse.com/services/cost_to_install_lighting_control_system.html | 149 | fixture |  | 149
Equipment | High Bay LED | One 150W High Bay LED Fixture | Weighted Existing Fluorescent High-Bay Fixture | Commercial | Turnover | Schools K-12 | FL Zone 2 | Per Fixture | 0% | 743.041 | 261.69 | 481.351 | 0.64781 | 15 | 0.089016 | 0.087335 | 149 | Mid-Atlantic TRM V7.0, 2017 for LED High Bay fixture up to 220w | 82.76 | rate at $82.76/per labor hour assume 1 hours work, https://www.homewyse.com/services/cost_to_install_lighting_control_system.html | 298 | Mid-Atlantic TRM V7.0, 2017 for LED High Bay fixture up to 220w | 82.76 | rate at $82.76/per labor hour assume 1 hours work, https://www.homewyse.com/services/cost_to_install_lighting_control_system.html | 149 | fixture |  | 149
Equipment | High Bay LED | One 150W High Bay LED Fixture | Weighted Existing Fluorescent High-Bay Fixture | Commercial | Turnover | Warehouse | FL Zone 2 | Per Fixture | 66% | 1194.363 | 420.64 | 773.7227 | 0.64781 | 15 | 0.14308 | 0.14038 | 149 | Mid-Atlantic TRM V7.0, 2017 for LED High Bay fixture up to 220w | 82.76 | rate at $82.76/per labor hour assume 1 hours work, https://www.homewyse.com/services/cost_to_install_lighting_control_system.html | 298 | Mid-Atlantic TRM V7.0, 2017 for LED High Bay fixture up to 220w | 82.76 | rate at $82.76/per labor hour assume 1 hours work, https://www.homewyse.com/services/cost_to_install_lighting_control_system.html | 149 | fixture |  | 149
Equipment | High Bay LED | One 150W High Bay LED Fixture | Weighted Existing Fluorescent High-Bay Fixture | Commercial | New | Assembly | FL Zone 2 | Per Fixture | 0% | 898.2707 | 316.36 | 581.9107 | 0.64781 | 15 | 0.10761 | 0.10558 | 149 | Mid-Atlantic TRM V7.0, 2017 for LED High Bay fixture up to 220w | 82.76 | rate at $82.76/per labor hour assume 1 hours work, https://www.homewyse.com/services/cost_to_install_lighting_control_system.html | 298 | Mid-Atlantic TRM V7.0, 2017 for LED High Bay fixture up to 220w | 82.76 | rate at $82.76/per labor hour assume 1 hours work, https://www.homewyse.com/services/cost_to_install_lighting_control_system.html | 149 | fixture |  | 149
Equipment | High Bay LED | One 150W High Bay LED Fixture | Weighted Existing Fluorescent High-Bay Fixture | Commercial | New | College and University | FL Zone 2 | Per Fixture | 0% | 1376.765 | 484.88 | 891.8853 | 0.64781 | 15 | 0.16494 | 0.16182 | 149 | Mid-Atlantic TRM V7.0, 2017 for LED High Bay fixture up to 220w | 82.76 | rate at $82.76/per labor hour assume 1 hours work, https://www.homewyse.com/services/cost_to_install_lighting_control_system.html | 298 | Mid-Atlantic TRM V7.0, 2017 for LED High Bay fixture up to 220w | 82.76 | rate at $82.76/per labor hour assume 1 hours work, https://www.homewyse.com/services/cost_to_install_lighting_control_system.html | 149 | fixture |  | 149
Equipment | High Bay LED | One 150W High Bay LED Fixture | Weighted Existing Fluorescent High-Bay Fixture | Commercial | New | Grocery | FL Zone 2 | Per Fixture | 0% | 1731.576 | 609.84 | 1121.736 | 0.64781 | 15 | 0.20744 | 0.20353 | 149 | Mid-Atlantic TRM V7.0, 2017 for LED High Bay fixture up to 220w | 82.76 | rate at $82.76/per labor hour assume 1 hours work, https://www.homewyse.com/services/cost_to_install_lighting_control_system.html | 298 | Mid-Atlantic TRM V7.0, 2017 for LED High Bay fixture up to 220w | 82.76 | rate at $82.76/per labor hour assume 1 hours work, https://www.homewyse.com/services/cost_to_install_lighting_control_system.html | 149 | fixture |  | 149
Equipment | High Bay LED | One 150W High Bay LED Fixture | Weighted Existing Fluorescent High-Bay Fixture | Commercial | New | Healthcare | FL Zone 2 | Per Fixture | 0% | 1570.412 | 553.08 | 1017.332 | 0.64781 | 15 | 0.18813 | 0.18458 | 149 | Mid-Atlantic TRM V7.0, 2017 for LED High Bay fixture up to 220w | 82.76 | rate at $82.76/per labor hour assume 1 hours work, https://www.homewyse.com/services/cost_to_install_lighting_control_system.html | 298 | Mid-Atlantic TRM V7.0, 2017 for LED High Bay fixture up to 220w | 82.76 | rate at $82.76/per labor hour assume 1 hours work, https://www.homewyse.com/services/cost_to_install_lighting_control_system.html | 149 | fixture |  | 149
Equipment | High Bay LED | One 150W High Bay LED Fixture | Weighted Existing Fluorescent High-Bay Fixture | Commercial | New | Hospitals | FL Zone 2 | Per Fixture | 0% | 2124.491 | 748.22 | 1376.271 | 0.64781 | 15 | 0.25451 | 0.24971 | 149 | Mid-Atlantic TRM V7.0, 2017 for LED High Bay fixture up to 220w | 82.76 | rate at $82.76/per labor hour assume 1 hours work, https://www.homewyse.com/services/cost_to_install_lighting_control_system.html | 298 | Mid-Atlantic TRM V7.0, 2017 for LED High Bay fixture up to 220w | 82.76 | rate at $82.76/per labor hour assume 1 hours work, https://www.homewyse.com/services/cost_to_install_lighting_control_system.html | 149 | fixture |  | 149
Equipment | High Bay LED | One 150W High Bay LED Fixture | Weighted Existing Fluorescent High-Bay Fixture | Commercial | New | Institutional | FL Zone 2 | Per Fixture | 0% | 1030.388 | 362.89 | 667.4977 | 0.64781 | 15 | 0.12344 | 0.12111 | 149 | Mid-Atlantic TRM V7.0, 2017 for LED High Bay fixture up to 220w | 82.76 | rate at $82.76/per labor hour assume 1 hours work, https://www.homewyse.com/services/cost_to_install_lighting_control_system.html | 298 | Mid-Atlantic TRM V7.0, 2017 for LED High Bay fixture up to 220w | 82.76 | rate at $82.76/per labor hour assume 1 hours work, https://www.homewyse.com/services/cost_to_install_lighting_control_system.html | 149 | fixture |  | 149
Equipment | High Bay LED | One 150W High Bay LED Fixture | Weighted Existing Fluorescent High-Bay Fixture | Commercial | New | Lodging/Hospitality | FL Zone 2 | Per Fixture | 0% | 1172.499 | 412.94 | 759.5593 | 0.64781 | 15 | 0.14047 | 0.13781 | 149 | Mid-Atlantic TRM V7.0, 2017 for LED High Bay fixture up to 220w | 82.76 | rate at $82.76/per labor hour assume 1 hours work, https://www.homewyse.com/services/cost_to_install_lighting_control_system.html | 298 | Mid-Atlantic TRM V7.0, 2017 for LED High Bay fixture up to 220w | 82.76 | rate at $82.76/per labor hour assume 1 hours work, https://www.homewyse.com/services/cost_to_install_lighting_control_system.html | 149 | fixture |  | 149
Equipment | High Bay LED | One 150W High Bay LED Fixture | Weighted Existing Fluorescent High-Bay Fixture | Commercial | New | Miscellaneous | FL Zone 2 | Per Fixture | 0% | 1376.765 | 484.88 | 891.8853 | 0.64781 | 15 | 0.16494 | 0.16182 | 149 | Mid-Atlantic TRM V7.0, 2017 for LED High Bay fixture up to 220w | 82.76 | rate at $82.76/per labor hour assume 1 hours work, https://www.homewyse.com/services/cost_to_install_lighting_control_system.html | 298 | Mid-Atlantic TRM V7.0, 2017 for LED High Bay fixture up to 220w | 82.76 | rate at $82.76/per labor hour assume 1 hours work, https://www.homewyse.com/services/cost_to_install_lighting_control_system.html | 149 | fixture |  | 149
Equipment | High Bay LED | One 150W High Bay LED Fixture | Weighted Existing Fluorescent High-Bay Fixture | Commercial | New | Offices | FL Zone 2 | Per Fixture | 0% | 1016.02 | 357.83 | 658.1903 | 0.64781 | 15 | 0.12172 | 0.11942 | 149 | Mid-Atlantic TRM V7.0, 2017 for LED High Bay fixture up to 220w | 82.76 | rate at $82.76/per labor hour assume 1 hours work, https://www.homewyse.com/services/cost_to_install_lighting_control_system.html | 298 | Mid-Atlantic TRM V7.0, 2017 for LED High Bay fixture up to 220w | 82.76 | rate at $82.76/per labor hour assume 1 hours work, https://www.homewyse.com/services/cost_to_install_lighting_control_system.html | 149 | fixture |  | 149
Equipment | High Bay LED | One 150W High Bay LED Fixture | Weighted Existing Fluorescent High-Bay Fixture | Commercial | New | Restaurants | FL Zone 2 | Per Fixture | 0% | 1048.503 | 369.27 | 679.233 | 0.64781 | 15 | 0.12561 | 0.12324 | 149 | Mid-Atlantic TRM V7.0, 2017 for LED High Bay fixture up to 220w | 82.76 | rate at $82.76/per labor hour assume 1 hours work, https://www.homewyse.com/services/cost_to_install_lighting_control_system.html | 298 | Mid-Atlantic TRM V7.0, 2017 for LED High Bay fixture up to 220w | 82.76 | rate at $82.76/per labor hour assume 1 hours work, https://www.homewyse.com/services/cost_to_install_lighting_control_system.html | 149 | fixture |  | 149
Equipment | High Bay LED | One 150W High Bay LED Fixture | Weighted Existing Fluorescent High-Bay Fixture | Commercial | New | Retail | FL Zone 2 | Per Fixture | 0% | 1556.669 | 548.24 | 1008.429 | 0.64781 | 15 | 0.18649 | 0.18297 | 149 | Mid-Atlantic TRM V7.0, 2017 for LED High Bay fixture up to 220w | 82.76 | rate at $82.76/per labor hour assume 1 hours work, https://www.homewyse.com/services/cost_to_install_lighting_control_system.html | 298 | Mid-Atlantic TRM V7.0, 2017 for LED High Bay fixture up to 220w | 82.76 | rate at $82.76/per labor hour assume 1 hours work, https://www.homewyse.com/services/cost_to_install_lighting_control_system.html | 149 | fixture |  | 149
Equipment | High Bay LED | One 150W High Bay LED Fixture | Weighted Existing Fluorescent High-Bay Fixture | Commercial | New | Schools K-12 | FL Zone 2 | Per Fixture | 0% | 743.041 | 261.69 | 481.351 | 0.64781 | 15 | 0.089016 | 0.087335 | 149 | Mid-Atlantic TRM V7.0, 2017 for LED High Bay fixture up to 220w | 82.76 | rate at $82.76/per labor hour assume 1 hours work, https://www.homewyse.com/services/cost_to_install_lighting_control_system.html | 298 | Mid-Atlantic TRM V7.0, 2017 for LED High Bay fixture up to 220w | 82.76 | rate at $82.76/per labor hour assume 1 hours work, https://www.homewyse.com/services/cost_to_install_lighting_control_system.html | 149 | fixture |  | 149
Equipment | High Bay LED | One 150W High Bay LED Fixture | Weighted Existing Fluorescent High-Bay Fixture | Commercial | New | Warehouse | FL Zone 2 | Per Fixture | 0% | 1194.363 | 420.64 | 773.7227 | 0.64781 | 15 | 0.14308 | 0.14038 | 149 | Mid-Atlantic TRM V7.0, 2017 for LED High Bay fixture up to 220w | 82.76 | rate at $82.76/per labor hour assume 1 hours work, https://www.homewyse.com/services/cost_to_install_lighting_control_system.html | 298 | Mid-Atlantic TRM V7.0, 2017 for LED High Bay fixture up to 220w | 82.76 | rate at $82.76/per labor hour assume 1 hours work, https://www.homewyse.com/services/cost_to_install_lighting_control_system.html | 149 | fixture |  | 149
Equipment | LED - 14W | 14W LED | EISA-2020 compliant baseline lamp (100W equivalent) | Commercial | Turnover | Assembly | FL Zone 2 | Per Lamp | 86% | 86.28 | 40.264 | 46.016 | 0.53333 | 15 | 0.011041 | 0.002553 | 1.49 | https://www.homedepot.com/p/EcoSmart-100-Watt-Equivalent-A19-Halogen-Light-Bulb-4-Pack-324442/302639927 | 0 | No Labor Cost | 3.37 | https://www.homedepot.com/p/EcoSmart-100-Watt-Equivalent-A19-Non-Dimmable-LED-Light-Bulb-Daylight-4-Pack-A7A19A100WUL03/303574633 | 0 | No Labor Cost | 1.88 | bulb |  | 1.88
Equipment | LED - 14W | 14W LED | EISA-2020 compliant baseline lamp (100W equivalent) | Commercial | Turnover | College and University | FL Zone 2 | Per Lamp | 86% | 132.24 | 61.712 | 70.528 | 0.53333 | 15 | 0.007169 | 0.00702 | 1.49 | https://www.homedepot.com/p/EcoSmart-100-Watt-Equivalent-A19-Halogen-Light-Bulb-4-Pack-324442/302639927 | 0 | No Labor Cost | 3.37 | https://www.homedepot.com/p/EcoSmart-100-Watt-Equivalent-A19-Non-Dimmable-LED-Light-Bulb-Daylight-4-Pack-A7A19A100WUL03/303574633 | 0 | No Labor Cost | 1.88 | bulb |  | 1.88
Equipment | LED - 14W | 14W LED | EISA-2020 compliant baseline lamp (100W equivalent) | Commercial | Turnover | Grocery | FL Zone 2 | Per Lamp | 86% | 166.32 | 77.616 | 88.704 | 0.53333 | 15 | 0.021364 | 5.78e-06 | 1.49 | https://www.homedepot.com/p/EcoSmart-100-Watt-Equivalent-A19-Halogen-Light-Bulb-4-Pack-324442/302639927 | 0 | No Labor Cost | 3.37 | https://www.homedepot.com/p/EcoSmart-100-Watt-Equivalent-A19-Non-Dimmable-LED-Light-Bulb-Daylight-4-Pack-A7A19A100WUL03/303574633 | 0 | No Labor Cost | 1.88 | bulb |  | 1.88
Equipment | LED - 14W | 14W LED | EISA-2020 compliant baseline lamp (100W equivalent) | Commercial | Turnover | Healthcare | FL Zone 2 | Per Lamp | 86% | 150.84 | 70.392 | 80.448 | 0.53333 | 15 | 0.019302 | 0.004463 | 1.49 | https://www.homedepot.com/p/EcoSmart-100-Watt-Equivalent-A19-Halogen-Light-Bulb-4-Pack-324442/302639927 | 0 | No Labor Cost | 3.37 | https://www.homedepot.com/p/EcoSmart-100-Watt-Equivalent-A19-Non-Dimmable-LED-Light-Bulb-Daylight-4-Pack-A7A19A100WUL03/303574633 | 0 | No Labor Cost | 1.88 | bulb |  | 1.88
Equipment | LED - 14W | 14W LED | EISA-2020 compliant baseline lamp (100W equivalent) | Commercial | Turnover | Hospitals | FL Zone 2 | Per Lamp | 86% | 204.06 | 95.228 | 108.832 | 0.53333 | 15 | 0.011062 | 0.010833 | 1.49 | https://www.homedepot.com/p/EcoSmart-100-Watt-Equivalent-A19-Halogen-Light-Bulb-4-Pack-324442/302639927 | 0 | No Labor Cost | 3.37 | https://www.homedepot.com/p/EcoSmart-100-Watt-Equivalent-A19-Non-Dimmable-LED-Light-Bulb-Daylight-4-Pack-A7A19A100WUL03/303574633 | 0 | No Labor Cost | 1.88 | bulb |  | 1.88
Equipment | LED - 14W | 14W LED | EISA-2020 compliant baseline lamp (100W equivalent) | Commercial | Turnover | Institutional | FL Zone 2 | Per Lamp | 86% | 98.97 | 46.186 | 52.784 | 0.53333 | 15 | 0.012665 | 0.002928 | 1.49 | https://www.homedepot.com/p/EcoSmart-100-Watt-Equivalent-A19-Halogen-Light-Bulb-4-Pack-324442/302639927 | 0 | No Labor Cost | 3.37 | https://www.homedepot.com/p/EcoSmart-100-Watt-Equivalent-A19-Non-Dimmable-LED-Light-Bulb-Daylight-4-Pack-A7A19A100WUL03/303574633 | 0 | No Labor Cost | 1.88 | bulb |  | 1.88
Equipment | LED - 14W | 14W LED | EISA-2020 compliant baseline lamp (100W equivalent) | Commercial | Turnover | Lodging/Hospitality | FL Zone 2 | Per Lamp | 86% | 112.62 | 52.556 | 60.064 | 0.53333 | 15 | 0.014466 | 3.92e-06 | 1.49 | https://www.homedepot.com/p/EcoSmart-100-Watt-Equivalent-A19-Halogen-Light-Bulb-4-Pack-324442/302639927 | 0 | No Labor Cost | 3.37 | https://www.homedepot.com/p/EcoSmart-100-Watt-Equivalent-A19-Non-Dimmable-LED-Light-Bulb-Daylight-4-Pack-A7A19A100WUL03/303574633 | 0 | No Labor Cost | 1.88 | bulb |  | 1.88
Equipment | LED - 14W | 14W LED | EISA-2020 compliant baseline lamp (100W equivalent) | Commercial | Turnover | Miscellaneous | FL Zone 2 | Per Lamp | 86% | 132.24 | 61.712 | 70.528 | 0.53333 | 15 | 0.016922 | 0.003913 | 1.49 | https://www.homedepot.com/p/EcoSmart-100-Watt-Equivalent-A19-Halogen-Light-Bulb-4-Pack-324442/302639927 | 0 | No Labor Cost | 3.37 | https://www.homedepot.com/p/EcoSmart-100-Watt-Equivalent-A19-Non-Dimmable-LED-Light-Bulb-Daylight-4-Pack-A7A19A100WUL03/303574633 | 0 | No Labor Cost | 1.88 | bulb |  | 1.88
Equipment | LED - 14W | 14W LED | EISA-2020 compliant baseline lamp (100W equivalent) | Commercial | Turnover | Offices | FL Zone 2 | Per Lamp | 86% | 97.59 | 45.542 | 52.048 | 0.53333 | 15 | 0.012488 | 0.002887 | 1.49 | https://www.homedepot.com/p/EcoSmart-100-Watt-Equivalent-A19-Halogen-Light-Bulb-4-Pack-324442/302639927 | 0 | No Labor Cost | 3.37 | https://www.homedepot.com/p/EcoSmart-100-Watt-Equivalent-A19-Non-Dimmable-LED-Light-Bulb-Daylight-4-Pack-A7A19A100WUL03/303574633 | 0 | No Labor Cost | 1.88 | bulb |  | 1.88
Equipment | LED - 14W | 14W LED | EISA-2020 compliant baseline lamp (100W equivalent) | Commercial | Turnover | Restaurants | FL Zone 2 | Per Lamp | 62% | 100.71 | 46.998 | 53.712 | 0.53333 | 15 | 0.012937 | 3.5e-06 | 1.49 | https://www.homedepot.com/p/EcoSmart-100-Watt-Equivalent-A19-Halogen-Light-Bulb-4-Pack-324442/302639927 | 0 | No Labor Cost | 3.37 | https://www.homedepot.com/p/EcoSmart-100-Watt-Equivalent-A19-Non-Dimmable-LED-Light-Bulb-Daylight-4-Pack-A7A19A100WUL03/303574633 | 0 | No Labor Cost | 1.88 | bulb |  | 1.88
Equipment | LED - 14W | 14W LED | EISA-2020 compliant baseline lamp (100W equivalent) | Commercial | Turnover | Retail | FL Zone 2 | Per Lamp | 62% | 149.52 | 69.776 | 79.744 | 0.53333 | 15 | 0.019206 | 5.2e-06 | 1.49 | https://www.homedepot.com/p/EcoSmart-100-Watt-Equivalent-A19-Halogen-Light-Bulb-4-Pack-324442/302639927 | 0 | No Labor Cost | 3.37 | https://www.homedepot.com/p/EcoSmart-100-Watt-Equivalent-A19-Non-Dimmable-LED-Light-Bulb-Daylight-4-Pack-A7A19A100WUL03/303574633 | 0 | No Labor Cost | 1.88 | bulb |  | 1.88
Equipment | LED - 14W | 14W LED | EISA-2020 compliant baseline lamp (100W equivalent) | Commercial | Turnover | Schools K-12 | FL Zone 2 | Per Lamp | 86% | 71.37 | 33.306 | 38.064 | 0.53333 | 15 | 0.009133 | 0.002112 | 1.49 | https://www.homedepot.com/p/EcoSmart-100-Watt-Equivalent-A19-Halogen-Light-Bulb-4-Pack-324442/302639927 | 0 | No Labor Cost | 3.37 | https://www.homedepot.com/p/EcoSmart-100-Watt-Equivalent-A19-Non-Dimmable-LED-Light-Bulb-Daylight-4-Pack-A7A19A100WUL03/303574633 | 0 | No Labor Cost | 1.88 | bulb |  | 1.88
Equipment | LED - 14W | 14W LED | EISA-2020 compliant baseline lamp (100W equivalent) | Commercial | Turnover | Warehouse | FL Zone 2 | Per Lamp | 86% | 114.72 | 53.536 | 61.184 | 0.53333 | 15 | 0.01468 | 0.003394 | 1.49 | https://www.homedepot.com/p/EcoSmart-100-Watt-Equivalent-A19-Halogen-Light-Bulb-4-Pack-324442/302639927 | 0 | No Labor Cost | 3.37 | https://www.homedepot.com/p/EcoSmart-100-Watt-Equivalent-A19-Non-Dimmable-LED-Light-Bulb-Daylight-4-Pack-A7A19A100WUL03/303574633 | 0 | No Labor Cost | 1.88 | bulb |  | 1.88
Equipment | LED - 14W | 14W LED | EISA-2020 compliant baseline lamp (100W equivalent) | Commercial | New | Assembly | FL Zone 2 | Per Lamp | 0% | 86.28 | 40.264 | 46.016 | 0.53333 | 15 | 0.011041 | 0.002553 | 1.49 | https://www.homedepot.com/p/EcoSmart-100-Watt-Equivalent-A19-Halogen-Light-Bulb-4-Pack-324442/302639927 | 0 | No Labor Cost | 3.37 | https://www.homedepot.com/p/EcoSmart-100-Watt-Equivalent-A19-Non-Dimmable-LED-Light-Bulb-Daylight-4-Pack-A7A19A100WUL03/303574633 | 0 | No Labor Cost | 1.88 | bulb |  | 1.88
Equipment | LED - 14W | 14W LED | EISA-2020 compliant baseline lamp (100W equivalent) | Commercial | New | College and University | FL Zone 2 | Per Lamp | 0% | 132.24 | 61.712 | 70.528 | 0.53333 | 15 | 0.007169 | 0.00702 | 1.49 | https://www.homedepot.com/p/EcoSmart-100-Watt-Equivalent-A19-Halogen-Light-Bulb-4-Pack-324442/302639927 | 0 | No Labor Cost | 3.37 | https://www.homedepot.com/p/EcoSmart-100-Watt-Equivalent-A19-Non-Dimmable-LED-Light-Bulb-Daylight-4-Pack-A7A19A100WUL03/303574633 | 0 | No Labor Cost | 1.88 | bulb |  | 1.88
Equipment | LED - 14W | 14W LED | EISA-2020 compliant baseline lamp (100W equivalent) | Commercial | New | Grocery | FL Zone 2 | Per Lamp | 0% | 166.32 | 77.616 | 88.704 | 0.53333 | 15 | 0.021364 | 5.78e-06 | 1.49 | https://www.homedepot.com/p/EcoSmart-100-Watt-Equivalent-A19-Halogen-Light-Bulb-4-Pack-324442/302639927 | 0 | No Labor Cost | 3.37 | https://www.homedepot.com/p/EcoSmart-100-Watt-Equivalent-A19-Non-Dimmable-LED-Light-Bulb-Daylight-4-Pack-A7A19A100WUL03/303574633 | 0 | No Labor Cost | 1.88 | bulb |  | 1.88
Equipment | LED - 14W | 14W LED | EISA-2020 compliant baseline lamp (100W equivalent) | Commercial | New | Healthcare | FL Zone 2 | Per Lamp | 0% | 150.84 | 70.392 | 80.448 | 0.53333 | 15 | 0.019302 | 0.004463 | 1.49 | https://www.homedepot.com/p/EcoSmart-100-Watt-Equivalent-A19-Halogen-Light-Bulb-4-Pack-324442/302639927 | 0 | No Labor Cost | 3.37 | https://www.homedepot.com/p/EcoSmart-100-Watt-Equivalent-A19-Non-Dimmable-LED-Light-Bulb-Daylight-4-Pack-A7A19A100WUL03/303574633 | 0 | No Labor Cost | 1.88 | bulb |  | 1.88
Equipment | LED - 14W | 14W LED | EISA-2020 compliant baseline lamp (100W equivalent) | Commercial | New | Hospitals | FL Zone 2 | Per Lamp | 0% | 204.06 | 95.228 | 108.832 | 0.53333 | 15 | 0.011062 | 0.010833 | 1.49 | https://www.homedepot.com/p/EcoSmart-100-Watt-Equivalent-A19-Halogen-Light-Bulb-4-Pack-324442/302639927 | 0 | No Labor Cost | 3.37 | https://www.homedepot.com/p/EcoSmart-100-Watt-Equivalent-A19-Non-Dimmable-LED-Light-Bulb-Daylight-4-Pack-A7A19A100WUL03/303574633 | 0 | No Labor Cost | 1.88 | bulb |  | 1.88
Equipment | LED - 14W | 14W LED | EISA-2020 compliant baseline lamp (100W equivalent) | Commercial | New | Institutional | FL Zone 2 | Per Lamp | 0% | 98.97 | 46.186 | 52.784 | 0.53333 | 15 | 0.012665 | 0.002928 | 1.49 | https://www.homedepot.com/p/EcoSmart-100-Watt-Equivalent-A19-Halogen-Light-Bulb-4-Pack-324442/302639927 | 0 | No Labor Cost | 3.37 | https://www.homedepot.com/p/EcoSmart-100-Watt-Equivalent-A19-Non-Dimmable-LED-Light-Bulb-Daylight-4-Pack-A7A19A100WUL03/303574633 | 0 | No Labor Cost | 1.88 | bulb |  | 1.88
Equipment | LED - 14W | 14W LED | EISA-2020 compliant baseline lamp (100W equivalent) | Commercial | New | Lodging/Hospitality | FL Zone 2 | Per Lamp | 0% | 112.62 | 52.556 | 60.064 | 0.53333 | 15 | 0.014466 | 3.92e-06 | 1.49 | https://www.homedepot.com/p/EcoSmart-100-Watt-Equivalent-A19-Halogen-Light-Bulb-4-Pack-324442/302639927 | 0 | No Labor Cost | 3.37 | https://www.homedepot.com/p/EcoSmart-100-Watt-Equivalent-A19-Non-Dimmable-LED-Light-Bulb-Daylight-4-Pack-A7A19A100WUL03/303574633 | 0 | No Labor Cost | 1.88 | bulb |  | 1.88
Equipment | LED - 14W | 14W LED | EISA-2020 compliant baseline lamp (100W equivalent) | Commercial | New | Miscellaneous | FL Zone 2 | Per Lamp | 0% | 132.24 | 61.712 | 70.528 | 0.53333 | 15 | 0.016922 | 0.003913 | 1.49 | https://www.homedepot.com/p/EcoSmart-100-Watt-Equivalent-A19-Halogen-Light-Bulb-4-Pack-324442/302639927 | 0 | No Labor Cost | 3.37 | https://www.homedepot.com/p/EcoSmart-100-Watt-Equivalent-A19-Non-Dimmable-LED-Light-Bulb-Daylight-4-Pack-A7A19A100WUL03/303574633 | 0 | No Labor Cost | 1.88 | bulb |  | 1.88
Equipment | LED - 14W | 14W LED | EISA-2020 compliant baseline lamp (100W equivalent) | Commercial | New | Offices | FL Zone 2 | Per Lamp | 0% | 97.59 | 45.542 | 52.048 | 0.53333 | 15 | 0.012488 | 0.002887 | 1.49 | https://www.homedepot.com/p/EcoSmart-100-Watt-Equivalent-A19-Halogen-Light-Bulb-4-Pack-324442/302639927 | 0 | No Labor Cost | 3.37 | https://www.homedepot.com/p/EcoSmart-100-Watt-Equivalent-A19-Non-Dimmable-LED-Light-Bulb-Daylight-4-Pack-A7A19A100WUL03/303574633 | 0 | No Labor Cost | 1.88 | bulb |  | 1.88
Equipment | LED - 14W | 14W LED | EISA-2020 compliant baseline lamp (100W equivalent) | Commercial | New | Restaurants | FL Zone 2 | Per Lamp | 0% | 100.71 | 46.998 | 53.712 | 0.53333 | 15 | 0.012937 | 3.5e-06 | 1.49 | https://www.homedepot.com/p/EcoSmart-100-Watt-Equivalent-A19-Halogen-Light-Bulb-4-Pack-324442/302639927 | 0 | No Labor Cost | 3.37 | https://www.homedepot.com/p/EcoSmart-100-Watt-Equivalent-A19-Non-Dimmable-LED-Light-Bulb-Daylight-4-Pack-A7A19A100WUL03/303574633 | 0 | No Labor Cost | 1.88 | bulb |  | 1.88
Equipment | LED - 14W | 14W LED | EISA-2020 compliant baseline lamp (100W equivalent) | Commercial | New | Retail | FL Zone 2 | Per Lamp | 0% | 149.52 | 69.776 | 79.744 | 0.53333 | 15 | 0.019206 | 5.2e-06 | 1.49 | https://www.homedepot.com/p/EcoSmart-100-Watt-Equivalent-A19-Halogen-Light-Bulb-4-Pack-324442/302639927 | 0 | No Labor Cost | 3.37 | https://www.homedepot.com/p/EcoSmart-100-Watt-Equivalent-A19-Non-Dimmable-LED-Light-Bulb-Daylight-4-Pack-A7A19A100WUL03/303574633 | 0 | No Labor Cost | 1.88 | bulb |  | 1.88
Equipment | LED - 14W | 14W LED | EISA-2020 compliant baseline lamp (100W equivalent) | Commercial | New | Schools K-12 | FL Zone 2 | Per Lamp | 0% | 71.37 | 33.306 | 38.064 | 0.53333 | 15 | 0.009133 | 0.002112 | 1.49 | https://www.homedepot.com/p/EcoSmart-100-Watt-Equivalent-A19-Halogen-Light-Bulb-4-Pack-324442/302639927 | 0 | No Labor Cost | 3.37 | https://www.homedepot.com/p/EcoSmart-100-Watt-Equivalent-A19-Non-Dimmable-LED-Light-Bulb-Daylight-4-Pack-A7A19A100WUL03/303574633 | 0 | No Labor Cost | 1.88 | bulb |  | 1.88
Equipment | LED - 14W | 14W LED | EISA-2020 compliant baseline lamp (100W equivalent) | Commercial | New | Warehouse | FL Zone 2 | Per Lamp | 0% | 114.72 | 53.536 | 61.184 | 0.53333 | 15 | 0.01468 | 0.003394 | 1.49 | https://www.homedepot.com/p/EcoSmart-100-Watt-Equivalent-A19-Halogen-Light-Bulb-4-Pack-324442/302639927 | 0 | No Labor Cost | 3.37 | https://www.homedepot.com/p/EcoSmart-100-Watt-Equivalent-A19-Non-Dimmable-LED-Light-Bulb-Daylight-4-Pack-A7A19A100WUL03/303574633 | 0 | No Labor Cost | 1.88 | bulb |  | 1.88
Equipment | LED Display Lighting (Interior) | One Letter of LED Signage, < 2ft in Height | One Letter of Neon or Argon-mercury Signage, < 2ft in Height | Commercial | Turnover | Assembly | FL Zone 2 | Per Fixture | 2% | 310.608 | 40.264 | 270.344 | 0.87037 | 15 | 0.066388 | 0.014997 | 295 | Market Research, 2014, Grainger | 0 | 0 | 330 | Pennsylvania Public Utility Commission 2013 Incremental Cost Database | 0 | 0 | 35 | fixture |  | 35
Equipment | LED Display Lighting (Interior) | One Letter of LED Signage, < 2ft in Height | One Letter of Neon or Argon-mercury Signage, < 2ft in Height | Commercial | Turnover | College and University | FL Zone 2 | Per Fixture | 2% | 476.064 | 61.712 | 414.352 | 0.87037 | 15 | 0.043517 | 0.04079 | 295 | Market Research, 2014, Grainger | 0 | 0 | 330 | Pennsylvania Public Utility Commission 2013 Incremental Cost Database | 0 | 0 | 35 | fixture |  | 35
Equipment | LED Display Lighting (Interior) | One Letter of LED Signage, < 2ft in Height | One Letter of Neon or Argon-mercury Signage, < 2ft in Height | Commercial | Turnover | Grocery | FL Zone 2 | Per Fixture | 2% | 598.752 | 77.616 | 521.136 | 0.87037 | 15 | 0.1264 | 9.1e-06 | 295 | Market Research, 2014, Grainger | 0 | 0 | 330 | Pennsylvania Public Utility Commission 2013 Incremental Cost Database | 0 | 0 | 35 | fixture |  | 35
Equipment | LED Display Lighting (Interior) | One Letter of LED Signage, < 2ft in Height | One Letter of Neon or Argon-mercury Signage, < 2ft in Height | Commercial | Turnover | Healthcare | FL Zone 2 | Per Fixture | 2% | 543.024 | 70.392 | 472.632 | 0.87037 | 15 | 0.11606 | 0.026219 | 295 | Market Research, 2014, Grainger | 0 | 0 | 330 | Pennsylvania Public Utility Commission 2013 Incremental Cost Database | 0 | 0 | 35 | fixture |  | 35
Equipment | LED Display Lighting (Interior) | One Letter of LED Signage, < 2ft in Height | One Letter of Neon or Argon-mercury Signage, < 2ft in Height | Commercial | Turnover | Hospitals | FL Zone 2 | Per Fixture | 2% | 734.616 | 95.228 | 639.388 | 0.87037 | 15 | 0.067152 | 0.062943 | 295 | Market Research, 2014, Grainger | 0 | 0 | 330 | Pennsylvania Public Utility Commission 2013 Incremental Cost Database | 0 | 0 | 35 | fixture |  | 35
Equipment | LED Display Lighting (Interior) | One Letter of LED Signage, < 2ft in Height | One Letter of Neon or Argon-mercury Signage, < 2ft in Height | Commercial | Turnover | Institutional | FL Zone 2 | Per Fixture | 2% | 356.292 | 46.186 | 310.106 | 0.87037 | 15 | 0.076152 | 0.017203 | 295 | Market Research, 2014, Grainger | 0 | 0 | 330 | Pennsylvania Public Utility Commission 2013 Incremental Cost Database | 0 | 0 | 35 | fixture |  | 35
Equipment | LED Display Lighting (Interior) | One Letter of LED Signage, < 2ft in Height | One Letter of Neon or Argon-mercury Signage, < 2ft in Height | Commercial | Turnover | Lodging/Hospitality | FL Zone 2 | Per Fixture | 2% | 405.432 | 52.556 | 352.876 | 0.87037 | 15 | 0.085589 | 6.16e-06 | 295 | Market Research, 2014, Grainger | 0 | 0 | 330 | Pennsylvania Public Utility Commission 2013 Incremental Cost Database | 0 | 0 | 35 | fixture |  | 35
Equipment | LED Display Lighting (Interior) | One Letter of LED Signage, < 2ft in Height | One Letter of Neon or Argon-mercury Signage, < 2ft in Height | Commercial | Turnover | Miscellaneous | FL Zone 2 | Per Fixture | 2% | 476.064 | 61.712 | 414.352 | 0.87037 | 15 | 0.10175 | 0.022986 | 295 | Market Research, 2014, Grainger | 0 | 0 | 330 | Pennsylvania Public Utility Commission 2013 Incremental Cost Database | 0 | 0 | 35 | fixture |  | 35
Equipment | LED Display Lighting (Interior) | One Letter of LED Signage, < 2ft in Height | One Letter of Neon or Argon-mercury Signage, < 2ft in Height | Commercial | Turnover | Offices | FL Zone 2 | Per Fixture | 2% | 351.324 | 45.542 | 305.782 | 0.87037 | 15 | 0.07509 | 0.016963 | 295 | Market Research, 2014, Grainger | 0 | 0 | 330 | Pennsylvania Public Utility Commission 2013 Incremental Cost Database | 0 | 0 | 35 | fixture |  | 35
Equipment | LED Display Lighting (Interior) | One Letter of LED Signage, < 2ft in Height | One Letter of Neon or Argon-mercury Signage, < 2ft in Height | Commercial | Turnover | Restaurants | FL Zone 2 | Per Fixture | 2% | 362.556 | 46.998 | 315.558 | 0.87037 | 15 | 0.076537 | 5.51e-06 | 295 | Market Research, 2014, Grainger | 0 | 0 | 330 | Pennsylvania Public Utility Commission 2013 Incremental Cost Database | 0 | 0 | 35 | fixture |  | 35
Equipment | LED Display Lighting (Interior) | One Letter of LED Signage, < 2ft in Height | One Letter of Neon or Argon-mercury Signage, < 2ft in Height | Commercial | Turnover | Retail | FL Zone 2 | Per Fixture | 2% | 538.272 | 69.776 | 468.496 | 0.87037 | 15 | 0.11363 | 8.18e-06 | 295 | Market Research, 2014, Grainger | 0 | 0 | 330 | Pennsylvania Public Utility Commission 2013 Incremental Cost Database | 0 | 0 | 35 | fixture |  | 35
Equipment | LED Display Lighting (Interior) | One Letter of LED Signage, < 2ft in Height | One Letter of Neon or Argon-mercury Signage, < 2ft in Height | Commercial | Turnover | Schools K-12 | FL Zone 2 | Per Fixture | 2% | 256.932 | 33.306 | 223.626 | 0.87037 | 15 | 0.054915 | 0.012405 | 295 | Market Research, 2014, Grainger | 0 | 0 | 330 | Pennsylvania Public Utility Commission 2013 Incremental Cost Database | 0 | 0 | 35 | fixture |  | 35
Equipment | LED Display Lighting (Interior) | One Letter of LED Signage, < 2ft in Height | One Letter of Neon or Argon-mercury Signage, < 2ft in Height | Commercial | Turnover | Warehouse | FL Zone 2 | Per Fixture | 2% | 412.992 | 53.536 | 359.456 | 0.87037 | 15 | 0.08827 | 0.01994 | 295 | Market Research, 2014, Grainger | 0 | 0 | 330 | Pennsylvania Public Utility Commission 2013 Incremental Cost Database | 0 | 0 | 35 | fixture |  | 35
Equipment | LED Display Lighting (Interior) | One Letter of LED Signage, < 2ft in Height | One Letter of Neon or Argon-mercury Signage, < 2ft in Height | Commercial | New | Assembly | FL Zone 2 | Per Fixture | 0% | 310.608 | 40.264 | 270.344 | 0.87037 | 15 | 0.066388 | 0.014997 | 295 | Market Research, 2014, Grainger | 0 | 0 | 330 | Pennsylvania Public Utility Commission 2013 Incremental Cost Database | 0 | 0 | 35 | fixture |  | 35
Equipment | LED Display Lighting (Interior) | One Letter of LED Signage, < 2ft in Height | One Letter of Neon or Argon-mercury Signage, < 2ft in Height | Commercial | New | College and University | FL Zone 2 | Per Fixture | 0% | 476.064 | 61.712 | 414.352 | 0.87037 | 15 | 0.043517 | 0.04079 | 295 | Market Research, 2014, Grainger | 0 | 0 | 330 | Pennsylvania Public Utility Commission 2013 Incremental Cost Database | 0 | 0 | 35 | fixture |  | 35
Equipment | LED Display Lighting (Interior) | One Letter of LED Signage, < 2ft in Height | One Letter of Neon or Argon-mercury Signage, < 2ft in Height | Commercial | New | Grocery | FL Zone 2 | Per Fixture | 0% | 598.752 | 77.616 | 521.136 | 0.87037 | 15 | 0.1264 | 9.1e-06 | 295 | Market Research, 2014, Grainger | 0 | 0 | 330 | Pennsylvania Public Utility Commission 2013 Incremental Cost Database | 0 | 0 | 35 | fixture |  | 35
Equipment | LED Display Lighting (Interior) | One Letter of LED Signage, < 2ft in Height | One Letter of Neon or Argon-mercury Signage, < 2ft in Height | Commercial | New | Healthcare | FL Zone 2 | Per Fixture | 0% | 543.024 | 70.392 | 472.632 | 0.87037 | 15 | 0.11606 | 0.026219 | 295 | Market Research, 2014, Grainger | 0 | 0 | 330 | Pennsylvania Public Utility Commission 2013 Incremental Cost Database | 0 | 0 | 35 | fixture |  | 35
Equipment | LED Display Lighting (Interior) | One Letter of LED Signage, < 2ft in Height | One Letter of Neon or Argon-mercury Signage, < 2ft in Height | Commercial | New | Hospitals | FL Zone 2 | Per Fixture | 0% | 734.616 | 95.228 | 639.388 | 0.87037 | 15 | 0.067152 | 0.062943 | 295 | Market Research, 2014, Grainger | 0 | 0 | 330 | Pennsylvania Public Utility Commission 2013 Incremental Cost Database | 0 | 0 | 35 | fixture |  | 35
Equipment | LED Display Lighting (Interior) | One Letter of LED Signage, < 2ft in Height | One Letter of Neon or Argon-mercury Signage, < 2ft in Height | Commercial | New | Institutional | FL Zone 2 | Per Fixture | 0% | 356.292 | 46.186 | 310.106 | 0.87037 | 15 | 0.076152 | 0.017203 | 295 | Market Research, 2014, Grainger | 0 | 0 | 330 | Pennsylvania Public Utility Commission 2013 Incremental Cost Database | 0 | 0 | 35 | fixture |  | 35
Equipment | LED Display Lighting (Interior) | One Letter of LED Signage, < 2ft in Height | One Letter of Neon or Argon-mercury Signage, < 2ft in Height | Commercial | New | Lodging/Hospitality | FL Zone 2 | Per Fixture | 0% | 405.432 | 52.556 | 352.876 | 0.87037 | 15 | 0.085589 | 6.16e-06 | 295 | Market Research, 2014, Grainger | 0 | 0 | 330 | Pennsylvania Public Utility Commission 2013 Incremental Cost Database | 0 | 0 | 35 | fixture |  | 35
Equipment | LED Display Lighting (Interior) | One Letter of LED Signage, < 2ft in Height | One Letter of Neon or Argon-mercury Signage, < 2ft in Height | Commercial | New | Miscellaneous | FL Zone 2 | Per Fixture | 0% | 476.064 | 61.712 | 414.352 | 0.87037 | 15 | 0.10175 | 0.022986 | 295 | Market Research, 2014, Grainger | 0 | 0 | 330 | Pennsylvania Public Utility Commission 2013 Incremental Cost Database | 0 | 0 | 35 | fixture |  | 35
Equipment | LED Display Lighting (Interior) | One Letter of LED Signage, < 2ft in Height | One Letter of Neon or Argon-mercury Signage, < 2ft in Height | Commercial | New | Offices | FL Zone 2 | Per Fixture | 0% | 351.324 | 45.542 | 305.782 | 0.87037 | 15 | 0.07509 | 0.016963 | 295 | Market Research, 2014, Grainger | 0 | 0 | 330 | Pennsylvania Public Utility Commission 2013 Incremental Cost Database | 0 | 0 | 35 | fixture |  | 35
Equipment | LED Display Lighting (Interior) | One Letter of LED Signage, < 2ft in Height | One Letter of Neon or Argon-mercury Signage, < 2ft in Height | Commercial | New | Restaurants | FL Zone 2 | Per Fixture | 0% | 362.556 | 46.998 | 315.558 | 0.87037 | 15 | 0.076537 | 5.51e-06 | 295 | Market Research, 2014, Grainger | 0 | 0 | 330 | Pennsylvania Public Utility Commission 2013 Incremental Cost Database | 0 | 0 | 35 | fixture |  | 35
Equipment | LED Display Lighting (Interior) | One Letter of LED Signage, < 2ft in Height | One Letter of Neon or Argon-mercury Signage, < 2ft in Height | Commercial | New | Retail | FL Zone 2 | Per Fixture | 0% | 538.272 | 69.776 | 468.496 | 0.87037 | 15 | 0.11363 | 8.18e-06 | 295 | Market Research, 2014, Grainger | 0 | 0 | 330 | Pennsylvania Public Utility Commission 2013 Incremental Cost Database | 0 | 0 | 35 | fixture |  | 35
Equipment | LED Display Lighting (Interior) | One Letter of LED Signage, < 2ft in Height | One Letter of Neon or Argon-mercury Signage, < 2ft in Height | Commercial | New | Schools K-12 | FL Zone 2 | Per Fixture | 0% | 256.932 | 33.306 | 223.626 | 0.87037 | 15 | 0.054915 | 0.012405 | 295 | Market Research, 2014, Grainger | 0 | 0 | 330 | Pennsylvania Public Utility Commission 2013 Incremental Cost Database | 0 | 0 | 35 | fixture |  | 35
Equipment | LED Display Lighting (Interior) | One Letter of LED Signage, < 2ft in Height | One Letter of Neon or Argon-mercury Signage, < 2ft in Height | Commercial | New | Warehouse | FL Zone 2 | Per Fixture | 0% | 412.992 | 53.536 | 359.456 | 0.87037 | 15 | 0.08827 | 0.01994 | 295 | Market Research, 2014, Grainger | 0 | 0 | 330 | Pennsylvania Public Utility Commission 2013 Incremental Cost Database | 0 | 0 | 35 | fixture |  | 35
Equipment | LED Linear - Fixture Replacement | 2x4 LED Troffer | Lumen-Equivalent 32-Watt T8 Fixture | Commercial | Turnover | Assembly | FL Zone 2 | Per Unit | 24% | 485.929 | 241.584 | 244.345 | 0.50284 | 15 | 0.05923 | 0.01355 | 15 | Mid-Atlantic TRM V7.0, 2017 for New LED linear recessed troffer/panel | 41.38 | rate at $82.76/per labor hour assume 0.5 hours work, https://www.homewyse.com/services/cost_to_install_lighting_control_system.html | 35 | Mid-Atlantic TRM V7.0, 2017 for New LED linear recessed troffer/panel | 41.38 | rate at $82.76/per labor hour assume 0.5 hours work, https://www.homewyse.com/services/cost_to_install_lighting_control_system.html | 20 | fixture |  | 20
Equipment | LED Linear - Fixture Replacement | 2x4 LED Troffer | Lumen-Equivalent 32-Watt T8 Fixture | Commercial | Turnover | College and University | FL Zone 2 | Per Unit | 24% | 744.7757 | 370.272 | 374.5037 | 0.50284 | 15 | 0.039245 | 0.036402 | 15 | Mid-Atlantic TRM V7.0, 2017 for New LED linear recessed troffer/panel | 41.38 | rate at $82.76/per labor hour assume 0.5 hours work, https://www.homewyse.com/services/cost_to_install_lighting_control_system.html | 35 | Mid-Atlantic TRM V7.0, 2017 for New LED linear recessed troffer/panel | 41.38 | rate at $82.76/per labor hour assume 0.5 hours work, https://www.homewyse.com/services/cost_to_install_lighting_control_system.html | 20 | fixture |  | 20
Equipment | LED Linear - Fixture Replacement | 2x4 LED Troffer | Lumen-Equivalent 32-Watt T8 Fixture | Commercial | Turnover | Grocery | FL Zone 2 | Per Unit | 24% | 936.7142 | 465.696 | 471.0182 | 0.50284 | 15 | 0.11487 | 6.29e-06 | 15 | Mid-Atlantic TRM V7.0, 2017 for New LED linear recessed troffer/panel | 41.38 | rate at $82.76/per labor hour assume 0.5 hours work, https://www.homewyse.com/services/cost_to_install_lighting_control_system.html | 35 | Mid-Atlantic TRM V7.0, 2017 for New LED linear recessed troffer/panel | 41.38 | rate at $82.76/per labor hour assume 0.5 hours work, https://www.homewyse.com/services/cost_to_install_lighting_control_system.html | 20 | fixture |  | 20
Equipment | LED Linear - Fixture Replacement | 2x4 LED Troffer | Lumen-Equivalent 32-Watt T8 Fixture | Commercial | Turnover | Healthcare | FL Zone 2 | Per Unit | 24% | 849.5309 | 422.352 | 427.1789 | 0.50284 | 15 | 0.10355 | 0.023688 | 15 | Mid-Atlantic TRM V7.0, 2017 for New LED linear recessed troffer/panel | 41.38 | rate at $82.76/per labor hour assume 0.5 hours work, https://www.homewyse.com/services/cost_to_install_lighting_control_system.html | 35 | Mid-Atlantic TRM V7.0, 2017 for New LED linear recessed troffer/panel | 41.38 | rate at $82.76/per labor hour assume 0.5 hours work, https://www.homewyse.com/services/cost_to_install_lighting_control_system.html | 20 | fixture |  | 20
Equipment | LED Linear - Fixture Replacement | 2x4 LED Troffer | Lumen-Equivalent 32-Watt T8 Fixture | Commercial | Turnover | Hospitals | FL Zone 2 | Per Unit | 24% | 1149.266 | 571.368 | 577.8979 | 0.50284 | 15 | 0.060559 | 0.056172 | 15 | Mid-Atlantic TRM V7.0, 2017 for New LED linear recessed troffer/panel | 41.38 | rate at $82.76/per labor hour assume 0.5 hours work, https://www.homewyse.com/services/cost_to_install_lighting_control_system.html | 35 | Mid-Atlantic TRM V7.0, 2017 for New LED linear recessed troffer/panel | 41.38 | rate at $82.76/per labor hour assume 0.5 hours work, https://www.homewyse.com/services/cost_to_install_lighting_control_system.html | 20 | fixture |  | 20
Equipment | LED Linear - Fixture Replacement | 2x4 LED Troffer | Lumen-Equivalent 32-Watt T8 Fixture | Commercial | Turnover | Institutional | FL Zone 2 | Per Unit | 24% | 557.399 | 277.116 | 280.283 | 0.50284 | 15 | 0.067942 | 0.015543 | 15 | Mid-Atlantic TRM V7.0, 2017 for New LED linear recessed troffer/panel | 41.38 | rate at $82.76/per labor hour assume 0.5 hours work, https://www.homewyse.com/services/cost_to_install_lighting_control_system.html | 35 | Mid-Atlantic TRM V7.0, 2017 for New LED linear recessed troffer/panel | 41.38 | rate at $82.76/per labor hour assume 0.5 hours work, https://www.homewyse.com/services/cost_to_install_lighting_control_system.html | 20 | fixture |  | 20
Equipment | LED Linear - Fixture Replacement | 2x4 LED Troffer | Lumen-Equivalent 32-Watt T8 Fixture | Commercial | Turnover | Lodging/Hospitality | FL Zone 2 | Per Unit | 24% | 634.2758 | 315.336 | 318.9398 | 0.50284 | 15 | 0.07778 | 4.26e-06 | 15 | Mid-Atlantic TRM V7.0, 2017 for New LED linear recessed troffer/panel | 41.38 | rate at $82.76/per labor hour assume 0.5 hours work, https://www.homewyse.com/services/cost_to_install_lighting_control_system.html | 35 | Mid-Atlantic TRM V7.0, 2017 for New LED linear recessed troffer/panel | 41.38 | rate at $82.76/per labor hour assume 0.5 hours work, https://www.homewyse.com/services/cost_to_install_lighting_control_system.html | 20 | fixture |  | 20
Equipment | LED Linear - Fixture Replacement | 2x4 LED Troffer | Lumen-Equivalent 32-Watt T8 Fixture | Commercial | Turnover | Miscellaneous | FL Zone 2 | Per Unit | 24% | 744.7757 | 370.272 | 374.5037 | 0.50284 | 15 | 0.090781 | 0.020767 | 15 | Mid-Atlantic TRM V7.0, 2017 for New LED linear recessed troffer/panel | 41.38 | rate at $82.76/per labor hour assume 0.5 hours work, https://www.homewyse.com/services/cost_to_install_lighting_control_system.html | 35 | Mid-Atlantic TRM V7.0, 2017 for New LED linear recessed troffer/panel | 41.38 | rate at $82.76/per labor hour assume 0.5 hours work, https://www.homewyse.com/services/cost_to_install_lighting_control_system.html | 20 | fixture |  | 20
Equipment | LED Linear - Fixture Replacement | 2x4 LED Troffer | Lumen-Equivalent 32-Watt T8 Fixture | Commercial | Turnover | Offices | FL Zone 2 | Per Unit | 24% | 549.6269 | 273.252 | 276.3749 | 0.50284 | 15 | 0.066994 | 0.015326 | 15 | Mid-Atlantic TRM V7.0, 2017 for New LED linear recessed troffer/panel | 41.38 | rate at $82.76/per labor hour assume 0.5 hours work, https://www.homewyse.com/services/cost_to_install_lighting_control_system.html | 35 | Mid-Atlantic TRM V7.0, 2017 for New LED linear recessed troffer/panel | 41.38 | rate at $82.76/per labor hour assume 0.5 hours work, https://www.homewyse.com/services/cost_to_install_lighting_control_system.html | 20 | fixture |  | 20
Equipment | LED Linear - Fixture Replacement | 2x4 LED Troffer | Lumen-Equivalent 32-Watt T8 Fixture | Commercial | Turnover | Restaurants | FL Zone 2 | Per Unit | 24% | 567.1987 | 281.988 | 285.2107 | 0.50284 | 15 | 0.069555 | 3.81e-06 | 15 | Mid-Atlantic TRM V7.0, 2017 for New LED linear recessed troffer/panel | 41.38 | rate at $82.76/per labor hour assume 0.5 hours work, https://www.homewyse.com/services/cost_to_install_lighting_control_system.html | 35 | Mid-Atlantic TRM V7.0, 2017 for New LED linear recessed troffer/panel | 41.38 | rate at $82.76/per labor hour assume 0.5 hours work, https://www.homewyse.com/services/cost_to_install_lighting_control_system.html | 20 | fixture |  | 20
Equipment | LED Linear - Fixture Replacement | 2x4 LED Troffer | Lumen-Equivalent 32-Watt T8 Fixture | Commercial | Turnover | Retail | FL Zone 2 | Per Unit | 24% | 842.0966 | 418.656 | 423.4406 | 0.50284 | 15 | 0.10326 | 5.66e-06 | 15 | Mid-Atlantic TRM V7.0, 2017 for New LED linear recessed troffer/panel | 41.38 | rate at $82.76/per labor hour assume 0.5 hours work, https://www.homewyse.com/services/cost_to_install_lighting_control_system.html | 35 | Mid-Atlantic TRM V7.0, 2017 for New LED linear recessed troffer/panel | 41.38 | rate at $82.76/per labor hour assume 0.5 hours work, https://www.homewyse.com/services/cost_to_install_lighting_control_system.html | 20 | fixture |  | 20
Equipment | LED Linear - Fixture Replacement | 2x4 LED Troffer | Lumen-Equivalent 32-Watt T8 Fixture | Commercial | Turnover | Schools K-12 | FL Zone 2 | Per Unit | 24% | 401.9558 | 199.836 | 202.1198 | 0.50284 | 15 | 0.048995 | 0.011208 | 15 | Mid-Atlantic TRM V7.0, 2017 for New LED linear recessed troffer/panel | 41.38 | rate at $82.76/per labor hour assume 0.5 hours work, https://www.homewyse.com/services/cost_to_install_lighting_control_system.html | 35 | Mid-Atlantic TRM V7.0, 2017 for New LED linear recessed troffer/panel | 41.38 | rate at $82.76/per labor hour assume 0.5 hours work, https://www.homewyse.com/services/cost_to_install_lighting_control_system.html | 20 | fixture |  | 20
Equipment | LED Linear - Fixture Replacement | 2x4 LED Troffer | Lumen-Equivalent 32-Watt T8 Fixture | Commercial | Turnover | Warehouse | FL Zone 2 | Per Unit | 24% | 646.103 | 321.216 | 324.887 | 0.50284 | 15 | 0.078754 | 0.018016 | 15 | Mid-Atlantic TRM V7.0, 2017 for New LED linear recessed troffer/panel | 41.38 | rate at $82.76/per labor hour assume 0.5 hours work, https://www.homewyse.com/services/cost_to_install_lighting_control_system.html | 35 | Mid-Atlantic TRM V7.0, 2017 for New LED linear recessed troffer/panel | 41.38 | rate at $82.76/per labor hour assume 0.5 hours work, https://www.homewyse.com/services/cost_to_install_lighting_control_system.html | 20 | fixture |  | 20
Equipment | LED Linear - Fixture Replacement | 2x4 LED Troffer | Lumen-Equivalent 32-Watt T8 Fixture | Commercial | New | Assembly | FL Zone 2 | Per Unit | 0% | 485.929 | 241.584 | 244.345 | 0.50284 | 15 | 0.05923 | 0.01355 | 15 | Mid-Atlantic TRM V7.0, 2017 for New LED linear recessed troffer/panel | 41.38 | rate at $82.76/per labor hour assume 0.5 hours work, https://www.homewyse.com/services/cost_to_install_lighting_control_system.html | 35 | Mid-Atlantic TRM V7.0, 2017 for New LED linear recessed troffer/panel | 41.38 | rate at $82.76/per labor hour assume 0.5 hours work, https://www.homewyse.com/services/cost_to_install_lighting_control_system.html | 20 | fixture |  | 20
Equipment | LED Linear - Fixture Replacement | 2x4 LED Troffer | Lumen-Equivalent 32-Watt T8 Fixture | Commercial | New | College and University | FL Zone 2 | Per Unit | 0% | 744.7757 | 370.272 | 374.5037 | 0.50284 | 15 | 0.039245 | 0.036402 | 15 | Mid-Atlantic TRM V7.0, 2017 for New LED linear recessed troffer/panel | 41.38 | rate at $82.76/per labor hour assume 0.5 hours work, https://www.homewyse.com/services/cost_to_install_lighting_control_system.html | 35 | Mid-Atlantic TRM V7.0, 2017 for New LED linear recessed troffer/panel | 41.38 | rate at $82.76/per labor hour assume 0.5 hours work, https://www.homewyse.com/services/cost_to_install_lighting_control_system.html | 20 | fixture |  | 20
Equipment | LED Linear - Fixture Replacement | 2x4 LED Troffer | Lumen-Equivalent 32-Watt T8 Fixture | Commercial | New | Grocery | FL Zone 2 | Per Unit | 0% | 936.7142 | 465.696 | 471.0182 | 0.50284 | 15 | 0.11487 | 6.29e-06 | 15 | Mid-Atlantic TRM V7.0, 2017 for New LED linear recessed troffer/panel | 41.38 | rate at $82.76/per labor hour assume 0.5 hours work, https://www.homewyse.com/services/cost_to_install_lighting_control_system.html | 35 | Mid-Atlantic TRM V7.0, 2017 for New LED linear recessed troffer/panel | 41.38 | rate at $82.76/per labor hour assume 0.5 hours work, https://www.homewyse.com/services/cost_to_install_lighting_control_system.html | 20 | fixture |  | 20
Equipment | LED Linear - Fixture Replacement | 2x4 LED Troffer | Lumen-Equivalent 32-Watt T8 Fixture | Commercial | New | Healthcare | FL Zone 2 | Per Unit | 0% | 849.5309 | 422.352 | 427.1789 | 0.50284 | 15 | 0.10355 | 0.023688 | 15 | Mid-Atlantic TRM V7.0, 2017 for New LED linear recessed troffer/panel | 41.38 | rate at $82.76/per labor hour assume 0.5 hours work, https://www.homewyse.com/services/cost_to_install_lighting_control_system.html | 35 | Mid-Atlantic TRM V7.0, 2017 for New LED linear recessed troffer/panel | 41.38 | rate at $82.76/per labor hour assume 0.5 hours work, https://www.homewyse.com/services/cost_to_install_lighting_control_system.html | 20 | fixture |  | 20
Equipment | LED Linear - Fixture Replacement | 2x4 LED Troffer | Lumen-Equivalent 32-Watt T8 Fixture | Commercial | New | Hospitals | FL Zone 2 | Per Unit | 0% | 1149.266 | 571.368 | 577.8979 | 0.50284 | 15 | 0.060559 | 0.056172 | 15 | Mid-Atlantic TRM V7.0, 2017 for New LED linear recessed troffer/panel | 41.38 | rate at $82.76/per labor hour assume 0.5 hours work, https://www.homewyse.com/services/cost_to_install_lighting_control_system.html | 35 | Mid-Atlantic TRM V7.0, 2017 for New LED linear recessed troffer/panel | 41.38 | rate at $82.76/per labor hour assume 0.5 hours work, https://www.homewyse.com/services/cost_to_install_lighting_control_system.html | 20 | fixture |  | 20
Equipment | LED Linear - Fixture Replacement | 2x4 LED Troffer | Lumen-Equivalent 32-Watt T8 Fixture | Commercial | New | Institutional | FL Zone 2 | Per Unit | 0% | 557.399 | 277.116 | 280.283 | 0.50284 | 15 | 0.067942 | 0.015543 | 15 | Mid-Atlantic TRM V7.0, 2017 for New LED linear recessed troffer/panel | 41.38 | rate at $82.76/per labor hour assume 0.5 hours work, https://www.homewyse.com/services/cost_to_install_lighting_control_system.html | 35 | Mid-Atlantic TRM V7.0, 2017 for New LED linear recessed troffer/panel | 41.38 | rate at $82.76/per labor hour assume 0.5 hours work, https://www.homewyse.com/services/cost_to_install_lighting_control_system.html | 20 | fixture |  | 20
Equipment | LED Linear - Fixture Replacement | 2x4 LED Troffer | Lumen-Equivalent 32-Watt T8 Fixture | Commercial | New | Lodging/Hospitality | FL Zone 2 | Per Unit | 0% | 634.2758 | 315.336 | 318.9398 | 0.50284 | 15 | 0.07778 | 4.26e-06 | 15 | Mid-Atlantic TRM V7.0, 2017 for New LED linear recessed troffer/panel | 41.38 | rate at $82.76/per labor hour assume 0.5 hours work, https://www.homewyse.com/services/cost_to_install_lighting_control_system.html | 35 | Mid-Atlantic TRM V7.0, 2017 for New LED linear recessed troffer/panel | 41.38 | rate at $82.76/per labor hour assume 0.5 hours work, https://www.homewyse.com/services/cost_to_install_lighting_control_system.html | 20 | fixture |  | 20
Equipment | LED Linear - Fixture Replacement | 2x4 LED Troffer | Lumen-Equivalent 32-Watt T8 Fixture | Commercial | New | Miscellaneous | FL Zone 2 | Per Unit | 0% | 744.7757 | 370.272 | 374.5037 | 0.50284 | 15 | 0.090781 | 0.020767 | 15 | Mid-Atlantic TRM V7.0, 2017 for New LED linear recessed troffer/panel | 41.38 | rate at $82.76/per labor hour assume 0.5 hours work, https://www.homewyse.com/services/cost_to_install_lighting_control_system.html | 35 | Mid-Atlantic TRM V7.0, 2017 for New LED linear recessed troffer/panel | 41.38 | rate at $82.76/per labor hour assume 0.5 hours work, https://www.homewyse.com/services/cost_to_install_lighting_control_system.html | 20 | fixture |  | 20
Equipment | LED Linear - Fixture Replacement | 2x4 LED Troffer | Lumen-Equivalent 32-Watt T8 Fixture | Commercial | New | Offices | FL Zone 2 | Per Unit | 0% | 549.6269 | 273.252 | 276.3749 | 0.50284 | 15 | 0.066994 | 0.015326 | 15 | Mid-Atlantic TRM V7.0, 2017 for New LED linear recessed troffer/panel | 41.38 | rate at $82.76/per labor hour assume 0.5 hours work, https://www.homewyse.com/services/cost_to_install_lighting_control_system.html | 35 | Mid-Atlantic TRM V7.0, 2017 for New LED linear recessed troffer/panel | 41.38 | rate at $82.76/per labor hour assume 0.5 hours work, https://www.homewyse.com/services/cost_to_install_lighting_control_system.html | 20 | fixture |  | 20
Equipment | LED Linear - Fixture Replacement | 2x4 LED Troffer | Lumen-Equivalent 32-Watt T8 Fixture | Commercial | New | Restaurants | FL Zone 2 | Per Unit | 0% | 567.1987 | 281.988 | 285.2107 | 0.50284 | 15 | 0.069555 | 3.81e-06 | 15 | Mid-Atlantic TRM V7.0, 2017 for New LED linear recessed troffer/panel | 41.38 | rate at $82.76/per labor hour assume 0.5 hours work, https://www.homewyse.com/services/cost_to_install_lighting_control_system.html | 35 | Mid-Atlantic TRM V7.0, 2017 for New LED linear recessed troffer/panel | 41.38 | rate at $82.76/per labor hour assume 0.5 hours work, https://www.homewyse.com/services/cost_to_install_lighting_control_system.html | 20 | fixture |  | 20
Equipment | LED Linear - Fixture Replacement | 2x4 LED Troffer | Lumen-Equivalent 32-Watt T8 Fixture | Commercial | New | Retail | FL Zone 2 | Per Unit | 0% | 842.0966 | 418.656 | 423.4406 | 0.50284 | 15 | 0.10326 | 5.66e-06 | 15 | Mid-Atlantic TRM V7.0, 2017 for New LED linear recessed troffer/panel | 41.38 | rate at $82.76/per labor hour assume 0.5 hours work, https://www.homewyse.com/services/cost_to_install_lighting_control_system.html | 35 | Mid-Atlantic TRM V7.0, 2017 for New LED linear recessed troffer/panel | 41.38 | rate at $82.76/per labor hour assume 0.5 hours work, https://www.homewyse.com/services/cost_to_install_lighting_control_system.html | 20 | fixture |  | 20
Equipment | LED Linear - Fixture Replacement | 2x4 LED Troffer | Lumen-Equivalent 32-Watt T8 Fixture | Commercial | New | Schools K-12 | FL Zone 2 | Per Unit | 0% | 401.9558 | 199.836 | 202.1198 | 0.50284 | 15 | 0.048995 | 0.011208 | 15 | Mid-Atlantic TRM V7.0, 2017 for New LED linear recessed troffer/panel | 41.38 | rate at $82.76/per labor hour assume 0.5 hours work, https://www.homewyse.com/services/cost_to_install_lighting_control_system.html | 35 | Mid-Atlantic TRM V7.0, 2017 for New LED linear recessed troffer/panel | 41.38 | rate at $82.76/per labor hour assume 0.5 hours work, https://www.homewyse.com/services/cost_to_install_lighting_control_system.html | 20 | fixture |  | 20
Equipment | LED Linear - Fixture Replacement | 2x4 LED Troffer | Lumen-Equivalent 32-Watt T8 Fixture | Commercial | New | Warehouse | FL Zone 2 | Per Unit | 0% | 646.103 | 321.216 | 324.887 | 0.50284 | 15 | 0.078754 | 0.018016 | 15 | Mid-Atlantic TRM V7.0, 2017 for New LED linear recessed troffer/panel | 41.38 | rate at $82.76/per labor hour assume 0.5 hours work, https://www.homewyse.com/services/cost_to_install_lighting_control_system.html | 35 | Mid-Atlantic TRM V7.0, 2017 for New LED linear recessed troffer/panel | 41.38 | rate at $82.76/per labor hour assume 0.5 hours work, https://www.homewyse.com/services/cost_to_install_lighting_control_system.html | 20 | fixture |  | 20
Equipment | LED Linear - Lamp Replacement | Linear LED (21W) | Lumen-Equivalent 32-Watt T8 Lamp | Commercial | Turnover | Assembly | FL Zone 2 | Per Fixture | 22% | 80.9882 | 60.396 | 20.5922 | 0.25426 | 15 | 0.004974 | 0.001142 | 2.85 | https://www.homedepot.com/p/Philips-32-Watt-4-ft-T8-Alto-Linear-Fluorescent-Light-Bulb-Neutral-3500K-10-Pack-479691/303811578 | 0 | No Labor Cost | 5 | https://www.homedepot.com/p/Philips-32-Watt-Equivalent-4-ft-T8-LED-Linear-Light-Bulb-Daylight-5000K-10-Pack-472910/303040479 | 0 | No Labor Cost | 2.15 | lamp |  | 2.15
Equipment | LED Linear - Lamp Replacement | Linear LED (21W) | Lumen-Equivalent 32-Watt T8 Lamp | Commercial | Turnover | College and University | FL Zone 2 | Per Fixture | 24% | 124.1293 | 92.568 | 31.5613 | 0.25426 | 15 | 0.003269 | 0.003139 | 2.85 | https://www.homedepot.com/p/Philips-32-Watt-4-ft-T8-Alto-Linear-Fluorescent-Light-Bulb-Neutral-3500K-10-Pack-479691/303811578 | 0 | No Labor Cost | 5 | https://www.homedepot.com/p/Philips-32-Watt-Equivalent-4-ft-T8-LED-Linear-Light-Bulb-Daylight-5000K-10-Pack-472910/303040479 | 0 | No Labor Cost | 2.15 | lamp |  | 2.15
Equipment | LED Linear - Lamp Replacement | Linear LED (21W) | Lumen-Equivalent 32-Watt T8 Lamp | Commercial | Turnover | Grocery | FL Zone 2 | Per Fixture | 24% | 156.119 | 116.424 | 39.695 | 0.25426 | 15 | 0.009575 | 1.6e-06 | 2.85 | https://www.homedepot.com/p/Philips-32-Watt-4-ft-T8-Alto-Linear-Fluorescent-Light-Bulb-Neutral-3500K-10-Pack-479691/303811578 | 0 | No Labor Cost | 5 | https://www.homedepot.com/p/Philips-32-Watt-Equivalent-4-ft-T8-LED-Linear-Light-Bulb-Daylight-5000K-10-Pack-472910/303040479 | 0 | No Labor Cost | 2.15 | lamp |  | 2.15
Equipment | LED Linear - Lamp Replacement | Linear LED (21W) | Lumen-Equivalent 32-Watt T8 Lamp | Commercial | Turnover | Healthcare | FL Zone 2 | Per Fixture | 22% | 141.5885 | 105.588 | 36.0005 | 0.25426 | 15 | 0.008696 | 0.001997 | 2.85 | https://www.homedepot.com/p/Philips-32-Watt-4-ft-T8-Alto-Linear-Fluorescent-Light-Bulb-Neutral-3500K-10-Pack-479691/303811578 | 0 | No Labor Cost | 5 | https://www.homedepot.com/p/Philips-32-Watt-Equivalent-4-ft-T8-LED-Linear-Light-Bulb-Daylight-5000K-10-Pack-472910/303040479 | 0 | No Labor Cost | 2.15 | lamp |  | 2.15
Equipment | LED Linear - Lamp Replacement | Linear LED (21W) | Lumen-Equivalent 32-Watt T8 Lamp | Commercial | Turnover | Hospitals | FL Zone 2 | Per Fixture | 24% | 191.5443 | 142.842 | 48.7023 | 0.25426 | 15 | 0.005044 | 0.004843 | 2.85 | https://www.homedepot.com/p/Philips-32-Watt-4-ft-T8-Alto-Linear-Fluorescent-Light-Bulb-Neutral-3500K-10-Pack-479691/303811578 | 0 | No Labor Cost | 5 | https://www.homedepot.com/p/Philips-32-Watt-Equivalent-4-ft-T8-LED-Linear-Light-Bulb-Daylight-5000K-10-Pack-472910/303040479 | 0 | No Labor Cost | 2.15 | lamp |  | 2.15
Equipment | LED Linear - Lamp Replacement | Linear LED (21W) | Lumen-Equivalent 32-Watt T8 Lamp | Commercial | Turnover | Institutional | FL Zone 2 | Per Fixture | 24% | 92.8998 | 69.279 | 23.6208 | 0.25426 | 15 | 0.005706 | 0.00131 | 2.85 | https://www.homedepot.com/p/Philips-32-Watt-4-ft-T8-Alto-Linear-Fluorescent-Light-Bulb-Neutral-3500K-10-Pack-479691/303811578 | 0 | No Labor Cost | 5 | https://www.homedepot.com/p/Philips-32-Watt-Equivalent-4-ft-T8-LED-Linear-Light-Bulb-Daylight-5000K-10-Pack-472910/303040479 | 0 | No Labor Cost | 2.15 | lamp |  | 2.15
Equipment | LED Linear - Lamp Replacement | Linear LED (21W) | Lumen-Equivalent 32-Watt T8 Lamp | Commercial | Turnover | Lodging/Hospitality | FL Zone 2 | Per Fixture | 24% | 105.7126 | 78.834 | 26.8786 | 0.25426 | 15 | 0.006484 | 1.09e-06 | 2.85 | https://www.homedepot.com/p/Philips-32-Watt-4-ft-T8-Alto-Linear-Fluorescent-Light-Bulb-Neutral-3500K-10-Pack-479691/303811578 | 0 | No Labor Cost | 5 | https://www.homedepot.com/p/Philips-32-Watt-Equivalent-4-ft-T8-LED-Linear-Light-Bulb-Daylight-5000K-10-Pack-472910/303040479 | 0 | No Labor Cost | 2.15 | lamp |  | 2.15
Equipment | LED Linear - Lamp Replacement | Linear LED (21W) | Lumen-Equivalent 32-Watt T8 Lamp | Commercial | Turnover | Miscellaneous | FL Zone 2 | Per Fixture | 3% | 124.1293 | 92.568 | 31.5613 | 0.25426 | 15 | 0.007624 | 0.00175 | 2.85 | https://www.homedepot.com/p/Philips-32-Watt-4-ft-T8-Alto-Linear-Fluorescent-Light-Bulb-Neutral-3500K-10-Pack-479691/303811578 | 0 | No Labor Cost | 5 | https://www.homedepot.com/p/Philips-32-Watt-Equivalent-4-ft-T8-LED-Linear-Light-Bulb-Daylight-5000K-10-Pack-472910/303040479 | 0 | No Labor Cost | 2.15 | lamp |  | 2.15
Equipment | LED Linear - Lamp Replacement | Linear LED (21W) | Lumen-Equivalent 32-Watt T8 Lamp | Commercial | Turnover | Offices | FL Zone 2 | Per Fixture | 24% | 91.6045 | 68.313 | 23.2915 | 0.25426 | 15 | 0.005626 | 0.001292 | 2.85 | https://www.homedepot.com/p/Philips-32-Watt-4-ft-T8-Alto-Linear-Fluorescent-Light-Bulb-Neutral-3500K-10-Pack-479691/303811578 | 0 | No Labor Cost | 5 | https://www.homedepot.com/p/Philips-32-Watt-Equivalent-4-ft-T8-LED-Linear-Light-Bulb-Daylight-5000K-10-Pack-472910/303040479 | 0 | No Labor Cost | 2.15 | lamp |  | 2.15
Equipment | LED Linear - Lamp Replacement | Linear LED (21W) | Lumen-Equivalent 32-Watt T8 Lamp | Commercial | Turnover | Restaurants | FL Zone 2 | Per Fixture | 24% | 94.5331 | 70.497 | 24.0361 | 0.25426 | 15 | 0.005798 | 9.71e-07 | 2.85 | https://www.homedepot.com/p/Philips-32-Watt-4-ft-T8-Alto-Linear-Fluorescent-Light-Bulb-Neutral-3500K-10-Pack-479691/303811578 | 0 | No Labor Cost | 5 | https://www.homedepot.com/p/Philips-32-Watt-Equivalent-4-ft-T8-LED-Linear-Light-Bulb-Daylight-5000K-10-Pack-472910/303040479 | 0 | No Labor Cost | 2.15 | lamp |  | 2.15
Equipment | LED Linear - Lamp Replacement | Linear LED (21W) | Lumen-Equivalent 32-Watt T8 Lamp | Commercial | Turnover | Retail | FL Zone 2 | Per Fixture | 24% | 140.3494 | 104.664 | 35.6854 | 0.25426 | 15 | 0.008608 | 1.44e-06 | 2.85 | https://www.homedepot.com/p/Philips-32-Watt-4-ft-T8-Alto-Linear-Fluorescent-Light-Bulb-Neutral-3500K-10-Pack-479691/303811578 | 0 | No Labor Cost | 5 | https://www.homedepot.com/p/Philips-32-Watt-Equivalent-4-ft-T8-LED-Linear-Light-Bulb-Daylight-5000K-10-Pack-472910/303040479 | 0 | No Labor Cost | 2.15 | lamp |  | 2.15
Equipment | LED Linear - Lamp Replacement | Linear LED (21W) | Lumen-Equivalent 32-Watt T8 Lamp | Commercial | Turnover | Schools K-12 | FL Zone 2 | Per Fixture | 24% | 66.9926 | 49.959 | 17.0336 | 0.25426 | 15 | 0.004115 | 0.000945 | 2.85 | https://www.homedepot.com/p/Philips-32-Watt-4-ft-T8-Alto-Linear-Fluorescent-Light-Bulb-Neutral-3500K-10-Pack-479691/303811578 | 0 | No Labor Cost | 5 | https://www.homedepot.com/p/Philips-32-Watt-Equivalent-4-ft-T8-LED-Linear-Light-Bulb-Daylight-5000K-10-Pack-472910/303040479 | 0 | No Labor Cost | 2.15 | lamp |  | 2.15
Equipment | LED Linear - Lamp Replacement | Linear LED (21W) | Lumen-Equivalent 32-Watt T8 Lamp | Commercial | Turnover | Warehouse | FL Zone 2 | Per Fixture | 24% | 107.6838 | 80.304 | 27.3798 | 0.25426 | 15 | 0.006614 | 0.001519 | 2.85 | https://www.homedepot.com/p/Philips-32-Watt-4-ft-T8-Alto-Linear-Fluorescent-Light-Bulb-Neutral-3500K-10-Pack-479691/303811578 | 0 | No Labor Cost | 5 | https://www.homedepot.com/p/Philips-32-Watt-Equivalent-4-ft-T8-LED-Linear-Light-Bulb-Daylight-5000K-10-Pack-472910/303040479 | 0 | No Labor Cost | 2.15 | lamp |  | 2.15
Equipment | LED Linear - Lamp Replacement | Linear LED (21W) | Lumen-Equivalent 32-Watt T8 Lamp | Commercial | New | Assembly | FL Zone 2 | Per Fixture | 0% | 80.9882 | 60.396 | 20.5922 | 0.25426 | 15 | 0.004974 | 0.001142 | 2.85 | https://www.homedepot.com/p/Philips-32-Watt-4-ft-T8-Alto-Linear-Fluorescent-Light-Bulb-Neutral-3500K-10-Pack-479691/303811578 | 0 | No Labor Cost | 5 | https://www.homedepot.com/p/Philips-32-Watt-Equivalent-4-ft-T8-LED-Linear-Light-Bulb-Daylight-5000K-10-Pack-472910/303040479 | 0 | No Labor Cost | 2.15 | lamp |  | 2.15
Equipment | LED Linear - Lamp Replacement | Linear LED (21W) | Lumen-Equivalent 32-Watt T8 Lamp | Commercial | New | College and University | FL Zone 2 | Per Fixture | 0% | 124.1293 | 92.568 | 31.5613 | 0.25426 | 15 | 0.003269 | 0.003139 | 2.85 | https://www.homedepot.com/p/Philips-32-Watt-4-ft-T8-Alto-Linear-Fluorescent-Light-Bulb-Neutral-3500K-10-Pack-479691/303811578 | 0 | No Labor Cost | 5 | https://www.homedepot.com/p/Philips-32-Watt-Equivalent-4-ft-T8-LED-Linear-Light-Bulb-Daylight-5000K-10-Pack-472910/303040479 | 0 | No Labor Cost | 2.15 | lamp |  | 2.15
Equipment | LED Linear - Lamp Replacement | Linear LED (21W) | Lumen-Equivalent 32-Watt T8 Lamp | Commercial | New | Grocery | FL Zone 2 | Per Fixture | 0% | 156.119 | 116.424 | 39.695 | 0.25426 | 15 | 0.009575 | 1.6e-06 | 2.85 | https://www.homedepot.com/p/Philips-32-Watt-4-ft-T8-Alto-Linear-Fluorescent-Light-Bulb-Neutral-3500K-10-Pack-479691/303811578 | 0 | No Labor Cost | 5 | https://www.homedepot.com/p/Philips-32-Watt-Equivalent-4-ft-T8-LED-Linear-Light-Bulb-Daylight-5000K-10-Pack-472910/303040479 | 0 | No Labor Cost | 2.15 | lamp |  | 2.15
Equipment | LED Linear - Lamp Replacement | Linear LED (21W) | Lumen-Equivalent 32-Watt T8 Lamp | Commercial | New | Healthcare | FL Zone 2 | Per Fixture | 0% | 141.5885 | 105.588 | 36.0005 | 0.25426 | 15 | 0.008696 | 0.001997 | 2.85 | https://www.homedepot.com/p/Philips-32-Watt-4-ft-T8-Alto-Linear-Fluorescent-Light-Bulb-Neutral-3500K-10-Pack-479691/303811578 | 0 | No Labor Cost | 5 | https://www.homedepot.com/p/Philips-32-Watt-Equivalent-4-ft-T8-LED-Linear-Light-Bulb-Daylight-5000K-10-Pack-472910/303040479 | 0 | No Labor Cost | 2.15 | lamp |  | 2.15
Equipment | LED Linear - Lamp Replacement | Linear LED (21W) | Lumen-Equivalent 32-Watt T8 Lamp | Commercial | New | Hospitals | FL Zone 2 | Per Fixture | 0% | 191.5443 | 142.842 | 48.7023 | 0.25426 | 15 | 0.005044 | 0.004843 | 2.85 | https://www.homedepot.com/p/Philips-32-Watt-4-ft-T8-Alto-Linear-Fluorescent-Light-Bulb-Neutral-3500K-10-Pack-479691/303811578 | 0 | No Labor Cost | 5 | https://www.homedepot.com/p/Philips-32-Watt-Equivalent-4-ft-T8-LED-Linear-Light-Bulb-Daylight-5000K-10-Pack-472910/303040479 | 0 | No Labor Cost | 2.15 | lamp |  | 2.15
Equipment | LED Linear - Lamp Replacement | Linear LED (21W) | Lumen-Equivalent 32-Watt T8 Lamp | Commercial | New | Institutional | FL Zone 2 | Per Fixture | 0% | 92.8998 | 69.279 | 23.6208 | 0.25426 | 15 | 0.005706 | 0.00131 | 2.85 | https://www.homedepot.com/p/Philips-32-Watt-4-ft-T8-Alto-Linear-Fluorescent-Light-Bulb-Neutral-3500K-10-Pack-479691/303811578 | 0 | No Labor Cost | 5 | https://www.homedepot.com/p/Philips-32-Watt-Equivalent-4-ft-T8-LED-Linear-Light-Bulb-Daylight-5000K-10-Pack-472910/303040479 | 0 | No Labor Cost | 2.15 | lamp |  | 2.15
Equipment | LED Linear - Lamp Replacement | Linear LED (21W) | Lumen-Equivalent 32-Watt T8 Lamp | Commercial | New | Lodging/Hospitality | FL Zone 2 | Per Fixture | 0% | 105.7126 | 78.834 | 26.8786 | 0.25426 | 15 | 0.006484 | 1.09e-06 | 2.85 | https://www.homedepot.com/p/Philips-32-Watt-4-ft-T8-Alto-Linear-Fluorescent-Light-Bulb-Neutral-3500K-10-Pack-479691/303811578 | 0 | No Labor Cost | 5 | https://www.homedepot.com/p/Philips-32-Watt-Equivalent-4-ft-T8-LED-Linear-Light-Bulb-Daylight-5000K-10-Pack-472910/303040479 | 0 | No Labor Cost | 2.15 | lamp |  | 2.15
Equipment | LED Linear - Lamp Replacement | Linear LED (21W) | Lumen-Equivalent 32-Watt T8 Lamp | Commercial | New | Miscellaneous | FL Zone 2 | Per Fixture | 0% | 124.1293 | 92.568 | 31.5613 | 0.25426 | 15 | 0.007624 | 0.00175 | 2.85 | https://www.homedepot.com/p/Philips-32-Watt-4-ft-T8-Alto-Linear-Fluorescent-Light-Bulb-Neutral-3500K-10-Pack-479691/303811578 | 0 | No Labor Cost | 5 | https://www.homedepot.com/p/Philips-32-Watt-Equivalent-4-ft-T8-LED-Linear-Light-Bulb-Daylight-5000K-10-Pack-472910/303040479 | 0 | No Labor Cost | 2.15 | lamp |  | 2.15
Equipment | LED Linear - Lamp Replacement | Linear LED (21W) | Lumen-Equivalent 32-Watt T8 Lamp | Commercial | New | Offices | FL Zone 2 | Per Fixture | 0% | 91.6045 | 68.313 | 23.2915 | 0.25426 | 15 | 0.005626 | 0.001292 | 2.85 | https://www.homedepot.com/p/Philips-32-Watt-4-ft-T8-Alto-Linear-Fluorescent-Light-Bulb-Neutral-3500K-10-Pack-479691/303811578 | 0 | No Labor Cost | 5 | https://www.homedepot.com/p/Philips-32-Watt-Equivalent-4-ft-T8-LED-Linear-Light-Bulb-Daylight-5000K-10-Pack-472910/303040479 | 0 | No Labor Cost | 2.15 | lamp |  | 2.15
Equipment | LED Linear - Lamp Replacement | Linear LED (21W) | Lumen-Equivalent 32-Watt T8 Lamp | Commercial | New | Restaurants | FL Zone 2 | Per Fixture | 0% | 94.5331 | 70.497 | 24.0361 | 0.25426 | 15 | 0.005798 | 9.71e-07 | 2.85 | https://www.homedepot.com/p/Philips-32-Watt-4-ft-T8-Alto-Linear-Fluorescent-Light-Bulb-Neutral-3500K-10-Pack-479691/303811578 | 0 | No Labor Cost | 5 | https://www.homedepot.com/p/Philips-32-Watt-Equivalent-4-ft-T8-LED-Linear-Light-Bulb-Daylight-5000K-10-Pack-472910/303040479 | 0 | No Labor Cost | 2.15 | lamp |  | 2.15
Equipment | LED Linear - Lamp Replacement | Linear LED (21W) | Lumen-Equivalent 32-Watt T8 Lamp | Commercial | New | Retail | FL Zone 2 | Per Fixture | 0% | 140.3494 | 104.664 | 35.6854 | 0.25426 | 15 | 0.008608 | 1.44e-06 | 2.85 | https://www.homedepot.com/p/Philips-32-Watt-4-ft-T8-Alto-Linear-Fluorescent-Light-Bulb-Neutral-3500K-10-Pack-479691/303811578 | 0 | No Labor Cost | 5 | https://www.homedepot.com/p/Philips-32-Watt-Equivalent-4-ft-T8-LED-Linear-Light-Bulb-Daylight-5000K-10-Pack-472910/303040479 | 0 | No Labor Cost | 2.15 | lamp |  | 2.15
Equipment | LED Linear - Lamp Replacement | Linear LED (21W) | Lumen-Equivalent 32-Watt T8 Lamp | Commercial | New | Schools K-12 | FL Zone 2 | Per Fixture | 0% | 66.9926 | 49.959 | 17.0336 | 0.25426 | 15 | 0.004115 | 0.000945 | 2.85 | https://www.homedepot.com/p/Philips-32-Watt-4-ft-T8-Alto-Linear-Fluorescent-Light-Bulb-Neutral-3500K-10-Pack-479691/303811578 | 0 | No Labor Cost | 5 | https://www.homedepot.com/p/Philips-32-Watt-Equivalent-4-ft-T8-LED-Linear-Light-Bulb-Daylight-5000K-10-Pack-472910/303040479 | 0 | No Labor Cost | 2.15 | lamp |  | 2.15
Equipment | LED Linear - Lamp Replacement | Linear LED (21W) | Lumen-Equivalent 32-Watt T8 Lamp | Commercial | New | Warehouse | FL Zone 2 | Per Fixture | 0% | 107.6838 | 80.304 | 27.3798 | 0.25426 | 15 | 0.006614 | 0.001519 | 2.85 | https://www.homedepot.com/p/Philips-32-Watt-4-ft-T8-Alto-Linear-Fluorescent-Light-Bulb-Neutral-3500K-10-Pack-479691/303811578 | 0 | No Labor Cost | 5 | https://www.homedepot.com/p/Philips-32-Watt-Equivalent-4-ft-T8-LED-Linear-Light-Bulb-Daylight-5000K-10-Pack-472910/303040479 | 0 | No Labor Cost | 2.15 | lamp |  | 2.15
Equipment | Premium T8 - Fixture Replacement | Three-Lamp Reduced Wattage (28W) T8 Fixture with Low Ballast Factor | Lumen-Equivalent 32-Watt T8 Fixture | Commercial | Turnover | Assembly | FL Zone 2 | Per Fixture | 0% | 242.9645 | 212.5939 | 30.3706 | 0.125 | 8 | 0.007362 | 0.001684 | 0 | reference source included incremental cost only | 0 | 0 | 20 | Illinois 2018 Statewide TRM, Section 4.5.3 (3-lamp HPT8 with 28w lamps) | 0 | 0 | 20 | fixture |  | 20
Equipment | Premium T8 - Fixture Replacement | Three-Lamp Reduced Wattage (28W) T8 Fixture with Low Ballast Factor | Lumen-Equivalent 32-Watt T8 Fixture | Commercial | Turnover | College and University | FL Zone 2 | Per Fixture | 0% | 372.3878 | 325.8394 | 46.5485 | 0.125 | 8 | 0.004878 | 0.004525 | 0 | reference source included incremental cost only | 0 | 0 | 20 | Illinois 2018 Statewide TRM, Section 4.5.3 (3-lamp HPT8 with 28w lamps) | 0 | 0 | 20 | fixture |  | 20
Equipment | Premium T8 - Fixture Replacement | Three-Lamp Reduced Wattage (28W) T8 Fixture with Low Ballast Factor | Lumen-Equivalent 32-Watt T8 Fixture | Commercial | Turnover | Grocery | FL Zone 2 | Per Fixture | 0% | 468.3571 | 409.8125 | 58.5446 | 0.125 | 8 | 0.014277 | 7.82e-07 | 0 | reference source included incremental cost only | 0 | 0 | 20 | Illinois 2018 Statewide TRM, Section 4.5.3 (3-lamp HPT8 with 28w lamps) | 0 | 0 | 20 | fixture |  | 20
Equipment | Premium T8 - Fixture Replacement | Three-Lamp Reduced Wattage (28W) T8 Fixture with Low Ballast Factor | Lumen-Equivalent 32-Watt T8 Fixture | Commercial | Turnover | Healthcare | FL Zone 2 | Per Fixture | 0% | 424.7654 | 371.6698 | 53.0957 | 0.125 | 8 | 0.012871 | 0.002944 | 0 | reference source included incremental cost only | 0 | 0 | 20 | Illinois 2018 Statewide TRM, Section 4.5.3 (3-lamp HPT8 with 28w lamps) | 0 | 0 | 20 | fixture |  | 20
Equipment | Premium T8 - Fixture Replacement | Three-Lamp Reduced Wattage (28W) T8 Fixture with Low Ballast Factor | Lumen-Equivalent 32-Watt T8 Fixture | Commercial | Turnover | Hospitals | FL Zone 2 | Per Fixture | 0% | 574.633 | 502.8038 | 71.8291 | 0.125 | 8 | 0.007527 | 0.006982 | 0 | reference source included incremental cost only | 0 | 0 | 20 | Illinois 2018 Statewide TRM, Section 4.5.3 (3-lamp HPT8 with 28w lamps) | 0 | 0 | 20 | fixture |  | 20
Equipment | Premium T8 - Fixture Replacement | Three-Lamp Reduced Wattage (28W) T8 Fixture with Low Ballast Factor | Lumen-Equivalent 32-Watt T8 Fixture | Commercial | Turnover | Institutional | FL Zone 2 | Per Fixture | 0% | 278.6995 | 243.8621 | 34.8374 | 0.125 | 8 | 0.008445 | 0.001932 | 0 | reference source included incremental cost only | 0 | 0 | 20 | Illinois 2018 Statewide TRM, Section 4.5.3 (3-lamp HPT8 with 28w lamps) | 0 | 0 | 20 | fixture |  | 20
Equipment | Premium T8 - Fixture Replacement | Three-Lamp Reduced Wattage (28W) T8 Fixture with Low Ballast Factor | Lumen-Equivalent 32-Watt T8 Fixture | Commercial | Turnover | Lodging/Hospitality | FL Zone 2 | Per Fixture | 0% | 317.1379 | 277.4957 | 39.6422 | 0.125 | 8 | 0.009668 | 5.3e-07 | 0 | reference source included incremental cost only | 0 | 0 | 20 | Illinois 2018 Statewide TRM, Section 4.5.3 (3-lamp HPT8 with 28w lamps) | 0 | 0 | 20 | fixture |  | 20
Equipment | Premium T8 - Fixture Replacement | Three-Lamp Reduced Wattage (28W) T8 Fixture with Low Ballast Factor | Lumen-Equivalent 32-Watt T8 Fixture | Commercial | Turnover | Miscellaneous | FL Zone 2 | Per Fixture | 0% | 372.3878 | 325.8394 | 46.5485 | 0.125 | 8 | 0.011284 | 0.002581 | 0 | reference source included incremental cost only | 0 | 0 | 20 | Illinois 2018 Statewide TRM, Section 4.5.3 (3-lamp HPT8 with 28w lamps) | 0 | 0 | 20 | fixture |  | 20
Equipment | Premium T8 - Fixture Replacement | Three-Lamp Reduced Wattage (28W) T8 Fixture with Low Ballast Factor | Lumen-Equivalent 32-Watt T8 Fixture | Commercial | Turnover | Offices | FL Zone 2 | Per Fixture | 0% | 274.8134 | 240.4618 | 34.3517 | 0.125 | 8 | 0.008327 | 0.001905 | 0 | reference source included incremental cost only | 0 | 0 | 20 | Illinois 2018 Statewide TRM, Section 4.5.3 (3-lamp HPT8 with 28w lamps) | 0 | 0 | 20 | fixture |  | 20
Equipment | Premium T8 - Fixture Replacement | Three-Lamp Reduced Wattage (28W) T8 Fixture with Low Ballast Factor | Lumen-Equivalent 32-Watt T8 Fixture | Commercial | Turnover | Restaurants | FL Zone 2 | Per Fixture | 0% | 283.5994 | 248.1494 | 35.4499 | 0.125 | 8 | 0.008645 | 4.74e-07 | 0 | reference source included incremental cost only | 0 | 0 | 20 | Illinois 2018 Statewide TRM, Section 4.5.3 (3-lamp HPT8 with 28w lamps) | 0 | 0 | 20 | fixture |  | 20
Equipment | Premium T8 - Fixture Replacement | Three-Lamp Reduced Wattage (28W) T8 Fixture with Low Ballast Factor | Lumen-Equivalent 32-Watt T8 Fixture | Commercial | Turnover | Retail | FL Zone 2 | Per Fixture | 0% | 421.0483 | 368.4173 | 52.631 | 0.125 | 8 | 0.012835 | 7.03e-07 | 0 | reference source included incremental cost only | 0 | 0 | 20 | Illinois 2018 Statewide TRM, Section 4.5.3 (3-lamp HPT8 with 28w lamps) | 0 | 0 | 20 | fixture |  | 20
Equipment | Premium T8 - Fixture Replacement | Three-Lamp Reduced Wattage (28W) T8 Fixture with Low Ballast Factor | Lumen-Equivalent 32-Watt T8 Fixture | Commercial | Turnover | Schools K-12 | FL Zone 2 | Per Fixture | 0% | 200.9779 | 175.8557 | 25.1222 | 0.125 | 8 | 0.00609 | 0.001393 | 0 | reference source included incremental cost only | 0 | 0 | 20 | Illinois 2018 Statewide TRM, Section 4.5.3 (3-lamp HPT8 with 28w lamps) | 0 | 0 | 20 | fixture |  | 20
Equipment | Premium T8 - Fixture Replacement | Three-Lamp Reduced Wattage (28W) T8 Fixture with Low Ballast Factor | Lumen-Equivalent 32-Watt T8 Fixture | Commercial | Turnover | Warehouse | FL Zone 2 | Per Fixture | 0% | 323.0515 | 282.6701 | 40.3814 | 0.125 | 8 | 0.009789 | 0.002239 | 0 | reference source included incremental cost only | 0 | 0 | 20 | Illinois 2018 Statewide TRM, Section 4.5.3 (3-lamp HPT8 with 28w lamps) | 0 | 0 | 20 | fixture |  | 20
Equipment | Premium T8 - Fixture Replacement | Three-Lamp Reduced Wattage (28W) T8 Fixture with Low Ballast Factor | Lumen-Equivalent 32-Watt T8 Fixture | Commercial | New | Assembly | FL Zone 2 | Per Fixture | 0% | 242.9645 | 212.5939 | 30.3706 | 0.125 | 8 | 0.007362 | 0.001684 | 0 | reference source included incremental cost only | 0 | 0 | 20 | Illinois 2018 Statewide TRM, Section 4.5.3 (3-lamp HPT8 with 28w lamps) | 0 | 0 | 20 | fixture |  | 20
Equipment | Premium T8 - Fixture Replacement | Three-Lamp Reduced Wattage (28W) T8 Fixture with Low Ballast Factor | Lumen-Equivalent 32-Watt T8 Fixture | Commercial | New | College and University | FL Zone 2 | Per Fixture | 0% | 372.3878 | 325.8394 | 46.5485 | 0.125 | 8 | 0.004878 | 0.004525 | 0 | reference source included incremental cost only | 0 | 0 | 20 | Illinois 2018 Statewide TRM, Section 4.5.3 (3-lamp HPT8 with 28w lamps) | 0 | 0 | 20 | fixture |  | 20
Equipment | Premium T8 - Fixture Replacement | Three-Lamp Reduced Wattage (28W) T8 Fixture with Low Ballast Factor | Lumen-Equivalent 32-Watt T8 Fixture | Commercial | New | Grocery | FL Zone 2 | Per Fixture | 0% | 468.3571 | 409.8125 | 58.5446 | 0.125 | 8 | 0.014277 | 7.82e-07 | 0 | reference source included incremental cost only | 0 | 0 | 20 | Illinois 2018 Statewide TRM, Section 4.5.3 (3-lamp HPT8 with 28w lamps) | 0 | 0 | 20 | fixture |  | 20
Equipment | Premium T8 - Fixture Replacement | Three-Lamp Reduced Wattage (28W) T8 Fixture with Low Ballast Factor | Lumen-Equivalent 32-Watt T8 Fixture | Commercial | New | Healthcare | FL Zone 2 | Per Fixture | 0% | 424.7654 | 371.6698 | 53.0957 | 0.125 | 8 | 0.012871 | 0.002944 | 0 | reference source included incremental cost only | 0 | 0 | 20 | Illinois 2018 Statewide TRM, Section 4.5.3 (3-lamp HPT8 with 28w lamps) | 0 | 0 | 20 | fixture |  | 20
Equipment | Premium T8 - Fixture Replacement | Three-Lamp Reduced Wattage (28W) T8 Fixture with Low Ballast Factor | Lumen-Equivalent 32-Watt T8 Fixture | Commercial | New | Hospitals | FL Zone 2 | Per Fixture | 0% | 574.633 | 502.8038 | 71.8291 | 0.125 | 8 | 0.007527 | 0.006982 | 0 | reference source included incremental cost only | 0 | 0 | 20 | Illinois 2018 Statewide TRM, Section 4.5.3 (3-lamp HPT8 with 28w lamps) | 0 | 0 | 20 | fixture |  | 20
Equipment | Premium T8 - Fixture Replacement | Three-Lamp Reduced Wattage (28W) T8 Fixture with Low Ballast Factor | Lumen-Equivalent 32-Watt T8 Fixture | Commercial | New | Institutional | FL Zone 2 | Per Fixture | 0% | 278.6995 | 243.8621 | 34.8374 | 0.125 | 8 | 0.008445 | 0.001932 | 0 | reference source included incremental cost only | 0 | 0 | 20 | Illinois 2018 Statewide TRM, Section 4.5.3 (3-lamp HPT8 with 28w lamps) | 0 | 0 | 20 | fixture |  | 20
Equipment | Premium T8 - Fixture Replacement | Three-Lamp Reduced Wattage (28W) T8 Fixture with Low Ballast Factor | Lumen-Equivalent 32-Watt T8 Fixture | Commercial | New | Lodging/Hospitality | FL Zone 2 | Per Fixture | 0% | 317.1379 | 277.4957 | 39.6422 | 0.125 | 8 | 0.009668 | 5.3e-07 | 0 | reference source included incremental cost only | 0 | 0 | 20 | Illinois 2018 Statewide TRM, Section 4.5.3 (3-lamp HPT8 with 28w lamps) | 0 | 0 | 20 | fixture |  | 20
Equipment | Premium T8 - Fixture Replacement | Three-Lamp Reduced Wattage (28W) T8 Fixture with Low Ballast Factor | Lumen-Equivalent 32-Watt T8 Fixture | Commercial | New | Miscellaneous | FL Zone 2 | Per Fixture | 0% | 372.3878 | 325.8394 | 46.5485 | 0.125 | 8 | 0.011284 | 0.002581 | 0 | reference source included incremental cost only | 0 | 0 | 20 | Illinois 2018 Statewide TRM, Section 4.5.3 (3-lamp HPT8 with 28w lamps) | 0 | 0 | 20 | fixture |  | 20
Equipment | Premium T8 - Fixture Replacement | Three-Lamp Reduced Wattage (28W) T8 Fixture with Low Ballast Factor | Lumen-Equivalent 32-Watt T8 Fixture | Commercial | New | Offices | FL Zone 2 | Per Fixture | 0% | 274.8134 | 240.4618 | 34.3517 | 0.125 | 8 | 0.008327 | 0.001905 | 0 | reference source included incremental cost only | 0 | 0 | 20 | Illinois 2018 Statewide TRM, Section 4.5.3 (3-lamp HPT8 with 28w lamps) | 0 | 0 | 20 | fixture |  | 20
Equipment | Premium T8 - Fixture Replacement | Three-Lamp Reduced Wattage (28W) T8 Fixture with Low Ballast Factor | Lumen-Equivalent 32-Watt T8 Fixture | Commercial | New | Restaurants | FL Zone 2 | Per Fixture | 0% | 283.5994 | 248.1494 | 35.4499 | 0.125 | 8 | 0.008645 | 4.74e-07 | 0 | reference source included incremental cost only | 0 | 0 | 20 | Illinois 2018 Statewide TRM, Section 4.5.3 (3-lamp HPT8 with 28w lamps) | 0 | 0 | 20 | fixture |  | 20
Equipment | Premium T8 - Fixture Replacement | Three-Lamp Reduced Wattage (28W) T8 Fixture with Low Ballast Factor | Lumen-Equivalent 32-Watt T8 Fixture | Commercial | New | Retail | FL Zone 2 | Per Fixture | 0% | 421.0483 | 368.4173 | 52.631 | 0.125 | 8 | 0.012835 | 7.03e-07 | 0 | reference source included incremental cost only | 0 | 0 | 20 | Illinois 2018 Statewide TRM, Section 4.5.3 (3-lamp HPT8 with 28w lamps) | 0 | 0 | 20 | fixture |  | 20
Equipment | Premium T8 - Fixture Replacement | Three-Lamp Reduced Wattage (28W) T8 Fixture with Low Ballast Factor | Lumen-Equivalent 32-Watt T8 Fixture | Commercial | New | Schools K-12 | FL Zone 2 | Per Fixture | 0% | 200.9779 | 175.8557 | 25.1222 | 0.125 | 8 | 0.00609 | 0.001393 | 0 | reference source included incremental cost only | 0 | 0 | 20 | Illinois 2018 Statewide TRM, Section 4.5.3 (3-lamp HPT8 with 28w lamps) | 0 | 0 | 20 | fixture |  | 20
Equipment | Premium T8 - Fixture Replacement | Three-Lamp Reduced Wattage (28W) T8 Fixture with Low Ballast Factor | Lumen-Equivalent 32-Watt T8 Fixture | Commercial | New | Warehouse | FL Zone 2 | Per Fixture | 0% | 323.0515 | 282.6701 | 40.3814 | 0.125 | 8 | 0.009789 | 0.002239 | 0 | reference source included incremental cost only | 0 | 0 | 20 | Illinois 2018 Statewide TRM, Section 4.5.3 (3-lamp HPT8 with 28w lamps) | 0 | 0 | 20 | fixture |  | 20
Equipment | Premium T8 - Lamp Replacement | Replace Bulbs in Three-Lamp T8 Fixture with Reduced Wattage (28W) Bulbs | Three-Lamp 32-Watt T8 Fixture | Commercial | Turnover | Assembly | FL Zone 2 | Per Fixture | 0% | 80.9882 | 70.8646 | 10.1235 | 0.125 | 8 | 0.002445 | 0.000561 | 2.85 | https://www.homedepot.com/p/Philips-32-Watt-4-ft-T8-Alto-Linear-Fluorescent-Light-Bulb-Neutral-3500K-10-Pack-479691/303811578 | 0 | No Labor Cost | 3.29 | https://www.homedepot.com/p/Philips-28-Watt-4-ft-T8-Alto-Linear-Fluorescent-Light-Bulb-Natural-Light-5000K-30-Pack-281055/204363599 | 0 | No Labor Cost | 0.44 | lamp |  | 0.44
Equipment | Premium T8 - Lamp Replacement | Replace Bulbs in Three-Lamp T8 Fixture with Reduced Wattage (28W) Bulbs | Three-Lamp 32-Watt T8 Fixture | Commercial | Turnover | College and University | FL Zone 2 | Per Fixture | 0% | 124.1293 | 108.6131 | 15.5162 | 0.125 | 8 | 0.001607 | 0.001543 | 2.85 | https://www.homedepot.com/p/Philips-32-Watt-4-ft-T8-Alto-Linear-Fluorescent-Light-Bulb-Neutral-3500K-10-Pack-479691/303811578 | 0 | No Labor Cost | 3.29 | https://www.homedepot.com/p/Philips-28-Watt-4-ft-T8-Alto-Linear-Fluorescent-Light-Bulb-Natural-Light-5000K-30-Pack-281055/204363599 | 0 | No Labor Cost | 0.44 | lamp |  | 0.44
Equipment | Premium T8 - Lamp Replacement | Replace Bulbs in Three-Lamp T8 Fixture with Reduced Wattage (28W) Bulbs | Three-Lamp 32-Watt T8 Fixture | Commercial | Turnover | Grocery | FL Zone 2 | Per Fixture | 0% | 156.119 | 136.6042 | 19.5149 | 0.125 | 8 | 0.004707 | 7.88e-07 | 2.85 | https://www.homedepot.com/p/Philips-32-Watt-4-ft-T8-Alto-Linear-Fluorescent-Light-Bulb-Neutral-3500K-10-Pack-479691/303811578 | 0 | No Labor Cost | 3.29 | https://www.homedepot.com/p/Philips-28-Watt-4-ft-T8-Alto-Linear-Fluorescent-Light-Bulb-Natural-Light-5000K-30-Pack-281055/204363599 | 0 | No Labor Cost | 0.44 | lamp |  | 0.44
Equipment | Premium T8 - Lamp Replacement | Replace Bulbs in Three-Lamp T8 Fixture with Reduced Wattage (28W) Bulbs | Three-Lamp 32-Watt T8 Fixture | Commercial | Turnover | Healthcare | FL Zone 2 | Per Fixture | 0% | 141.5885 | 123.8899 | 17.6986 | 0.125 | 8 | 0.004275 | 0.000982 | 2.85 | https://www.homedepot.com/p/Philips-32-Watt-4-ft-T8-Alto-Linear-Fluorescent-Light-Bulb-Neutral-3500K-10-Pack-479691/303811578 | 0 | No Labor Cost | 3.29 | https://www.homedepot.com/p/Philips-28-Watt-4-ft-T8-Alto-Linear-Fluorescent-Light-Bulb-Natural-Light-5000K-30-Pack-281055/204363599 | 0 | No Labor Cost | 0.44 | lamp |  | 0.44
Equipment | Premium T8 - Lamp Replacement | Replace Bulbs in Three-Lamp T8 Fixture with Reduced Wattage (28W) Bulbs | Three-Lamp 32-Watt T8 Fixture | Commercial | Turnover | Hospitals | FL Zone 2 | Per Fixture | 0% | 191.5443 | 167.6013 | 23.943 | 0.125 | 8 | 0.00248 | 0.002381 | 2.85 | https://www.homedepot.com/p/Philips-32-Watt-4-ft-T8-Alto-Linear-Fluorescent-Light-Bulb-Neutral-3500K-10-Pack-479691/303811578 | 0 | No Labor Cost | 3.29 | https://www.homedepot.com/p/Philips-28-Watt-4-ft-T8-Alto-Linear-Fluorescent-Light-Bulb-Natural-Light-5000K-30-Pack-281055/204363599 | 0 | No Labor Cost | 0.44 | lamp |  | 0.44
Equipment | Premium T8 - Lamp Replacement | Replace Bulbs in Three-Lamp T8 Fixture with Reduced Wattage (28W) Bulbs | Three-Lamp 32-Watt T8 Fixture | Commercial | Turnover | Institutional | FL Zone 2 | Per Fixture | 0% | 92.8998 | 81.2874 | 11.6125 | 0.125 | 8 | 0.002805 | 0.000644 | 2.85 | https://www.homedepot.com/p/Philips-32-Watt-4-ft-T8-Alto-Linear-Fluorescent-Light-Bulb-Neutral-3500K-10-Pack-479691/303811578 | 0 | No Labor Cost | 3.29 | https://www.homedepot.com/p/Philips-28-Watt-4-ft-T8-Alto-Linear-Fluorescent-Light-Bulb-Natural-Light-5000K-30-Pack-281055/204363599 | 0 | No Labor Cost | 0.44 | lamp |  | 0.44
Equipment | Premium T8 - Lamp Replacement | Replace Bulbs in Three-Lamp T8 Fixture with Reduced Wattage (28W) Bulbs | Three-Lamp 32-Watt T8 Fixture | Commercial | Turnover | Lodging/Hospitality | FL Zone 2 | Per Fixture | 0% | 105.7126 | 92.4986 | 13.2141 | 0.125 | 8 | 0.003188 | 5.34e-07 | 2.85 | https://www.homedepot.com/p/Philips-32-Watt-4-ft-T8-Alto-Linear-Fluorescent-Light-Bulb-Neutral-3500K-10-Pack-479691/303811578 | 0 | No Labor Cost | 3.29 | https://www.homedepot.com/p/Philips-28-Watt-4-ft-T8-Alto-Linear-Fluorescent-Light-Bulb-Natural-Light-5000K-30-Pack-281055/204363599 | 0 | No Labor Cost | 0.44 | lamp |  | 0.44
Equipment | Premium T8 - Lamp Replacement | Replace Bulbs in Three-Lamp T8 Fixture with Reduced Wattage (28W) Bulbs | Three-Lamp 32-Watt T8 Fixture | Commercial | Turnover | Miscellaneous | FL Zone 2 | Per Fixture | 0% | 124.1293 | 108.6131 | 15.5162 | 0.125 | 8 | 0.003748 | 0.000861 | 2.85 | https://www.homedepot.com/p/Philips-32-Watt-4-ft-T8-Alto-Linear-Fluorescent-Light-Bulb-Neutral-3500K-10-Pack-479691/303811578 | 0 | No Labor Cost | 3.29 | https://www.homedepot.com/p/Philips-28-Watt-4-ft-T8-Alto-Linear-Fluorescent-Light-Bulb-Natural-Light-5000K-30-Pack-281055/204363599 | 0 | No Labor Cost | 0.44 | lamp |  | 0.44
Equipment | Premium T8 - Lamp Replacement | Replace Bulbs in Three-Lamp T8 Fixture with Reduced Wattage (28W) Bulbs | Three-Lamp 32-Watt T8 Fixture | Commercial | Turnover | Offices | FL Zone 2 | Per Fixture | 0% | 91.6045 | 80.1539 | 11.4506 | 0.125 | 8 | 0.002766 | 0.000635 | 2.85 | https://www.homedepot.com/p/Philips-32-Watt-4-ft-T8-Alto-Linear-Fluorescent-Light-Bulb-Neutral-3500K-10-Pack-479691/303811578 | 0 | No Labor Cost | 3.29 | https://www.homedepot.com/p/Philips-28-Watt-4-ft-T8-Alto-Linear-Fluorescent-Light-Bulb-Natural-Light-5000K-30-Pack-281055/204363599 | 0 | No Labor Cost | 0.44 | lamp |  | 0.44
Equipment | Premium T8 - Lamp Replacement | Replace Bulbs in Three-Lamp T8 Fixture with Reduced Wattage (28W) Bulbs | Three-Lamp 32-Watt T8 Fixture | Commercial | Turnover | Restaurants | FL Zone 2 | Per Fixture | 0% | 94.5331 | 82.7165 | 11.8166 | 0.125 | 8 | 0.00285 | 4.77e-07 | 2.85 | https://www.homedepot.com/p/Philips-32-Watt-4-ft-T8-Alto-Linear-Fluorescent-Light-Bulb-Neutral-3500K-10-Pack-479691/303811578 | 0 | No Labor Cost | 3.29 | https://www.homedepot.com/p/Philips-28-Watt-4-ft-T8-Alto-Linear-Fluorescent-Light-Bulb-Natural-Light-5000K-30-Pack-281055/204363599 | 0 | No Labor Cost | 0.44 | lamp |  | 0.44
Equipment | Premium T8 - Lamp Replacement | Replace Bulbs in Three-Lamp T8 Fixture with Reduced Wattage (28W) Bulbs | Three-Lamp 32-Watt T8 Fixture | Commercial | Turnover | Retail | FL Zone 2 | Per Fixture | 0% | 140.3494 | 122.8058 | 17.5437 | 0.125 | 8 | 0.004232 | 7.09e-07 | 2.85 | https://www.homedepot.com/p/Philips-32-Watt-4-ft-T8-Alto-Linear-Fluorescent-Light-Bulb-Neutral-3500K-10-Pack-479691/303811578 | 0 | No Labor Cost | 3.29 | https://www.homedepot.com/p/Philips-28-Watt-4-ft-T8-Alto-Linear-Fluorescent-Light-Bulb-Natural-Light-5000K-30-Pack-281055/204363599 | 0 | No Labor Cost | 0.44 | lamp |  | 0.44
Equipment | Premium T8 - Lamp Replacement | Replace Bulbs in Three-Lamp T8 Fixture with Reduced Wattage (28W) Bulbs | Three-Lamp 32-Watt T8 Fixture | Commercial | Turnover | Schools K-12 | FL Zone 2 | Per Fixture | 0% | 66.9926 | 58.6186 | 8.3741 | 0.125 | 8 | 0.002023 | 0.000464 | 2.85 | https://www.homedepot.com/p/Philips-32-Watt-4-ft-T8-Alto-Linear-Fluorescent-Light-Bulb-Neutral-3500K-10-Pack-479691/303811578 | 0 | No Labor Cost | 3.29 | https://www.homedepot.com/p/Philips-28-Watt-4-ft-T8-Alto-Linear-Fluorescent-Light-Bulb-Natural-Light-5000K-30-Pack-281055/204363599 | 0 | No Labor Cost | 0.44 | lamp |  | 0.44
Equipment | Premium T8 - Lamp Replacement | Replace Bulbs in Three-Lamp T8 Fixture with Reduced Wattage (28W) Bulbs | Three-Lamp 32-Watt T8 Fixture | Commercial | Turnover | Warehouse | FL Zone 2 | Per Fixture | 0% | 107.6838 | 94.2234 | 13.4605 | 0.125 | 8 | 0.003251 | 0.000747 | 2.85 | https://www.homedepot.com/p/Philips-32-Watt-4-ft-T8-Alto-Linear-Fluorescent-Light-Bulb-Neutral-3500K-10-Pack-479691/303811578 | 0 | No Labor Cost | 3.29 | https://www.homedepot.com/p/Philips-28-Watt-4-ft-T8-Alto-Linear-Fluorescent-Light-Bulb-Natural-Light-5000K-30-Pack-281055/204363599 | 0 | No Labor Cost | 0.44 | lamp |  | 0.44
Equipment | Premium T8 - Lamp Replacement | Replace Bulbs in Three-Lamp T8 Fixture with Reduced Wattage (28W) Bulbs | Three-Lamp 32-Watt T8 Fixture | Commercial | New | Assembly | FL Zone 2 | Per Fixture | 0% | 80.9882 | 70.8646 | 10.1235 | 0.125 | 8 | 0.002445 | 0.000561 | 2.85 | https://www.homedepot.com/p/Philips-32-Watt-4-ft-T8-Alto-Linear-Fluorescent-Light-Bulb-Neutral-3500K-10-Pack-479691/303811578 | 0 | No Labor Cost | 3.29 | https://www.homedepot.com/p/Philips-28-Watt-4-ft-T8-Alto-Linear-Fluorescent-Light-Bulb-Natural-Light-5000K-30-Pack-281055/204363599 | 0 | No Labor Cost | 0.44 | lamp |  | 0.44
Equipment | Premium T8 - Lamp Replacement | Replace Bulbs in Three-Lamp T8 Fixture with Reduced Wattage (28W) Bulbs | Three-Lamp 32-Watt T8 Fixture | Commercial | New | College and University | FL Zone 2 | Per Fixture | 0% | 124.1293 | 108.6131 | 15.5162 | 0.125 | 8 | 0.001607 | 0.001543 | 2.85 | https://www.homedepot.com/p/Philips-32-Watt-4-ft-T8-Alto-Linear-Fluorescent-Light-Bulb-Neutral-3500K-10-Pack-479691/303811578 | 0 | No Labor Cost | 3.29 | https://www.homedepot.com/p/Philips-28-Watt-4-ft-T8-Alto-Linear-Fluorescent-Light-Bulb-Natural-Light-5000K-30-Pack-281055/204363599 | 0 | No Labor Cost | 0.44 | lamp |  | 0.44
Equipment | Premium T8 - Lamp Replacement | Replace Bulbs in Three-Lamp T8 Fixture with Reduced Wattage (28W) Bulbs | Three-Lamp 32-Watt T8 Fixture | Commercial | New | Grocery | FL Zone 2 | Per Fixture | 0% | 156.119 | 136.6042 | 19.5149 | 0.125 | 8 | 0.004707 | 7.88e-07 | 2.85 | https://www.homedepot.com/p/Philips-32-Watt-4-ft-T8-Alto-Linear-Fluorescent-Light-Bulb-Neutral-3500K-10-Pack-479691/303811578 | 0 | No Labor Cost | 3.29 | https://www.homedepot.com/p/Philips-28-Watt-4-ft-T8-Alto-Linear-Fluorescent-Light-Bulb-Natural-Light-5000K-30-Pack-281055/204363599 | 0 | No Labor Cost | 0.44 | lamp |  | 0.44
Equipment | Premium T8 - Lamp Replacement | Replace Bulbs in Three-Lamp T8 Fixture with Reduced Wattage (28W) Bulbs | Three-Lamp 32-Watt T8 Fixture | Commercial | New | Healthcare | FL Zone 2 | Per Fixture | 0% | 141.5885 | 123.8899 | 17.6986 | 0.125 | 8 | 0.004275 | 0.000982 | 2.85 | https://www.homedepot.com/p/Philips-32-Watt-4-ft-T8-Alto-Linear-Fluorescent-Light-Bulb-Neutral-3500K-10-Pack-479691/303811578 | 0 | No Labor Cost | 3.29 | https://www.homedepot.com/p/Philips-28-Watt-4-ft-T8-Alto-Linear-Fluorescent-Light-Bulb-Natural-Light-5000K-30-Pack-281055/204363599 | 0 | No Labor Cost | 0.44 | lamp |  | 0.44
Equipment | Premium T8 - Lamp Replacement | Replace Bulbs in Three-Lamp T8 Fixture with Reduced Wattage (28W) Bulbs | Three-Lamp 32-Watt T8 Fixture | Commercial | New | Hospitals | FL Zone 2 | Per Fixture | 0% | 191.5443 | 167.6013 | 23.943 | 0.125 | 8 | 0.00248 | 0.002381 | 2.85 | https://www.homedepot.com/p/Philips-32-Watt-4-ft-T8-Alto-Linear-Fluorescent-Light-Bulb-Neutral-3500K-10-Pack-479691/303811578 | 0 | No Labor Cost | 3.29 | https://www.homedepot.com/p/Philips-28-Watt-4-ft-T8-Alto-Linear-Fluorescent-Light-Bulb-Natural-Light-5000K-30-Pack-281055/204363599 | 0 | No Labor Cost | 0.44 | lamp |  | 0.44
Equipment | Premium T8 - Lamp Replacement | Replace Bulbs in Three-Lamp T8 Fixture with Reduced Wattage (28W) Bulbs | Three-Lamp 32-Watt T8 Fixture | Commercial | New | Institutional | FL Zone 2 | Per Fixture | 0% | 92.8998 | 81.2874 | 11.6125 | 0.125 | 8 | 0.002805 | 0.000644 | 2.85 | https://www.homedepot.com/p/Philips-32-Watt-4-ft-T8-Alto-Linear-Fluorescent-Light-Bulb-Neutral-3500K-10-Pack-479691/303811578 | 0 | No Labor Cost | 3.29 | https://www.homedepot.com/p/Philips-28-Watt-4-ft-T8-Alto-Linear-Fluorescent-Light-Bulb-Natural-Light-5000K-30-Pack-281055/204363599 | 0 | No Labor Cost | 0.44 | lamp |  | 0.44
Equipment | Premium T8 - Lamp Replacement | Replace Bulbs in Three-Lamp T8 Fixture with Reduced Wattage (28W) Bulbs | Three-Lamp 32-Watt T8 Fixture | Commercial | New | Lodging/Hospitality | FL Zone 2 | Per Fixture | 0% | 105.7126 | 92.4986 | 13.2141 | 0.125 | 8 | 0.003188 | 5.34e-07 | 2.85 | https://www.homedepot.com/p/Philips-32-Watt-4-ft-T8-Alto-Linear-Fluorescent-Light-Bulb-Neutral-3500K-10-Pack-479691/303811578 | 0 | No Labor Cost | 3.29 | https://www.homedepot.com/p/Philips-28-Watt-4-ft-T8-Alto-Linear-Fluorescent-Light-Bulb-Natural-Light-5000K-30-Pack-281055/204363599 | 0 | No Labor Cost | 0.44 | lamp |  | 0.44
Equipment | Premium T8 - Lamp Replacement | Replace Bulbs in Three-Lamp T8 Fixture with Reduced Wattage (28W) Bulbs | Three-Lamp 32-Watt T8 Fixture | Commercial | New | Miscellaneous | FL Zone 2 | Per Fixture | 0% | 124.1293 | 108.6131 | 15.5162 | 0.125 | 8 | 0.003748 | 0.000861 | 2.85 | https://www.homedepot.com/p/Philips-32-Watt-4-ft-T8-Alto-Linear-Fluorescent-Light-Bulb-Neutral-3500K-10-Pack-479691/303811578 | 0 | No Labor Cost | 3.29 | https://www.homedepot.com/p/Philips-28-Watt-4-ft-T8-Alto-Linear-Fluorescent-Light-Bulb-Natural-Light-5000K-30-Pack-281055/204363599 | 0 | No Labor Cost | 0.44 | lamp |  | 0.44
Equipment | Premium T8 - Lamp Replacement | Replace Bulbs in Three-Lamp T8 Fixture with Reduced Wattage (28W) Bulbs | Three-Lamp 32-Watt T8 Fixture | Commercial | New | Offices | FL Zone 2 | Per Fixture | 0% | 91.6045 | 80.1539 | 11.4506 | 0.125 | 8 | 0.002766 | 0.000635 | 2.85 | https://www.homedepot.com/p/Philips-32-Watt-4-ft-T8-Alto-Linear-Fluorescent-Light-Bulb-Neutral-3500K-10-Pack-479691/303811578 | 0 | No Labor Cost | 3.29 | https://www.homedepot.com/p/Philips-28-Watt-4-ft-T8-Alto-Linear-Fluorescent-Light-Bulb-Natural-Light-5000K-30-Pack-281055/204363599 | 0 | No Labor Cost | 0.44 | lamp |  | 0.44
Equipment | Premium T8 - Lamp Replacement | Replace Bulbs in Three-Lamp T8 Fixture with Reduced Wattage (28W) Bulbs | Three-Lamp 32-Watt T8 Fixture | Commercial | New | Restaurants | FL Zone 2 | Per Fixture | 0% | 94.5331 | 82.7165 | 11.8166 | 0.125 | 8 | 0.00285 | 4.77e-07 | 2.85 | https://www.homedepot.com/p/Philips-32-Watt-4-ft-T8-Alto-Linear-Fluorescent-Light-Bulb-Neutral-3500K-10-Pack-479691/303811578 | 0 | No Labor Cost | 3.29 | https://www.homedepot.com/p/Philips-28-Watt-4-ft-T8-Alto-Linear-Fluorescent-Light-Bulb-Natural-Light-5000K-30-Pack-281055/204363599 | 0 | No Labor Cost | 0.44 | lamp |  | 0.44
Equipment | Premium T8 - Lamp Replacement | Replace Bulbs in Three-Lamp T8 Fixture with Reduced Wattage (28W) Bulbs | Three-Lamp 32-Watt T8 Fixture | Commercial | New | Retail | FL Zone 2 | Per Fixture | 0% | 140.3494 | 122.8058 | 17.5437 | 0.125 | 8 | 0.004232 | 7.09e-07 | 2.85 | https://www.homedepot.com/p/Philips-32-Watt-4-ft-T8-Alto-Linear-Fluorescent-Light-Bulb-Neutral-3500K-10-Pack-479691/303811578 | 0 | No Labor Cost | 3.29 | https://www.homedepot.com/p/Philips-28-Watt-4-ft-T8-Alto-Linear-Fluorescent-Light-Bulb-Natural-Light-5000K-30-Pack-281055/204363599 | 0 | No Labor Cost | 0.44 | lamp |  | 0.44
Equipment | Premium T8 - Lamp Replacement | Replace Bulbs in Three-Lamp T8 Fixture with Reduced Wattage (28W) Bulbs | Three-Lamp 32-Watt T8 Fixture | Commercial | New | Schools K-12 | FL Zone 2 | Per Fixture | 0% | 66.9926 | 58.6186 | 8.3741 | 0.125 | 8 | 0.002023 | 0.000464 | 2.85 | https://www.homedepot.com/p/Philips-32-Watt-4-ft-T8-Alto-Linear-Fluorescent-Light-Bulb-Neutral-3500K-10-Pack-479691/303811578 | 0 | No Labor Cost | 3.29 | https://www.homedepot.com/p/Philips-28-Watt-4-ft-T8-Alto-Linear-Fluorescent-Light-Bulb-Natural-Light-5000K-30-Pack-281055/204363599 | 0 | No Labor Cost | 0.44 | lamp |  | 0.44
Equipment | Premium T8 - Lamp Replacement | Replace Bulbs in Three-Lamp T8 Fixture with Reduced Wattage (28W) Bulbs | Three-Lamp 32-Watt T8 Fixture | Commercial | New | Warehouse | FL Zone 2 | Per Fixture | 0% | 107.6838 | 94.2234 | 13.4605 | 0.125 | 8 | 0.003251 | 0.000747 | 2.85 | https://www.homedepot.com/p/Philips-32-Watt-4-ft-T8-Alto-Linear-Fluorescent-Light-Bulb-Neutral-3500K-10-Pack-479691/303811578 | 0 | No Labor Cost | 3.29 | https://www.homedepot.com/p/Philips-28-Watt-4-ft-T8-Alto-Linear-Fluorescent-Light-Bulb-Natural-Light-5000K-30-Pack-281055/204363599 | 0 | No Labor Cost | 0.44 | lamp |  | 0.44
Equipment | Efficient Battery Charger | Single-phase Ferro resonant or silicon-controlled rectifier chargin equipment with power conversion efficiency >=89% & maintenance power <= 10 W | FR or SCR charging stations with power conversion efficiecy < 89% or > 10 W | Commercial | Turnover | Assembly | FL Zone 2 | Per Appliance | 18% | 8124.9 | 7013.694 | 1111.206 | 0.13676 | 7 | 0.60888 | 0 | 0 | reference source included incremental cost only | 0 | 0 | 400 | Illinois 2018 Statewide TRM, Section 4.8.9 | 0 | No Labor Cost | 400 | unit |  | 400
Equipment | Efficient Battery Charger | Single-phase Ferro resonant or silicon-controlled rectifier chargin equipment with power conversion efficiency >=89% & maintenance power <= 10 W | FR or SCR charging stations with power conversion efficiecy < 89% or > 10 W | Commercial | Turnover | College and University | FL Zone 2 | Per Appliance | 0% | 8124.9 | 7013.694 | 1111.206 | 0.13676 | 7 | 0.60888 | 0 | 0 | reference source included incremental cost only | 0 | 0 | 400 | Illinois 2018 Statewide TRM, Section 4.8.9 | 0 | No Labor Cost | 400 | unit |  | 400
Equipment | Efficient Battery Charger | Single-phase Ferro resonant or silicon-controlled rectifier chargin equipment with power conversion efficiency >=89% & maintenance power <= 10 W | FR or SCR charging stations with power conversion efficiecy < 89% or > 10 W | Commercial | Turnover | Grocery | FL Zone 2 | Per Appliance | 18% | 8124.9 | 7013.694 | 1111.206 | 0.13676 | 7 | 0.60888 | 0 | 0 | reference source included incremental cost only | 0 | 0 | 400 | Illinois 2018 Statewide TRM, Section 4.8.9 | 0 | No Labor Cost | 400 | unit |  | 400
Equipment | Efficient Battery Charger | Single-phase Ferro resonant or silicon-controlled rectifier chargin equipment with power conversion efficiency >=89% & maintenance power <= 10 W | FR or SCR charging stations with power conversion efficiecy < 89% or > 10 W | Commercial | Turnover | Healthcare | FL Zone 2 | Per Appliance | 18% | 8124.9 | 7013.694 | 1111.206 | 0.13676 | 7 | 0.60888 | 0 | 0 | reference source included incremental cost only | 0 | 0 | 400 | Illinois 2018 Statewide TRM, Section 4.8.9 | 0 | No Labor Cost | 400 | unit |  | 400
Equipment | Efficient Battery Charger | Single-phase Ferro resonant or silicon-controlled rectifier chargin equipment with power conversion efficiency >=89% & maintenance power <= 10 W | FR or SCR charging stations with power conversion efficiecy < 89% or > 10 W | Commercial | Turnover | Hospitals | FL Zone 2 | Per Appliance | 18% | 8124.9 | 7013.694 | 1111.206 | 0.13676 | 7 | 0.60888 | 0 | 0 | reference source included incremental cost only | 0 | 0 | 400 | Illinois 2018 Statewide TRM, Section 4.8.9 | 0 | No Labor Cost | 400 | unit |  | 400
Equipment | Efficient Battery Charger | Single-phase Ferro resonant or silicon-controlled rectifier chargin equipment with power conversion efficiency >=89% & maintenance power <= 10 W | FR or SCR charging stations with power conversion efficiecy < 89% or > 10 W | Commercial | Turnover | Institutional | FL Zone 2 | Per Appliance | 18% | 8124.9 | 7013.694 | 1111.206 | 0.13676 | 7 | 0.60888 | 0 | 0 | reference source included incremental cost only | 0 | 0 | 400 | Illinois 2018 Statewide TRM, Section 4.8.9 | 0 | No Labor Cost | 400 | unit |  | 400
Equipment | Efficient Battery Charger | Single-phase Ferro resonant or silicon-controlled rectifier chargin equipment with power conversion efficiency >=89% & maintenance power <= 10 W | FR or SCR charging stations with power conversion efficiecy < 89% or > 10 W | Commercial | Turnover | Lodging/Hospitality | FL Zone 2 | Per Appliance | 18% | 8124.9 | 7013.694 | 1111.206 | 0.13676 | 7 | 0.60888 | 0 | 0 | reference source included incremental cost only | 0 | 0 | 400 | Illinois 2018 Statewide TRM, Section 4.8.9 | 0 | No Labor Cost | 400 | unit |  | 400
Equipment | Efficient Battery Charger | Single-phase Ferro resonant or silicon-controlled rectifier chargin equipment with power conversion efficiency >=89% & maintenance power <= 10 W | FR or SCR charging stations with power conversion efficiecy < 89% or > 10 W | Commercial | Turnover | Miscellaneous | FL Zone 2 | Per Appliance | 0% | 8124.9 | 7013.694 | 1111.206 | 0.13676 | 7 | 0.60888 | 0 | 0 | reference source included incremental cost only | 0 | 0 | 400 | Illinois 2018 Statewide TRM, Section 4.8.9 | 0 | No Labor Cost | 400 | unit |  | 400
Equipment | Efficient Battery Charger | Single-phase Ferro resonant or silicon-controlled rectifier chargin equipment with power conversion efficiency >=89% & maintenance power <= 10 W | FR or SCR charging stations with power conversion efficiecy < 89% or > 10 W | Commercial | Turnover | Offices | FL Zone 2 | Per Appliance | 18% | 8124.9 | 7013.694 | 1111.206 | 0.13676 | 7 | 0.60888 | 0 | 0 | reference source included incremental cost only | 0 | 0 | 400 | Illinois 2018 Statewide TRM, Section 4.8.9 | 0 | No Labor Cost | 400 | unit |  | 400
Equipment | Efficient Battery Charger | Single-phase Ferro resonant or silicon-controlled rectifier chargin equipment with power conversion efficiency >=89% & maintenance power <= 10 W | FR or SCR charging stations with power conversion efficiecy < 89% or > 10 W | Commercial | Turnover | Restaurants | FL Zone 2 | Per Appliance | 0% | 8124.9 | 7013.694 | 1111.206 | 0.13676 | 7 | 0.60888 | 0 | 0 | reference source included incremental cost only | 0 | 0 | 400 | Illinois 2018 Statewide TRM, Section 4.8.9 | 0 | No Labor Cost | 400 | unit |  | 400
Equipment | Efficient Battery Charger | Single-phase Ferro resonant or silicon-controlled rectifier chargin equipment with power conversion efficiency >=89% & maintenance power <= 10 W | FR or SCR charging stations with power conversion efficiecy < 89% or > 10 W | Commercial | Turnover | Retail | FL Zone 2 | Per Appliance | 18% | 8124.9 | 7013.694 | 1111.206 | 0.13676 | 7 | 0.60888 | 0 | 0 | reference source included incremental cost only | 0 | 0 | 400 | Illinois 2018 Statewide TRM, Section 4.8.9 | 0 | No Labor Cost | 400 | unit |  | 400
Equipment | Efficient Battery Charger | Single-phase Ferro resonant or silicon-controlled rectifier chargin equipment with power conversion efficiency >=89% & maintenance power <= 10 W | FR or SCR charging stations with power conversion efficiecy < 89% or > 10 W | Commercial | Turnover | Schools K-12 | FL Zone 2 | Per Appliance | 0% | 8124.9 | 7013.694 | 1111.206 | 0.13676 | 7 | 0.60888 | 0 | 0 | reference source included incremental cost only | 0 | 0 | 400 | Illinois 2018 Statewide TRM, Section 4.8.9 | 0 | No Labor Cost | 400 | unit |  | 400
Equipment | Efficient Battery Charger | Single-phase Ferro resonant or silicon-controlled rectifier chargin equipment with power conversion efficiency >=89% & maintenance power <= 10 W | FR or SCR charging stations with power conversion efficiecy < 89% or > 10 W | Commercial | Turnover | Warehouse | FL Zone 2 | Per Appliance | 18% | 8124.9 | 7013.694 | 1111.206 | 0.13676 | 7 | 0.60888 | 0 | 0 | reference source included incremental cost only | 0 | 0 | 400 | Illinois 2018 Statewide TRM, Section 4.8.9 | 0 | No Labor Cost | 400 | unit |  | 400
Equipment | Efficient Battery Charger | Single-phase Ferro resonant or silicon-controlled rectifier chargin equipment with power conversion efficiency >=89% & maintenance power <= 10 W | FR or SCR charging stations with power conversion efficiecy < 89% or > 10 W | Commercial | New | Assembly | FL Zone 2 | Per Appliance | 18% | 8124.9 | 7013.694 | 1111.206 | 0.13676 | 7 | 0.60888 | 0 | 0 | reference source included incremental cost only | 0 | 0 | 400 | Illinois 2018 Statewide TRM, Section 4.8.9 | 0 | No Labor Cost | 400 | unit |  | 400
Equipment | Efficient Battery Charger | Single-phase Ferro resonant or silicon-controlled rectifier chargin equipment with power conversion efficiency >=89% & maintenance power <= 10 W | FR or SCR charging stations with power conversion efficiecy < 89% or > 10 W | Commercial | New | College and University | FL Zone 2 | Per Appliance | 0% | 8124.9 | 7013.694 | 1111.206 | 0.13676 | 7 | 0.60888 | 0 | 0 | reference source included incremental cost only | 0 | 0 | 400 | Illinois 2018 Statewide TRM, Section 4.8.9 | 0 | No Labor Cost | 400 | unit |  | 400
Equipment | Efficient Battery Charger | Single-phase Ferro resonant or silicon-controlled rectifier chargin equipment with power conversion efficiency >=89% & maintenance power <= 10 W | FR or SCR charging stations with power conversion efficiecy < 89% or > 10 W | Commercial | New | Grocery | FL Zone 2 | Per Appliance | 18% | 8124.9 | 7013.694 | 1111.206 | 0.13676 | 7 | 0.60888 | 0 | 0 | reference source included incremental cost only | 0 | 0 | 400 | Illinois 2018 Statewide TRM, Section 4.8.9 | 0 | No Labor Cost | 400 | unit |  | 400
Equipment | Efficient Battery Charger | Single-phase Ferro resonant or silicon-controlled rectifier chargin equipment with power conversion efficiency >=89% & maintenance power <= 10 W | FR or SCR charging stations with power conversion efficiecy < 89% or > 10 W | Commercial | New | Healthcare | FL Zone 2 | Per Appliance | 18% | 8124.9 | 7013.694 | 1111.206 | 0.13676 | 7 | 0.60888 | 0 | 0 | reference source included incremental cost only | 0 | 0 | 400 | Illinois 2018 Statewide TRM, Section 4.8.9 | 0 | No Labor Cost | 400 | unit |  | 400
Equipment | Efficient Battery Charger | Single-phase Ferro resonant or silicon-controlled rectifier chargin equipment with power conversion efficiency >=89% & maintenance power <= 10 W | FR or SCR charging stations with power conversion efficiecy < 89% or > 10 W | Commercial | New | Hospitals | FL Zone 2 | Per Appliance | 18% | 8124.9 | 7013.694 | 1111.206 | 0.13676 | 7 | 0.60888 | 0 | 0 | reference source included incremental cost only | 0 | 0 | 400 | Illinois 2018 Statewide TRM, Section 4.8.9 | 0 | No Labor Cost | 400 | unit |  | 400
Equipment | Efficient Battery Charger | Single-phase Ferro resonant or silicon-controlled rectifier chargin equipment with power conversion efficiency >=89% & maintenance power <= 10 W | FR or SCR charging stations with power conversion efficiecy < 89% or > 10 W | Commercial | New | Institutional | FL Zone 2 | Per Appliance | 18% | 8124.9 | 7013.694 | 1111.206 | 0.13676 | 7 | 0.60888 | 0 | 0 | reference source included incremental cost only | 0 | 0 | 400 | Illinois 2018 Statewide TRM, Section 4.8.9 | 0 | No Labor Cost | 400 | unit |  | 400
Equipment | Efficient Battery Charger | Single-phase Ferro resonant or silicon-controlled rectifier chargin equipment with power conversion efficiency >=89% & maintenance power <= 10 W | FR or SCR charging stations with power conversion efficiecy < 89% or > 10 W | Commercial | New | Lodging/Hospitality | FL Zone 2 | Per Appliance | 18% | 8124.9 | 7013.694 | 1111.206 | 0.13676 | 7 | 0.60888 | 0 | 0 | reference source included incremental cost only | 0 | 0 | 400 | Illinois 2018 Statewide TRM, Section 4.8.9 | 0 | No Labor Cost | 400 | unit |  | 400
Equipment | Efficient Battery Charger | Single-phase Ferro resonant or silicon-controlled rectifier chargin equipment with power conversion efficiency >=89% & maintenance power <= 10 W | FR or SCR charging stations with power conversion efficiecy < 89% or > 10 W | Commercial | New | Miscellaneous | FL Zone 2 | Per Appliance | 0% | 8124.9 | 7013.694 | 1111.206 | 0.13676 | 7 | 0.60888 | 0 | 0 | reference source included incremental cost only | 0 | 0 | 400 | Illinois 2018 Statewide TRM, Section 4.8.9 | 0 | No Labor Cost | 400 | unit |  | 400
Equipment | Efficient Battery Charger | Single-phase Ferro resonant or silicon-controlled rectifier chargin equipment with power conversion efficiency >=89% & maintenance power <= 10 W | FR or SCR charging stations with power conversion efficiecy < 89% or > 10 W | Commercial | New | Offices | FL Zone 2 | Per Appliance | 18% | 8124.9 | 7013.694 | 1111.206 | 0.13676 | 7 | 0.60888 | 0 | 0 | reference source included incremental cost only | 0 | 0 | 400 | Illinois 2018 Statewide TRM, Section 4.8.9 | 0 | No Labor Cost | 400 | unit |  | 400
Equipment | Efficient Battery Charger | Single-phase Ferro resonant or silicon-controlled rectifier chargin equipment with power conversion efficiency >=89% & maintenance power <= 10 W | FR or SCR charging stations with power conversion efficiecy < 89% or > 10 W | Commercial | New | Restaurants | FL Zone 2 | Per Appliance | 0% | 8124.9 | 7013.694 | 1111.206 | 0.13676 | 7 | 0.60888 | 0 | 0 | reference source included incremental cost only | 0 | 0 | 400 | Illinois 2018 Statewide TRM, Section 4.8.9 | 0 | No Labor Cost | 400 | unit |  | 400
Equipment | Efficient Battery Charger | Single-phase Ferro resonant or silicon-controlled rectifier chargin equipment with power conversion efficiency >=89% & maintenance power <= 10 W | FR or SCR charging stations with power conversion efficiecy < 89% or > 10 W | Commercial | New | Retail | FL Zone 2 | Per Appliance | 18% | 8124.9 | 7013.694 | 1111.206 | 0.13676 | 7 | 0.60888 | 0 | 0 | reference source included incremental cost only | 0 | 0 | 400 | Illinois 2018 Statewide TRM, Section 4.8.9 | 0 | No Labor Cost | 400 | unit |  | 400
Equipment | Efficient Battery Charger | Single-phase Ferro resonant or silicon-controlled rectifier chargin equipment with power conversion efficiency >=89% & maintenance power <= 10 W | FR or SCR charging stations with power conversion efficiecy < 89% or > 10 W | Commercial | New | Schools K-12 | FL Zone 2 | Per Appliance | 0% | 8124.9 | 7013.694 | 1111.206 | 0.13676 | 7 | 0.60888 | 0 | 0 | reference source included incremental cost only | 0 | 0 | 400 | Illinois 2018 Statewide TRM, Section 4.8.9 | 0 | No Labor Cost | 400 | unit |  | 400
Equipment | Efficient Battery Charger | Single-phase Ferro resonant or silicon-controlled rectifier chargin equipment with power conversion efficiency >=89% & maintenance power <= 10 W | FR or SCR charging stations with power conversion efficiecy < 89% or > 10 W | Commercial | New | Warehouse | FL Zone 2 | Per Appliance | 18% | 8124.9 | 7013.694 | 1111.206 | 0.13676 | 7 | 0.60888 | 0 | 0 | reference source included incremental cost only | 0 | 0 | 400 | Illinois 2018 Statewide TRM, Section 4.8.9 | 0 | No Labor Cost | 400 | unit |  | 400
Equipment | ENERGY STAR Commercial Clothes Washer | Single-phase Ferro resonant or silicon-controlled rectifier chargin equipment with power conversion efficiency >=89% & maintenance power <= 10 W | FR or SCR charging stations with power conversion efficiecy < 89% or > 10 W | Commercial | Turnover | Assembly | FL Zone 2 | Per Appliance | 0% | 3887.25 | 2827.091 | 1060.159 | 0.27273 | 7 | 0 | 0 | 949 | https://www.homedepot.com/p/Whirlpool-2-9-cu-ft-White-Commercial-Top-Load-Washing-Machine-CAE2745FQ/301844420 | 0 | 0 | 1499 | https://www.homedepot.com/p/Whirlpool-3-1-cu-ft-High-Efficicency-White-Front-Load-Commercial-Washing-Machine-CHW9160GW/302700351 | 0 | 0 | 550 | unit |  | 550
Equipment | ENERGY STAR Commercial Clothes Washer | Single-phase Ferro resonant or silicon-controlled rectifier chargin equipment with power conversion efficiency >=89% & maintenance power <= 10 W | FR or SCR charging stations with power conversion efficiecy < 89% or > 10 W | Commercial | Turnover | College and University | FL Zone 2 | Per Appliance | 22% | 3887.25 | 2827.091 | 1060.159 | 0.27273 | 7 | 0.10781 | 0.1241 | 949 | https://www.homedepot.com/p/Whirlpool-2-9-cu-ft-White-Commercial-Top-Load-Washing-Machine-CAE2745FQ/301844420 | 0 | 0 | 1499 | https://www.homedepot.com/p/Whirlpool-3-1-cu-ft-High-Efficicency-White-Front-Load-Commercial-Washing-Machine-CHW9160GW/302700351 | 0 | 0 | 550 | unit |  | 550
Equipment | ENERGY STAR Commercial Clothes Washer | Single-phase Ferro resonant or silicon-controlled rectifier chargin equipment with power conversion efficiency >=89% & maintenance power <= 10 W | FR or SCR charging stations with power conversion efficiecy < 89% or > 10 W | Commercial | Turnover | Grocery | FL Zone 2 | Per Appliance | 0% | 3887.25 | 2827.091 | 1060.159 | 0.27273 | 7 | 0.092846 | 0.067168 | 949 | https://www.homedepot.com/p/Whirlpool-2-9-cu-ft-White-Commercial-Top-Load-Washing-Machine-CAE2745FQ/301844420 | 0 | 0 | 1499 | https://www.homedepot.com/p/Whirlpool-3-1-cu-ft-High-Efficicency-White-Front-Load-Commercial-Washing-Machine-CHW9160GW/302700351 | 0 | 0 | 550 | unit |  | 550
Equipment | ENERGY STAR Commercial Clothes Washer | Single-phase Ferro resonant or silicon-controlled rectifier chargin equipment with power conversion efficiency >=89% & maintenance power <= 10 W | FR or SCR charging stations with power conversion efficiecy < 89% or > 10 W | Commercial | Turnover | Healthcare | FL Zone 2 | Per Appliance | 22% | 3887.25 | 2827.091 | 1060.159 | 0.27273 | 7 | 0.092846 | 0.067168 | 949 | https://www.homedepot.com/p/Whirlpool-2-9-cu-ft-White-Commercial-Top-Load-Washing-Machine-CAE2745FQ/301844420 | 0 | 0 | 1499 | https://www.homedepot.com/p/Whirlpool-3-1-cu-ft-High-Efficicency-White-Front-Load-Commercial-Washing-Machine-CHW9160GW/302700351 | 0 | 0 | 550 | unit |  | 550
Equipment | ENERGY STAR Commercial Clothes Washer | Single-phase Ferro resonant or silicon-controlled rectifier chargin equipment with power conversion efficiency >=89% & maintenance power <= 10 W | FR or SCR charging stations with power conversion efficiecy < 89% or > 10 W | Commercial | Turnover | Hospitals | FL Zone 2 | Per Appliance | 22% | 3887.25 | 2827.091 | 1060.159 | 0.27273 | 7 | 0.10781 | 0.1241 | 949 | https://www.homedepot.com/p/Whirlpool-2-9-cu-ft-White-Commercial-Top-Load-Washing-Machine-CAE2745FQ/301844420 | 0 | 0 | 1499 | https://www.homedepot.com/p/Whirlpool-3-1-cu-ft-High-Efficicency-White-Front-Load-Commercial-Washing-Machine-CHW9160GW/302700351 | 0 | 0 | 550 | unit |  | 550
Equipment | ENERGY STAR Commercial Clothes Washer | Single-phase Ferro resonant or silicon-controlled rectifier chargin equipment with power conversion efficiency >=89% & maintenance power <= 10 W | FR or SCR charging stations with power conversion efficiecy < 89% or > 10 W | Commercial | Turnover | Institutional | FL Zone 2 | Per Appliance | 0% | 3887.25 | 2827.091 | 1060.159 | 0.27273 | 7 | 0 | 0 | 949 | https://www.homedepot.com/p/Whirlpool-2-9-cu-ft-White-Commercial-Top-Load-Washing-Machine-CAE2745FQ/301844420 | 0 | 0 | 1499 | https://www.homedepot.com/p/Whirlpool-3-1-cu-ft-High-Efficicency-White-Front-Load-Commercial-Washing-Machine-CHW9160GW/302700351 | 0 | 0 | 550 | unit |  | 550
Equipment | ENERGY STAR Commercial Clothes Washer | Single-phase Ferro resonant or silicon-controlled rectifier chargin equipment with power conversion efficiency >=89% & maintenance power <= 10 W | FR or SCR charging stations with power conversion efficiecy < 89% or > 10 W | Commercial | Turnover | Lodging/Hospitality | FL Zone 2 | Per Appliance | 22% | 3887.25 | 2827.091 | 1060.159 | 0.27273 | 7 | 0.10781 | 0.1241 | 949 | https://www.homedepot.com/p/Whirlpool-2-9-cu-ft-White-Commercial-Top-Load-Washing-Machine-CAE2745FQ/301844420 | 0 | 0 | 1499 | https://www.homedepot.com/p/Whirlpool-3-1-cu-ft-High-Efficicency-White-Front-Load-Commercial-Washing-Machine-CHW9160GW/302700351 | 0 | 0 | 550 | unit |  | 550
Equipment | ENERGY STAR Commercial Clothes Washer | Single-phase Ferro resonant or silicon-controlled rectifier chargin equipment with power conversion efficiency >=89% & maintenance power <= 10 W | FR or SCR charging stations with power conversion efficiecy < 89% or > 10 W | Commercial | Turnover | Miscellaneous | FL Zone 2 | Per Appliance | 0% | 3887.25 | 2827.091 | 1060.159 | 0.27273 | 7 | 0 | 0 | 949 | https://www.homedepot.com/p/Whirlpool-2-9-cu-ft-White-Commercial-Top-Load-Washing-Machine-CAE2745FQ/301844420 | 0 | 0 | 1499 | https://www.homedepot.com/p/Whirlpool-3-1-cu-ft-High-Efficicency-White-Front-Load-Commercial-Washing-Machine-CHW9160GW/302700351 | 0 | 0 | 550 | unit |  | 550
Equipment | ENERGY STAR Commercial Clothes Washer | Single-phase Ferro resonant or silicon-controlled rectifier chargin equipment with power conversion efficiency >=89% & maintenance power <= 10 W | FR or SCR charging stations with power conversion efficiecy < 89% or > 10 W | Commercial | Turnover | Offices | FL Zone 2 | Per Appliance | 0% | 3887.25 | 2827.091 | 1060.159 | 0.27273 | 7 | 0.092846 | 0.067168 | 949 | https://www.homedepot.com/p/Whirlpool-2-9-cu-ft-White-Commercial-Top-Load-Washing-Machine-CAE2745FQ/301844420 | 0 | 0 | 1499 | https://www.homedepot.com/p/Whirlpool-3-1-cu-ft-High-Efficicency-White-Front-Load-Commercial-Washing-Machine-CHW9160GW/302700351 | 0 | 0 | 550 | unit |  | 550
Equipment | ENERGY STAR Commercial Clothes Washer | Single-phase Ferro resonant or silicon-controlled rectifier chargin equipment with power conversion efficiency >=89% & maintenance power <= 10 W | FR or SCR charging stations with power conversion efficiecy < 89% or > 10 W | Commercial | Turnover | Restaurants | FL Zone 2 | Per Appliance | 22% | 3887.25 | 2827.091 | 1060.159 | 0.27273 | 7 | 0 | 0 | 949 | https://www.homedepot.com/p/Whirlpool-2-9-cu-ft-White-Commercial-Top-Load-Washing-Machine-CAE2745FQ/301844420 | 0 | 0 | 1499 | https://www.homedepot.com/p/Whirlpool-3-1-cu-ft-High-Efficicency-White-Front-Load-Commercial-Washing-Machine-CHW9160GW/302700351 | 0 | 0 | 550 | unit |  | 550
Equipment | ENERGY STAR Commercial Clothes Washer | Single-phase Ferro resonant or silicon-controlled rectifier chargin equipment with power conversion efficiency >=89% & maintenance power <= 10 W | FR or SCR charging stations with power conversion efficiecy < 89% or > 10 W | Commercial | Turnover | Retail | FL Zone 2 | Per Appliance | 0% | 3887.25 | 2827.091 | 1060.159 | 0.27273 | 7 | 0.092846 | 0.067168 | 949 | https://www.homedepot.com/p/Whirlpool-2-9-cu-ft-White-Commercial-Top-Load-Washing-Machine-CAE2745FQ/301844420 | 0 | 0 | 1499 | https://www.homedepot.com/p/Whirlpool-3-1-cu-ft-High-Efficicency-White-Front-Load-Commercial-Washing-Machine-CHW9160GW/302700351 | 0 | 0 | 550 | unit |  | 550
Equipment | ENERGY STAR Commercial Clothes Washer | Single-phase Ferro resonant or silicon-controlled rectifier chargin equipment with power conversion efficiency >=89% & maintenance power <= 10 W | FR or SCR charging stations with power conversion efficiecy < 89% or > 10 W | Commercial | Turnover | Schools K-12 | FL Zone 2 | Per Appliance | 22% | 3887.25 | 2827.091 | 1060.159 | 0.27273 | 7 | 0.10781 | 0.1241 | 949 | https://www.homedepot.com/p/Whirlpool-2-9-cu-ft-White-Commercial-Top-Load-Washing-Machine-CAE2745FQ/301844420 | 0 | 0 | 1499 | https://www.homedepot.com/p/Whirlpool-3-1-cu-ft-High-Efficicency-White-Front-Load-Commercial-Washing-Machine-CHW9160GW/302700351 | 0 | 0 | 550 | unit |  | 550
Equipment | ENERGY STAR Commercial Clothes Washer | Single-phase Ferro resonant or silicon-controlled rectifier chargin equipment with power conversion efficiency >=89% & maintenance power <= 10 W | FR or SCR charging stations with power conversion efficiecy < 89% or > 10 W | Commercial | Turnover | Warehouse | FL Zone 2 | Per Appliance | 0% | 3887.25 | 2827.091 | 1060.159 | 0.27273 | 7 | 0 | 0 | 949 | https://www.homedepot.com/p/Whirlpool-2-9-cu-ft-White-Commercial-Top-Load-Washing-Machine-CAE2745FQ/301844420 | 0 | 0 | 1499 | https://www.homedepot.com/p/Whirlpool-3-1-cu-ft-High-Efficicency-White-Front-Load-Commercial-Washing-Machine-CHW9160GW/302700351 | 0 | 0 | 550 | unit |  | 550
Equipment | ENERGY STAR Commercial Clothes Washer | Single-phase Ferro resonant or silicon-controlled rectifier chargin equipment with power conversion efficiency >=89% & maintenance power <= 10 W | FR or SCR charging stations with power conversion efficiecy < 89% or > 10 W | Commercial | New | Assembly | FL Zone 2 | Per Appliance | 0% | 3887.25 | 2827.091 | 1060.159 | 0.27273 | 7 | 0 | 0 | 949 | https://www.homedepot.com/p/Whirlpool-2-9-cu-ft-White-Commercial-Top-Load-Washing-Machine-CAE2745FQ/301844420 | 0 | 0 | 1499 | https://www.homedepot.com/p/Whirlpool-3-1-cu-ft-High-Efficicency-White-Front-Load-Commercial-Washing-Machine-CHW9160GW/302700351 | 0 | 0 | 550 | unit |  | 550
Equipment | ENERGY STAR Commercial Clothes Washer | Single-phase Ferro resonant or silicon-controlled rectifier chargin equipment with power conversion efficiency >=89% & maintenance power <= 10 W | FR or SCR charging stations with power conversion efficiecy < 89% or > 10 W | Commercial | New | College and University | FL Zone 2 | Per Appliance | 22% | 3887.25 | 2827.091 | 1060.159 | 0.27273 | 7 | 0.10781 | 0.1241 | 949 | https://www.homedepot.com/p/Whirlpool-2-9-cu-ft-White-Commercial-Top-Load-Washing-Machine-CAE2745FQ/301844420 | 0 | 0 | 1499 | https://www.homedepot.com/p/Whirlpool-3-1-cu-ft-High-Efficicency-White-Front-Load-Commercial-Washing-Machine-CHW9160GW/302700351 | 0 | 0 | 550 | unit |  | 550
Equipment | ENERGY STAR Commercial Clothes Washer | Single-phase Ferro resonant or silicon-controlled rectifier chargin equipment with power conversion efficiency >=89% & maintenance power <= 10 W | FR or SCR charging stations with power conversion efficiecy < 89% or > 10 W | Commercial | New | Grocery | FL Zone 2 | Per Appliance | 0% | 3887.25 | 2827.091 | 1060.159 | 0.27273 | 7 | 0.092846 | 0.067168 | 949 | https://www.homedepot.com/p/Whirlpool-2-9-cu-ft-White-Commercial-Top-Load-Washing-Machine-CAE2745FQ/301844420 | 0 | 0 | 1499 | https://www.homedepot.com/p/Whirlpool-3-1-cu-ft-High-Efficicency-White-Front-Load-Commercial-Washing-Machine-CHW9160GW/302700351 | 0 | 0 | 550 | unit |  | 550
Equipment | ENERGY STAR Commercial Clothes Washer | Single-phase Ferro resonant or silicon-controlled rectifier chargin equipment with power conversion efficiency >=89% & maintenance power <= 10 W | FR or SCR charging stations with power conversion efficiecy < 89% or > 10 W | Commercial | New | Healthcare | FL Zone 2 | Per Appliance | 22% | 3887.25 | 2827.091 | 1060.159 | 0.27273 | 7 | 0.092846 | 0.067168 | 949 | https://www.homedepot.com/p/Whirlpool-2-9-cu-ft-White-Commercial-Top-Load-Washing-Machine-CAE2745FQ/301844420 | 0 | 0 | 1499 | https://www.homedepot.com/p/Whirlpool-3-1-cu-ft-High-Efficicency-White-Front-Load-Commercial-Washing-Machine-CHW9160GW/302700351 | 0 | 0 | 550 | unit |  | 550
Equipment | ENERGY STAR Commercial Clothes Washer | Single-phase Ferro resonant or silicon-controlled rectifier chargin equipment with power conversion efficiency >=89% & maintenance power <= 10 W | FR or SCR charging stations with power conversion efficiecy < 89% or > 10 W | Commercial | New | Hospitals | FL Zone 2 | Per Appliance | 22% | 3887.25 | 2827.091 | 1060.159 | 0.27273 | 7 | 0.10781 | 0.1241 | 949 | https://www.homedepot.com/p/Whirlpool-2-9-cu-ft-White-Commercial-Top-Load-Washing-Machine-CAE2745FQ/301844420 | 0 | 0 | 1499 | https://www.homedepot.com/p/Whirlpool-3-1-cu-ft-High-Efficicency-White-Front-Load-Commercial-Washing-Machine-CHW9160GW/302700351 | 0 | 0 | 550 | unit |  | 550
Equipment | ENERGY STAR Commercial Clothes Washer | Single-phase Ferro resonant or silicon-controlled rectifier chargin equipment with power conversion efficiency >=89% & maintenance power <= 10 W | FR or SCR charging stations with power conversion efficiecy < 89% or > 10 W | Commercial | New | Institutional | FL Zone 2 | Per Appliance | 0% | 3887.25 | 2827.091 | 1060.159 | 0.27273 | 7 | 0 | 0 | 949 | https://www.homedepot.com/p/Whirlpool-2-9-cu-ft-White-Commercial-Top-Load-Washing-Machine-CAE2745FQ/301844420 | 0 | 0 | 1499 | https://www.homedepot.com/p/Whirlpool-3-1-cu-ft-High-Efficicency-White-Front-Load-Commercial-Washing-Machine-CHW9160GW/302700351 | 0 | 0 | 550 | unit |  | 550
Equipment | ENERGY STAR Commercial Clothes Washer | Single-phase Ferro resonant or silicon-controlled rectifier chargin equipment with power conversion efficiency >=89% & maintenance power <= 10 W | FR or SCR charging stations with power conversion efficiecy < 89% or > 10 W | Commercial | New | Lodging/Hospitality | FL Zone 2 | Per Appliance | 22% | 3887.25 | 2827.091 | 1060.159 | 0.27273 | 7 | 0.10781 | 0.1241 | 949 | https://www.homedepot.com/p/Whirlpool-2-9-cu-ft-White-Commercial-Top-Load-Washing-Machine-CAE2745FQ/301844420 | 0 | 0 | 1499 | https://www.homedepot.com/p/Whirlpool-3-1-cu-ft-High-Efficicency-White-Front-Load-Commercial-Washing-Machine-CHW9160GW/302700351 | 0 | 0 | 550 | unit |  | 550
Equipment | ENERGY STAR Commercial Clothes Washer | Single-phase Ferro resonant or silicon-controlled rectifier chargin equipment with power conversion efficiency >=89% & maintenance power <= 10 W | FR or SCR charging stations with power conversion efficiecy < 89% or > 10 W | Commercial | New | Miscellaneous | FL Zone 2 | Per Appliance | 0% | 3887.25 | 2827.091 | 1060.159 | 0.27273 | 7 | 0 | 0 | 949 | https://www.homedepot.com/p/Whirlpool-2-9-cu-ft-White-Commercial-Top-Load-Washing-Machine-CAE2745FQ/301844420 | 0 | 0 | 1499 | https://www.homedepot.com/p/Whirlpool-3-1-cu-ft-High-Efficicency-White-Front-Load-Commercial-Washing-Machine-CHW9160GW/302700351 | 0 | 0 | 550 | unit |  | 550
Equipment | ENERGY STAR Commercial Clothes Washer | Single-phase Ferro resonant or silicon-controlled rectifier chargin equipment with power conversion efficiency >=89% & maintenance power <= 10 W | FR or SCR charging stations with power conversion efficiecy < 89% or > 10 W | Commercial | New | Offices | FL Zone 2 | Per Appliance | 0% | 3887.25 | 2827.091 | 1060.159 | 0.27273 | 7 | 0.092846 | 0.067168 | 949 | https://www.homedepot.com/p/Whirlpool-2-9-cu-ft-White-Commercial-Top-Load-Washing-Machine-CAE2745FQ/301844420 | 0 | 0 | 1499 | https://www.homedepot.com/p/Whirlpool-3-1-cu-ft-High-Efficicency-White-Front-Load-Commercial-Washing-Machine-CHW9160GW/302700351 | 0 | 0 | 550 | unit |  | 550
Equipment | ENERGY STAR Commercial Clothes Washer | Single-phase Ferro resonant or silicon-controlled rectifier chargin equipment with power conversion efficiency >=89% & maintenance power <= 10 W | FR or SCR charging stations with power conversion efficiecy < 89% or > 10 W | Commercial | New | Restaurants | FL Zone 2 | Per Appliance | 22% | 3887.25 | 2827.091 | 1060.159 | 0.27273 | 7 | 0 | 0 | 949 | https://www.homedepot.com/p/Whirlpool-2-9-cu-ft-White-Commercial-Top-Load-Washing-Machine-CAE2745FQ/301844420 | 0 | 0 | 1499 | https://www.homedepot.com/p/Whirlpool-3-1-cu-ft-High-Efficicency-White-Front-Load-Commercial-Washing-Machine-CHW9160GW/302700351 | 0 | 0 | 550 | unit |  | 550
Equipment | ENERGY STAR Commercial Clothes Washer | Single-phase Ferro resonant or silicon-controlled rectifier chargin equipment with power conversion efficiency >=89% & maintenance power <= 10 W | FR or SCR charging stations with power conversion efficiecy < 89% or > 10 W | Commercial | New | Retail | FL Zone 2 | Per Appliance | 0% | 3887.25 | 2827.091 | 1060.159 | 0.27273 | 7 | 0.092846 | 0.067168 | 949 | https://www.homedepot.com/p/Whirlpool-2-9-cu-ft-White-Commercial-Top-Load-Washing-Machine-CAE2745FQ/301844420 | 0 | 0 | 1499 | https://www.homedepot.com/p/Whirlpool-3-1-cu-ft-High-Efficicency-White-Front-Load-Commercial-Washing-Machine-CHW9160GW/302700351 | 0 | 0 | 550 | unit |  | 550
Equipment | ENERGY STAR Commercial Clothes Washer | Single-phase Ferro resonant or silicon-controlled rectifier chargin equipment with power conversion efficiency >=89% & maintenance power <= 10 W | FR or SCR charging stations with power conversion efficiecy < 89% or > 10 W | Commercial | New | Schools K-12 | FL Zone 2 | Per Appliance | 22% | 3887.25 | 2827.091 | 1060.159 | 0.27273 | 7 | 0.10781 | 0.1241 | 949 | https://www.homedepot.com/p/Whirlpool-2-9-cu-ft-White-Commercial-Top-Load-Washing-Machine-CAE2745FQ/301844420 | 0 | 0 | 1499 | https://www.homedepot.com/p/Whirlpool-3-1-cu-ft-High-Efficicency-White-Front-Load-Commercial-Washing-Machine-CHW9160GW/302700351 | 0 | 0 | 550 | unit |  | 550
Equipment | ENERGY STAR Commercial Clothes Washer | Single-phase Ferro resonant or silicon-controlled rectifier chargin equipment with power conversion efficiency >=89% & maintenance power <= 10 W | FR or SCR charging stations with power conversion efficiecy < 89% or > 10 W | Commercial | New | Warehouse | FL Zone 2 | Per Appliance | 0% | 3887.25 | 2827.091 | 1060.159 | 0.27273 | 7 | 0 | 0 | 949 | https://www.homedepot.com/p/Whirlpool-2-9-cu-ft-White-Commercial-Top-Load-Washing-Machine-CAE2745FQ/301844420 | 0 | 0 | 1499 | https://www.homedepot.com/p/Whirlpool-3-1-cu-ft-High-Efficicency-White-Front-Load-Commercial-Washing-Machine-CHW9160GW/302700351 | 0 | 0 | 550 | unit |  | 550
Equipment | ENERGY STAR Water Cooler | One Storage Type Hot/Cold Water Cooler Unit meeting ENERGY STAR® Standards | One Standard Storage Type Hot/Cold Water Cooler Unit | Commercial | Turnover | Assembly | FL Zone 2 | Per Appliance | 0% | 799.35 | 251.85 | 547.5 | 0.68493 | 10 | 0.095219 | 0.095219 | 200 | Market Research, 2015 | 0 | 0 | 285 | Market Research, 2015 | 0 | 0 | 85 | unit |  | 85
Equipment | ENERGY STAR Water Cooler | One Storage Type Hot/Cold Water Cooler Unit meeting ENERGY STAR® Standards | One Standard Storage Type Hot/Cold Water Cooler Unit | Commercial | Turnover | College and University | FL Zone 2 | Per Appliance | 0% | 799.35 | 251.85 | 547.5 | 0.68493 | 10 | 0.095219 | 0.095219 | 200 | Market Research, 2015 | 0 | 0 | 285 | Market Research, 2015 | 0 | 0 | 85 | unit |  | 85
Equipment | ENERGY STAR Water Cooler | One Storage Type Hot/Cold Water Cooler Unit meeting ENERGY STAR® Standards | One Standard Storage Type Hot/Cold Water Cooler Unit | Commercial | Turnover | Grocery | FL Zone 2 | Per Appliance | 0% | 799.35 | 251.85 | 547.5 | 0.68493 | 10 | 0.095219 | 0.095219 | 200 | Market Research, 2015 | 0 | 0 | 285 | Market Research, 2015 | 0 | 0 | 85 | unit |  | 85
Equipment | ENERGY STAR Water Cooler | One Storage Type Hot/Cold Water Cooler Unit meeting ENERGY STAR® Standards | One Standard Storage Type Hot/Cold Water Cooler Unit | Commercial | Turnover | Healthcare | FL Zone 2 | Per Appliance | 0% | 799.35 | 251.85 | 547.5 | 0.68493 | 10 | 0.095219 | 0.095219 | 200 | Market Research, 2015 | 0 | 0 | 285 | Market Research, 2015 | 0 | 0 | 85 | unit |  | 85
Equipment | ENERGY STAR Water Cooler | One Storage Type Hot/Cold Water Cooler Unit meeting ENERGY STAR® Standards | One Standard Storage Type Hot/Cold Water Cooler Unit | Commercial | Turnover | Hospitals | FL Zone 2 | Per Appliance | 0% | 799.35 | 251.85 | 547.5 | 0.68493 | 10 | 0.095219 | 0.095219 | 200 | Market Research, 2015 | 0 | 0 | 285 | Market Research, 2015 | 0 | 0 | 85 | unit |  | 85
Equipment | ENERGY STAR Water Cooler | One Storage Type Hot/Cold Water Cooler Unit meeting ENERGY STAR® Standards | One Standard Storage Type Hot/Cold Water Cooler Unit | Commercial | Turnover | Institutional | FL Zone 2 | Per Appliance | 3% | 799.35 | 251.85 | 547.5 | 0.68493 | 10 | 0.095219 | 0.095219 | 200 | Market Research, 2015 | 0 | 0 | 285 | Market Research, 2015 | 0 | 0 | 85 | unit |  | 85
Equipment | ENERGY STAR Water Cooler | One Storage Type Hot/Cold Water Cooler Unit meeting ENERGY STAR® Standards | One Standard Storage Type Hot/Cold Water Cooler Unit | Commercial | Turnover | Lodging/Hospitality | FL Zone 2 | Per Appliance | 0% | 799.35 | 251.85 | 547.5 | 0.68493 | 10 | 0.095219 | 0.095219 | 200 | Market Research, 2015 | 0 | 0 | 285 | Market Research, 2015 | 0 | 0 | 85 | unit |  | 85
Equipment | ENERGY STAR Water Cooler | One Storage Type Hot/Cold Water Cooler Unit meeting ENERGY STAR® Standards | One Standard Storage Type Hot/Cold Water Cooler Unit | Commercial | Turnover | Miscellaneous | FL Zone 2 | Per Appliance | 0% | 799.35 | 251.85 | 547.5 | 0.68493 | 10 | 0.095219 | 0.095219 | 200 | Market Research, 2015 | 0 | 0 | 285 | Market Research, 2015 | 0 | 0 | 85 | unit |  | 85
Equipment | ENERGY STAR Water Cooler | One Storage Type Hot/Cold Water Cooler Unit meeting ENERGY STAR® Standards | One Standard Storage Type Hot/Cold Water Cooler Unit | Commercial | Turnover | Offices | FL Zone 2 | Per Appliance | 3% | 799.35 | 251.85 | 547.5 | 0.68493 | 10 | 0.095219 | 0.095219 | 200 | Market Research, 2015 | 0 | 0 | 285 | Market Research, 2015 | 0 | 0 | 85 | unit |  | 85
Equipment | ENERGY STAR Water Cooler | One Storage Type Hot/Cold Water Cooler Unit meeting ENERGY STAR® Standards | One Standard Storage Type Hot/Cold Water Cooler Unit | Commercial | Turnover | Restaurants | FL Zone 2 | Per Appliance | 0% | 799.35 | 251.85 | 547.5 | 0.68493 | 10 | 0.095219 | 0.095219 | 200 | Market Research, 2015 | 0 | 0 | 285 | Market Research, 2015 | 0 | 0 | 85 | unit |  | 85
Equipment | ENERGY STAR Water Cooler | One Storage Type Hot/Cold Water Cooler Unit meeting ENERGY STAR® Standards | One Standard Storage Type Hot/Cold Water Cooler Unit | Commercial | Turnover | Retail | FL Zone 2 | Per Appliance | 0% | 799.35 | 251.85 | 547.5 | 0.68493 | 10 | 0.095219 | 0.095219 | 200 | Market Research, 2015 | 0 | 0 | 285 | Market Research, 2015 | 0 | 0 | 85 | unit |  | 85
Equipment | ENERGY STAR Water Cooler | One Storage Type Hot/Cold Water Cooler Unit meeting ENERGY STAR® Standards | One Standard Storage Type Hot/Cold Water Cooler Unit | Commercial | Turnover | Schools K-12 | FL Zone 2 | Per Appliance | 0% | 799.35 | 251.85 | 547.5 | 0.68493 | 10 | 0.095219 | 0.095219 | 200 | Market Research, 2015 | 0 | 0 | 285 | Market Research, 2015 | 0 | 0 | 85 | unit |  | 85
Equipment | ENERGY STAR Water Cooler | One Storage Type Hot/Cold Water Cooler Unit meeting ENERGY STAR® Standards | One Standard Storage Type Hot/Cold Water Cooler Unit | Commercial | Turnover | Warehouse | FL Zone 2 | Per Appliance | 0% | 799.35 | 251.85 | 547.5 | 0.68493 | 10 | 0.095219 | 0.095219 | 200 | Market Research, 2015 | 0 | 0 | 285 | Market Research, 2015 | 0 | 0 | 85 | unit |  | 85
Equipment | ENERGY STAR Water Cooler | One Storage Type Hot/Cold Water Cooler Unit meeting ENERGY STAR® Standards | One Standard Storage Type Hot/Cold Water Cooler Unit | Commercial | New | Assembly | FL Zone 2 | Per Appliance | 0% | 799.35 | 251.85 | 547.5 | 0.68493 | 10 | 0.095219 | 0.095219 | 200 | Market Research, 2015 | 0 | 0 | 285 | Market Research, 2015 | 0 | 0 | 85 | unit |  | 85
Equipment | ENERGY STAR Water Cooler | One Storage Type Hot/Cold Water Cooler Unit meeting ENERGY STAR® Standards | One Standard Storage Type Hot/Cold Water Cooler Unit | Commercial | New | College and University | FL Zone 2 | Per Appliance | 0% | 799.35 | 251.85 | 547.5 | 0.68493 | 10 | 0.095219 | 0.095219 | 200 | Market Research, 2015 | 0 | 0 | 285 | Market Research, 2015 | 0 | 0 | 85 | unit |  | 85
Equipment | ENERGY STAR Water Cooler | One Storage Type Hot/Cold Water Cooler Unit meeting ENERGY STAR® Standards | One Standard Storage Type Hot/Cold Water Cooler Unit | Commercial | New | Grocery | FL Zone 2 | Per Appliance | 0% | 799.35 | 251.85 | 547.5 | 0.68493 | 10 | 0.095219 | 0.095219 | 200 | Market Research, 2015 | 0 | 0 | 285 | Market Research, 2015 | 0 | 0 | 85 | unit |  | 85
Equipment | ENERGY STAR Water Cooler | One Storage Type Hot/Cold Water Cooler Unit meeting ENERGY STAR® Standards | One Standard Storage Type Hot/Cold Water Cooler Unit | Commercial | New | Healthcare | FL Zone 2 | Per Appliance | 0% | 799.35 | 251.85 | 547.5 | 0.68493 | 10 | 0.095219 | 0.095219 | 200 | Market Research, 2015 | 0 | 0 | 285 | Market Research, 2015 | 0 | 0 | 85 | unit |  | 85
Equipment | ENERGY STAR Water Cooler | One Storage Type Hot/Cold Water Cooler Unit meeting ENERGY STAR® Standards | One Standard Storage Type Hot/Cold Water Cooler Unit | Commercial | New | Hospitals | FL Zone 2 | Per Appliance | 0% | 799.35 | 251.85 | 547.5 | 0.68493 | 10 | 0.095219 | 0.095219 | 200 | Market Research, 2015 | 0 | 0 | 285 | Market Research, 2015 | 0 | 0 | 85 | unit |  | 85
Equipment | ENERGY STAR Water Cooler | One Storage Type Hot/Cold Water Cooler Unit meeting ENERGY STAR® Standards | One Standard Storage Type Hot/Cold Water Cooler Unit | Commercial | New | Institutional | FL Zone 2 | Per Appliance | 3% | 799.35 | 251.85 | 547.5 | 0.68493 | 10 | 0.095219 | 0.095219 | 200 | Market Research, 2015 | 0 | 0 | 285 | Market Research, 2015 | 0 | 0 | 85 | unit |  | 85
Equipment | ENERGY STAR Water Cooler | One Storage Type Hot/Cold Water Cooler Unit meeting ENERGY STAR® Standards | One Standard Storage Type Hot/Cold Water Cooler Unit | Commercial | New | Lodging/Hospitality | FL Zone 2 | Per Appliance | 0% | 799.35 | 251.85 | 547.5 | 0.68493 | 10 | 0.095219 | 0.095219 | 200 | Market Research, 2015 | 0 | 0 | 285 | Market Research, 2015 | 0 | 0 | 85 | unit |  | 85
Equipment | ENERGY STAR Water Cooler | One Storage Type Hot/Cold Water Cooler Unit meeting ENERGY STAR® Standards | One Standard Storage Type Hot/Cold Water Cooler Unit | Commercial | New | Miscellaneous | FL Zone 2 | Per Appliance | 0% | 799.35 | 251.85 | 547.5 | 0.68493 | 10 | 0.095219 | 0.095219 | 200 | Market Research, 2015 | 0 | 0 | 285 | Market Research, 2015 | 0 | 0 | 85 | unit |  | 85
Equipment | ENERGY STAR Water Cooler | One Storage Type Hot/Cold Water Cooler Unit meeting ENERGY STAR® Standards | One Standard Storage Type Hot/Cold Water Cooler Unit | Commercial | New | Offices | FL Zone 2 | Per Appliance | 5% | 799.35 | 251.85 | 547.5 | 0.68493 | 10 | 0.095219 | 0.095219 | 200 | Market Research, 2015 | 0 | 0 | 285 | Market Research, 2015 | 0 | 0 | 85 | unit |  | 85
Equipment | ENERGY STAR Water Cooler | One Storage Type Hot/Cold Water Cooler Unit meeting ENERGY STAR® Standards | One Standard Storage Type Hot/Cold Water Cooler Unit | Commercial | New | Restaurants | FL Zone 2 | Per Appliance | 0% | 799.35 | 251.85 | 547.5 | 0.68493 | 10 | 0.095219 | 0.095219 | 200 | Market Research, 2015 | 0 | 0 | 285 | Market Research, 2015 | 0 | 0 | 85 | unit |  | 85
Equipment | ENERGY STAR Water Cooler | One Storage Type Hot/Cold Water Cooler Unit meeting ENERGY STAR® Standards | One Standard Storage Type Hot/Cold Water Cooler Unit | Commercial | New | Retail | FL Zone 2 | Per Appliance | 0% | 799.35 | 251.85 | 547.5 | 0.68493 | 10 | 0.095219 | 0.095219 | 200 | Market Research, 2015 | 0 | 0 | 285 | Market Research, 2015 | 0 | 0 | 85 | unit |  | 85
Equipment | ENERGY STAR Water Cooler | One Storage Type Hot/Cold Water Cooler Unit meeting ENERGY STAR® Standards | One Standard Storage Type Hot/Cold Water Cooler Unit | Commercial | New | Schools K-12 | FL Zone 2 | Per Appliance | 0% | 799.35 | 251.85 | 547.5 | 0.68493 | 10 | 0.095219 | 0.095219 | 200 | Market Research, 2015 | 0 | 0 | 285 | Market Research, 2015 | 0 | 0 | 85 | unit |  | 85
Equipment | ENERGY STAR Water Cooler | One Storage Type Hot/Cold Water Cooler Unit meeting ENERGY STAR® Standards | One Standard Storage Type Hot/Cold Water Cooler Unit | Commercial | New | Warehouse | FL Zone 2 | Per Appliance | 0% | 799.35 | 251.85 | 547.5 | 0.68493 | 10 | 0.095219 | 0.095219 | 200 | Market Research, 2015 | 0 | 0 | 285 | Market Research, 2015 | 0 | 0 | 85 | unit |  | 85
Equipment | Heat Pump Pool Heater | Heat Pump Swimming Pool Heater | Electric Resistance Swimming Pool Heater | Commercial | Turnover | Assembly | FL Zone 2 | Per Unit | 69% | 11764.71 | 2352.941 | 9411.765 | 0.8 | 15 | 0 | 0.34381 | 949 | https://www.homedepot.com/p/EcoSmart-27-kW-4-07-GPM-Smart-Pool-Electric-Pool-Tankless-Water-Heater-Smart-POOL-27/203316222 | 574 | https://www.homewyse.com/services/cost_to_replace_pool_heater.html | 1855.95 | https://www.sunplay.com/hayward-heatpro-heat-pump-hp50ta?gclid=EAIaIQobChMIzJL0pouG2AIVHVcNCh3DHgiGEAQYBCABEgJOavD_BwE | 574 | https://www.homewyse.com/services/cost_to_replace_pool_heater.html | 906.95 | unit |  | 906.95
Equipment | Heat Pump Pool Heater | Heat Pump Swimming Pool Heater | Electric Resistance Swimming Pool Heater | Commercial | Turnover | College and University | FL Zone 2 | Per Unit | 63% | 11764.71 | 2352.941 | 9411.765 | 0.8 | 15 | 0 | 0.34381 | 949 | https://www.homedepot.com/p/EcoSmart-27-kW-4-07-GPM-Smart-Pool-Electric-Pool-Tankless-Water-Heater-Smart-POOL-27/203316222 | 574 | https://www.homewyse.com/services/cost_to_replace_pool_heater.html | 1855.95 | https://www.sunplay.com/hayward-heatpro-heat-pump-hp50ta?gclid=EAIaIQobChMIzJL0pouG2AIVHVcNCh3DHgiGEAQYBCABEgJOavD_BwE | 574 | https://www.homewyse.com/services/cost_to_replace_pool_heater.html | 906.95 | unit |  | 906.95
Equipment | Heat Pump Pool Heater | Heat Pump Swimming Pool Heater | Electric Resistance Swimming Pool Heater | Commercial | Turnover | Grocery | FL Zone 2 | Per Unit | 0% | 11764.71 | 2352.941 | 9411.765 | 0.8 | 15 | 0 | 0.34381 | 949 | https://www.homedepot.com/p/EcoSmart-27-kW-4-07-GPM-Smart-Pool-Electric-Pool-Tankless-Water-Heater-Smart-POOL-27/203316222 | 574 | https://www.homewyse.com/services/cost_to_replace_pool_heater.html | 1855.95 | https://www.sunplay.com/hayward-heatpro-heat-pump-hp50ta?gclid=EAIaIQobChMIzJL0pouG2AIVHVcNCh3DHgiGEAQYBCABEgJOavD_BwE | 574 | https://www.homewyse.com/services/cost_to_replace_pool_heater.html | 906.95 | unit |  | 906.95
Equipment | Heat Pump Pool Heater | Heat Pump Swimming Pool Heater | Electric Resistance Swimming Pool Heater | Commercial | Turnover | Healthcare | FL Zone 2 | Per Unit | 0% | 11764.71 | 2352.941 | 9411.765 | 0.8 | 15 | 0 | 0.34381 | 949 | https://www.homedepot.com/p/EcoSmart-27-kW-4-07-GPM-Smart-Pool-Electric-Pool-Tankless-Water-Heater-Smart-POOL-27/203316222 | 574 | https://www.homewyse.com/services/cost_to_replace_pool_heater.html | 1855.95 | https://www.sunplay.com/hayward-heatpro-heat-pump-hp50ta?gclid=EAIaIQobChMIzJL0pouG2AIVHVcNCh3DHgiGEAQYBCABEgJOavD_BwE | 574 | https://www.homewyse.com/services/cost_to_replace_pool_heater.html | 906.95 | unit |  | 906.95
Equipment | Heat Pump Pool Heater | Heat Pump Swimming Pool Heater | Electric Resistance Swimming Pool Heater | Commercial | Turnover | Hospitals | FL Zone 2 | Per Unit | 0% | 11764.71 | 2352.941 | 9411.765 | 0.8 | 15 | 0 | 0.34381 | 949 | https://www.homedepot.com/p/EcoSmart-27-kW-4-07-GPM-Smart-Pool-Electric-Pool-Tankless-Water-Heater-Smart-POOL-27/203316222 | 574 | https://www.homewyse.com/services/cost_to_replace_pool_heater.html | 1855.95 | https://www.sunplay.com/hayward-heatpro-heat-pump-hp50ta?gclid=EAIaIQobChMIzJL0pouG2AIVHVcNCh3DHgiGEAQYBCABEgJOavD_BwE | 574 | https://www.homewyse.com/services/cost_to_replace_pool_heater.html | 906.95 | unit |  | 906.95
Equipment | Heat Pump Pool Heater | Heat Pump Swimming Pool Heater | Electric Resistance Swimming Pool Heater | Commercial | Turnover | Institutional | FL Zone 2 | Per Unit | 0% | 11764.71 | 2352.941 | 9411.765 | 0.8 | 15 | 0 | 0.34381 | 949 | https://www.homedepot.com/p/EcoSmart-27-kW-4-07-GPM-Smart-Pool-Electric-Pool-Tankless-Water-Heater-Smart-POOL-27/203316222 | 574 | https://www.homewyse.com/services/cost_to_replace_pool_heater.html | 1855.95 | https://www.sunplay.com/hayward-heatpro-heat-pump-hp50ta?gclid=EAIaIQobChMIzJL0pouG2AIVHVcNCh3DHgiGEAQYBCABEgJOavD_BwE | 574 | https://www.homewyse.com/services/cost_to_replace_pool_heater.html | 906.95 | unit |  | 906.95
Equipment | Heat Pump Pool Heater | Heat Pump Swimming Pool Heater | Electric Resistance Swimming Pool Heater | Commercial | Turnover | Lodging/Hospitality | FL Zone 2 | Per Unit | 75% | 11764.71 | 2352.941 | 9411.765 | 0.8 | 15 | 0 | 0.34381 | 949 | https://www.homedepot.com/p/EcoSmart-27-kW-4-07-GPM-Smart-Pool-Electric-Pool-Tankless-Water-Heater-Smart-POOL-27/203316222 | 574 | https://www.homewyse.com/services/cost_to_replace_pool_heater.html | 1855.95 | https://www.sunplay.com/hayward-heatpro-heat-pump-hp50ta?gclid=EAIaIQobChMIzJL0pouG2AIVHVcNCh3DHgiGEAQYBCABEgJOavD_BwE | 574 | https://www.homewyse.com/services/cost_to_replace_pool_heater.html | 906.95 | unit |  | 906.95
Equipment | Heat Pump Pool Heater | Heat Pump Swimming Pool Heater | Electric Resistance Swimming Pool Heater | Commercial | Turnover | Miscellaneous | FL Zone 2 | Per Unit | 0% | 11764.71 | 2352.941 | 9411.765 | 0.8 | 15 | 0 | 0.34381 | 949 | https://www.homedepot.com/p/EcoSmart-27-kW-4-07-GPM-Smart-Pool-Electric-Pool-Tankless-Water-Heater-Smart-POOL-27/203316222 | 574 | https://www.homewyse.com/services/cost_to_replace_pool_heater.html | 1855.95 | https://www.sunplay.com/hayward-heatpro-heat-pump-hp50ta?gclid=EAIaIQobChMIzJL0pouG2AIVHVcNCh3DHgiGEAQYBCABEgJOavD_BwE | 574 | https://www.homewyse.com/services/cost_to_replace_pool_heater.html | 906.95 | unit |  | 906.95
Equipment | Heat Pump Pool Heater | Heat Pump Swimming Pool Heater | Electric Resistance Swimming Pool Heater | Commercial | Turnover | Offices | FL Zone 2 | Per Unit | 0% | 11764.71 | 2352.941 | 9411.765 | 0.8 | 15 | 0 | 0.34381 | 949 | https://www.homedepot.com/p/EcoSmart-27-kW-4-07-GPM-Smart-Pool-Electric-Pool-Tankless-Water-Heater-Smart-POOL-27/203316222 | 574 | https://www.homewyse.com/services/cost_to_replace_pool_heater.html | 1855.95 | https://www.sunplay.com/hayward-heatpro-heat-pump-hp50ta?gclid=EAIaIQobChMIzJL0pouG2AIVHVcNCh3DHgiGEAQYBCABEgJOavD_BwE | 574 | https://www.homewyse.com/services/cost_to_replace_pool_heater.html | 906.95 | unit |  | 906.95
Equipment | Heat Pump Pool Heater | Heat Pump Swimming Pool Heater | Electric Resistance Swimming Pool Heater | Commercial | Turnover | Restaurants | FL Zone 2 | Per Unit | 0% | 11764.71 | 2352.941 | 9411.765 | 0.8 | 15 | 0 | 0.34381 | 949 | https://www.homedepot.com/p/EcoSmart-27-kW-4-07-GPM-Smart-Pool-Electric-Pool-Tankless-Water-Heater-Smart-POOL-27/203316222 | 574 | https://www.homewyse.com/services/cost_to_replace_pool_heater.html | 1855.95 | https://www.sunplay.com/hayward-heatpro-heat-pump-hp50ta?gclid=EAIaIQobChMIzJL0pouG2AIVHVcNCh3DHgiGEAQYBCABEgJOavD_BwE | 574 | https://www.homewyse.com/services/cost_to_replace_pool_heater.html | 906.95 | unit |  | 906.95
Equipment | Heat Pump Pool Heater | Heat Pump Swimming Pool Heater | Electric Resistance Swimming Pool Heater | Commercial | Turnover | Retail | FL Zone 2 | Per Unit | 0% | 11764.71 | 2352.941 | 9411.765 | 0.8 | 15 | 0 | 0.34381 | 949 | https://www.homedepot.com/p/EcoSmart-27-kW-4-07-GPM-Smart-Pool-Electric-Pool-Tankless-Water-Heater-Smart-POOL-27/203316222 | 574 | https://www.homewyse.com/services/cost_to_replace_pool_heater.html | 1855.95 | https://www.sunplay.com/hayward-heatpro-heat-pump-hp50ta?gclid=EAIaIQobChMIzJL0pouG2AIVHVcNCh3DHgiGEAQYBCABEgJOavD_BwE | 574 | https://www.homewyse.com/services/cost_to_replace_pool_heater.html | 906.95 | unit |  | 906.95
Equipment | Heat Pump Pool Heater | Heat Pump Swimming Pool Heater | Electric Resistance Swimming Pool Heater | Commercial | Turnover | Schools K-12 | FL Zone 2 | Per Unit | 63% | 11764.71 | 2352.941 | 9411.765 | 0.8 | 15 | 0 | 0.34381 | 949 | https://www.homedepot.com/p/EcoSmart-27-kW-4-07-GPM-Smart-Pool-Electric-Pool-Tankless-Water-Heater-Smart-POOL-27/203316222 | 574 | https://www.homewyse.com/services/cost_to_replace_pool_heater.html | 1855.95 | https://www.sunplay.com/hayward-heatpro-heat-pump-hp50ta?gclid=EAIaIQobChMIzJL0pouG2AIVHVcNCh3DHgiGEAQYBCABEgJOavD_BwE | 574 | https://www.homewyse.com/services/cost_to_replace_pool_heater.html | 906.95 | unit |  | 906.95
Equipment | Heat Pump Pool Heater | Heat Pump Swimming Pool Heater | Electric Resistance Swimming Pool Heater | Commercial | Turnover | Warehouse | FL Zone 2 | Per Unit | 0% | 11764.71 | 2352.941 | 9411.765 | 0.8 | 15 | 0 | 0.34381 | 949 | https://www.homedepot.com/p/EcoSmart-27-kW-4-07-GPM-Smart-Pool-Electric-Pool-Tankless-Water-Heater-Smart-POOL-27/203316222 | 574 | https://www.homewyse.com/services/cost_to_replace_pool_heater.html | 1855.95 | https://www.sunplay.com/hayward-heatpro-heat-pump-hp50ta?gclid=EAIaIQobChMIzJL0pouG2AIVHVcNCh3DHgiGEAQYBCABEgJOavD_BwE | 574 | https://www.homewyse.com/services/cost_to_replace_pool_heater.html | 906.95 | unit |  | 906.95
Equipment | Heat Pump Pool Heater | Heat Pump Swimming Pool Heater | Electric Resistance Swimming Pool Heater | Commercial | New | Assembly | FL Zone 2 | Per Unit | 69% | 11764.71 | 2352.941 | 9411.765 | 0.8 | 15 | 0 | 0.34381 | 949 | https://www.homedepot.com/p/EcoSmart-27-kW-4-07-GPM-Smart-Pool-Electric-Pool-Tankless-Water-Heater-Smart-POOL-27/203316222 | 574 | https://www.homewyse.com/services/cost_to_replace_pool_heater.html | 1855.95 | https://www.sunplay.com/hayward-heatpro-heat-pump-hp50ta?gclid=EAIaIQobChMIzJL0pouG2AIVHVcNCh3DHgiGEAQYBCABEgJOavD_BwE | 574 | https://www.homewyse.com/services/cost_to_replace_pool_heater.html | 906.95 | unit |  | 906.95
Equipment | Heat Pump Pool Heater | Heat Pump Swimming Pool Heater | Electric Resistance Swimming Pool Heater | Commercial | New | College and University | FL Zone 2 | Per Unit | 63% | 11764.71 | 2352.941 | 9411.765 | 0.8 | 15 | 0 | 0.34381 | 949 | https://www.homedepot.com/p/EcoSmart-27-kW-4-07-GPM-Smart-Pool-Electric-Pool-Tankless-Water-Heater-Smart-POOL-27/203316222 | 574 | https://www.homewyse.com/services/cost_to_replace_pool_heater.html | 1855.95 | https://www.sunplay.com/hayward-heatpro-heat-pump-hp50ta?gclid=EAIaIQobChMIzJL0pouG2AIVHVcNCh3DHgiGEAQYBCABEgJOavD_BwE | 574 | https://www.homewyse.com/services/cost_to_replace_pool_heater.html | 906.95 | unit |  | 906.95
Equipment | Heat Pump Pool Heater | Heat Pump Swimming Pool Heater | Electric Resistance Swimming Pool Heater | Commercial | New | Grocery | FL Zone 2 | Per Unit | 0% | 11764.71 | 2352.941 | 9411.765 | 0.8 | 15 | 0 | 0.34381 | 949 | https://www.homedepot.com/p/EcoSmart-27-kW-4-07-GPM-Smart-Pool-Electric-Pool-Tankless-Water-Heater-Smart-POOL-27/203316222 | 574 | https://www.homewyse.com/services/cost_to_replace_pool_heater.html | 1855.95 | https://www.sunplay.com/hayward-heatpro-heat-pump-hp50ta?gclid=EAIaIQobChMIzJL0pouG2AIVHVcNCh3DHgiGEAQYBCABEgJOavD_BwE | 574 | https://www.homewyse.com/services/cost_to_replace_pool_heater.html | 906.95 | unit |  | 906.95
Equipment | Heat Pump Pool Heater | Heat Pump Swimming Pool Heater | Electric Resistance Swimming Pool Heater | Commercial | New | Healthcare | FL Zone 2 | Per Unit | 0% | 11764.71 | 2352.941 | 9411.765 | 0.8 | 15 | 0 | 0.34381 | 949 | https://www.homedepot.com/p/EcoSmart-27-kW-4-07-GPM-Smart-Pool-Electric-Pool-Tankless-Water-Heater-Smart-POOL-27/203316222 | 574 | https://www.homewyse.com/services/cost_to_replace_pool_heater.html | 1855.95 | https://www.sunplay.com/hayward-heatpro-heat-pump-hp50ta?gclid=EAIaIQobChMIzJL0pouG2AIVHVcNCh3DHgiGEAQYBCABEgJOavD_BwE | 574 | https://www.homewyse.com/services/cost_to_replace_pool_heater.html | 906.95 | unit |  | 906.95
Equipment | Heat Pump Pool Heater | Heat Pump Swimming Pool Heater | Electric Resistance Swimming Pool Heater | Commercial | New | Hospitals | FL Zone 2 | Per Unit | 0% | 11764.71 | 2352.941 | 9411.765 | 0.8 | 15 | 0 | 0.34381 | 949 | https://www.homedepot.com/p/EcoSmart-27-kW-4-07-GPM-Smart-Pool-Electric-Pool-Tankless-Water-Heater-Smart-POOL-27/203316222 | 574 | https://www.homewyse.com/services/cost_to_replace_pool_heater.html | 1855.95 | https://www.sunplay.com/hayward-heatpro-heat-pump-hp50ta?gclid=EAIaIQobChMIzJL0pouG2AIVHVcNCh3DHgiGEAQYBCABEgJOavD_BwE | 574 | https://www.homewyse.com/services/cost_to_replace_pool_heater.html | 906.95 | unit |  | 906.95
Equipment | Heat Pump Pool Heater | Heat Pump Swimming Pool Heater | Electric Resistance Swimming Pool Heater | Commercial | New | Institutional | FL Zone 2 | Per Unit | 0% | 11764.71 | 2352.941 | 9411.765 | 0.8 | 15 | 0 | 0.34381 | 949 | https://www.homedepot.com/p/EcoSmart-27-kW-4-07-GPM-Smart-Pool-Electric-Pool-Tankless-Water-Heater-Smart-POOL-27/203316222 | 574 | https://www.homewyse.com/services/cost_to_replace_pool_heater.html | 1855.95 | https://www.sunplay.com/hayward-heatpro-heat-pump-hp50ta?gclid=EAIaIQobChMIzJL0pouG2AIVHVcNCh3DHgiGEAQYBCABEgJOavD_BwE | 574 | https://www.homewyse.com/services/cost_to_replace_pool_heater.html | 906.95 | unit |  | 906.95
Equipment | Heat Pump Pool Heater | Heat Pump Swimming Pool Heater | Electric Resistance Swimming Pool Heater | Commercial | New | Lodging/Hospitality | FL Zone 2 | Per Unit | 75% | 11764.71 | 2352.941 | 9411.765 | 0.8 | 15 | 0 | 0.34381 | 949 | https://www.homedepot.com/p/EcoSmart-27-kW-4-07-GPM-Smart-Pool-Electric-Pool-Tankless-Water-Heater-Smart-POOL-27/203316222 | 574 | https://www.homewyse.com/services/cost_to_replace_pool_heater.html | 1855.95 | https://www.sunplay.com/hayward-heatpro-heat-pump-hp50ta?gclid=EAIaIQobChMIzJL0pouG2AIVHVcNCh3DHgiGEAQYBCABEgJOavD_BwE | 574 | https://www.homewyse.com/services/cost_to_replace_pool_heater.html | 906.95 | unit |  | 906.95
Equipment | Heat Pump Pool Heater | Heat Pump Swimming Pool Heater | Electric Resistance Swimming Pool Heater | Commercial | New | Miscellaneous | FL Zone 2 | Per Unit | 0% | 11764.71 | 2352.941 | 9411.765 | 0.8 | 15 | 0 | 0.34381 | 949 | https://www.homedepot.com/p/EcoSmart-27-kW-4-07-GPM-Smart-Pool-Electric-Pool-Tankless-Water-Heater-Smart-POOL-27/203316222 | 574 | https://www.homewyse.com/services/cost_to_replace_pool_heater.html | 1855.95 | https://www.sunplay.com/hayward-heatpro-heat-pump-hp50ta?gclid=EAIaIQobChMIzJL0pouG2AIVHVcNCh3DHgiGEAQYBCABEgJOavD_BwE | 574 | https://www.homewyse.com/services/cost_to_replace_pool_heater.html | 906.95 | unit |  | 906.95
Equipment | Heat Pump Pool Heater | Heat Pump Swimming Pool Heater | Electric Resistance Swimming Pool Heater | Commercial | New | Offices | FL Zone 2 | Per Unit | 0% | 11764.71 | 2352.941 | 9411.765 | 0.8 | 15 | 0 | 0.34381 | 949 | https://www.homedepot.com/p/EcoSmart-27-kW-4-07-GPM-Smart-Pool-Electric-Pool-Tankless-Water-Heater-Smart-POOL-27/203316222 | 574 | https://www.homewyse.com/services/cost_to_replace_pool_heater.html | 1855.95 | https://www.sunplay.com/hayward-heatpro-heat-pump-hp50ta?gclid=EAIaIQobChMIzJL0pouG2AIVHVcNCh3DHgiGEAQYBCABEgJOavD_BwE | 574 | https://www.homewyse.com/services/cost_to_replace_pool_heater.html | 906.95 | unit |  | 906.95
Equipment | Heat Pump Pool Heater | Heat Pump Swimming Pool Heater | Electric Resistance Swimming Pool Heater | Commercial | New | Restaurants | FL Zone 2 | Per Unit | 0% | 11764.71 | 2352.941 | 9411.765 | 0.8 | 15 | 0 | 0.34381 | 949 | https://www.homedepot.com/p/EcoSmart-27-kW-4-07-GPM-Smart-Pool-Electric-Pool-Tankless-Water-Heater-Smart-POOL-27/203316222 | 574 | https://www.homewyse.com/services/cost_to_replace_pool_heater.html | 1855.95 | https://www.sunplay.com/hayward-heatpro-heat-pump-hp50ta?gclid=EAIaIQobChMIzJL0pouG2AIVHVcNCh3DHgiGEAQYBCABEgJOavD_BwE | 574 | https://www.homewyse.com/services/cost_to_replace_pool_heater.html | 906.95 | unit |  | 906.95
Equipment | Heat Pump Pool Heater | Heat Pump Swimming Pool Heater | Electric Resistance Swimming Pool Heater | Commercial | New | Retail | FL Zone 2 | Per Unit | 0% | 11764.71 | 2352.941 | 9411.765 | 0.8 | 15 | 0 | 0.34381 | 949 | https://www.homedepot.com/p/EcoSmart-27-kW-4-07-GPM-Smart-Pool-Electric-Pool-Tankless-Water-Heater-Smart-POOL-27/203316222 | 574 | https://www.homewyse.com/services/cost_to_replace_pool_heater.html | 1855.95 | https://www.sunplay.com/hayward-heatpro-heat-pump-hp50ta?gclid=EAIaIQobChMIzJL0pouG2AIVHVcNCh3DHgiGEAQYBCABEgJOavD_BwE | 574 | https://www.homewyse.com/services/cost_to_replace_pool_heater.html | 906.95 | unit |  | 906.95
Equipment | Heat Pump Pool Heater | Heat Pump Swimming Pool Heater | Electric Resistance Swimming Pool Heater | Commercial | New | Schools K-12 | FL Zone 2 | Per Unit | 63% | 11764.71 | 2352.941 | 9411.765 | 0.8 | 15 | 0 | 0.34381 | 949 | https://www.homedepot.com/p/EcoSmart-27-kW-4-07-GPM-Smart-Pool-Electric-Pool-Tankless-Water-Heater-Smart-POOL-27/203316222 | 574 | https://www.homewyse.com/services/cost_to_replace_pool_heater.html | 1855.95 | https://www.sunplay.com/hayward-heatpro-heat-pump-hp50ta?gclid=EAIaIQobChMIzJL0pouG2AIVHVcNCh3DHgiGEAQYBCABEgJOavD_BwE | 574 | https://www.homewyse.com/services/cost_to_replace_pool_heater.html | 906.95 | unit |  | 906.95
Equipment | Heat Pump Pool Heater | Heat Pump Swimming Pool Heater | Electric Resistance Swimming Pool Heater | Commercial | New | Warehouse | FL Zone 2 | Per Unit | 0% | 11764.71 | 2352.941 | 9411.765 | 0.8 | 15 | 0 | 0.34381 | 949 | https://www.homedepot.com/p/EcoSmart-27-kW-4-07-GPM-Smart-Pool-Electric-Pool-Tankless-Water-Heater-Smart-POOL-27/203316222 | 574 | https://www.homewyse.com/services/cost_to_replace_pool_heater.html | 1855.95 | https://www.sunplay.com/hayward-heatpro-heat-pump-hp50ta?gclid=EAIaIQobChMIzJL0pouG2AIVHVcNCh3DHgiGEAQYBCABEgJOavD_BwE | 574 | https://www.homewyse.com/services/cost_to_replace_pool_heater.html | 906.95 | unit |  | 906.95
Equipment | Solar Pool Heater | Solar Swimming Pool Heater | Electric Resistance Swimming Pool Heater | Commercial | Turnover | Assembly | FL Zone 2 | Per Unit | 12% | 11764.71 | 1633.987 | 10130.72 | 0.86111 | 15 | 0 | 0.37007 | 949 | https://www.homedepot.com/p/EcoSmart-27-kW-4-07-GPM-Smart-Pool-Electric-Pool-Tankless-Water-Heater-Smart-POOL-27/203316222 | 574 | https://www.homewyse.com/services/cost_to_replace_pool_heater.html | 5000 | Average of three web references: http://solarexpert.com/solar-education/solar-faqs/solar-pool/; https://www.medallionenergy.com/blog/solar-pool-heating-cost/; https://floridasolardesigngroup.com/how-much-does-a-solar-pool-heater-cost/ | 0 | reference source did not distinguish material and labor costs | 3477 | unit |  | 3477
Equipment | Solar Pool Heater | Solar Swimming Pool Heater | Electric Resistance Swimming Pool Heater | Commercial | Turnover | College and University | FL Zone 2 | Per Unit | 17% | 11764.71 | 1633.987 | 10130.72 | 0.86111 | 15 | 0 | 0.37007 | 949 | https://www.homedepot.com/p/EcoSmart-27-kW-4-07-GPM-Smart-Pool-Electric-Pool-Tankless-Water-Heater-Smart-POOL-27/203316222 | 574 | https://www.homewyse.com/services/cost_to_replace_pool_heater.html | 5000 | Average of three web references: http://solarexpert.com/solar-education/solar-faqs/solar-pool/; https://www.medallionenergy.com/blog/solar-pool-heating-cost/; https://floridasolardesigngroup.com/how-much-does-a-solar-pool-heater-cost/ | 0 | reference source did not distinguish material and labor costs | 3477 | unit |  | 3477
Equipment | Solar Pool Heater | Solar Swimming Pool Heater | Electric Resistance Swimming Pool Heater | Commercial | Turnover | Grocery | FL Zone 2 | Per Unit | 0% | 11764.71 | 1633.987 | 10130.72 | 0.86111 | 15 | 0 | 0.37007 | 949 | https://www.homedepot.com/p/EcoSmart-27-kW-4-07-GPM-Smart-Pool-Electric-Pool-Tankless-Water-Heater-Smart-POOL-27/203316222 | 574 | https://www.homewyse.com/services/cost_to_replace_pool_heater.html | 5000 | Average of three web references: http://solarexpert.com/solar-education/solar-faqs/solar-pool/; https://www.medallionenergy.com/blog/solar-pool-heating-cost/; https://floridasolardesigngroup.com/how-much-does-a-solar-pool-heater-cost/ | 0 | reference source did not distinguish material and labor costs | 3477 | unit |  | 3477
Equipment | Solar Pool Heater | Solar Swimming Pool Heater | Electric Resistance Swimming Pool Heater | Commercial | Turnover | Healthcare | FL Zone 2 | Per Unit | 0% | 11764.71 | 1633.987 | 10130.72 | 0.86111 | 15 | 0 | 0.37007 | 949 | https://www.homedepot.com/p/EcoSmart-27-kW-4-07-GPM-Smart-Pool-Electric-Pool-Tankless-Water-Heater-Smart-POOL-27/203316222 | 574 | https://www.homewyse.com/services/cost_to_replace_pool_heater.html | 5000 | Average of three web references: http://solarexpert.com/solar-education/solar-faqs/solar-pool/; https://www.medallionenergy.com/blog/solar-pool-heating-cost/; https://floridasolardesigngroup.com/how-much-does-a-solar-pool-heater-cost/ | 0 | reference source did not distinguish material and labor costs | 3477 | unit |  | 3477
Equipment | Solar Pool Heater | Solar Swimming Pool Heater | Electric Resistance Swimming Pool Heater | Commercial | Turnover | Hospitals | FL Zone 2 | Per Unit | 0% | 11764.71 | 1633.987 | 10130.72 | 0.86111 | 15 | 0 | 0.37007 | 949 | https://www.homedepot.com/p/EcoSmart-27-kW-4-07-GPM-Smart-Pool-Electric-Pool-Tankless-Water-Heater-Smart-POOL-27/203316222 | 574 | https://www.homewyse.com/services/cost_to_replace_pool_heater.html | 5000 | Average of three web references: http://solarexpert.com/solar-education/solar-faqs/solar-pool/; https://www.medallionenergy.com/blog/solar-pool-heating-cost/; https://floridasolardesigngroup.com/how-much-does-a-solar-pool-heater-cost/ | 0 | reference source did not distinguish material and labor costs | 3477 | unit |  | 3477
Equipment | Solar Pool Heater | Solar Swimming Pool Heater | Electric Resistance Swimming Pool Heater | Commercial | Turnover | Institutional | FL Zone 2 | Per Unit | 0% | 11764.71 | 1633.987 | 10130.72 | 0.86111 | 15 | 0 | 0.37007 | 949 | https://www.homedepot.com/p/EcoSmart-27-kW-4-07-GPM-Smart-Pool-Electric-Pool-Tankless-Water-Heater-Smart-POOL-27/203316222 | 574 | https://www.homewyse.com/services/cost_to_replace_pool_heater.html | 5000 | Average of three web references: http://solarexpert.com/solar-education/solar-faqs/solar-pool/; https://www.medallionenergy.com/blog/solar-pool-heating-cost/; https://floridasolardesigngroup.com/how-much-does-a-solar-pool-heater-cost/ | 0 | reference source did not distinguish material and labor costs | 3477 | unit |  | 3477
Equipment | Solar Pool Heater | Solar Swimming Pool Heater | Electric Resistance Swimming Pool Heater | Commercial | Turnover | Lodging/Hospitality | FL Zone 2 | Per Unit | 5% | 11764.71 | 1633.987 | 10130.72 | 0.86111 | 15 | 0 | 0.37007 | 949 | https://www.homedepot.com/p/EcoSmart-27-kW-4-07-GPM-Smart-Pool-Electric-Pool-Tankless-Water-Heater-Smart-POOL-27/203316222 | 574 | https://www.homewyse.com/services/cost_to_replace_pool_heater.html | 5000 | Average of three web references: http://solarexpert.com/solar-education/solar-faqs/solar-pool/; https://www.medallionenergy.com/blog/solar-pool-heating-cost/; https://floridasolardesigngroup.com/how-much-does-a-solar-pool-heater-cost/ | 0 | reference source did not distinguish material and labor costs | 3477 | unit |  | 3477
Equipment | Solar Pool Heater | Solar Swimming Pool Heater | Electric Resistance Swimming Pool Heater | Commercial | Turnover | Miscellaneous | FL Zone 2 | Per Unit | 0% | 11764.71 | 1633.987 | 10130.72 | 0.86111 | 15 | 0 | 0.37007 | 949 | https://www.homedepot.com/p/EcoSmart-27-kW-4-07-GPM-Smart-Pool-Electric-Pool-Tankless-Water-Heater-Smart-POOL-27/203316222 | 574 | https://www.homewyse.com/services/cost_to_replace_pool_heater.html | 5000 | Average of three web references: http://solarexpert.com/solar-education/solar-faqs/solar-pool/; https://www.medallionenergy.com/blog/solar-pool-heating-cost/; https://floridasolardesigngroup.com/how-much-does-a-solar-pool-heater-cost/ | 0 | reference source did not distinguish material and labor costs | 3477 | unit |  | 3477
Equipment | Solar Pool Heater | Solar Swimming Pool Heater | Electric Resistance Swimming Pool Heater | Commercial | Turnover | Offices | FL Zone 2 | Per Unit | 0% | 11764.71 | 1633.987 | 10130.72 | 0.86111 | 15 | 0 | 0.37007 | 949 | https://www.homedepot.com/p/EcoSmart-27-kW-4-07-GPM-Smart-Pool-Electric-Pool-Tankless-Water-Heater-Smart-POOL-27/203316222 | 574 | https://www.homewyse.com/services/cost_to_replace_pool_heater.html | 5000 | Average of three web references: http://solarexpert.com/solar-education/solar-faqs/solar-pool/; https://www.medallionenergy.com/blog/solar-pool-heating-cost/; https://floridasolardesigngroup.com/how-much-does-a-solar-pool-heater-cost/ | 0 | reference source did not distinguish material and labor costs | 3477 | unit |  | 3477
Equipment | Solar Pool Heater | Solar Swimming Pool Heater | Electric Resistance Swimming Pool Heater | Commercial | Turnover | Restaurants | FL Zone 2 | Per Unit | 0% | 11764.71 | 1633.987 | 10130.72 | 0.86111 | 15 | 0 | 0.37007 | 949 | https://www.homedepot.com/p/EcoSmart-27-kW-4-07-GPM-Smart-Pool-Electric-Pool-Tankless-Water-Heater-Smart-POOL-27/203316222 | 574 | https://www.homewyse.com/services/cost_to_replace_pool_heater.html | 5000 | Average of three web references: http://solarexpert.com/solar-education/solar-faqs/solar-pool/; https://www.medallionenergy.com/blog/solar-pool-heating-cost/; https://floridasolardesigngroup.com/how-much-does-a-solar-pool-heater-cost/ | 0 | reference source did not distinguish material and labor costs | 3477 | unit |  | 3477
Equipment | Solar Pool Heater | Solar Swimming Pool Heater | Electric Resistance Swimming Pool Heater | Commercial | Turnover | Retail | FL Zone 2 | Per Unit | 0% | 11764.71 | 1633.987 | 10130.72 | 0.86111 | 15 | 0 | 0.37007 | 949 | https://www.homedepot.com/p/EcoSmart-27-kW-4-07-GPM-Smart-Pool-Electric-Pool-Tankless-Water-Heater-Smart-POOL-27/203316222 | 574 | https://www.homewyse.com/services/cost_to_replace_pool_heater.html | 5000 | Average of three web references: http://solarexpert.com/solar-education/solar-faqs/solar-pool/; https://www.medallionenergy.com/blog/solar-pool-heating-cost/; https://floridasolardesigngroup.com/how-much-does-a-solar-pool-heater-cost/ | 0 | reference source did not distinguish material and labor costs | 3477 | unit |  | 3477
Equipment | Solar Pool Heater | Solar Swimming Pool Heater | Electric Resistance Swimming Pool Heater | Commercial | Turnover | Schools K-12 | FL Zone 2 | Per Unit | 17% | 11764.71 | 1633.987 | 10130.72 | 0.86111 | 15 | 0 | 0.37007 | 949 | https://www.homedepot.com/p/EcoSmart-27-kW-4-07-GPM-Smart-Pool-Electric-Pool-Tankless-Water-Heater-Smart-POOL-27/203316222 | 574 | https://www.homewyse.com/services/cost_to_replace_pool_heater.html | 5000 | Average of three web references: http://solarexpert.com/solar-education/solar-faqs/solar-pool/; https://www.medallionenergy.com/blog/solar-pool-heating-cost/; https://floridasolardesigngroup.com/how-much-does-a-solar-pool-heater-cost/ | 0 | reference source did not distinguish material and labor costs | 3477 | unit |  | 3477
Equipment | Solar Pool Heater | Solar Swimming Pool Heater | Electric Resistance Swimming Pool Heater | Commercial | Turnover | Warehouse | FL Zone 2 | Per Unit | 0% | 11764.71 | 1633.987 | 10130.72 | 0.86111 | 15 | 0 | 0.37007 | 949 | https://www.homedepot.com/p/EcoSmart-27-kW-4-07-GPM-Smart-Pool-Electric-Pool-Tankless-Water-Heater-Smart-POOL-27/203316222 | 574 | https://www.homewyse.com/services/cost_to_replace_pool_heater.html | 5000 | Average of three web references: http://solarexpert.com/solar-education/solar-faqs/solar-pool/; https://www.medallionenergy.com/blog/solar-pool-heating-cost/; https://floridasolardesigngroup.com/how-much-does-a-solar-pool-heater-cost/ | 0 | reference source did not distinguish material and labor costs | 3477 | unit |  | 3477
Equipment | Solar Pool Heater | Solar Swimming Pool Heater | Electric Resistance Swimming Pool Heater | Commercial | New | Assembly | FL Zone 2 | Per Unit | 12% | 11764.71 | 1633.987 | 10130.72 | 0.86111 | 15 | 0 | 0.37007 | 949 | https://www.homedepot.com/p/EcoSmart-27-kW-4-07-GPM-Smart-Pool-Electric-Pool-Tankless-Water-Heater-Smart-POOL-27/203316222 | 574 | https://www.homewyse.com/services/cost_to_replace_pool_heater.html | 5000 | Average of three web references: http://solarexpert.com/solar-education/solar-faqs/solar-pool/; https://www.medallionenergy.com/blog/solar-pool-heating-cost/; https://floridasolardesigngroup.com/how-much-does-a-solar-pool-heater-cost/ | 0 | reference source did not distinguish material and labor costs | 3477 | unit |  | 3477
Equipment | Solar Pool Heater | Solar Swimming Pool Heater | Electric Resistance Swimming Pool Heater | Commercial | New | College and University | FL Zone 2 | Per Unit | 17% | 11764.71 | 1633.987 | 10130.72 | 0.86111 | 15 | 0 | 0.37007 | 949 | https://www.homedepot.com/p/EcoSmart-27-kW-4-07-GPM-Smart-Pool-Electric-Pool-Tankless-Water-Heater-Smart-POOL-27/203316222 | 574 | https://www.homewyse.com/services/cost_to_replace_pool_heater.html | 5000 | Average of three web references: http://solarexpert.com/solar-education/solar-faqs/solar-pool/; https://www.medallionenergy.com/blog/solar-pool-heating-cost/; https://floridasolardesigngroup.com/how-much-does-a-solar-pool-heater-cost/ | 0 | reference source did not distinguish material and labor costs | 3477 | unit |  | 3477
Equipment | Solar Pool Heater | Solar Swimming Pool Heater | Electric Resistance Swimming Pool Heater | Commercial | New | Grocery | FL Zone 2 | Per Unit | 0% | 11764.71 | 1633.987 | 10130.72 | 0.86111 | 15 | 0 | 0.37007 | 949 | https://www.homedepot.com/p/EcoSmart-27-kW-4-07-GPM-Smart-Pool-Electric-Pool-Tankless-Water-Heater-Smart-POOL-27/203316222 | 574 | https://www.homewyse.com/services/cost_to_replace_pool_heater.html | 5000 | Average of three web references: http://solarexpert.com/solar-education/solar-faqs/solar-pool/; https://www.medallionenergy.com/blog/solar-pool-heating-cost/; https://floridasolardesigngroup.com/how-much-does-a-solar-pool-heater-cost/ | 0 | reference source did not distinguish material and labor costs | 3477 | unit |  | 3477
Equipment | Solar Pool Heater | Solar Swimming Pool Heater | Electric Resistance Swimming Pool Heater | Commercial | New | Healthcare | FL Zone 2 | Per Unit | 0% | 11764.71 | 1633.987 | 10130.72 | 0.86111 | 15 | 0 | 0.37007 | 949 | https://www.homedepot.com/p/EcoSmart-27-kW-4-07-GPM-Smart-Pool-Electric-Pool-Tankless-Water-Heater-Smart-POOL-27/203316222 | 574 | https://www.homewyse.com/services/cost_to_replace_pool_heater.html | 5000 | Average of three web references: http://solarexpert.com/solar-education/solar-faqs/solar-pool/; https://www.medallionenergy.com/blog/solar-pool-heating-cost/; https://floridasolardesigngroup.com/how-much-does-a-solar-pool-heater-cost/ | 0 | reference source did not distinguish material and labor costs | 3477 | unit |  | 3477
Equipment | Solar Pool Heater | Solar Swimming Pool Heater | Electric Resistance Swimming Pool Heater | Commercial | New | Hospitals | FL Zone 2 | Per Unit | 0% | 11764.71 | 1633.987 | 10130.72 | 0.86111 | 15 | 0 | 0.37007 | 949 | https://www.homedepot.com/p/EcoSmart-27-kW-4-07-GPM-Smart-Pool-Electric-Pool-Tankless-Water-Heater-Smart-POOL-27/203316222 | 574 | https://www.homewyse.com/services/cost_to_replace_pool_heater.html | 5000 | Average of three web references: http://solarexpert.com/solar-education/solar-faqs/solar-pool/; https://www.medallionenergy.com/blog/solar-pool-heating-cost/; https://floridasolardesigngroup.com/how-much-does-a-solar-pool-heater-cost/ | 0 | reference source did not distinguish material and labor costs | 3477 | unit |  | 3477
Equipment | Solar Pool Heater | Solar Swimming Pool Heater | Electric Resistance Swimming Pool Heater | Commercial | New | Institutional | FL Zone 2 | Per Unit | 0% | 11764.71 | 1633.987 | 10130.72 | 0.86111 | 15 | 0 | 0.37007 | 949 | https://www.homedepot.com/p/EcoSmart-27-kW-4-07-GPM-Smart-Pool-Electric-Pool-Tankless-Water-Heater-Smart-POOL-27/203316222 | 574 | https://www.homewyse.com/services/cost_to_replace_pool_heater.html | 5000 | Average of three web references: http://solarexpert.com/solar-education/solar-faqs/solar-pool/; https://www.medallionenergy.com/blog/solar-pool-heating-cost/; https://floridasolardesigngroup.com/how-much-does-a-solar-pool-heater-cost/ | 0 | reference source did not distinguish material and labor costs | 3477 | unit |  | 3477
Equipment | Solar Pool Heater | Solar Swimming Pool Heater | Electric Resistance Swimming Pool Heater | Commercial | New | Lodging/Hospitality | FL Zone 2 | Per Unit | 5% | 11764.71 | 1633.987 | 10130.72 | 0.86111 | 15 | 0 | 0.37007 | 949 | https://www.homedepot.com/p/EcoSmart-27-kW-4-07-GPM-Smart-Pool-Electric-Pool-Tankless-Water-Heater-Smart-POOL-27/203316222 | 574 | https://www.homewyse.com/services/cost_to_replace_pool_heater.html | 5000 | Average of three web references: http://solarexpert.com/solar-education/solar-faqs/solar-pool/; https://www.medallionenergy.com/blog/solar-pool-heating-cost/; https://floridasolardesigngroup.com/how-much-does-a-solar-pool-heater-cost/ | 0 | reference source did not distinguish material and labor costs | 3477 | unit |  | 3477
Equipment | Solar Pool Heater | Solar Swimming Pool Heater | Electric Resistance Swimming Pool Heater | Commercial | New | Miscellaneous | FL Zone 2 | Per Unit | 0% | 11764.71 | 1633.987 | 10130.72 | 0.86111 | 15 | 0 | 0.37007 | 949 | https://www.homedepot.com/p/EcoSmart-27-kW-4-07-GPM-Smart-Pool-Electric-Pool-Tankless-Water-Heater-Smart-POOL-27/203316222 | 574 | https://www.homewyse.com/services/cost_to_replace_pool_heater.html | 5000 | Average of three web references: http://solarexpert.com/solar-education/solar-faqs/solar-pool/; https://www.medallionenergy.com/blog/solar-pool-heating-cost/; https://floridasolardesigngroup.com/how-much-does-a-solar-pool-heater-cost/ | 0 | reference source did not distinguish material and labor costs | 3477 | unit |  | 3477
Equipment | Solar Pool Heater | Solar Swimming Pool Heater | Electric Resistance Swimming Pool Heater | Commercial | New | Offices | FL Zone 2 | Per Unit | 0% | 11764.71 | 1633.987 | 10130.72 | 0.86111 | 15 | 0 | 0.37007 | 949 | https://www.homedepot.com/p/EcoSmart-27-kW-4-07-GPM-Smart-Pool-Electric-Pool-Tankless-Water-Heater-Smart-POOL-27/203316222 | 574 | https://www.homewyse.com/services/cost_to_replace_pool_heater.html | 5000 | Average of three web references: http://solarexpert.com/solar-education/solar-faqs/solar-pool/; https://www.medallionenergy.com/blog/solar-pool-heating-cost/; https://floridasolardesigngroup.com/how-much-does-a-solar-pool-heater-cost/ | 0 | reference source did not distinguish material and labor costs | 3477 | unit |  | 3477
Equipment | Solar Pool Heater | Solar Swimming Pool Heater | Electric Resistance Swimming Pool Heater | Commercial | New | Restaurants | FL Zone 2 | Per Unit | 0% | 11764.71 | 1633.987 | 10130.72 | 0.86111 | 15 | 0 | 0.37007 | 949 | https://www.homedepot.com/p/EcoSmart-27-kW-4-07-GPM-Smart-Pool-Electric-Pool-Tankless-Water-Heater-Smart-POOL-27/203316222 | 574 | https://www.homewyse.com/services/cost_to_replace_pool_heater.html | 5000 | Average of three web references: http://solarexpert.com/solar-education/solar-faqs/solar-pool/; https://www.medallionenergy.com/blog/solar-pool-heating-cost/; https://floridasolardesigngroup.com/how-much-does-a-solar-pool-heater-cost/ | 0 | reference source did not distinguish material and labor costs | 3477 | unit |  | 3477
Equipment | Solar Pool Heater | Solar Swimming Pool Heater | Electric Resistance Swimming Pool Heater | Commercial | New | Retail | FL Zone 2 | Per Unit | 0% | 11764.71 | 1633.987 | 10130.72 | 0.86111 | 15 | 0 | 0.37007 | 949 | https://www.homedepot.com/p/EcoSmart-27-kW-4-07-GPM-Smart-Pool-Electric-Pool-Tankless-Water-Heater-Smart-POOL-27/203316222 | 574 | https://www.homewyse.com/services/cost_to_replace_pool_heater.html | 5000 | Average of three web references: http://solarexpert.com/solar-education/solar-faqs/solar-pool/; https://www.medallionenergy.com/blog/solar-pool-heating-cost/; https://floridasolardesigngroup.com/how-much-does-a-solar-pool-heater-cost/ | 0 | reference source did not distinguish material and labor costs | 3477 | unit |  | 3477
Equipment | Solar Pool Heater | Solar Swimming Pool Heater | Electric Resistance Swimming Pool Heater | Commercial | New | Schools K-12 | FL Zone 2 | Per Unit | 17% | 11764.71 | 1633.987 | 10130.72 | 0.86111 | 15 | 0 | 0.37007 | 949 | https://www.homedepot.com/p/EcoSmart-27-kW-4-07-GPM-Smart-Pool-Electric-Pool-Tankless-Water-Heater-Smart-POOL-27/203316222 | 574 | https://www.homewyse.com/services/cost_to_replace_pool_heater.html | 5000 | Average of three web references: http://solarexpert.com/solar-education/solar-faqs/solar-pool/; https://www.medallionenergy.com/blog/solar-pool-heating-cost/; https://floridasolardesigngroup.com/how-much-does-a-solar-pool-heater-cost/ | 0 | reference source did not distinguish material and labor costs | 3477 | unit |  | 3477
Equipment | Solar Pool Heater | Solar Swimming Pool Heater | Electric Resistance Swimming Pool Heater | Commercial | New | Warehouse | FL Zone 2 | Per Unit | 0% | 11764.71 | 1633.987 | 10130.72 | 0.86111 | 15 | 0 | 0.37007 | 949 | https://www.homedepot.com/p/EcoSmart-27-kW-4-07-GPM-Smart-Pool-Electric-Pool-Tankless-Water-Heater-Smart-POOL-27/203316222 | 574 | https://www.homewyse.com/services/cost_to_replace_pool_heater.html | 5000 | Average of three web references: http://solarexpert.com/solar-education/solar-faqs/solar-pool/; https://www.medallionenergy.com/blog/solar-pool-heating-cost/; https://floridasolardesigngroup.com/how-much-does-a-solar-pool-heater-cost/ | 0 | reference source did not distinguish material and labor costs | 3477 | unit |  | 3477
Equipment | Solar Powered Pool Pump | Solar Powered Pool Pump | Single Speed Pool Pump Motor 1 HP | Commercial | Turnover | Assembly | FL Zone 2 | Per Pool | 8% | 5018.75 | 953.5625 | 4065.188 | 0.81 | 10 | 0.9567 | 0.1485 | 179.99 | http://www.inyopools.com/Products/00100018074612.htm?gclid=EAIaIQobChMInIa73oLy2wIVhb9kCh3f9wcGEAQYCCABEgLWHfD_BwE | 150 | Estimate at $150 Per unit, reference: https://www.improvenet.com/r/costs-and-prices/pool-pump-replacement | 1689 | 1hp pump with solar panels and mounting brackets: http://www.naturalcurrent.com/sunray-solflo-1-solar-powered-pool-pump/ | 900 | Estimate at $150 Per unit for pump, reference: https://www.improvenet.com/r/costs-and-prices/pool-pump-replacement; plus $750 for solar panel installation, reference: https://www.homeadvisor.com/cost/swimming-pools-hot-tubs-and-saunas/install-a-swimming-pool-heater/ | 2259.01 | motor |  | 2259.01
Equipment | Solar Powered Pool Pump | Solar Powered Pool Pump | Single Speed Pool Pump Motor 1 HP | Commercial | Turnover | College and University | FL Zone 2 | Per Pool | 11% | 5018.75 | 953.5625 | 4065.188 | 0.81 | 10 | 0.9567 | 0.1485 | 179.99 | http://www.inyopools.com/Products/00100018074612.htm?gclid=EAIaIQobChMInIa73oLy2wIVhb9kCh3f9wcGEAQYCCABEgLWHfD_BwE | 150 | Estimate at $150 Per unit, reference: https://www.improvenet.com/r/costs-and-prices/pool-pump-replacement | 1689 | 1hp pump with solar panels and mounting brackets: http://www.naturalcurrent.com/sunray-solflo-1-solar-powered-pool-pump/ | 900 | Estimate at $150 Per unit for pump, reference: https://www.improvenet.com/r/costs-and-prices/pool-pump-replacement; plus $750 for solar panel installation, reference: https://www.homeadvisor.com/cost/swimming-pools-hot-tubs-and-saunas/install-a-swimming-pool-heater/ | 2259.01 | motor |  | 2259.01
Equipment | Solar Powered Pool Pump | Solar Powered Pool Pump | Single Speed Pool Pump Motor 1 HP | Commercial | Turnover | Grocery | FL Zone 2 | Per Pool | 0% | 5018.75 | 953.5625 | 4065.188 | 0.81 | 10 | 0.9567 | 0.1485 | 179.99 | http://www.inyopools.com/Products/00100018074612.htm?gclid=EAIaIQobChMInIa73oLy2wIVhb9kCh3f9wcGEAQYCCABEgLWHfD_BwE | 150 | Estimate at $150 Per unit, reference: https://www.improvenet.com/r/costs-and-prices/pool-pump-replacement | 1689 | 1hp pump with solar panels and mounting brackets: http://www.naturalcurrent.com/sunray-solflo-1-solar-powered-pool-pump/ | 900 | Estimate at $150 Per unit for pump, reference: https://www.improvenet.com/r/costs-and-prices/pool-pump-replacement; plus $750 for solar panel installation, reference: https://www.homeadvisor.com/cost/swimming-pools-hot-tubs-and-saunas/install-a-swimming-pool-heater/ | 2259.01 | motor |  | 2259.01
Equipment | Solar Powered Pool Pump | Solar Powered Pool Pump | Single Speed Pool Pump Motor 1 HP | Commercial | Turnover | Healthcare | FL Zone 2 | Per Pool | 0% | 5018.75 | 953.5625 | 4065.188 | 0.81 | 10 | 0.9567 | 0.1485 | 179.99 | http://www.inyopools.com/Products/00100018074612.htm?gclid=EAIaIQobChMInIa73oLy2wIVhb9kCh3f9wcGEAQYCCABEgLWHfD_BwE | 150 | Estimate at $150 Per unit, reference: https://www.improvenet.com/r/costs-and-prices/pool-pump-replacement | 1689 | 1hp pump with solar panels and mounting brackets: http://www.naturalcurrent.com/sunray-solflo-1-solar-powered-pool-pump/ | 900 | Estimate at $150 Per unit for pump, reference: https://www.improvenet.com/r/costs-and-prices/pool-pump-replacement; plus $750 for solar panel installation, reference: https://www.homeadvisor.com/cost/swimming-pools-hot-tubs-and-saunas/install-a-swimming-pool-heater/ | 2259.01 | motor |  | 2259.01
Equipment | Solar Powered Pool Pump | Solar Powered Pool Pump | Single Speed Pool Pump Motor 1 HP | Commercial | Turnover | Hospitals | FL Zone 2 | Per Pool | 0% | 5018.75 | 953.5625 | 4065.188 | 0.81 | 10 | 0.9567 | 0.1485 | 179.99 | http://www.inyopools.com/Products/00100018074612.htm?gclid=EAIaIQobChMInIa73oLy2wIVhb9kCh3f9wcGEAQYCCABEgLWHfD_BwE | 150 | Estimate at $150 Per unit, reference: https://www.improvenet.com/r/costs-and-prices/pool-pump-replacement | 1689 | 1hp pump with solar panels and mounting brackets: http://www.naturalcurrent.com/sunray-solflo-1-solar-powered-pool-pump/ | 900 | Estimate at $150 Per unit for pump, reference: https://www.improvenet.com/r/costs-and-prices/pool-pump-replacement; plus $750 for solar panel installation, reference: https://www.homeadvisor.com/cost/swimming-pools-hot-tubs-and-saunas/install-a-swimming-pool-heater/ | 2259.01 | motor |  | 2259.01
Equipment | Solar Powered Pool Pump | Solar Powered Pool Pump | Single Speed Pool Pump Motor 1 HP | Commercial | Turnover | Institutional | FL Zone 2 | Per Pool | 0% | 5018.75 | 953.5625 | 4065.188 | 0.81 | 10 | 0.9567 | 0.1485 | 179.99 | http://www.inyopools.com/Products/00100018074612.htm?gclid=EAIaIQobChMInIa73oLy2wIVhb9kCh3f9wcGEAQYCCABEgLWHfD_BwE | 150 | Estimate at $150 Per unit, reference: https://www.improvenet.com/r/costs-and-prices/pool-pump-replacement | 1689 | 1hp pump with solar panels and mounting brackets: http://www.naturalcurrent.com/sunray-solflo-1-solar-powered-pool-pump/ | 900 | Estimate at $150 Per unit for pump, reference: https://www.improvenet.com/r/costs-and-prices/pool-pump-replacement; plus $750 for solar panel installation, reference: https://www.homeadvisor.com/cost/swimming-pools-hot-tubs-and-saunas/install-a-swimming-pool-heater/ | 2259.01 | motor |  | 2259.01
Equipment | Solar Powered Pool Pump | Solar Powered Pool Pump | Single Speed Pool Pump Motor 1 HP | Commercial | Turnover | Lodging/Hospitality | FL Zone 2 | Per Pool | 3% | 5018.75 | 953.5625 | 4065.188 | 0.81 | 10 | 0.9567 | 0.1485 | 179.99 | http://www.inyopools.com/Products/00100018074612.htm?gclid=EAIaIQobChMInIa73oLy2wIVhb9kCh3f9wcGEAQYCCABEgLWHfD_BwE | 150 | Estimate at $150 Per unit, reference: https://www.improvenet.com/r/costs-and-prices/pool-pump-replacement | 1689 | 1hp pump with solar panels and mounting brackets: http://www.naturalcurrent.com/sunray-solflo-1-solar-powered-pool-pump/ | 900 | Estimate at $150 Per unit for pump, reference: https://www.improvenet.com/r/costs-and-prices/pool-pump-replacement; plus $750 for solar panel installation, reference: https://www.homeadvisor.com/cost/swimming-pools-hot-tubs-and-saunas/install-a-swimming-pool-heater/ | 2259.01 | motor |  | 2259.01
Equipment | Solar Powered Pool Pump | Solar Powered Pool Pump | Single Speed Pool Pump Motor 1 HP | Commercial | Turnover | Miscellaneous | FL Zone 2 | Per Pool | 0% | 5018.75 | 953.5625 | 4065.188 | 0.81 | 10 | 0.9567 | 0.1485 | 179.99 | http://www.inyopools.com/Products/00100018074612.htm?gclid=EAIaIQobChMInIa73oLy2wIVhb9kCh3f9wcGEAQYCCABEgLWHfD_BwE | 150 | Estimate at $150 Per unit, reference: https://www.improvenet.com/r/costs-and-prices/pool-pump-replacement | 1689 | 1hp pump with solar panels and mounting brackets: http://www.naturalcurrent.com/sunray-solflo-1-solar-powered-pool-pump/ | 900 | Estimate at $150 Per unit for pump, reference: https://www.improvenet.com/r/costs-and-prices/pool-pump-replacement; plus $750 for solar panel installation, reference: https://www.homeadvisor.com/cost/swimming-pools-hot-tubs-and-saunas/install-a-swimming-pool-heater/ | 2259.01 | motor |  | 2259.01
Equipment | Solar Powered Pool Pump | Solar Powered Pool Pump | Single Speed Pool Pump Motor 1 HP | Commercial | Turnover | Offices | FL Zone 2 | Per Pool | 0% | 5018.75 | 953.5625 | 4065.188 | 0.81 | 10 | 0.9567 | 0.1485 | 179.99 | http://www.inyopools.com/Products/00100018074612.htm?gclid=EAIaIQobChMInIa73oLy2wIVhb9kCh3f9wcGEAQYCCABEgLWHfD_BwE | 150 | Estimate at $150 Per unit, reference: https://www.improvenet.com/r/costs-and-prices/pool-pump-replacement | 1689 | 1hp pump with solar panels and mounting brackets: http://www.naturalcurrent.com/sunray-solflo-1-solar-powered-pool-pump/ | 900 | Estimate at $150 Per unit for pump, reference: https://www.improvenet.com/r/costs-and-prices/pool-pump-replacement; plus $750 for solar panel installation, reference: https://www.homeadvisor.com/cost/swimming-pools-hot-tubs-and-saunas/install-a-swimming-pool-heater/ | 2259.01 | motor |  | 2259.01
Equipment | Solar Powered Pool Pump | Solar Powered Pool Pump | Single Speed Pool Pump Motor 1 HP | Commercial | Turnover | Restaurants | FL Zone 2 | Per Pool | 0% | 5018.75 | 953.5625 | 4065.188 | 0.81 | 10 | 0.9567 | 0.1485 | 179.99 | http://www.inyopools.com/Products/00100018074612.htm?gclid=EAIaIQobChMInIa73oLy2wIVhb9kCh3f9wcGEAQYCCABEgLWHfD_BwE | 150 | Estimate at $150 Per unit, reference: https://www.improvenet.com/r/costs-and-prices/pool-pump-replacement | 1689 | 1hp pump with solar panels and mounting brackets: http://www.naturalcurrent.com/sunray-solflo-1-solar-powered-pool-pump/ | 900 | Estimate at $150 Per unit for pump, reference: https://www.improvenet.com/r/costs-and-prices/pool-pump-replacement; plus $750 for solar panel installation, reference: https://www.homeadvisor.com/cost/swimming-pools-hot-tubs-and-saunas/install-a-swimming-pool-heater/ | 2259.01 | motor |  | 2259.01
Equipment | Solar Powered Pool Pump | Solar Powered Pool Pump | Single Speed Pool Pump Motor 1 HP | Commercial | Turnover | Retail | FL Zone 2 | Per Pool | 0% | 5018.75 | 953.5625 | 4065.188 | 0.81 | 10 | 0.9567 | 0.1485 | 179.99 | http://www.inyopools.com/Products/00100018074612.htm?gclid=EAIaIQobChMInIa73oLy2wIVhb9kCh3f9wcGEAQYCCABEgLWHfD_BwE | 150 | Estimate at $150 Per unit, reference: https://www.improvenet.com/r/costs-and-prices/pool-pump-replacement | 1689 | 1hp pump with solar panels and mounting brackets: http://www.naturalcurrent.com/sunray-solflo-1-solar-powered-pool-pump/ | 900 | Estimate at $150 Per unit for pump, reference: https://www.improvenet.com/r/costs-and-prices/pool-pump-replacement; plus $750 for solar panel installation, reference: https://www.homeadvisor.com/cost/swimming-pools-hot-tubs-and-saunas/install-a-swimming-pool-heater/ | 2259.01 | motor |  | 2259.01
Equipment | Solar Powered Pool Pump | Solar Powered Pool Pump | Single Speed Pool Pump Motor 1 HP | Commercial | Turnover | Schools K-12 | FL Zone 2 | Per Pool | 0% | 5018.75 | 953.5625 | 4065.188 | 0.81 | 10 | 0.9567 | 0.1485 | 179.99 | http://www.inyopools.com/Products/00100018074612.htm?gclid=EAIaIQobChMInIa73oLy2wIVhb9kCh3f9wcGEAQYCCABEgLWHfD_BwE | 150 | Estimate at $150 Per unit, reference: https://www.improvenet.com/r/costs-and-prices/pool-pump-replacement | 1689 | 1hp pump with solar panels and mounting brackets: http://www.naturalcurrent.com/sunray-solflo-1-solar-powered-pool-pump/ | 900 | Estimate at $150 Per unit for pump, reference: https://www.improvenet.com/r/costs-and-prices/pool-pump-replacement; plus $750 for solar panel installation, reference: https://www.homeadvisor.com/cost/swimming-pools-hot-tubs-and-saunas/install-a-swimming-pool-heater/ | 2259.01 | motor |  | 2259.01
Equipment | Solar Powered Pool Pump | Solar Powered Pool Pump | Single Speed Pool Pump Motor 1 HP | Commercial | New | Assembly | FL Zone 2 | Per Pool | 8% | 5018.75 | 953.5625 | 4065.188 | 0.81 | 10 | 0.9567 | 0.1485 | 179.99 | http://www.inyopools.com/Products/00100018074612.htm?gclid=EAIaIQobChMInIa73oLy2wIVhb9kCh3f9wcGEAQYCCABEgLWHfD_BwE | 150 | Estimate at $150 Per unit, reference: https://www.improvenet.com/r/costs-and-prices/pool-pump-replacement | 1689 | 1hp pump with solar panels and mounting brackets: http://www.naturalcurrent.com/sunray-solflo-1-solar-powered-pool-pump/ | 900 | Estimate at $150 Per unit for pump, reference: https://www.improvenet.com/r/costs-and-prices/pool-pump-replacement; plus $750 for solar panel installation, reference: https://www.homeadvisor.com/cost/swimming-pools-hot-tubs-and-saunas/install-a-swimming-pool-heater/ | 2259.01 | motor |  | 2259.01
Equipment | Solar Powered Pool Pump | Solar Powered Pool Pump | Single Speed Pool Pump Motor 1 HP | Commercial | New | College and University | FL Zone 2 | Per Pool | 11% | 5018.75 | 953.5625 | 4065.188 | 0.81 | 10 | 0.9567 | 0.1485 | 179.99 | http://www.inyopools.com/Products/00100018074612.htm?gclid=EAIaIQobChMInIa73oLy2wIVhb9kCh3f9wcGEAQYCCABEgLWHfD_BwE | 150 | Estimate at $150 Per unit, reference: https://www.improvenet.com/r/costs-and-prices/pool-pump-replacement | 1689 | 1hp pump with solar panels and mounting brackets: http://www.naturalcurrent.com/sunray-solflo-1-solar-powered-pool-pump/ | 900 | Estimate at $150 Per unit for pump, reference: https://www.improvenet.com/r/costs-and-prices/pool-pump-replacement; plus $750 for solar panel installation, reference: https://www.homeadvisor.com/cost/swimming-pools-hot-tubs-and-saunas/install-a-swimming-pool-heater/ | 2259.01 | motor |  | 2259.01
Equipment | Solar Powered Pool Pump | Solar Powered Pool Pump | Single Speed Pool Pump Motor 1 HP | Commercial | New | Grocery | FL Zone 2 | Per Pool | 0% | 5018.75 | 953.5625 | 4065.188 | 0.81 | 10 | 0.9567 | 0.1485 | 179.99 | http://www.inyopools.com/Products/00100018074612.htm?gclid=EAIaIQobChMInIa73oLy2wIVhb9kCh3f9wcGEAQYCCABEgLWHfD_BwE | 150 | Estimate at $150 Per unit, reference: https://www.improvenet.com/r/costs-and-prices/pool-pump-replacement | 1689 | 1hp pump with solar panels and mounting brackets: http://www.naturalcurrent.com/sunray-solflo-1-solar-powered-pool-pump/ | 900 | Estimate at $150 Per unit for pump, reference: https://www.improvenet.com/r/costs-and-prices/pool-pump-replacement; plus $750 for solar panel installation, reference: https://www.homeadvisor.com/cost/swimming-pools-hot-tubs-and-saunas/install-a-swimming-pool-heater/ | 2259.01 | motor |  | 2259.01
Equipment | Solar Powered Pool Pump | Solar Powered Pool Pump | Single Speed Pool Pump Motor 1 HP | Commercial | New | Healthcare | FL Zone 2 | Per Pool | 0% | 5018.75 | 953.5625 | 4065.188 | 0.81 | 10 | 0.9567 | 0.1485 | 179.99 | http://www.inyopools.com/Products/00100018074612.htm?gclid=EAIaIQobChMInIa73oLy2wIVhb9kCh3f9wcGEAQYCCABEgLWHfD_BwE | 150 | Estimate at $150 Per unit, reference: https://www.improvenet.com/r/costs-and-prices/pool-pump-replacement | 1689 | 1hp pump with solar panels and mounting brackets: http://www.naturalcurrent.com/sunray-solflo-1-solar-powered-pool-pump/ | 900 | Estimate at $150 Per unit for pump, reference: https://www.improvenet.com/r/costs-and-prices/pool-pump-replacement; plus $750 for solar panel installation, reference: https://www.homeadvisor.com/cost/swimming-pools-hot-tubs-and-saunas/install-a-swimming-pool-heater/ | 2259.01 | motor |  | 2259.01
Equipment | Solar Powered Pool Pump | Solar Powered Pool Pump | Single Speed Pool Pump Motor 1 HP | Commercial | New | Hospitals | FL Zone 2 | Per Pool | 0% | 5018.75 | 953.5625 | 4065.188 | 0.81 | 10 | 0.9567 | 0.1485 | 179.99 | http://www.inyopools.com/Products/00100018074612.htm?gclid=EAIaIQobChMInIa73oLy2wIVhb9kCh3f9wcGEAQYCCABEgLWHfD_BwE | 150 | Estimate at $150 Per unit, reference: https://www.improvenet.com/r/costs-and-prices/pool-pump-replacement | 1689 | 1hp pump with solar panels and mounting brackets: http://www.naturalcurrent.com/sunray-solflo-1-solar-powered-pool-pump/ | 900 | Estimate at $150 Per unit for pump, reference: https://www.improvenet.com/r/costs-and-prices/pool-pump-replacement; plus $750 for solar panel installation, reference: https://www.homeadvisor.com/cost/swimming-pools-hot-tubs-and-saunas/install-a-swimming-pool-heater/ | 2259.01 | motor |  | 2259.01
Equipment | Solar Powered Pool Pump | Solar Powered Pool Pump | Single Speed Pool Pump Motor 1 HP | Commercial | New | Institutional | FL Zone 2 | Per Pool | 0% | 5018.75 | 953.5625 | 4065.188 | 0.81 | 10 | 0.9567 | 0.1485 | 179.99 | http://www.inyopools.com/Products/00100018074612.htm?gclid=EAIaIQobChMInIa73oLy2wIVhb9kCh3f9wcGEAQYCCABEgLWHfD_BwE | 150 | Estimate at $150 Per unit, reference: https://www.improvenet.com/r/costs-and-prices/pool-pump-replacement | 1689 | 1hp pump with solar panels and mounting brackets: http://www.naturalcurrent.com/sunray-solflo-1-solar-powered-pool-pump/ | 900 | Estimate at $150 Per unit for pump, reference: https://www.improvenet.com/r/costs-and-prices/pool-pump-replacement; plus $750 for solar panel installation, reference: https://www.homeadvisor.com/cost/swimming-pools-hot-tubs-and-saunas/install-a-swimming-pool-heater/ | 2259.01 | motor |  | 2259.01
Equipment | Solar Powered Pool Pump | Solar Powered Pool Pump | Single Speed Pool Pump Motor 1 HP | Commercial | New | Lodging/Hospitality | FL Zone 2 | Per Pool | 3% | 5018.75 | 953.5625 | 4065.188 | 0.81 | 10 | 0.9567 | 0.1485 | 179.99 | http://www.inyopools.com/Products/00100018074612.htm?gclid=EAIaIQobChMInIa73oLy2wIVhb9kCh3f9wcGEAQYCCABEgLWHfD_BwE | 150 | Estimate at $150 Per unit, reference: https://www.improvenet.com/r/costs-and-prices/pool-pump-replacement | 1689 | 1hp pump with solar panels and mounting brackets: http://www.naturalcurrent.com/sunray-solflo-1-solar-powered-pool-pump/ | 900 | Estimate at $150 Per unit for pump, reference: https://www.improvenet.com/r/costs-and-prices/pool-pump-replacement; plus $750 for solar panel installation, reference: https://www.homeadvisor.com/cost/swimming-pools-hot-tubs-and-saunas/install-a-swimming-pool-heater/ | 2259.01 | motor |  | 2259.01
Equipment | Solar Powered Pool Pump | Solar Powered Pool Pump | Single Speed Pool Pump Motor 1 HP | Commercial | New | Miscellaneous | FL Zone 2 | Per Pool | 0% | 5018.75 | 953.5625 | 4065.188 | 0.81 | 10 | 0.9567 | 0.1485 | 179.99 | http://www.inyopools.com/Products/00100018074612.htm?gclid=EAIaIQobChMInIa73oLy2wIVhb9kCh3f9wcGEAQYCCABEgLWHfD_BwE | 150 | Estimate at $150 Per unit, reference: https://www.improvenet.com/r/costs-and-prices/pool-pump-replacement | 1689 | 1hp pump with solar panels and mounting brackets: http://www.naturalcurrent.com/sunray-solflo-1-solar-powered-pool-pump/ | 900 | Estimate at $150 Per unit for pump, reference: https://www.improvenet.com/r/costs-and-prices/pool-pump-replacement; plus $750 for solar panel installation, reference: https://www.homeadvisor.com/cost/swimming-pools-hot-tubs-and-saunas/install-a-swimming-pool-heater/ | 2259.01 | motor |  | 2259.01
Equipment | Solar Powered Pool Pump | Solar Powered Pool Pump | Single Speed Pool Pump Motor 1 HP | Commercial | New | Offices | FL Zone 2 | Per Pool | 0% | 5018.75 | 953.5625 | 4065.188 | 0.81 | 10 | 0.9567 | 0.1485 | 179.99 | http://www.inyopools.com/Products/00100018074612.htm?gclid=EAIaIQobChMInIa73oLy2wIVhb9kCh3f9wcGEAQYCCABEgLWHfD_BwE | 150 | Estimate at $150 Per unit, reference: https://www.improvenet.com/r/costs-and-prices/pool-pump-replacement | 1689 | 1hp pump with solar panels and mounting brackets: http://www.naturalcurrent.com/sunray-solflo-1-solar-powered-pool-pump/ | 900 | Estimate at $150 Per unit for pump, reference: https://www.improvenet.com/r/costs-and-prices/pool-pump-replacement; plus $750 for solar panel installation, reference: https://www.homeadvisor.com/cost/swimming-pools-hot-tubs-and-saunas/install-a-swimming-pool-heater/ | 2259.01 | motor |  | 2259.01
Equipment | Solar Powered Pool Pump | Solar Powered Pool Pump | Single Speed Pool Pump Motor 1 HP | Commercial | New | Restaurants | FL Zone 2 | Per Pool | 0% | 5018.75 | 953.5625 | 4065.188 | 0.81 | 10 | 0.9567 | 0.1485 | 179.99 | http://www.inyopools.com/Products/00100018074612.htm?gclid=EAIaIQobChMInIa73oLy2wIVhb9kCh3f9wcGEAQYCCABEgLWHfD_BwE | 150 | Estimate at $150 Per unit, reference: https://www.improvenet.com/r/costs-and-prices/pool-pump-replacement | 1689 | 1hp pump with solar panels and mounting brackets: http://www.naturalcurrent.com/sunray-solflo-1-solar-powered-pool-pump/ | 900 | Estimate at $150 Per unit for pump, reference: https://www.improvenet.com/r/costs-and-prices/pool-pump-replacement; plus $750 for solar panel installation, reference: https://www.homeadvisor.com/cost/swimming-pools-hot-tubs-and-saunas/install-a-swimming-pool-heater/ | 2259.01 | motor |  | 2259.01
Equipment | Solar Powered Pool Pump | Solar Powered Pool Pump | Single Speed Pool Pump Motor 1 HP | Commercial | New | Retail | FL Zone 2 | Per Pool | 0% | 5018.75 | 953.5625 | 4065.188 | 0.81 | 10 | 0.9567 | 0.1485 | 179.99 | http://www.inyopools.com/Products/00100018074612.htm?gclid=EAIaIQobChMInIa73oLy2wIVhb9kCh3f9wcGEAQYCCABEgLWHfD_BwE | 150 | Estimate at $150 Per unit, reference: https://www.improvenet.com/r/costs-and-prices/pool-pump-replacement | 1689 | 1hp pump with solar panels and mounting brackets: http://www.naturalcurrent.com/sunray-solflo-1-solar-powered-pool-pump/ | 900 | Estimate at $150 Per unit for pump, reference: https://www.improvenet.com/r/costs-and-prices/pool-pump-replacement; plus $750 for solar panel installation, reference: https://www.homeadvisor.com/cost/swimming-pools-hot-tubs-and-saunas/install-a-swimming-pool-heater/ | 2259.01 | motor |  | 2259.01
Equipment | Solar Powered Pool Pump | Solar Powered Pool Pump | Single Speed Pool Pump Motor 1 HP | Commercial | New | Schools K-12 | FL Zone 2 | Per Pool | 0% | 5018.75 | 953.5625 | 4065.188 | 0.81 | 10 | 0.9567 | 0.1485 | 179.99 | http://www.inyopools.com/Products/00100018074612.htm?gclid=EAIaIQobChMInIa73oLy2wIVhb9kCh3f9wcGEAQYCCABEgLWHfD_BwE | 150 | Estimate at $150 Per unit, reference: https://www.improvenet.com/r/costs-and-prices/pool-pump-replacement | 1689 | 1hp pump with solar panels and mounting brackets: http://www.naturalcurrent.com/sunray-solflo-1-solar-powered-pool-pump/ | 900 | Estimate at $150 Per unit for pump, reference: https://www.improvenet.com/r/costs-and-prices/pool-pump-replacement; plus $750 for solar panel installation, reference: https://www.homeadvisor.com/cost/swimming-pools-hot-tubs-and-saunas/install-a-swimming-pool-heater/ | 2259.01 | motor |  | 2259.01
Equipment | Two Speed Pool Pump | Dual Speed Pool Pump Motor 1 HP | Single Speed Pool Pump Motor 1 HP | Commercial | Turnover | Assembly | FL Zone 2 | Per Pool | 0% | 5018.75 | 1917.909 | 3100.841 | 0.61785 | 10 | 0.72975 | 0.11327 | 179.99 | http://www.inyopools.com/Products/00100018074612.htm?gclid=EAIaIQobChMInIa73oLy2wIVhb9kCh3f9wcGEAQYCCABEgLWHfD_BwE | 150 | Estimate at $150 Per unit, reference: https://www.improvenet.com/r/costs-and-prices/pool-pump-replacement | 539 | http://www.inyopools.com/Products/44400018081134.htm | 150 | Estimate at $150 Per unit, reference: https://www.improvenet.com/r/costs-and-prices/pool-pump-replacement | 359.01 | motor |  | 359.01
Equipment | Two Speed Pool Pump | Dual Speed Pool Pump Motor 1 HP | Single Speed Pool Pump Motor 1 HP | Commercial | Turnover | College and University | FL Zone 2 | Per Pool | 0% | 5018.75 | 1917.909 | 3100.841 | 0.61785 | 10 | 0.72975 | 0.11327 | 179.99 | http://www.inyopools.com/Products/00100018074612.htm?gclid=EAIaIQobChMInIa73oLy2wIVhb9kCh3f9wcGEAQYCCABEgLWHfD_BwE | 150 | Estimate at $150 Per unit, reference: https://www.improvenet.com/r/costs-and-prices/pool-pump-replacement | 539 | http://www.inyopools.com/Products/44400018081134.htm | 150 | Estimate at $150 Per unit, reference: https://www.improvenet.com/r/costs-and-prices/pool-pump-replacement | 359.01 | motor |  | 359.01
Equipment | Two Speed Pool Pump | Dual Speed Pool Pump Motor 1 HP | Single Speed Pool Pump Motor 1 HP | Commercial | Turnover | Grocery | FL Zone 2 | Per Pool | 0% | 5018.75 | 1917.909 | 3100.841 | 0.61785 | 10 | 0.72975 | 0.11327 | 179.99 | http://www.inyopools.com/Products/00100018074612.htm?gclid=EAIaIQobChMInIa73oLy2wIVhb9kCh3f9wcGEAQYCCABEgLWHfD_BwE | 150 | Estimate at $150 Per unit, reference: https://www.improvenet.com/r/costs-and-prices/pool-pump-replacement | 539 | http://www.inyopools.com/Products/44400018081134.htm | 150 | Estimate at $150 Per unit, reference: https://www.improvenet.com/r/costs-and-prices/pool-pump-replacement | 359.01 | motor |  | 359.01
Equipment | Two Speed Pool Pump | Dual Speed Pool Pump Motor 1 HP | Single Speed Pool Pump Motor 1 HP | Commercial | Turnover | Healthcare | FL Zone 2 | Per Pool | 0% | 5018.75 | 1917.909 | 3100.841 | 0.61785 | 10 | 0.72975 | 0.11327 | 179.99 | http://www.inyopools.com/Products/00100018074612.htm?gclid=EAIaIQobChMInIa73oLy2wIVhb9kCh3f9wcGEAQYCCABEgLWHfD_BwE | 150 | Estimate at $150 Per unit, reference: https://www.improvenet.com/r/costs-and-prices/pool-pump-replacement | 539 | http://www.inyopools.com/Products/44400018081134.htm | 150 | Estimate at $150 Per unit, reference: https://www.improvenet.com/r/costs-and-prices/pool-pump-replacement | 359.01 | motor |  | 359.01
Equipment | Two Speed Pool Pump | Dual Speed Pool Pump Motor 1 HP | Single Speed Pool Pump Motor 1 HP | Commercial | Turnover | Hospitals | FL Zone 2 | Per Pool | 0% | 5018.75 | 1917.909 | 3100.841 | 0.61785 | 10 | 0.72975 | 0.11327 | 179.99 | http://www.inyopools.com/Products/00100018074612.htm?gclid=EAIaIQobChMInIa73oLy2wIVhb9kCh3f9wcGEAQYCCABEgLWHfD_BwE | 150 | Estimate at $150 Per unit, reference: https://www.improvenet.com/r/costs-and-prices/pool-pump-replacement | 539 | http://www.inyopools.com/Products/44400018081134.htm | 150 | Estimate at $150 Per unit, reference: https://www.improvenet.com/r/costs-and-prices/pool-pump-replacement | 359.01 | motor |  | 359.01
Equipment | Two Speed Pool Pump | Dual Speed Pool Pump Motor 1 HP | Single Speed Pool Pump Motor 1 HP | Commercial | Turnover | Institutional | FL Zone 2 | Per Pool | 0% | 5018.75 | 1917.909 | 3100.841 | 0.61785 | 10 | 0.72975 | 0.11327 | 179.99 | http://www.inyopools.com/Products/00100018074612.htm?gclid=EAIaIQobChMInIa73oLy2wIVhb9kCh3f9wcGEAQYCCABEgLWHfD_BwE | 150 | Estimate at $150 Per unit, reference: https://www.improvenet.com/r/costs-and-prices/pool-pump-replacement | 539 | http://www.inyopools.com/Products/44400018081134.htm | 150 | Estimate at $150 Per unit, reference: https://www.improvenet.com/r/costs-and-prices/pool-pump-replacement | 359.01 | motor |  | 359.01
Equipment | Two Speed Pool Pump | Dual Speed Pool Pump Motor 1 HP | Single Speed Pool Pump Motor 1 HP | Commercial | Turnover | Lodging/Hospitality | FL Zone 2 | Per Pool | 0% | 5018.75 | 1917.909 | 3100.841 | 0.61785 | 10 | 0.72975 | 0.11327 | 179.99 | http://www.inyopools.com/Products/00100018074612.htm?gclid=EAIaIQobChMInIa73oLy2wIVhb9kCh3f9wcGEAQYCCABEgLWHfD_BwE | 150 | Estimate at $150 Per unit, reference: https://www.improvenet.com/r/costs-and-prices/pool-pump-replacement | 539 | http://www.inyopools.com/Products/44400018081134.htm | 150 | Estimate at $150 Per unit, reference: https://www.improvenet.com/r/costs-and-prices/pool-pump-replacement | 359.01 | motor |  | 359.01
Equipment | Two Speed Pool Pump | Dual Speed Pool Pump Motor 1 HP | Single Speed Pool Pump Motor 1 HP | Commercial | Turnover | Miscellaneous | FL Zone 2 | Per Pool | 0% | 5018.75 | 1917.909 | 3100.841 | 0.61785 | 10 | 0.72975 | 0.11327 | 179.99 | http://www.inyopools.com/Products/00100018074612.htm?gclid=EAIaIQobChMInIa73oLy2wIVhb9kCh3f9wcGEAQYCCABEgLWHfD_BwE | 150 | Estimate at $150 Per unit, reference: https://www.improvenet.com/r/costs-and-prices/pool-pump-replacement | 539 | http://www.inyopools.com/Products/44400018081134.htm | 150 | Estimate at $150 Per unit, reference: https://www.improvenet.com/r/costs-and-prices/pool-pump-replacement | 359.01 | motor |  | 359.01
Equipment | Two Speed Pool Pump | Dual Speed Pool Pump Motor 1 HP | Single Speed Pool Pump Motor 1 HP | Commercial | Turnover | Offices | FL Zone 2 | Per Pool | 0% | 5018.75 | 1917.909 | 3100.841 | 0.61785 | 10 | 0.72975 | 0.11327 | 179.99 | http://www.inyopools.com/Products/00100018074612.htm?gclid=EAIaIQobChMInIa73oLy2wIVhb9kCh3f9wcGEAQYCCABEgLWHfD_BwE | 150 | Estimate at $150 Per unit, reference: https://www.improvenet.com/r/costs-and-prices/pool-pump-replacement | 539 | http://www.inyopools.com/Products/44400018081134.htm | 150 | Estimate at $150 Per unit, reference: https://www.improvenet.com/r/costs-and-prices/pool-pump-replacement | 359.01 | motor |  | 359.01
Equipment | Two Speed Pool Pump | Dual Speed Pool Pump Motor 1 HP | Single Speed Pool Pump Motor 1 HP | Commercial | Turnover | Restaurants | FL Zone 2 | Per Pool | 0% | 5018.75 | 1917.909 | 3100.841 | 0.61785 | 10 | 0.72975 | 0.11327 | 179.99 | http://www.inyopools.com/Products/00100018074612.htm?gclid=EAIaIQobChMInIa73oLy2wIVhb9kCh3f9wcGEAQYCCABEgLWHfD_BwE | 150 | Estimate at $150 Per unit, reference: https://www.improvenet.com/r/costs-and-prices/pool-pump-replacement | 539 | http://www.inyopools.com/Products/44400018081134.htm | 150 | Estimate at $150 Per unit, reference: https://www.improvenet.com/r/costs-and-prices/pool-pump-replacement | 359.01 | motor |  | 359.01
Equipment | Two Speed Pool Pump | Dual Speed Pool Pump Motor 1 HP | Single Speed Pool Pump Motor 1 HP | Commercial | Turnover | Retail | FL Zone 2 | Per Pool | 0% | 5018.75 | 1917.909 | 3100.841 | 0.61785 | 10 | 0.72975 | 0.11327 | 179.99 | http://www.inyopools.com/Products/00100018074612.htm?gclid=EAIaIQobChMInIa73oLy2wIVhb9kCh3f9wcGEAQYCCABEgLWHfD_BwE | 150 | Estimate at $150 Per unit, reference: https://www.improvenet.com/r/costs-and-prices/pool-pump-replacement | 539 | http://www.inyopools.com/Products/44400018081134.htm | 150 | Estimate at $150 Per unit, reference: https://www.improvenet.com/r/costs-and-prices/pool-pump-replacement | 359.01 | motor |  | 359.01
Equipment | Two Speed Pool Pump | Dual Speed Pool Pump Motor 1 HP | Single Speed Pool Pump Motor 1 HP | Commercial | Turnover | Schools K-12 | FL Zone 2 | Per Pool | 0% | 5018.75 | 1917.909 | 3100.841 | 0.61785 | 10 | 0.72975 | 0.11327 | 179.99 | http://www.inyopools.com/Products/00100018074612.htm?gclid=EAIaIQobChMInIa73oLy2wIVhb9kCh3f9wcGEAQYCCABEgLWHfD_BwE | 150 | Estimate at $150 Per unit, reference: https://www.improvenet.com/r/costs-and-prices/pool-pump-replacement | 539 | http://www.inyopools.com/Products/44400018081134.htm | 150 | Estimate at $150 Per unit, reference: https://www.improvenet.com/r/costs-and-prices/pool-pump-replacement | 359.01 | motor |  | 359.01
Equipment | Two Speed Pool Pump | Dual Speed Pool Pump Motor 1 HP | Single Speed Pool Pump Motor 1 HP | Commercial | Turnover | Warehouse | FL Zone 2 | Per Pool | 0% | 5018.75 | 1917.909 | 3100.841 | 0.61785 | 10 | 0.72975 | 0.11327 | 179.99 | http://www.inyopools.com/Products/00100018074612.htm?gclid=EAIaIQobChMInIa73oLy2wIVhb9kCh3f9wcGEAQYCCABEgLWHfD_BwE | 150 | Estimate at $150 Per unit, reference: https://www.improvenet.com/r/costs-and-prices/pool-pump-replacement | 539 | http://www.inyopools.com/Products/44400018081134.htm | 150 | Estimate at $150 Per unit, reference: https://www.improvenet.com/r/costs-and-prices/pool-pump-replacement | 359.01 | motor |  | 359.01
Equipment | Two Speed Pool Pump | Dual Speed Pool Pump Motor 1 HP | Single Speed Pool Pump Motor 1 HP | Commercial | New | Assembly | FL Zone 2 | Per Pool | 0% | 5018.75 | 1917.909 | 3100.841 | 0.61785 | 10 | 0.72975 | 0.11327 | 179.99 | http://www.inyopools.com/Products/00100018074612.htm?gclid=EAIaIQobChMInIa73oLy2wIVhb9kCh3f9wcGEAQYCCABEgLWHfD_BwE | 150 | Estimate at $150 Per unit, reference: https://www.improvenet.com/r/costs-and-prices/pool-pump-replacement | 539 | http://www.inyopools.com/Products/44400018081134.htm | 150 | Estimate at $150 Per unit, reference: https://www.improvenet.com/r/costs-and-prices/pool-pump-replacement | 359.01 | motor |  | 359.01
Equipment | Two Speed Pool Pump | Dual Speed Pool Pump Motor 1 HP | Single Speed Pool Pump Motor 1 HP | Commercial | New | College and University | FL Zone 2 | Per Pool | 0% | 5018.75 | 1917.909 | 3100.841 | 0.61785 | 10 | 0.72975 | 0.11327 | 179.99 | http://www.inyopools.com/Products/00100018074612.htm?gclid=EAIaIQobChMInIa73oLy2wIVhb9kCh3f9wcGEAQYCCABEgLWHfD_BwE | 150 | Estimate at $150 Per unit, reference: https://www.improvenet.com/r/costs-and-prices/pool-pump-replacement | 539 | http://www.inyopools.com/Products/44400018081134.htm | 150 | Estimate at $150 Per unit, reference: https://www.improvenet.com/r/costs-and-prices/pool-pump-replacement | 359.01 | motor |  | 359.01
Equipment | Two Speed Pool Pump | Dual Speed Pool Pump Motor 1 HP | Single Speed Pool Pump Motor 1 HP | Commercial | New | Grocery | FL Zone 2 | Per Pool | 0% | 5018.75 | 1917.909 | 3100.841 | 0.61785 | 10 | 0.72975 | 0.11327 | 179.99 | http://www.inyopools.com/Products/00100018074612.htm?gclid=EAIaIQobChMInIa73oLy2wIVhb9kCh3f9wcGEAQYCCABEgLWHfD_BwE | 150 | Estimate at $150 Per unit, reference: https://www.improvenet.com/r/costs-and-prices/pool-pump-replacement | 539 | http://www.inyopools.com/Products/44400018081134.htm | 150 | Estimate at $150 Per unit, reference: https://www.improvenet.com/r/costs-and-prices/pool-pump-replacement | 359.01 | motor |  | 359.01
Equipment | Two Speed Pool Pump | Dual Speed Pool Pump Motor 1 HP | Single Speed Pool Pump Motor 1 HP | Commercial | New | Healthcare | FL Zone 2 | Per Pool | 0% | 5018.75 | 1917.909 | 3100.841 | 0.61785 | 10 | 0.72975 | 0.11327 | 179.99 | http://www.inyopools.com/Products/00100018074612.htm?gclid=EAIaIQobChMInIa73oLy2wIVhb9kCh3f9wcGEAQYCCABEgLWHfD_BwE | 150 | Estimate at $150 Per unit, reference: https://www.improvenet.com/r/costs-and-prices/pool-pump-replacement | 539 | http://www.inyopools.com/Products/44400018081134.htm | 150 | Estimate at $150 Per unit, reference: https://www.improvenet.com/r/costs-and-prices/pool-pump-replacement | 359.01 | motor |  | 359.01
Equipment | Two Speed Pool Pump | Dual Speed Pool Pump Motor 1 HP | Single Speed Pool Pump Motor 1 HP | Commercial | New | Hospitals | FL Zone 2 | Per Pool | 0% | 5018.75 | 1917.909 | 3100.841 | 0.61785 | 10 | 0.72975 | 0.11327 | 179.99 | http://www.inyopools.com/Products/00100018074612.htm?gclid=EAIaIQobChMInIa73oLy2wIVhb9kCh3f9wcGEAQYCCABEgLWHfD_BwE | 150 | Estimate at $150 Per unit, reference: https://www.improvenet.com/r/costs-and-prices/pool-pump-replacement | 539 | http://www.inyopools.com/Products/44400018081134.htm | 150 | Estimate at $150 Per unit, reference: https://www.improvenet.com/r/costs-and-prices/pool-pump-replacement | 359.01 | motor |  | 359.01
Equipment | Two Speed Pool Pump | Dual Speed Pool Pump Motor 1 HP | Single Speed Pool Pump Motor 1 HP | Commercial | New | Institutional | FL Zone 2 | Per Pool | 0% | 5018.75 | 1917.909 | 3100.841 | 0.61785 | 10 | 0.72975 | 0.11327 | 179.99 | http://www.inyopools.com/Products/00100018074612.htm?gclid=EAIaIQobChMInIa73oLy2wIVhb9kCh3f9wcGEAQYCCABEgLWHfD_BwE | 150 | Estimate at $150 Per unit, reference: https://www.improvenet.com/r/costs-and-prices/pool-pump-replacement | 539 | http://www.inyopools.com/Products/44400018081134.htm | 150 | Estimate at $150 Per unit, reference: https://www.improvenet.com/r/costs-and-prices/pool-pump-replacement | 359.01 | motor |  | 359.01
Equipment | Two Speed Pool Pump | Dual Speed Pool Pump Motor 1 HP | Single Speed Pool Pump Motor 1 HP | Commercial | New | Lodging/Hospitality | FL Zone 2 | Per Pool | 0% | 5018.75 | 1917.909 | 3100.841 | 0.61785 | 10 | 0.72975 | 0.11327 | 179.99 | http://www.inyopools.com/Products/00100018074612.htm?gclid=EAIaIQobChMInIa73oLy2wIVhb9kCh3f9wcGEAQYCCABEgLWHfD_BwE | 150 | Estimate at $150 Per unit, reference: https://www.improvenet.com/r/costs-and-prices/pool-pump-replacement | 539 | http://www.inyopools.com/Products/44400018081134.htm | 150 | Estimate at $150 Per unit, reference: https://www.improvenet.com/r/costs-and-prices/pool-pump-replacement | 359.01 | motor |  | 359.01
Equipment | Two Speed Pool Pump | Dual Speed Pool Pump Motor 1 HP | Single Speed Pool Pump Motor 1 HP | Commercial | New | Miscellaneous | FL Zone 2 | Per Pool | 0% | 5018.75 | 1917.909 | 3100.841 | 0.61785 | 10 | 0.72975 | 0.11327 | 179.99 | http://www.inyopools.com/Products/00100018074612.htm?gclid=EAIaIQobChMInIa73oLy2wIVhb9kCh3f9wcGEAQYCCABEgLWHfD_BwE | 150 | Estimate at $150 Per unit, reference: https://www.improvenet.com/r/costs-and-prices/pool-pump-replacement | 539 | http://www.inyopools.com/Products/44400018081134.htm | 150 | Estimate at $150 Per unit, reference: https://www.improvenet.com/r/costs-and-prices/pool-pump-replacement | 359.01 | motor |  | 359.01
Equipment | Two Speed Pool Pump | Dual Speed Pool Pump Motor 1 HP | Single Speed Pool Pump Motor 1 HP | Commercial | New | Offices | FL Zone 2 | Per Pool | 0% | 5018.75 | 1917.909 | 3100.841 | 0.61785 | 10 | 0.72975 | 0.11327 | 179.99 | http://www.inyopools.com/Products/00100018074612.htm?gclid=EAIaIQobChMInIa73oLy2wIVhb9kCh3f9wcGEAQYCCABEgLWHfD_BwE | 150 | Estimate at $150 Per unit, reference: https://www.improvenet.com/r/costs-and-prices/pool-pump-replacement | 539 | http://www.inyopools.com/Products/44400018081134.htm | 150 | Estimate at $150 Per unit, reference: https://www.improvenet.com/r/costs-and-prices/pool-pump-replacement | 359.01 | motor |  | 359.01
Equipment | Two Speed Pool Pump | Dual Speed Pool Pump Motor 1 HP | Single Speed Pool Pump Motor 1 HP | Commercial | New | Restaurants | FL Zone 2 | Per Pool | 0% | 5018.75 | 1917.909 | 3100.841 | 0.61785 | 10 | 0.72975 | 0.11327 | 179.99 | http://www.inyopools.com/Products/00100018074612.htm?gclid=EAIaIQobChMInIa73oLy2wIVhb9kCh3f9wcGEAQYCCABEgLWHfD_BwE | 150 | Estimate at $150 Per unit, reference: https://www.improvenet.com/r/costs-and-prices/pool-pump-replacement | 539 | http://www.inyopools.com/Products/44400018081134.htm | 150 | Estimate at $150 Per unit, reference: https://www.improvenet.com/r/costs-and-prices/pool-pump-replacement | 359.01 | motor |  | 359.01
Equipment | Two Speed Pool Pump | Dual Speed Pool Pump Motor 1 HP | Single Speed Pool Pump Motor 1 HP | Commercial | New | Retail | FL Zone 2 | Per Pool | 0% | 5018.75 | 1917.909 | 3100.841 | 0.61785 | 10 | 0.72975 | 0.11327 | 179.99 | http://www.inyopools.com/Products/00100018074612.htm?gclid=EAIaIQobChMInIa73oLy2wIVhb9kCh3f9wcGEAQYCCABEgLWHfD_BwE | 150 | Estimate at $150 Per unit, reference: https://www.improvenet.com/r/costs-and-prices/pool-pump-replacement | 539 | http://www.inyopools.com/Products/44400018081134.htm | 150 | Estimate at $150 Per unit, reference: https://www.improvenet.com/r/costs-and-prices/pool-pump-replacement | 359.01 | motor |  | 359.01
Equipment | Two Speed Pool Pump | Dual Speed Pool Pump Motor 1 HP | Single Speed Pool Pump Motor 1 HP | Commercial | New | Schools K-12 | FL Zone 2 | Per Pool | 0% | 5018.75 | 1917.909 | 3100.841 | 0.61785 | 10 | 0.72975 | 0.11327 | 179.99 | http://www.inyopools.com/Products/00100018074612.htm?gclid=EAIaIQobChMInIa73oLy2wIVhb9kCh3f9wcGEAQYCCABEgLWHfD_BwE | 150 | Estimate at $150 Per unit, reference: https://www.improvenet.com/r/costs-and-prices/pool-pump-replacement | 539 | http://www.inyopools.com/Products/44400018081134.htm | 150 | Estimate at $150 Per unit, reference: https://www.improvenet.com/r/costs-and-prices/pool-pump-replacement | 359.01 | motor |  | 359.01
Equipment | Two Speed Pool Pump | Dual Speed Pool Pump Motor 1 HP | Single Speed Pool Pump Motor 1 HP | Commercial | New | Warehouse | FL Zone 2 | Per Pool | 0% | 5018.75 | 1917.909 | 3100.841 | 0.61785 | 10 | 0.72975 | 0.11327 | 179.99 | http://www.inyopools.com/Products/00100018074612.htm?gclid=EAIaIQobChMInIa73oLy2wIVhb9kCh3f9wcGEAQYCCABEgLWHfD_BwE | 150 | Estimate at $150 Per unit, reference: https://www.improvenet.com/r/costs-and-prices/pool-pump-replacement | 539 | http://www.inyopools.com/Products/44400018081134.htm | 150 | Estimate at $150 Per unit, reference: https://www.improvenet.com/r/costs-and-prices/pool-pump-replacement | 359.01 | motor |  | 359.01
Equipment | Variable Speed Pool Pump | Variable Speed Pool Pump | Single Speed Pool Pump Motor 1 HP | Commercial | Turnover | Assembly | FL Zone 2 | Per Pool | 46% | 5018.75 | 1788.5 | 3230.25 | 0.64364 | 10 | 0.7602 | 0.118 | 179.99 | http://www.inyopools.com/Products/00100018074612.htm?gclid=EAIaIQobChMInIa73oLy2wIVhb9kCh3f9wcGEAQYCCABEgLWHfD_BwE | 150 | Estimate at $150 Per unit, reference: https://www.improvenet.com/r/costs-and-prices/pool-pump-replacement | 1265 | http://www.inyopools.com/Products/02200018059633.htm | 150 | Estimate at $150 Per unit, reference: https://www.improvenet.com/r/costs-and-prices/pool-pump-replacement | 1085.01 | motor |  | 1085.01
Equipment | Variable Speed Pool Pump | Variable Speed Pool Pump | Single Speed Pool Pump Motor 1 HP | Commercial | Turnover | College and University | FL Zone 2 | Per Pool | 43% | 5018.75 | 1788.5 | 3230.25 | 0.64364 | 10 | 0.7602 | 0.118 | 179.99 | http://www.inyopools.com/Products/00100018074612.htm?gclid=EAIaIQobChMInIa73oLy2wIVhb9kCh3f9wcGEAQYCCABEgLWHfD_BwE | 150 | Estimate at $150 Per unit, reference: https://www.improvenet.com/r/costs-and-prices/pool-pump-replacement | 1265 | http://www.inyopools.com/Products/02200018059633.htm | 150 | Estimate at $150 Per unit, reference: https://www.improvenet.com/r/costs-and-prices/pool-pump-replacement | 1085.01 | motor |  | 1085.01
Equipment | Variable Speed Pool Pump | Variable Speed Pool Pump | Single Speed Pool Pump Motor 1 HP | Commercial | Turnover | Grocery | FL Zone 2 | Per Pool | 0% | 5018.75 | 1788.5 | 3230.25 | 0.64364 | 10 | 0.7602 | 0.118 | 179.99 | http://www.inyopools.com/Products/00100018074612.htm?gclid=EAIaIQobChMInIa73oLy2wIVhb9kCh3f9wcGEAQYCCABEgLWHfD_BwE | 150 | Estimate at $150 Per unit, reference: https://www.improvenet.com/r/costs-and-prices/pool-pump-replacement | 1265 | http://www.inyopools.com/Products/02200018059633.htm | 150 | Estimate at $150 Per unit, reference: https://www.improvenet.com/r/costs-and-prices/pool-pump-replacement | 1085.01 | motor |  | 1085.01
Equipment | Variable Speed Pool Pump | Variable Speed Pool Pump | Single Speed Pool Pump Motor 1 HP | Commercial | Turnover | Healthcare | FL Zone 2 | Per Pool | 0% | 5018.75 | 1788.5 | 3230.25 | 0.64364 | 10 | 0.7602 | 0.118 | 179.99 | http://www.inyopools.com/Products/00100018074612.htm?gclid=EAIaIQobChMInIa73oLy2wIVhb9kCh3f9wcGEAQYCCABEgLWHfD_BwE | 150 | Estimate at $150 Per unit, reference: https://www.improvenet.com/r/costs-and-prices/pool-pump-replacement | 1265 | http://www.inyopools.com/Products/02200018059633.htm | 150 | Estimate at $150 Per unit, reference: https://www.improvenet.com/r/costs-and-prices/pool-pump-replacement | 1085.01 | motor |  | 1085.01
Equipment | Variable Speed Pool Pump | Variable Speed Pool Pump | Single Speed Pool Pump Motor 1 HP | Commercial | Turnover | Hospitals | FL Zone 2 | Per Pool | 0% | 5018.75 | 1788.5 | 3230.25 | 0.64364 | 10 | 0.7602 | 0.118 | 179.99 | http://www.inyopools.com/Products/00100018074612.htm?gclid=EAIaIQobChMInIa73oLy2wIVhb9kCh3f9wcGEAQYCCABEgLWHfD_BwE | 150 | Estimate at $150 Per unit, reference: https://www.improvenet.com/r/costs-and-prices/pool-pump-replacement | 1265 | http://www.inyopools.com/Products/02200018059633.htm | 150 | Estimate at $150 Per unit, reference: https://www.improvenet.com/r/costs-and-prices/pool-pump-replacement | 1085.01 | motor |  | 1085.01
Equipment | Variable Speed Pool Pump | Variable Speed Pool Pump | Single Speed Pool Pump Motor 1 HP | Commercial | Turnover | Institutional | FL Zone 2 | Per Pool | 0% | 5018.75 | 1788.5 | 3230.25 | 0.64364 | 10 | 0.7602 | 0.118 | 179.99 | http://www.inyopools.com/Products/00100018074612.htm?gclid=EAIaIQobChMInIa73oLy2wIVhb9kCh3f9wcGEAQYCCABEgLWHfD_BwE | 150 | Estimate at $150 Per unit, reference: https://www.improvenet.com/r/costs-and-prices/pool-pump-replacement | 1265 | http://www.inyopools.com/Products/02200018059633.htm | 150 | Estimate at $150 Per unit, reference: https://www.improvenet.com/r/costs-and-prices/pool-pump-replacement | 1085.01 | motor |  | 1085.01
Equipment | Variable Speed Pool Pump | Variable Speed Pool Pump | Single Speed Pool Pump Motor 1 HP | Commercial | Turnover | Lodging/Hospitality | FL Zone 2 | Per Pool | 51% | 5018.75 | 1788.5 | 3230.25 | 0.64364 | 10 | 0.7602 | 0.118 | 179.99 | http://www.inyopools.com/Products/00100018074612.htm?gclid=EAIaIQobChMInIa73oLy2wIVhb9kCh3f9wcGEAQYCCABEgLWHfD_BwE | 150 | Estimate at $150 Per unit, reference: https://www.improvenet.com/r/costs-and-prices/pool-pump-replacement | 1265 | http://www.inyopools.com/Products/02200018059633.htm | 150 | Estimate at $150 Per unit, reference: https://www.improvenet.com/r/costs-and-prices/pool-pump-replacement | 1085.01 | motor |  | 1085.01
Equipment | Variable Speed Pool Pump | Variable Speed Pool Pump | Single Speed Pool Pump Motor 1 HP | Commercial | Turnover | Miscellaneous | FL Zone 2 | Per Pool | 0% | 5018.75 | 1788.5 | 3230.25 | 0.64364 | 10 | 0.7602 | 0.118 | 179.99 | http://www.inyopools.com/Products/00100018074612.htm?gclid=EAIaIQobChMInIa73oLy2wIVhb9kCh3f9wcGEAQYCCABEgLWHfD_BwE | 150 | Estimate at $150 Per unit, reference: https://www.improvenet.com/r/costs-and-prices/pool-pump-replacement | 1265 | http://www.inyopools.com/Products/02200018059633.htm | 150 | Estimate at $150 Per unit, reference: https://www.improvenet.com/r/costs-and-prices/pool-pump-replacement | 1085.01 | motor |  | 1085.01
Equipment | Variable Speed Pool Pump | Variable Speed Pool Pump | Single Speed Pool Pump Motor 1 HP | Commercial | Turnover | Offices | FL Zone 2 | Per Pool | 0% | 5018.75 | 1788.5 | 3230.25 | 0.64364 | 10 | 0.7602 | 0.118 | 179.99 | http://www.inyopools.com/Products/00100018074612.htm?gclid=EAIaIQobChMInIa73oLy2wIVhb9kCh3f9wcGEAQYCCABEgLWHfD_BwE | 150 | Estimate at $150 Per unit, reference: https://www.improvenet.com/r/costs-and-prices/pool-pump-replacement | 1265 | http://www.inyopools.com/Products/02200018059633.htm | 150 | Estimate at $150 Per unit, reference: https://www.improvenet.com/r/costs-and-prices/pool-pump-replacement | 1085.01 | motor |  | 1085.01
Equipment | Variable Speed Pool Pump | Variable Speed Pool Pump | Single Speed Pool Pump Motor 1 HP | Commercial | Turnover | Restaurants | FL Zone 2 | Per Pool | 0% | 5018.75 | 1788.5 | 3230.25 | 0.64364 | 10 | 0.7602 | 0.118 | 179.99 | http://www.inyopools.com/Products/00100018074612.htm?gclid=EAIaIQobChMInIa73oLy2wIVhb9kCh3f9wcGEAQYCCABEgLWHfD_BwE | 150 | Estimate at $150 Per unit, reference: https://www.improvenet.com/r/costs-and-prices/pool-pump-replacement | 1265 | http://www.inyopools.com/Products/02200018059633.htm | 150 | Estimate at $150 Per unit, reference: https://www.improvenet.com/r/costs-and-prices/pool-pump-replacement | 1085.01 | motor |  | 1085.01
Equipment | Variable Speed Pool Pump | Variable Speed Pool Pump | Single Speed Pool Pump Motor 1 HP | Commercial | Turnover | Retail | FL Zone 2 | Per Pool | 0% | 5018.75 | 1788.5 | 3230.25 | 0.64364 | 10 | 0.7602 | 0.118 | 179.99 | http://www.inyopools.com/Products/00100018074612.htm?gclid=EAIaIQobChMInIa73oLy2wIVhb9kCh3f9wcGEAQYCCABEgLWHfD_BwE | 150 | Estimate at $150 Per unit, reference: https://www.improvenet.com/r/costs-and-prices/pool-pump-replacement | 1265 | http://www.inyopools.com/Products/02200018059633.htm | 150 | Estimate at $150 Per unit, reference: https://www.improvenet.com/r/costs-and-prices/pool-pump-replacement | 1085.01 | motor |  | 1085.01
Equipment | Variable Speed Pool Pump | Variable Speed Pool Pump | Single Speed Pool Pump Motor 1 HP | Commercial | Turnover | Schools K-12 | FL Zone 2 | Per Pool | 0% | 5018.75 | 1788.5 | 3230.25 | 0.64364 | 10 | 0.7602 | 0.118 | 179.99 | http://www.inyopools.com/Products/00100018074612.htm?gclid=EAIaIQobChMInIa73oLy2wIVhb9kCh3f9wcGEAQYCCABEgLWHfD_BwE | 150 | Estimate at $150 Per unit, reference: https://www.improvenet.com/r/costs-and-prices/pool-pump-replacement | 1265 | http://www.inyopools.com/Products/02200018059633.htm | 150 | Estimate at $150 Per unit, reference: https://www.improvenet.com/r/costs-and-prices/pool-pump-replacement | 1085.01 | motor |  | 1085.01
Equipment | Variable Speed Pool Pump | Variable Speed Pool Pump | Single Speed Pool Pump Motor 1 HP | Commercial | New | Assembly | FL Zone 2 | Per Pool | 46% | 5018.75 | 1788.5 | 3230.25 | 0.64364 | 10 | 0.7602 | 0.118 | 179.99 | http://www.inyopools.com/Products/00100018074612.htm?gclid=EAIaIQobChMInIa73oLy2wIVhb9kCh3f9wcGEAQYCCABEgLWHfD_BwE | 150 | Estimate at $150 Per unit, reference: https://www.improvenet.com/r/costs-and-prices/pool-pump-replacement | 1265 | http://www.inyopools.com/Products/02200018059633.htm | 150 | Estimate at $150 Per unit, reference: https://www.improvenet.com/r/costs-and-prices/pool-pump-replacement | 1085.01 | motor |  | 1085.01
Equipment | Variable Speed Pool Pump | Variable Speed Pool Pump | Single Speed Pool Pump Motor 1 HP | Commercial | New | College and University | FL Zone 2 | Per Pool | 43% | 5018.75 | 1788.5 | 3230.25 | 0.64364 | 10 | 0.7602 | 0.118 | 179.99 | http://www.inyopools.com/Products/00100018074612.htm?gclid=EAIaIQobChMInIa73oLy2wIVhb9kCh3f9wcGEAQYCCABEgLWHfD_BwE | 150 | Estimate at $150 Per unit, reference: https://www.improvenet.com/r/costs-and-prices/pool-pump-replacement | 1265 | http://www.inyopools.com/Products/02200018059633.htm | 150 | Estimate at $150 Per unit, reference: https://www.improvenet.com/r/costs-and-prices/pool-pump-replacement | 1085.01 | motor |  | 1085.01
Equipment | Variable Speed Pool Pump | Variable Speed Pool Pump | Single Speed Pool Pump Motor 1 HP | Commercial | New | Grocery | FL Zone 2 | Per Pool | 0% | 5018.75 | 1788.5 | 3230.25 | 0.64364 | 10 | 0.7602 | 0.118 | 179.99 | http://www.inyopools.com/Products/00100018074612.htm?gclid=EAIaIQobChMInIa73oLy2wIVhb9kCh3f9wcGEAQYCCABEgLWHfD_BwE | 150 | Estimate at $150 Per unit, reference: https://www.improvenet.com/r/costs-and-prices/pool-pump-replacement | 1265 | http://www.inyopools.com/Products/02200018059633.htm | 150 | Estimate at $150 Per unit, reference: https://www.improvenet.com/r/costs-and-prices/pool-pump-replacement | 1085.01 | motor |  | 1085.01
Equipment | Variable Speed Pool Pump | Variable Speed Pool Pump | Single Speed Pool Pump Motor 1 HP | Commercial | New | Healthcare | FL Zone 2 | Per Pool | 0% | 5018.75 | 1788.5 | 3230.25 | 0.64364 | 10 | 0.7602 | 0.118 | 179.99 | http://www.inyopools.com/Products/00100018074612.htm?gclid=EAIaIQobChMInIa73oLy2wIVhb9kCh3f9wcGEAQYCCABEgLWHfD_BwE | 150 | Estimate at $150 Per unit, reference: https://www.improvenet.com/r/costs-and-prices/pool-pump-replacement | 1265 | http://www.inyopools.com/Products/02200018059633.htm | 150 | Estimate at $150 Per unit, reference: https://www.improvenet.com/r/costs-and-prices/pool-pump-replacement | 1085.01 | motor |  | 1085.01
Equipment | Variable Speed Pool Pump | Variable Speed Pool Pump | Single Speed Pool Pump Motor 1 HP | Commercial | New | Hospitals | FL Zone 2 | Per Pool | 0% | 5018.75 | 1788.5 | 3230.25 | 0.64364 | 10 | 0.7602 | 0.118 | 179.99 | http://www.inyopools.com/Products/00100018074612.htm?gclid=EAIaIQobChMInIa73oLy2wIVhb9kCh3f9wcGEAQYCCABEgLWHfD_BwE | 150 | Estimate at $150 Per unit, reference: https://www.improvenet.com/r/costs-and-prices/pool-pump-replacement | 1265 | http://www.inyopools.com/Products/02200018059633.htm | 150 | Estimate at $150 Per unit, reference: https://www.improvenet.com/r/costs-and-prices/pool-pump-replacement | 1085.01 | motor |  | 1085.01
Equipment | Variable Speed Pool Pump | Variable Speed Pool Pump | Single Speed Pool Pump Motor 1 HP | Commercial | New | Institutional | FL Zone 2 | Per Pool | 0% | 5018.75 | 1788.5 | 3230.25 | 0.64364 | 10 | 0.7602 | 0.118 | 179.99 | http://www.inyopools.com/Products/00100018074612.htm?gclid=EAIaIQobChMInIa73oLy2wIVhb9kCh3f9wcGEAQYCCABEgLWHfD_BwE | 150 | Estimate at $150 Per unit, reference: https://www.improvenet.com/r/costs-and-prices/pool-pump-replacement | 1265 | http://www.inyopools.com/Products/02200018059633.htm | 150 | Estimate at $150 Per unit, reference: https://www.improvenet.com/r/costs-and-prices/pool-pump-replacement | 1085.01 | motor |  | 1085.01
Equipment | Variable Speed Pool Pump | Variable Speed Pool Pump | Single Speed Pool Pump Motor 1 HP | Commercial | New | Lodging/Hospitality | FL Zone 2 | Per Pool | 51% | 5018.75 | 1788.5 | 3230.25 | 0.64364 | 10 | 0.7602 | 0.118 | 179.99 | http://www.inyopools.com/Products/00100018074612.htm?gclid=EAIaIQobChMInIa73oLy2wIVhb9kCh3f9wcGEAQYCCABEgLWHfD_BwE | 150 | Estimate at $150 Per unit, reference: https://www.improvenet.com/r/costs-and-prices/pool-pump-replacement | 1265 | http://www.inyopools.com/Products/02200018059633.htm | 150 | Estimate at $150 Per unit, reference: https://www.improvenet.com/r/costs-and-prices/pool-pump-replacement | 1085.01 | motor |  | 1085.01
Equipment | Variable Speed Pool Pump | Variable Speed Pool Pump | Single Speed Pool Pump Motor 1 HP | Commercial | New | Miscellaneous | FL Zone 2 | Per Pool | 0% | 5018.75 | 1788.5 | 3230.25 | 0.64364 | 10 | 0.7602 | 0.118 | 179.99 | http://www.inyopools.com/Products/00100018074612.htm?gclid=EAIaIQobChMInIa73oLy2wIVhb9kCh3f9wcGEAQYCCABEgLWHfD_BwE | 150 | Estimate at $150 Per unit, reference: https://www.improvenet.com/r/costs-and-prices/pool-pump-replacement | 1265 | http://www.inyopools.com/Products/02200018059633.htm | 150 | Estimate at $150 Per unit, reference: https://www.improvenet.com/r/costs-and-prices/pool-pump-replacement | 1085.01 | motor |  | 1085.01
Equipment | Variable Speed Pool Pump | Variable Speed Pool Pump | Single Speed Pool Pump Motor 1 HP | Commercial | New | Offices | FL Zone 2 | Per Pool | 0% | 5018.75 | 1788.5 | 3230.25 | 0.64364 | 10 | 0.7602 | 0.118 | 179.99 | http://www.inyopools.com/Products/00100018074612.htm?gclid=EAIaIQobChMInIa73oLy2wIVhb9kCh3f9wcGEAQYCCABEgLWHfD_BwE | 150 | Estimate at $150 Per unit, reference: https://www.improvenet.com/r/costs-and-prices/pool-pump-replacement | 1265 | http://www.inyopools.com/Products/02200018059633.htm | 150 | Estimate at $150 Per unit, reference: https://www.improvenet.com/r/costs-and-prices/pool-pump-replacement | 1085.01 | motor |  | 1085.01
Equipment | Variable Speed Pool Pump | Variable Speed Pool Pump | Single Speed Pool Pump Motor 1 HP | Commercial | New | Restaurants | FL Zone 2 | Per Pool | 0% | 5018.75 | 1788.5 | 3230.25 | 0.64364 | 10 | 0.7602 | 0.118 | 179.99 | http://www.inyopools.com/Products/00100018074612.htm?gclid=EAIaIQobChMInIa73oLy2wIVhb9kCh3f9wcGEAQYCCABEgLWHfD_BwE | 150 | Estimate at $150 Per unit, reference: https://www.improvenet.com/r/costs-and-prices/pool-pump-replacement | 1265 | http://www.inyopools.com/Products/02200018059633.htm | 150 | Estimate at $150 Per unit, reference: https://www.improvenet.com/r/costs-and-prices/pool-pump-replacement | 1085.01 | motor |  | 1085.01
Equipment | Variable Speed Pool Pump | Variable Speed Pool Pump | Single Speed Pool Pump Motor 1 HP | Commercial | New | Retail | FL Zone 2 | Per Pool | 0% | 5018.75 | 1788.5 | 3230.25 | 0.64364 | 10 | 0.7602 | 0.118 | 179.99 | http://www.inyopools.com/Products/00100018074612.htm?gclid=EAIaIQobChMInIa73oLy2wIVhb9kCh3f9wcGEAQYCCABEgLWHfD_BwE | 150 | Estimate at $150 Per unit, reference: https://www.improvenet.com/r/costs-and-prices/pool-pump-replacement | 1265 | http://www.inyopools.com/Products/02200018059633.htm | 150 | Estimate at $150 Per unit, reference: https://www.improvenet.com/r/costs-and-prices/pool-pump-replacement | 1085.01 | motor |  | 1085.01
Equipment | Variable Speed Pool Pump | Variable Speed Pool Pump | Single Speed Pool Pump Motor 1 HP | Commercial | New | Schools K-12 | FL Zone 2 | Per Pool | 0% | 5018.75 | 1788.5 | 3230.25 | 0.64364 | 10 | 0.7602 | 0.118 | 179.99 | http://www.inyopools.com/Products/00100018074612.htm?gclid=EAIaIQobChMInIa73oLy2wIVhb9kCh3f9wcGEAQYCCABEgLWHfD_BwE | 150 | Estimate at $150 Per unit, reference: https://www.improvenet.com/r/costs-and-prices/pool-pump-replacement | 1265 | http://www.inyopools.com/Products/02200018059633.htm | 150 | Estimate at $150 Per unit, reference: https://www.improvenet.com/r/costs-and-prices/pool-pump-replacement | 1085.01 | motor |  | 1085.01
Equipment | ENERGY STAR Imaging Equipment | One Copier meeting ENERGY STAR 2.0 Standards | One Standard Copier | Commercial | Turnover | Assembly | FL Zone 2 | Per Unit | 18% | 937.8 | 521 | 416.8 | 0.44444 | 6 | 0.0578 | 0.038813 | 2358.71 | https://www.printer-central.com/shop/product/printers/multifunction-printers/hewlett-packard/l3u59a-201/31704009/1 | 0 | 0 | 2943.85 | https://www.printer-central.com/shop/product/printers/multifunction-printers/hewlett-packard/f2a81a-aaz/32652051/1 | 0 | 0 | 585.14 | unit |  | 585.14
Equipment | ENERGY STAR Imaging Equipment | One Copier meeting ENERGY STAR 2.0 Standards | One Standard Copier | Commercial | Turnover | College and University | FL Zone 2 | Per Unit | 18% | 937.8 | 521 | 416.8 | 0.44444 | 6 | 0.0578 | 0.038813 | 2358.71 | https://www.printer-central.com/shop/product/printers/multifunction-printers/hewlett-packard/l3u59a-201/31704009/1 | 0 | 0 | 2943.85 | https://www.printer-central.com/shop/product/printers/multifunction-printers/hewlett-packard/f2a81a-aaz/32652051/1 | 0 | 0 | 585.14 | unit |  | 585.14
Equipment | ENERGY STAR Imaging Equipment | One Copier meeting ENERGY STAR 2.0 Standards | One Standard Copier | Commercial | Turnover | Grocery | FL Zone 2 | Per Unit | 18% | 937.8 | 521 | 416.8 | 0.44444 | 6 | 0.0578 | 0.038813 | 2358.71 | https://www.printer-central.com/shop/product/printers/multifunction-printers/hewlett-packard/l3u59a-201/31704009/1 | 0 | 0 | 2943.85 | https://www.printer-central.com/shop/product/printers/multifunction-printers/hewlett-packard/f2a81a-aaz/32652051/1 | 0 | 0 | 585.14 | unit |  | 585.14
Equipment | ENERGY STAR Imaging Equipment | One Copier meeting ENERGY STAR 2.0 Standards | One Standard Copier | Commercial | Turnover | Healthcare | FL Zone 2 | Per Unit | 18% | 937.8 | 521 | 416.8 | 0.44444 | 6 | 0.0578 | 0.038813 | 2358.71 | https://www.printer-central.com/shop/product/printers/multifunction-printers/hewlett-packard/l3u59a-201/31704009/1 | 0 | 0 | 2943.85 | https://www.printer-central.com/shop/product/printers/multifunction-printers/hewlett-packard/f2a81a-aaz/32652051/1 | 0 | 0 | 585.14 | unit |  | 585.14
Equipment | ENERGY STAR Imaging Equipment | One Copier meeting ENERGY STAR 2.0 Standards | One Standard Copier | Commercial | Turnover | Hospitals | FL Zone 2 | Per Unit | 18% | 937.8 | 521 | 416.8 | 0.44444 | 6 | 0.0578 | 0.038813 | 2358.71 | https://www.printer-central.com/shop/product/printers/multifunction-printers/hewlett-packard/l3u59a-201/31704009/1 | 0 | 0 | 2943.85 | https://www.printer-central.com/shop/product/printers/multifunction-printers/hewlett-packard/f2a81a-aaz/32652051/1 | 0 | 0 | 585.14 | unit |  | 585.14
Equipment | ENERGY STAR Imaging Equipment | One Copier meeting ENERGY STAR 2.0 Standards | One Standard Copier | Commercial | Turnover | Institutional | FL Zone 2 | Per Unit | 18% | 937.8 | 521 | 416.8 | 0.44444 | 6 | 0.0578 | 0.038813 | 2358.71 | https://www.printer-central.com/shop/product/printers/multifunction-printers/hewlett-packard/l3u59a-201/31704009/1 | 0 | 0 | 2943.85 | https://www.printer-central.com/shop/product/printers/multifunction-printers/hewlett-packard/f2a81a-aaz/32652051/1 | 0 | 0 | 585.14 | unit |  | 585.14
Equipment | ENERGY STAR Imaging Equipment | One Copier meeting ENERGY STAR 2.0 Standards | One Standard Copier | Commercial | Turnover | Lodging/Hospitality | FL Zone 2 | Per Unit | 18% | 937.8 | 521 | 416.8 | 0.44444 | 6 | 0.0578 | 0.038813 | 2358.71 | https://www.printer-central.com/shop/product/printers/multifunction-printers/hewlett-packard/l3u59a-201/31704009/1 | 0 | 0 | 2943.85 | https://www.printer-central.com/shop/product/printers/multifunction-printers/hewlett-packard/f2a81a-aaz/32652051/1 | 0 | 0 | 585.14 | unit |  | 585.14
Equipment | ENERGY STAR Imaging Equipment | One Copier meeting ENERGY STAR 2.0 Standards | One Standard Copier | Commercial | Turnover | Miscellaneous | FL Zone 2 | Per Unit | 0% | 937.8 | 521 | 416.8 | 0.44444 | 6 | 0.0578 | 0.038813 | 2358.71 | https://www.printer-central.com/shop/product/printers/multifunction-printers/hewlett-packard/l3u59a-201/31704009/1 | 0 | 0 | 2943.85 | https://www.printer-central.com/shop/product/printers/multifunction-printers/hewlett-packard/f2a81a-aaz/32652051/1 | 0 | 0 | 585.14 | unit |  | 585.14
Equipment | ENERGY STAR Imaging Equipment | One Copier meeting ENERGY STAR 2.0 Standards | One Standard Copier | Commercial | Turnover | Offices | FL Zone 2 | Per Unit | 18% | 937.8 | 521 | 416.8 | 0.44444 | 6 | 0.0578 | 0.038813 | 2358.71 | https://www.printer-central.com/shop/product/printers/multifunction-printers/hewlett-packard/l3u59a-201/31704009/1 | 0 | 0 | 2943.85 | https://www.printer-central.com/shop/product/printers/multifunction-printers/hewlett-packard/f2a81a-aaz/32652051/1 | 0 | 0 | 585.14 | unit |  | 585.14
Equipment | ENERGY STAR Imaging Equipment | One Copier meeting ENERGY STAR 2.0 Standards | One Standard Copier | Commercial | Turnover | Restaurants | FL Zone 2 | Per Unit | 0% | 937.8 | 521 | 416.8 | 0.44444 | 6 | 0.0578 | 0.038813 | 2358.71 | https://www.printer-central.com/shop/product/printers/multifunction-printers/hewlett-packard/l3u59a-201/31704009/1 | 0 | 0 | 2943.85 | https://www.printer-central.com/shop/product/printers/multifunction-printers/hewlett-packard/f2a81a-aaz/32652051/1 | 0 | 0 | 585.14 | unit |  | 585.14
Equipment | ENERGY STAR Imaging Equipment | One Copier meeting ENERGY STAR 2.0 Standards | One Standard Copier | Commercial | Turnover | Retail | FL Zone 2 | Per Unit | 18% | 937.8 | 521 | 416.8 | 0.44444 | 6 | 0.0578 | 0.038813 | 2358.71 | https://www.printer-central.com/shop/product/printers/multifunction-printers/hewlett-packard/l3u59a-201/31704009/1 | 0 | 0 | 2943.85 | https://www.printer-central.com/shop/product/printers/multifunction-printers/hewlett-packard/f2a81a-aaz/32652051/1 | 0 | 0 | 585.14 | unit |  | 585.14
Equipment | ENERGY STAR Imaging Equipment | One Copier meeting ENERGY STAR 2.0 Standards | One Standard Copier | Commercial | Turnover | Schools K-12 | FL Zone 2 | Per Unit | 18% | 937.8 | 521 | 416.8 | 0.44444 | 6 | 0.0578 | 0.038813 | 2358.71 | https://www.printer-central.com/shop/product/printers/multifunction-printers/hewlett-packard/l3u59a-201/31704009/1 | 0 | 0 | 2943.85 | https://www.printer-central.com/shop/product/printers/multifunction-printers/hewlett-packard/f2a81a-aaz/32652051/1 | 0 | 0 | 585.14 | unit |  | 585.14
Equipment | ENERGY STAR Imaging Equipment | One Copier meeting ENERGY STAR 2.0 Standards | One Standard Copier | Commercial | Turnover | Warehouse | FL Zone 2 | Per Unit | 0% | 937.8 | 521 | 416.8 | 0.44444 | 6 | 0.0578 | 0.038813 | 2358.71 | https://www.printer-central.com/shop/product/printers/multifunction-printers/hewlett-packard/l3u59a-201/31704009/1 | 0 | 0 | 2943.85 | https://www.printer-central.com/shop/product/printers/multifunction-printers/hewlett-packard/f2a81a-aaz/32652051/1 | 0 | 0 | 585.14 | unit |  | 585.14
Equipment | ENERGY STAR Imaging Equipment | One Copier meeting ENERGY STAR 2.0 Standards | One Standard Copier | Commercial | New | Assembly | FL Zone 2 | Per Unit | 18% | 937.8 | 521 | 416.8 | 0.44444 | 6 | 0.0578 | 0.038813 | 2358.71 | https://www.printer-central.com/shop/product/printers/multifunction-printers/hewlett-packard/l3u59a-201/31704009/1 | 0 | 0 | 2943.85 | https://www.printer-central.com/shop/product/printers/multifunction-printers/hewlett-packard/f2a81a-aaz/32652051/1 | 0 | 0 | 585.14 | unit |  | 585.14
Equipment | ENERGY STAR Imaging Equipment | One Copier meeting ENERGY STAR 2.0 Standards | One Standard Copier | Commercial | New | College and University | FL Zone 2 | Per Unit | 18% | 937.8 | 521 | 416.8 | 0.44444 | 6 | 0.0578 | 0.038813 | 2358.71 | https://www.printer-central.com/shop/product/printers/multifunction-printers/hewlett-packard/l3u59a-201/31704009/1 | 0 | 0 | 2943.85 | https://www.printer-central.com/shop/product/printers/multifunction-printers/hewlett-packard/f2a81a-aaz/32652051/1 | 0 | 0 | 585.14 | unit |  | 585.14
Equipment | ENERGY STAR Imaging Equipment | One Copier meeting ENERGY STAR 2.0 Standards | One Standard Copier | Commercial | New | Grocery | FL Zone 2 | Per Unit | 18% | 937.8 | 521 | 416.8 | 0.44444 | 6 | 0.0578 | 0.038813 | 2358.71 | https://www.printer-central.com/shop/product/printers/multifunction-printers/hewlett-packard/l3u59a-201/31704009/1 | 0 | 0 | 2943.85 | https://www.printer-central.com/shop/product/printers/multifunction-printers/hewlett-packard/f2a81a-aaz/32652051/1 | 0 | 0 | 585.14 | unit |  | 585.14
Equipment | ENERGY STAR Imaging Equipment | One Copier meeting ENERGY STAR 2.0 Standards | One Standard Copier | Commercial | New | Healthcare | FL Zone 2 | Per Unit | 18% | 937.8 | 521 | 416.8 | 0.44444 | 6 | 0.0578 | 0.038813 | 2358.71 | https://www.printer-central.com/shop/product/printers/multifunction-printers/hewlett-packard/l3u59a-201/31704009/1 | 0 | 0 | 2943.85 | https://www.printer-central.com/shop/product/printers/multifunction-printers/hewlett-packard/f2a81a-aaz/32652051/1 | 0 | 0 | 585.14 | unit |  | 585.14
Equipment | ENERGY STAR Imaging Equipment | One Copier meeting ENERGY STAR 2.0 Standards | One Standard Copier | Commercial | New | Hospitals | FL Zone 2 | Per Unit | 18% | 937.8 | 521 | 416.8 | 0.44444 | 6 | 0.0578 | 0.038813 | 2358.71 | https://www.printer-central.com/shop/product/printers/multifunction-printers/hewlett-packard/l3u59a-201/31704009/1 | 0 | 0 | 2943.85 | https://www.printer-central.com/shop/product/printers/multifunction-printers/hewlett-packard/f2a81a-aaz/32652051/1 | 0 | 0 | 585.14 | unit |  | 585.14
Equipment | ENERGY STAR Imaging Equipment | One Copier meeting ENERGY STAR 2.0 Standards | One Standard Copier | Commercial | New | Institutional | FL Zone 2 | Per Unit | 18% | 937.8 | 521 | 416.8 | 0.44444 | 6 | 0.0578 | 0.038813 | 2358.71 | https://www.printer-central.com/shop/product/printers/multifunction-printers/hewlett-packard/l3u59a-201/31704009/1 | 0 | 0 | 2943.85 | https://www.printer-central.com/shop/product/printers/multifunction-printers/hewlett-packard/f2a81a-aaz/32652051/1 | 0 | 0 | 585.14 | unit |  | 585.14
Equipment | ENERGY STAR Imaging Equipment | One Copier meeting ENERGY STAR 2.0 Standards | One Standard Copier | Commercial | New | Lodging/Hospitality | FL Zone 2 | Per Unit | 18% | 937.8 | 521 | 416.8 | 0.44444 | 6 | 0.0578 | 0.038813 | 2358.71 | https://www.printer-central.com/shop/product/printers/multifunction-printers/hewlett-packard/l3u59a-201/31704009/1 | 0 | 0 | 2943.85 | https://www.printer-central.com/shop/product/printers/multifunction-printers/hewlett-packard/f2a81a-aaz/32652051/1 | 0 | 0 | 585.14 | unit |  | 585.14
Equipment | ENERGY STAR Imaging Equipment | One Copier meeting ENERGY STAR 2.0 Standards | One Standard Copier | Commercial | New | Miscellaneous | FL Zone 2 | Per Unit | 0% | 937.8 | 521 | 416.8 | 0.44444 | 6 | 0.0578 | 0.038813 | 2358.71 | https://www.printer-central.com/shop/product/printers/multifunction-printers/hewlett-packard/l3u59a-201/31704009/1 | 0 | 0 | 2943.85 | https://www.printer-central.com/shop/product/printers/multifunction-printers/hewlett-packard/f2a81a-aaz/32652051/1 | 0 | 0 | 585.14 | unit |  | 585.14
Equipment | ENERGY STAR Imaging Equipment | One Copier meeting ENERGY STAR 2.0 Standards | One Standard Copier | Commercial | New | Offices | FL Zone 2 | Per Unit | 18% | 937.8 | 521 | 416.8 | 0.44444 | 6 | 0.0578 | 0.038813 | 2358.71 | https://www.printer-central.com/shop/product/printers/multifunction-printers/hewlett-packard/l3u59a-201/31704009/1 | 0 | 0 | 2943.85 | https://www.printer-central.com/shop/product/printers/multifunction-printers/hewlett-packard/f2a81a-aaz/32652051/1 | 0 | 0 | 585.14 | unit |  | 585.14
Equipment | ENERGY STAR Imaging Equipment | One Copier meeting ENERGY STAR 2.0 Standards | One Standard Copier | Commercial | New | Restaurants | FL Zone 2 | Per Unit | 0% | 937.8 | 521 | 416.8 | 0.44444 | 6 | 0.0578 | 0.038813 | 2358.71 | https://www.printer-central.com/shop/product/printers/multifunction-printers/hewlett-packard/l3u59a-201/31704009/1 | 0 | 0 | 2943.85 | https://www.printer-central.com/shop/product/printers/multifunction-printers/hewlett-packard/f2a81a-aaz/32652051/1 | 0 | 0 | 585.14 | unit |  | 585.14
Equipment | ENERGY STAR Imaging Equipment | One Copier meeting ENERGY STAR 2.0 Standards | One Standard Copier | Commercial | New | Retail | FL Zone 2 | Per Unit | 18% | 937.8 | 521 | 416.8 | 0.44444 | 6 | 0.0578 | 0.038813 | 2358.71 | https://www.printer-central.com/shop/product/printers/multifunction-printers/hewlett-packard/l3u59a-201/31704009/1 | 0 | 0 | 2943.85 | https://www.printer-central.com/shop/product/printers/multifunction-printers/hewlett-packard/f2a81a-aaz/32652051/1 | 0 | 0 | 585.14 | unit |  | 585.14
Equipment | ENERGY STAR Imaging Equipment | One Copier meeting ENERGY STAR 2.0 Standards | One Standard Copier | Commercial | New | Schools K-12 | FL Zone 2 | Per Unit | 18% | 937.8 | 521 | 416.8 | 0.44444 | 6 | 0.0578 | 0.038813 | 2358.71 | https://www.printer-central.com/shop/product/printers/multifunction-printers/hewlett-packard/l3u59a-201/31704009/1 | 0 | 0 | 2943.85 | https://www.printer-central.com/shop/product/printers/multifunction-printers/hewlett-packard/f2a81a-aaz/32652051/1 | 0 | 0 | 585.14 | unit |  | 585.14
Equipment | ENERGY STAR Imaging Equipment | One Copier meeting ENERGY STAR 2.0 Standards | One Standard Copier | Commercial | New | Warehouse | FL Zone 2 | Per Unit | 0% | 937.8 | 521 | 416.8 | 0.44444 | 6 | 0.0578 | 0.038813 | 2358.71 | https://www.printer-central.com/shop/product/printers/multifunction-printers/hewlett-packard/l3u59a-201/31704009/1 | 0 | 0 | 2943.85 | https://www.printer-central.com/shop/product/printers/multifunction-printers/hewlett-packard/f2a81a-aaz/32652051/1 | 0 | 0 | 585.14 | unit |  | 585.14
Equipment | Energy Star PCs | One Personal Computer meeting ENERGY STAR® 6.1 Standards | One Personal Computer meeting ENERGY STAR® 3.0 Standards | Commercial | Turnover | Assembly | FL Zone 2 | Per Unit | 35% | 284.9901 | 161.4747 | 123.5154 | 0.4334 | 4 | 0.017591 | 0 | 0 | Reference source included incremental cost only | 0 | 0 | 20 | Illinois 2018 Statewide TRM, Section 4.8.6 | 0 | 0 | 20 | unit |  | 20
Equipment | Energy Star PCs | One Personal Computer meeting ENERGY STAR® 6.1 Standards | One Personal Computer meeting ENERGY STAR® 3.0 Standards | Commercial | Turnover | College and University | FL Zone 2 | Per Unit | 35% | 284.9901 | 161.4747 | 123.5154 | 0.4334 | 4 | 0.023703 | 0.023703 | 0 | Reference source included incremental cost only | 0 | 0 | 20 | Illinois 2018 Statewide TRM, Section 4.8.6 | 0 | 0 | 20 | unit |  | 20
Equipment | Energy Star PCs | One Personal Computer meeting ENERGY STAR® 6.1 Standards | One Personal Computer meeting ENERGY STAR® 3.0 Standards | Commercial | Turnover | Grocery | FL Zone 2 | Per Unit | 35% | 284.9901 | 161.4747 | 123.5154 | 0.4334 | 4 | 0.017591 | 0.006823 | 0 | Reference source included incremental cost only | 0 | 0 | 20 | Illinois 2018 Statewide TRM, Section 4.8.6 | 0 | 0 | 20 | unit |  | 20
Equipment | Energy Star PCs | One Personal Computer meeting ENERGY STAR® 6.1 Standards | One Personal Computer meeting ENERGY STAR® 3.0 Standards | Commercial | Turnover | Healthcare | FL Zone 2 | Per Unit | 35% | 284.9901 | 161.4747 | 123.5154 | 0.4334 | 4 | 0.017591 | 0.006823 | 0 | Reference source included incremental cost only | 0 | 0 | 20 | Illinois 2018 Statewide TRM, Section 4.8.6 | 0 | 0 | 20 | unit |  | 20
Equipment | Energy Star PCs | One Personal Computer meeting ENERGY STAR® 6.1 Standards | One Personal Computer meeting ENERGY STAR® 3.0 Standards | Commercial | Turnover | Hospitals | FL Zone 2 | Per Unit | 35% | 284.9901 | 161.4747 | 123.5154 | 0.4334 | 4 | 0.023703 | 0.023703 | 0 | Reference source included incremental cost only | 0 | 0 | 20 | Illinois 2018 Statewide TRM, Section 4.8.6 | 0 | 0 | 20 | unit |  | 20
Equipment | Energy Star PCs | One Personal Computer meeting ENERGY STAR® 6.1 Standards | One Personal Computer meeting ENERGY STAR® 3.0 Standards | Commercial | Turnover | Institutional | FL Zone 2 | Per Unit | 35% | 284.9901 | 161.4747 | 123.5154 | 0.4334 | 4 | 0.017591 | 0 | 0 | Reference source included incremental cost only | 0 | 0 | 20 | Illinois 2018 Statewide TRM, Section 4.8.6 | 0 | 0 | 20 | unit |  | 20
Equipment | Energy Star PCs | One Personal Computer meeting ENERGY STAR® 6.1 Standards | One Personal Computer meeting ENERGY STAR® 3.0 Standards | Commercial | Turnover | Lodging/Hospitality | FL Zone 2 | Per Unit | 35% | 284.9901 | 161.4747 | 123.5154 | 0.4334 | 4 | 0.017591 | 0.006823 | 0 | Reference source included incremental cost only | 0 | 0 | 20 | Illinois 2018 Statewide TRM, Section 4.8.6 | 0 | 0 | 20 | unit |  | 20
Equipment | Energy Star PCs | One Personal Computer meeting ENERGY STAR® 6.1 Standards | One Personal Computer meeting ENERGY STAR® 3.0 Standards | Commercial | Turnover | Miscellaneous | FL Zone 2 | Per Unit | 35% | 284.9901 | 161.4747 | 123.5154 | 0.4334 | 4 | 0.017591 | 0 | 0 | Reference source included incremental cost only | 0 | 0 | 20 | Illinois 2018 Statewide TRM, Section 4.8.6 | 0 | 0 | 20 | unit |  | 20
Equipment | Energy Star PCs | One Personal Computer meeting ENERGY STAR® 6.1 Standards | One Personal Computer meeting ENERGY STAR® 3.0 Standards | Commercial | Turnover | Offices | FL Zone 2 | Per Unit | 35% | 284.9901 | 161.4747 | 123.5154 | 0.4334 | 4 | 0.017591 | 0.006823 | 0 | Reference source included incremental cost only | 0 | 0 | 20 | Illinois 2018 Statewide TRM, Section 4.8.6 | 0 | 0 | 20 | unit |  | 20
Equipment | Energy Star PCs | One Personal Computer meeting ENERGY STAR® 6.1 Standards | One Personal Computer meeting ENERGY STAR® 3.0 Standards | Commercial | Turnover | Restaurants | FL Zone 2 | Per Unit | 35% | 284.9901 | 161.4747 | 123.5154 | 0.4334 | 4 | 0.017591 | 0 | 0 | Reference source included incremental cost only | 0 | 0 | 20 | Illinois 2018 Statewide TRM, Section 4.8.6 | 0 | 0 | 20 | unit |  | 20
Equipment | Energy Star PCs | One Personal Computer meeting ENERGY STAR® 6.1 Standards | One Personal Computer meeting ENERGY STAR® 3.0 Standards | Commercial | Turnover | Retail | FL Zone 2 | Per Unit | 35% | 284.9901 | 161.4747 | 123.5154 | 0.4334 | 4 | 0.017591 | 0.006823 | 0 | Reference source included incremental cost only | 0 | 0 | 20 | Illinois 2018 Statewide TRM, Section 4.8.6 | 0 | 0 | 20 | unit |  | 20
Equipment | Energy Star PCs | One Personal Computer meeting ENERGY STAR® 6.1 Standards | One Personal Computer meeting ENERGY STAR® 3.0 Standards | Commercial | Turnover | Schools K-12 | FL Zone 2 | Per Unit | 35% | 284.9901 | 161.4747 | 123.5154 | 0.4334 | 4 | 0.017591 | 0.006823 | 0 | Reference source included incremental cost only | 0 | 0 | 20 | Illinois 2018 Statewide TRM, Section 4.8.6 | 0 | 0 | 20 | unit |  | 20
Equipment | Energy Star PCs | One Personal Computer meeting ENERGY STAR® 6.1 Standards | One Personal Computer meeting ENERGY STAR® 3.0 Standards | Commercial | Turnover | Warehouse | FL Zone 2 | Per Unit | 35% | 284.9901 | 161.4747 | 123.5154 | 0.4334 | 4 | 0.017591 | 0 | 0 | Reference source included incremental cost only | 0 | 0 | 20 | Illinois 2018 Statewide TRM, Section 4.8.6 | 0 | 0 | 20 | unit |  | 20
Equipment | Energy Star PCs | One Personal Computer meeting ENERGY STAR® 6.1 Standards | One Personal Computer meeting ENERGY STAR® 3.0 Standards | Commercial | New | Assembly | FL Zone 2 | Per Unit | 35% | 284.9901 | 161.4747 | 123.5154 | 0.4334 | 4 | 0.017591 | 0 | 0 | Reference source included incremental cost only | 0 | 0 | 20 | Illinois 2018 Statewide TRM, Section 4.8.6 | 0 | 0 | 20 | unit |  | 20
Equipment | Energy Star PCs | One Personal Computer meeting ENERGY STAR® 6.1 Standards | One Personal Computer meeting ENERGY STAR® 3.0 Standards | Commercial | New | College and University | FL Zone 2 | Per Unit | 35% | 284.9901 | 161.4747 | 123.5154 | 0.4334 | 4 | 0.023703 | 0.023703 | 0 | Reference source included incremental cost only | 0 | 0 | 20 | Illinois 2018 Statewide TRM, Section 4.8.6 | 0 | 0 | 20 | unit |  | 20
Equipment | Energy Star PCs | One Personal Computer meeting ENERGY STAR® 6.1 Standards | One Personal Computer meeting ENERGY STAR® 3.0 Standards | Commercial | New | Grocery | FL Zone 2 | Per Unit | 35% | 284.9901 | 161.4747 | 123.5154 | 0.4334 | 4 | 0.017591 | 0.006823 | 0 | Reference source included incremental cost only | 0 | 0 | 20 | Illinois 2018 Statewide TRM, Section 4.8.6 | 0 | 0 | 20 | unit |  | 20
Equipment | Energy Star PCs | One Personal Computer meeting ENERGY STAR® 6.1 Standards | One Personal Computer meeting ENERGY STAR® 3.0 Standards | Commercial | New | Healthcare | FL Zone 2 | Per Unit | 35% | 284.9901 | 161.4747 | 123.5154 | 0.4334 | 4 | 0.017591 | 0.006823 | 0 | Reference source included incremental cost only | 0 | 0 | 20 | Illinois 2018 Statewide TRM, Section 4.8.6 | 0 | 0 | 20 | unit |  | 20
Equipment | Energy Star PCs | One Personal Computer meeting ENERGY STAR® 6.1 Standards | One Personal Computer meeting ENERGY STAR® 3.0 Standards | Commercial | New | Hospitals | FL Zone 2 | Per Unit | 35% | 284.9901 | 161.4747 | 123.5154 | 0.4334 | 4 | 0.023703 | 0.023703 | 0 | Reference source included incremental cost only | 0 | 0 | 20 | Illinois 2018 Statewide TRM, Section 4.8.6 | 0 | 0 | 20 | unit |  | 20
Equipment | Energy Star PCs | One Personal Computer meeting ENERGY STAR® 6.1 Standards | One Personal Computer meeting ENERGY STAR® 3.0 Standards | Commercial | New | Institutional | FL Zone 2 | Per Unit | 35% | 284.9901 | 161.4747 | 123.5154 | 0.4334 | 4 | 0.017591 | 0 | 0 | Reference source included incremental cost only | 0 | 0 | 20 | Illinois 2018 Statewide TRM, Section 4.8.6 | 0 | 0 | 20 | unit |  | 20
Equipment | Energy Star PCs | One Personal Computer meeting ENERGY STAR® 6.1 Standards | One Personal Computer meeting ENERGY STAR® 3.0 Standards | Commercial | New | Lodging/Hospitality | FL Zone 2 | Per Unit | 35% | 284.9901 | 161.4747 | 123.5154 | 0.4334 | 4 | 0.017591 | 0.006823 | 0 | Reference source included incremental cost only | 0 | 0 | 20 | Illinois 2018 Statewide TRM, Section 4.8.6 | 0 | 0 | 20 | unit |  | 20
Equipment | Energy Star PCs | One Personal Computer meeting ENERGY STAR® 6.1 Standards | One Personal Computer meeting ENERGY STAR® 3.0 Standards | Commercial | New | Miscellaneous | FL Zone 2 | Per Unit | 35% | 284.9901 | 161.4747 | 123.5154 | 0.4334 | 4 | 0.017591 | 0 | 0 | Reference source included incremental cost only | 0 | 0 | 20 | Illinois 2018 Statewide TRM, Section 4.8.6 | 0 | 0 | 20 | unit |  | 20
Equipment | Energy Star PCs | One Personal Computer meeting ENERGY STAR® 6.1 Standards | One Personal Computer meeting ENERGY STAR® 3.0 Standards | Commercial | New | Offices | FL Zone 2 | Per Unit | 35% | 284.9901 | 161.4747 | 123.5154 | 0.4334 | 4 | 0.017591 | 0.006823 | 0 | Reference source included incremental cost only | 0 | 0 | 20 | Illinois 2018 Statewide TRM, Section 4.8.6 | 0 | 0 | 20 | unit |  | 20
Equipment | Energy Star PCs | One Personal Computer meeting ENERGY STAR® 6.1 Standards | One Personal Computer meeting ENERGY STAR® 3.0 Standards | Commercial | New | Restaurants | FL Zone 2 | Per Unit | 35% | 284.9901 | 161.4747 | 123.5154 | 0.4334 | 4 | 0.017591 | 0 | 0 | Reference source included incremental cost only | 0 | 0 | 20 | Illinois 2018 Statewide TRM, Section 4.8.6 | 0 | 0 | 20 | unit |  | 20
Equipment | Energy Star PCs | One Personal Computer meeting ENERGY STAR® 6.1 Standards | One Personal Computer meeting ENERGY STAR® 3.0 Standards | Commercial | New | Retail | FL Zone 2 | Per Unit | 35% | 284.9901 | 161.4747 | 123.5154 | 0.4334 | 4 | 0.017591 | 0.006823 | 0 | Reference source included incremental cost only | 0 | 0 | 20 | Illinois 2018 Statewide TRM, Section 4.8.6 | 0 | 0 | 20 | unit |  | 20
Equipment | Energy Star PCs | One Personal Computer meeting ENERGY STAR® 6.1 Standards | One Personal Computer meeting ENERGY STAR® 3.0 Standards | Commercial | New | Schools K-12 | FL Zone 2 | Per Unit | 35% | 284.9901 | 161.4747 | 123.5154 | 0.4334 | 4 | 0.017591 | 0.006823 | 0 | Reference source included incremental cost only | 0 | 0 | 20 | Illinois 2018 Statewide TRM, Section 4.8.6 | 0 | 0 | 20 | unit |  | 20
Equipment | Energy Star PCs | One Personal Computer meeting ENERGY STAR® 6.1 Standards | One Personal Computer meeting ENERGY STAR® 3.0 Standards | Commercial | New | Warehouse | FL Zone 2 | Per Unit | 35% | 284.9901 | 161.4747 | 123.5154 | 0.4334 | 4 | 0.017591 | 0 | 0 | Reference source included incremental cost only | 0 | 0 | 20 | Illinois 2018 Statewide TRM, Section 4.8.6 | 0 | 0 | 20 | unit |  | 20
Equipment | Energy Star Servers | One Server meeting ENERGY STAR 2.0 Standards | One Standard Server | Commercial | Turnover | Assembly | FL Zone 2 | Per Unit | 0% | 4925.699 | 3788.999 | 1136.7 | 0.23077 | 4 | 0.16919 | 0.11767 | 0 | Reference source included incremental cost only | 0 | 0 | 70 | Efficiency Vermont TRM, 2015: Iinternal Power Supplies, efficient datacenter server power supply | 0 | 0 | 70 | unit |  | 70
Equipment | Energy Star Servers | One Server meeting ENERGY STAR 2.0 Standards | One Standard Server | Commercial | Turnover | College and University | FL Zone 2 | Per Unit | 47% | 4925.699 | 3788.999 | 1136.7 | 0.23077 | 4 | 0.16919 | 0.11767 | 0 | Reference source included incremental cost only | 0 | 0 | 70 | Efficiency Vermont TRM, 2015: Iinternal Power Supplies, efficient datacenter server power supply | 0 | 0 | 70 | unit |  | 70
Equipment | Energy Star Servers | One Server meeting ENERGY STAR 2.0 Standards | One Standard Server | Commercial | Turnover | Grocery | FL Zone 2 | Per Unit | 0% | 4925.699 | 3788.999 | 1136.7 | 0.23077 | 4 | 0.16919 | 0.11767 | 0 | Reference source included incremental cost only | 0 | 0 | 70 | Efficiency Vermont TRM, 2015: Iinternal Power Supplies, efficient datacenter server power supply | 0 | 0 | 70 | unit |  | 70
Equipment | Energy Star Servers | One Server meeting ENERGY STAR 2.0 Standards | One Standard Server | Commercial | Turnover | Healthcare | FL Zone 2 | Per Unit | 47% | 4925.699 | 3788.999 | 1136.7 | 0.23077 | 4 | 0.16919 | 0.11767 | 0 | Reference source included incremental cost only | 0 | 0 | 70 | Efficiency Vermont TRM, 2015: Iinternal Power Supplies, efficient datacenter server power supply | 0 | 0 | 70 | unit |  | 70
Equipment | Energy Star Servers | One Server meeting ENERGY STAR 2.0 Standards | One Standard Server | Commercial | Turnover | Hospitals | FL Zone 2 | Per Unit | 47% | 4925.699 | 3788.999 | 1136.7 | 0.23077 | 4 | 0.16919 | 0.11767 | 0 | Reference source included incremental cost only | 0 | 0 | 70 | Efficiency Vermont TRM, 2015: Iinternal Power Supplies, efficient datacenter server power supply | 0 | 0 | 70 | unit |  | 70
Equipment | Energy Star Servers | One Server meeting ENERGY STAR 2.0 Standards | One Standard Server | Commercial | Turnover | Institutional | FL Zone 2 | Per Unit | 47% | 4925.699 | 3788.999 | 1136.7 | 0.23077 | 4 | 0.16919 | 0.11767 | 0 | Reference source included incremental cost only | 0 | 0 | 70 | Efficiency Vermont TRM, 2015: Iinternal Power Supplies, efficient datacenter server power supply | 0 | 0 | 70 | unit |  | 70
Equipment | Energy Star Servers | One Server meeting ENERGY STAR 2.0 Standards | One Standard Server | Commercial | Turnover | Lodging/Hospitality | FL Zone 2 | Per Unit | 47% | 4925.699 | 3788.999 | 1136.7 | 0.23077 | 4 | 0.16919 | 0.11767 | 0 | Reference source included incremental cost only | 0 | 0 | 70 | Efficiency Vermont TRM, 2015: Iinternal Power Supplies, efficient datacenter server power supply | 0 | 0 | 70 | unit |  | 70
Equipment | Energy Star Servers | One Server meeting ENERGY STAR 2.0 Standards | One Standard Server | Commercial | Turnover | Miscellaneous | FL Zone 2 | Per Unit | 47% | 4925.699 | 3788.999 | 1136.7 | 0.23077 | 4 | 0.16919 | 0.11767 | 0 | Reference source included incremental cost only | 0 | 0 | 70 | Efficiency Vermont TRM, 2015: Iinternal Power Supplies, efficient datacenter server power supply | 0 | 0 | 70 | unit |  | 70
Equipment | Energy Star Servers | One Server meeting ENERGY STAR 2.0 Standards | One Standard Server | Commercial | Turnover | Offices | FL Zone 2 | Per Unit | 47% | 4925.699 | 3788.999 | 1136.7 | 0.23077 | 4 | 0.16919 | 0.11767 | 0 | Reference source included incremental cost only | 0 | 0 | 70 | Efficiency Vermont TRM, 2015: Iinternal Power Supplies, efficient datacenter server power supply | 0 | 0 | 70 | unit |  | 70
Equipment | Energy Star Servers | One Server meeting ENERGY STAR 2.0 Standards | One Standard Server | Commercial | Turnover | Restaurants | FL Zone 2 | Per Unit | 0% | 4925.699 | 3788.999 | 1136.7 | 0.23077 | 4 | 0.16919 | 0.11767 | 0 | Reference source included incremental cost only | 0 | 0 | 70 | Efficiency Vermont TRM, 2015: Iinternal Power Supplies, efficient datacenter server power supply | 0 | 0 | 70 | unit |  | 70
Equipment | Energy Star Servers | One Server meeting ENERGY STAR 2.0 Standards | One Standard Server | Commercial | Turnover | Retail | FL Zone 2 | Per Unit | 47% | 4925.699 | 3788.999 | 1136.7 | 0.23077 | 4 | 0.16919 | 0.11767 | 0 | Reference source included incremental cost only | 0 | 0 | 70 | Efficiency Vermont TRM, 2015: Iinternal Power Supplies, efficient datacenter server power supply | 0 | 0 | 70 | unit |  | 70
Equipment | Energy Star Servers | One Server meeting ENERGY STAR 2.0 Standards | One Standard Server | Commercial | Turnover | Schools K-12 | FL Zone 2 | Per Unit | 47% | 4925.699 | 3788.999 | 1136.7 | 0.23077 | 4 | 0.16919 | 0.11767 | 0 | Reference source included incremental cost only | 0 | 0 | 70 | Efficiency Vermont TRM, 2015: Iinternal Power Supplies, efficient datacenter server power supply | 0 | 0 | 70 | unit |  | 70
Equipment | Energy Star Servers | One Server meeting ENERGY STAR 2.0 Standards | One Standard Server | Commercial | Turnover | Warehouse | FL Zone 2 | Per Unit | 0% | 4925.699 | 3788.999 | 1136.7 | 0.23077 | 4 | 0.16919 | 0.11767 | 0 | Reference source included incremental cost only | 0 | 0 | 70 | Efficiency Vermont TRM, 2015: Iinternal Power Supplies, efficient datacenter server power supply | 0 | 0 | 70 | unit |  | 70
Equipment | Energy Star Servers | One Server meeting ENERGY STAR 2.0 Standards | One Standard Server | Commercial | New | Assembly | FL Zone 2 | Per Unit | 0% | 4925.699 | 3788.999 | 1136.7 | 0.23077 | 4 | 0.16919 | 0.11767 | 0 | Reference source included incremental cost only | 0 | 0 | 70 | Efficiency Vermont TRM, 2015: Iinternal Power Supplies, efficient datacenter server power supply | 0 | 0 | 70 | unit |  | 70
Equipment | Energy Star Servers | One Server meeting ENERGY STAR 2.0 Standards | One Standard Server | Commercial | New | College and University | FL Zone 2 | Per Unit | 47% | 4925.699 | 3788.999 | 1136.7 | 0.23077 | 4 | 0.16919 | 0.11767 | 0 | Reference source included incremental cost only | 0 | 0 | 70 | Efficiency Vermont TRM, 2015: Iinternal Power Supplies, efficient datacenter server power supply | 0 | 0 | 70 | unit |  | 70
Equipment | Energy Star Servers | One Server meeting ENERGY STAR 2.0 Standards | One Standard Server | Commercial | New | Grocery | FL Zone 2 | Per Unit | 0% | 4925.699 | 3788.999 | 1136.7 | 0.23077 | 4 | 0.16919 | 0.11767 | 0 | Reference source included incremental cost only | 0 | 0 | 70 | Efficiency Vermont TRM, 2015: Iinternal Power Supplies, efficient datacenter server power supply | 0 | 0 | 70 | unit |  | 70
Equipment | Energy Star Servers | One Server meeting ENERGY STAR 2.0 Standards | One Standard Server | Commercial | New | Healthcare | FL Zone 2 | Per Unit | 47% | 4925.699 | 3788.999 | 1136.7 | 0.23077 | 4 | 0.16919 | 0.11767 | 0 | Reference source included incremental cost only | 0 | 0 | 70 | Efficiency Vermont TRM, 2015: Iinternal Power Supplies, efficient datacenter server power supply | 0 | 0 | 70 | unit |  | 70
Equipment | Energy Star Servers | One Server meeting ENERGY STAR 2.0 Standards | One Standard Server | Commercial | New | Hospitals | FL Zone 2 | Per Unit | 47% | 4925.699 | 3788.999 | 1136.7 | 0.23077 | 4 | 0.16919 | 0.11767 | 0 | Reference source included incremental cost only | 0 | 0 | 70 | Efficiency Vermont TRM, 2015: Iinternal Power Supplies, efficient datacenter server power supply | 0 | 0 | 70 | unit |  | 70
Equipment | Energy Star Servers | One Server meeting ENERGY STAR 2.0 Standards | One Standard Server | Commercial | New | Institutional | FL Zone 2 | Per Unit | 47% | 4925.699 | 3788.999 | 1136.7 | 0.23077 | 4 | 0.16919 | 0.11767 | 0 | Reference source included incremental cost only | 0 | 0 | 70 | Efficiency Vermont TRM, 2015: Iinternal Power Supplies, efficient datacenter server power supply | 0 | 0 | 70 | unit |  | 70
Equipment | Energy Star Servers | One Server meeting ENERGY STAR 2.0 Standards | One Standard Server | Commercial | New | Lodging/Hospitality | FL Zone 2 | Per Unit | 47% | 4925.699 | 3788.999 | 1136.7 | 0.23077 | 4 | 0.16919 | 0.11767 | 0 | Reference source included incremental cost only | 0 | 0 | 70 | Efficiency Vermont TRM, 2015: Iinternal Power Supplies, efficient datacenter server power supply | 0 | 0 | 70 | unit |  | 70
Equipment | Energy Star Servers | One Server meeting ENERGY STAR 2.0 Standards | One Standard Server | Commercial | New | Miscellaneous | FL Zone 2 | Per Unit | 47% | 4925.699 | 3788.999 | 1136.7 | 0.23077 | 4 | 0.16919 | 0.11767 | 0 | Reference source included incremental cost only | 0 | 0 | 70 | Efficiency Vermont TRM, 2015: Iinternal Power Supplies, efficient datacenter server power supply | 0 | 0 | 70 | unit |  | 70
Equipment | Energy Star Servers | One Server meeting ENERGY STAR 2.0 Standards | One Standard Server | Commercial | New | Offices | FL Zone 2 | Per Unit | 47% | 4925.699 | 3788.999 | 1136.7 | 0.23077 | 4 | 0.16919 | 0.11767 | 0 | Reference source included incremental cost only | 0 | 0 | 70 | Efficiency Vermont TRM, 2015: Iinternal Power Supplies, efficient datacenter server power supply | 0 | 0 | 70 | unit |  | 70
Equipment | Energy Star Servers | One Server meeting ENERGY STAR 2.0 Standards | One Standard Server | Commercial | New | Restaurants | FL Zone 2 | Per Unit | 0% | 4925.699 | 3788.999 | 1136.7 | 0.23077 | 4 | 0.16919 | 0.11767 | 0 | Reference source included incremental cost only | 0 | 0 | 70 | Efficiency Vermont TRM, 2015: Iinternal Power Supplies, efficient datacenter server power supply | 0 | 0 | 70 | unit |  | 70
Equipment | Energy Star Servers | One Server meeting ENERGY STAR 2.0 Standards | One Standard Server | Commercial | New | Retail | FL Zone 2 | Per Unit | 47% | 4925.699 | 3788.999 | 1136.7 | 0.23077 | 4 | 0.16919 | 0.11767 | 0 | Reference source included incremental cost only | 0 | 0 | 70 | Efficiency Vermont TRM, 2015: Iinternal Power Supplies, efficient datacenter server power supply | 0 | 0 | 70 | unit |  | 70
Equipment | Energy Star Servers | One Server meeting ENERGY STAR 2.0 Standards | One Standard Server | Commercial | New | Schools K-12 | FL Zone 2 | Per Unit | 47% | 4925.699 | 3788.999 | 1136.7 | 0.23077 | 4 | 0.16919 | 0.11767 | 0 | Reference source included incremental cost only | 0 | 0 | 70 | Efficiency Vermont TRM, 2015: Iinternal Power Supplies, efficient datacenter server power supply | 0 | 0 | 70 | unit |  | 70
Equipment | Energy Star Servers | One Server meeting ENERGY STAR 2.0 Standards | One Standard Server | Commercial | New | Warehouse | FL Zone 2 | Per Unit | 0% | 4925.699 | 3788.999 | 1136.7 | 0.23077 | 4 | 0.16919 | 0.11767 | 0 | Reference source included incremental cost only | 0 | 0 | 70 | Efficiency Vermont TRM, 2015: Iinternal Power Supplies, efficient datacenter server power supply | 0 | 0 | 70 | unit |  | 70
Equipment | Energy Star Uninterruptable Power Supply | Standard Desktop Plugged into Energy Star Uninterruptable Power Supply at 25% Load | Standard Desktop Plugged into Uninterruptable Power Supply at 25% Load | Commercial | Turnover | Assembly | FL Zone 2 | kWh | 0% | 284.9901 | 279.638 | 5.3521 | 0.01878 | 10 | 0.000611 | 0.000611 | 0 | Reference source included incremental cost only | 0 | 0 | 1.5473 | CMUA TRM, 2017, based on incremental cost per deemend kWh applied to kWh savings in Measure Workbook (UPS on single desktop PC) | 0 | 0 | 1.5473 | unit |  | 1.5473
Equipment | Energy Star Uninterruptable Power Supply | Standard Desktop Plugged into Energy Star Uninterruptable Power Supply at 25% Load | Standard Desktop Plugged into Uninterruptable Power Supply at 25% Load | Commercial | Turnover | College and University | FL Zone 2 | kWh | 22% | 284.9901 | 279.638 | 5.3521 | 0.01878 | 10 | 0.000611 | 0.000611 | 0 | Reference source included incremental cost only | 0 | 0 | 1.5473 | CMUA TRM, 2017, based on incremental cost per deemend kWh applied to kWh savings in Measure Workbook (UPS on single desktop PC) | 0 | 0 | 1.5473 | unit |  | 1.5473
Equipment | Energy Star Uninterruptable Power Supply | Standard Desktop Plugged into Energy Star Uninterruptable Power Supply at 25% Load | Standard Desktop Plugged into Uninterruptable Power Supply at 25% Load | Commercial | Turnover | Grocery | FL Zone 2 | kWh | 0% | 284.9901 | 279.638 | 5.3521 | 0.01878 | 10 | 0.000611 | 0.000611 | 0 | Reference source included incremental cost only | 0 | 0 | 1.5473 | CMUA TRM, 2017, based on incremental cost per deemend kWh applied to kWh savings in Measure Workbook (UPS on single desktop PC) | 0 | 0 | 1.5473 | unit |  | 1.5473
Equipment | Energy Star Uninterruptable Power Supply | Standard Desktop Plugged into Energy Star Uninterruptable Power Supply at 25% Load | Standard Desktop Plugged into Uninterruptable Power Supply at 25% Load | Commercial | Turnover | Healthcare | FL Zone 2 | kWh | 22% | 284.9901 | 279.638 | 5.3521 | 0.01878 | 10 | 0.000611 | 0.000611 | 0 | Reference source included incremental cost only | 0 | 0 | 1.5473 | CMUA TRM, 2017, based on incremental cost per deemend kWh applied to kWh savings in Measure Workbook (UPS on single desktop PC) | 0 | 0 | 1.5473 | unit |  | 1.5473
Equipment | Energy Star Uninterruptable Power Supply | Standard Desktop Plugged into Energy Star Uninterruptable Power Supply at 25% Load | Standard Desktop Plugged into Uninterruptable Power Supply at 25% Load | Commercial | Turnover | Hospitals | FL Zone 2 | kWh | 22% | 284.9901 | 279.638 | 5.3521 | 0.01878 | 10 | 0.000611 | 0.000611 | 0 | Reference source included incremental cost only | 0 | 0 | 1.5473 | CMUA TRM, 2017, based on incremental cost per deemend kWh applied to kWh savings in Measure Workbook (UPS on single desktop PC) | 0 | 0 | 1.5473 | unit |  | 1.5473
Equipment | Energy Star Uninterruptable Power Supply | Standard Desktop Plugged into Energy Star Uninterruptable Power Supply at 25% Load | Standard Desktop Plugged into Uninterruptable Power Supply at 25% Load | Commercial | Turnover | Institutional | FL Zone 2 | kWh | 22% | 284.9901 | 279.638 | 5.3521 | 0.01878 | 10 | 0.000611 | 0.000611 | 0 | Reference source included incremental cost only | 0 | 0 | 1.5473 | CMUA TRM, 2017, based on incremental cost per deemend kWh applied to kWh savings in Measure Workbook (UPS on single desktop PC) | 0 | 0 | 1.5473 | unit |  | 1.5473
Equipment | Energy Star Uninterruptable Power Supply | Standard Desktop Plugged into Energy Star Uninterruptable Power Supply at 25% Load | Standard Desktop Plugged into Uninterruptable Power Supply at 25% Load | Commercial | Turnover | Lodging/Hospitality | FL Zone 2 | kWh | 22% | 284.9901 | 279.638 | 5.3521 | 0.01878 | 10 | 0.000611 | 0.000611 | 0 | Reference source included incremental cost only | 0 | 0 | 1.5473 | CMUA TRM, 2017, based on incremental cost per deemend kWh applied to kWh savings in Measure Workbook (UPS on single desktop PC) | 0 | 0 | 1.5473 | unit |  | 1.5473
Equipment | Energy Star Uninterruptable Power Supply | Standard Desktop Plugged into Energy Star Uninterruptable Power Supply at 25% Load | Standard Desktop Plugged into Uninterruptable Power Supply at 25% Load | Commercial | Turnover | Miscellaneous | FL Zone 2 | kWh | 22% | 284.9901 | 279.638 | 5.3521 | 0.01878 | 10 | 0.000611 | 0.000611 | 0 | Reference source included incremental cost only | 0 | 0 | 1.5473 | CMUA TRM, 2017, based on incremental cost per deemend kWh applied to kWh savings in Measure Workbook (UPS on single desktop PC) | 0 | 0 | 1.5473 | unit |  | 1.5473
Equipment | Energy Star Uninterruptable Power Supply | Standard Desktop Plugged into Energy Star Uninterruptable Power Supply at 25% Load | Standard Desktop Plugged into Uninterruptable Power Supply at 25% Load | Commercial | Turnover | Offices | FL Zone 2 | kWh | 22% | 284.9901 | 279.638 | 5.3521 | 0.01878 | 10 | 0.000611 | 0.000611 | 0 | Reference source included incremental cost only | 0 | 0 | 1.5473 | CMUA TRM, 2017, based on incremental cost per deemend kWh applied to kWh savings in Measure Workbook (UPS on single desktop PC) | 0 | 0 | 1.5473 | unit |  | 1.5473
Equipment | Energy Star Uninterruptable Power Supply | Standard Desktop Plugged into Energy Star Uninterruptable Power Supply at 25% Load | Standard Desktop Plugged into Uninterruptable Power Supply at 25% Load | Commercial | Turnover | Restaurants | FL Zone 2 | kWh | 0% | 284.9901 | 279.638 | 5.3521 | 0.01878 | 10 | 0.000611 | 0.000611 | 0 | Reference source included incremental cost only | 0 | 0 | 1.5473 | CMUA TRM, 2017, based on incremental cost per deemend kWh applied to kWh savings in Measure Workbook (UPS on single desktop PC) | 0 | 0 | 1.5473 | unit |  | 1.5473
Equipment | Energy Star Uninterruptable Power Supply | Standard Desktop Plugged into Energy Star Uninterruptable Power Supply at 25% Load | Standard Desktop Plugged into Uninterruptable Power Supply at 25% Load | Commercial | Turnover | Retail | FL Zone 2 | kWh | 0% | 284.9901 | 279.638 | 5.3521 | 0.01878 | 10 | 0.000611 | 0.000611 | 0 | Reference source included incremental cost only | 0 | 0 | 1.5473 | CMUA TRM, 2017, based on incremental cost per deemend kWh applied to kWh savings in Measure Workbook (UPS on single desktop PC) | 0 | 0 | 1.5473 | unit |  | 1.5473
Equipment | Energy Star Uninterruptable Power Supply | Standard Desktop Plugged into Energy Star Uninterruptable Power Supply at 25% Load | Standard Desktop Plugged into Uninterruptable Power Supply at 25% Load | Commercial | Turnover | Schools K-12 | FL Zone 2 | kWh | 22% | 284.9901 | 279.638 | 5.3521 | 0.01878 | 10 | 0.000611 | 0.000611 | 0 | Reference source included incremental cost only | 0 | 0 | 1.5473 | CMUA TRM, 2017, based on incremental cost per deemend kWh applied to kWh savings in Measure Workbook (UPS on single desktop PC) | 0 | 0 | 1.5473 | unit |  | 1.5473
Equipment | Energy Star Uninterruptable Power Supply | Standard Desktop Plugged into Energy Star Uninterruptable Power Supply at 25% Load | Standard Desktop Plugged into Uninterruptable Power Supply at 25% Load | Commercial | Turnover | Warehouse | FL Zone 2 | kWh | 0% | 284.9901 | 279.638 | 5.3521 | 0.01878 | 10 | 0.000611 | 0.000611 | 0 | Reference source included incremental cost only | 0 | 0 | 1.5473 | CMUA TRM, 2017, based on incremental cost per deemend kWh applied to kWh savings in Measure Workbook (UPS on single desktop PC) | 0 | 0 | 1.5473 | unit |  | 1.5473
Equipment | Energy Star Uninterruptable Power Supply | Standard Desktop Plugged into Energy Star Uninterruptable Power Supply at 25% Load | Standard Desktop Plugged into Uninterruptable Power Supply at 25% Load | Commercial | New | Assembly | FL Zone 2 | kWh | 0% | 284.9901 | 279.638 | 5.3521 | 0.01878 | 10 | 0.000611 | 0.000611 | 0 | Reference source included incremental cost only | 0 | 0 | 1.5473 | CMUA TRM, 2017, based on incremental cost per deemend kWh applied to kWh savings in Measure Workbook (UPS on single desktop PC) | 0 | 0 | 1.5473 | unit |  | 1.5473
Equipment | Energy Star Uninterruptable Power Supply | Standard Desktop Plugged into Energy Star Uninterruptable Power Supply at 25% Load | Standard Desktop Plugged into Uninterruptable Power Supply at 25% Load | Commercial | New | College and University | FL Zone 2 | kWh | 22% | 284.9901 | 279.638 | 5.3521 | 0.01878 | 10 | 0.000611 | 0.000611 | 0 | Reference source included incremental cost only | 0 | 0 | 1.5473 | CMUA TRM, 2017, based on incremental cost per deemend kWh applied to kWh savings in Measure Workbook (UPS on single desktop PC) | 0 | 0 | 1.5473 | unit |  | 1.5473
Equipment | Energy Star Uninterruptable Power Supply | Standard Desktop Plugged into Energy Star Uninterruptable Power Supply at 25% Load | Standard Desktop Plugged into Uninterruptable Power Supply at 25% Load | Commercial | New | Grocery | FL Zone 2 | kWh | 0% | 284.9901 | 279.638 | 5.3521 | 0.01878 | 10 | 0.000611 | 0.000611 | 0 | Reference source included incremental cost only | 0 | 0 | 1.5473 | CMUA TRM, 2017, based on incremental cost per deemend kWh applied to kWh savings in Measure Workbook (UPS on single desktop PC) | 0 | 0 | 1.5473 | unit |  | 1.5473
Equipment | Energy Star Uninterruptable Power Supply | Standard Desktop Plugged into Energy Star Uninterruptable Power Supply at 25% Load | Standard Desktop Plugged into Uninterruptable Power Supply at 25% Load | Commercial | New | Healthcare | FL Zone 2 | kWh | 22% | 284.9901 | 279.638 | 5.3521 | 0.01878 | 10 | 0.000611 | 0.000611 | 0 | Reference source included incremental cost only | 0 | 0 | 1.5473 | CMUA TRM, 2017, based on incremental cost per deemend kWh applied to kWh savings in Measure Workbook (UPS on single desktop PC) | 0 | 0 | 1.5473 | unit |  | 1.5473
Equipment | Energy Star Uninterruptable Power Supply | Standard Desktop Plugged into Energy Star Uninterruptable Power Supply at 25% Load | Standard Desktop Plugged into Uninterruptable Power Supply at 25% Load | Commercial | New | Hospitals | FL Zone 2 | kWh | 22% | 284.9901 | 279.638 | 5.3521 | 0.01878 | 10 | 0.000611 | 0.000611 | 0 | Reference source included incremental cost only | 0 | 0 | 1.5473 | CMUA TRM, 2017, based on incremental cost per deemend kWh applied to kWh savings in Measure Workbook (UPS on single desktop PC) | 0 | 0 | 1.5473 | unit |  | 1.5473
Equipment | Energy Star Uninterruptable Power Supply | Standard Desktop Plugged into Energy Star Uninterruptable Power Supply at 25% Load | Standard Desktop Plugged into Uninterruptable Power Supply at 25% Load | Commercial | New | Institutional | FL Zone 2 | kWh | 22% | 284.9901 | 279.638 | 5.3521 | 0.01878 | 10 | 0.000611 | 0.000611 | 0 | Reference source included incremental cost only | 0 | 0 | 1.5473 | CMUA TRM, 2017, based on incremental cost per deemend kWh applied to kWh savings in Measure Workbook (UPS on single desktop PC) | 0 | 0 | 1.5473 | unit |  | 1.5473
Equipment | Energy Star Uninterruptable Power Supply | Standard Desktop Plugged into Energy Star Uninterruptable Power Supply at 25% Load | Standard Desktop Plugged into Uninterruptable Power Supply at 25% Load | Commercial | New | Lodging/Hospitality | FL Zone 2 | kWh | 22% | 284.9901 | 279.638 | 5.3521 | 0.01878 | 10 | 0.000611 | 0.000611 | 0 | Reference source included incremental cost only | 0 | 0 | 1.5473 | CMUA TRM, 2017, based on incremental cost per deemend kWh applied to kWh savings in Measure Workbook (UPS on single desktop PC) | 0 | 0 | 1.5473 | unit |  | 1.5473
Equipment | Energy Star Uninterruptable Power Supply | Standard Desktop Plugged into Energy Star Uninterruptable Power Supply at 25% Load | Standard Desktop Plugged into Uninterruptable Power Supply at 25% Load | Commercial | New | Miscellaneous | FL Zone 2 | kWh | 22% | 284.9901 | 279.638 | 5.3521 | 0.01878 | 10 | 0.000611 | 0.000611 | 0 | Reference source included incremental cost only | 0 | 0 | 1.5473 | CMUA TRM, 2017, based on incremental cost per deemend kWh applied to kWh savings in Measure Workbook (UPS on single desktop PC) | 0 | 0 | 1.5473 | unit |  | 1.5473
Equipment | Energy Star Uninterruptable Power Supply | Standard Desktop Plugged into Energy Star Uninterruptable Power Supply at 25% Load | Standard Desktop Plugged into Uninterruptable Power Supply at 25% Load | Commercial | New | Offices | FL Zone 2 | kWh | 22% | 284.9901 | 279.638 | 5.3521 | 0.01878 | 10 | 0.000611 | 0.000611 | 0 | Reference source included incremental cost only | 0 | 0 | 1.5473 | CMUA TRM, 2017, based on incremental cost per deemend kWh applied to kWh savings in Measure Workbook (UPS on single desktop PC) | 0 | 0 | 1.5473 | unit |  | 1.5473
Equipment | Energy Star Uninterruptable Power Supply | Standard Desktop Plugged into Energy Star Uninterruptable Power Supply at 25% Load | Standard Desktop Plugged into Uninterruptable Power Supply at 25% Load | Commercial | New | Restaurants | FL Zone 2 | kWh | 0% | 284.9901 | 279.638 | 5.3521 | 0.01878 | 10 | 0.000611 | 0.000611 | 0 | Reference source included incremental cost only | 0 | 0 | 1.5473 | CMUA TRM, 2017, based on incremental cost per deemend kWh applied to kWh savings in Measure Workbook (UPS on single desktop PC) | 0 | 0 | 1.5473 | unit |  | 1.5473
Equipment | Energy Star Uninterruptable Power Supply | Standard Desktop Plugged into Energy Star Uninterruptable Power Supply at 25% Load | Standard Desktop Plugged into Uninterruptable Power Supply at 25% Load | Commercial | New | Retail | FL Zone 2 | kWh | 0% | 284.9901 | 279.638 | 5.3521 | 0.01878 | 10 | 0.000611 | 0.000611 | 0 | Reference source included incremental cost only | 0 | 0 | 1.5473 | CMUA TRM, 2017, based on incremental cost per deemend kWh applied to kWh savings in Measure Workbook (UPS on single desktop PC) | 0 | 0 | 1.5473 | unit |  | 1.5473
Equipment | Energy Star Uninterruptable Power Supply | Standard Desktop Plugged into Energy Star Uninterruptable Power Supply at 25% Load | Standard Desktop Plugged into Uninterruptable Power Supply at 25% Load | Commercial | New | Schools K-12 | FL Zone 2 | kWh | 22% | 284.9901 | 279.638 | 5.3521 | 0.01878 | 10 | 0.000611 | 0.000611 | 0 | Reference source included incremental cost only | 0 | 0 | 1.5473 | CMUA TRM, 2017, based on incremental cost per deemend kWh applied to kWh savings in Measure Workbook (UPS on single desktop PC) | 0 | 0 | 1.5473 | unit |  | 1.5473
Equipment | Energy Star Uninterruptable Power Supply | Standard Desktop Plugged into Energy Star Uninterruptable Power Supply at 25% Load | Standard Desktop Plugged into Uninterruptable Power Supply at 25% Load | Commercial | New | Warehouse | FL Zone 2 | kWh | 0% | 284.9901 | 279.638 | 5.3521 | 0.01878 | 10 | 0.000611 | 0.000611 | 0 | Reference source included incremental cost only | 0 | 0 | 1.5473 | CMUA TRM, 2017, based on incremental cost per deemend kWh applied to kWh savings in Measure Workbook (UPS on single desktop PC) | 0 | 0 | 1.5473 | unit |  | 1.5473
Equipment | Server Virtualization | 2 Virtual Host Server | 20 Single Application Server | Commercial | Turnover | Assembly | FL Zone 2 | Per Unit | 0% | 24528 | 3504 | 21024 | 0.85714 | 3 | 3.1292 | 2.1764 | 10215 | https://searchvmware.techtarget.com/Virtualization-benefits-are-worth-the-extra-cost-over-physical-servers-alone | 0 | 0 | 27915 | 2 virtual shared servers - https://searchvmware.techtarget.com/Virtualization-benefits-are-worth-the-extra-cost-over-physical-servers-alone | 0 | 0 | 17700 | system |  | 17700
Equipment | Server Virtualization | 2 Virtual Host Server | 20 Single Application Server | Commercial | Turnover | College and University | FL Zone 2 | Per Unit | 92% | 24528 | 3504 | 21024 | 0.85714 | 3 | 3.1292 | 2.1764 | 10215 | https://searchvmware.techtarget.com/Virtualization-benefits-are-worth-the-extra-cost-over-physical-servers-alone | 0 | 0 | 27915 | 2 virtual shared servers - https://searchvmware.techtarget.com/Virtualization-benefits-are-worth-the-extra-cost-over-physical-servers-alone | 0 | 0 | 17700 | system |  | 17700
Equipment | Server Virtualization | 2 Virtual Host Server | 20 Single Application Server | Commercial | Turnover | Grocery | FL Zone 2 | Per Unit | 0% | 24528 | 3504 | 21024 | 0.85714 | 3 | 3.1292 | 2.1764 | 10215 | https://searchvmware.techtarget.com/Virtualization-benefits-are-worth-the-extra-cost-over-physical-servers-alone | 0 | 0 | 27915 | 2 virtual shared servers - https://searchvmware.techtarget.com/Virtualization-benefits-are-worth-the-extra-cost-over-physical-servers-alone | 0 | 0 | 17700 | system |  | 17700
Equipment | Server Virtualization | 2 Virtual Host Server | 20 Single Application Server | Commercial | Turnover | Healthcare | FL Zone 2 | Per Unit | 37% | 24528 | 3504 | 21024 | 0.85714 | 3 | 3.1292 | 2.1764 | 10215 | https://searchvmware.techtarget.com/Virtualization-benefits-are-worth-the-extra-cost-over-physical-servers-alone | 0 | 0 | 27915 | 2 virtual shared servers - https://searchvmware.techtarget.com/Virtualization-benefits-are-worth-the-extra-cost-over-physical-servers-alone | 0 | 0 | 17700 | system |  | 17700
Equipment | Server Virtualization | 2 Virtual Host Server | 20 Single Application Server | Commercial | Turnover | Hospitals | FL Zone 2 | Per Unit | 92% | 24528 | 3504 | 21024 | 0.85714 | 3 | 3.1292 | 2.1764 | 10215 | https://searchvmware.techtarget.com/Virtualization-benefits-are-worth-the-extra-cost-over-physical-servers-alone | 0 | 0 | 27915 | 2 virtual shared servers - https://searchvmware.techtarget.com/Virtualization-benefits-are-worth-the-extra-cost-over-physical-servers-alone | 0 | 0 | 17700 | system |  | 17700
Equipment | Server Virtualization | 2 Virtual Host Server | 20 Single Application Server | Commercial | Turnover | Institutional | FL Zone 2 | Per Unit | 92% | 24528 | 3504 | 21024 | 0.85714 | 3 | 3.1292 | 2.1764 | 10215 | https://searchvmware.techtarget.com/Virtualization-benefits-are-worth-the-extra-cost-over-physical-servers-alone | 0 | 0 | 27915 | 2 virtual shared servers - https://searchvmware.techtarget.com/Virtualization-benefits-are-worth-the-extra-cost-over-physical-servers-alone | 0 | 0 | 17700 | system |  | 17700
Equipment | Server Virtualization | 2 Virtual Host Server | 20 Single Application Server | Commercial | Turnover | Lodging/Hospitality | FL Zone 2 | Per Unit | 37% | 24528 | 3504 | 21024 | 0.85714 | 3 | 3.1292 | 2.1764 | 10215 | https://searchvmware.techtarget.com/Virtualization-benefits-are-worth-the-extra-cost-over-physical-servers-alone | 0 | 0 | 27915 | 2 virtual shared servers - https://searchvmware.techtarget.com/Virtualization-benefits-are-worth-the-extra-cost-over-physical-servers-alone | 0 | 0 | 17700 | system |  | 17700
Equipment | Server Virtualization | 2 Virtual Host Server | 20 Single Application Server | Commercial | Turnover | Miscellaneous | FL Zone 2 | Per Unit | 39% | 24528 | 3504 | 21024 | 0.85714 | 3 | 3.1292 | 2.1764 | 10215 | https://searchvmware.techtarget.com/Virtualization-benefits-are-worth-the-extra-cost-over-physical-servers-alone | 0 | 0 | 27915 | 2 virtual shared servers - https://searchvmware.techtarget.com/Virtualization-benefits-are-worth-the-extra-cost-over-physical-servers-alone | 0 | 0 | 17700 | system |  | 17700
Equipment | Server Virtualization | 2 Virtual Host Server | 20 Single Application Server | Commercial | Turnover | Offices | FL Zone 2 | Per Unit | 37% | 24528 | 3504 | 21024 | 0.85714 | 3 | 3.1292 | 2.1764 | 10215 | https://searchvmware.techtarget.com/Virtualization-benefits-are-worth-the-extra-cost-over-physical-servers-alone | 0 | 0 | 27915 | 2 virtual shared servers - https://searchvmware.techtarget.com/Virtualization-benefits-are-worth-the-extra-cost-over-physical-servers-alone | 0 | 0 | 17700 | system |  | 17700
Equipment | Server Virtualization | 2 Virtual Host Server | 20 Single Application Server | Commercial | Turnover | Restaurants | FL Zone 2 | Per Unit | 0% | 24528 | 3504 | 21024 | 0.85714 | 3 | 3.1292 | 2.1764 | 10215 | https://searchvmware.techtarget.com/Virtualization-benefits-are-worth-the-extra-cost-over-physical-servers-alone | 0 | 0 | 27915 | 2 virtual shared servers - https://searchvmware.techtarget.com/Virtualization-benefits-are-worth-the-extra-cost-over-physical-servers-alone | 0 | 0 | 17700 | system |  | 17700
Equipment | Server Virtualization | 2 Virtual Host Server | 20 Single Application Server | Commercial | Turnover | Retail | FL Zone 2 | Per Unit | 37% | 24528 | 3504 | 21024 | 0.85714 | 3 | 3.1292 | 2.1764 | 10215 | https://searchvmware.techtarget.com/Virtualization-benefits-are-worth-the-extra-cost-over-physical-servers-alone | 0 | 0 | 27915 | 2 virtual shared servers - https://searchvmware.techtarget.com/Virtualization-benefits-are-worth-the-extra-cost-over-physical-servers-alone | 0 | 0 | 17700 | system |  | 17700
Equipment | Server Virtualization | 2 Virtual Host Server | 20 Single Application Server | Commercial | Turnover | Schools K-12 | FL Zone 2 | Per Unit | 92% | 24528 | 3504 | 21024 | 0.85714 | 3 | 3.1292 | 2.1764 | 10215 | https://searchvmware.techtarget.com/Virtualization-benefits-are-worth-the-extra-cost-over-physical-servers-alone | 0 | 0 | 27915 | 2 virtual shared servers - https://searchvmware.techtarget.com/Virtualization-benefits-are-worth-the-extra-cost-over-physical-servers-alone | 0 | 0 | 17700 | system |  | 17700
Equipment | Server Virtualization | 2 Virtual Host Server | 20 Single Application Server | Commercial | Turnover | Warehouse | FL Zone 2 | Per Unit | 0% | 24528 | 3504 | 21024 | 0.85714 | 3 | 3.1292 | 2.1764 | 10215 | https://searchvmware.techtarget.com/Virtualization-benefits-are-worth-the-extra-cost-over-physical-servers-alone | 0 | 0 | 27915 | 2 virtual shared servers - https://searchvmware.techtarget.com/Virtualization-benefits-are-worth-the-extra-cost-over-physical-servers-alone | 0 | 0 | 17700 | system |  | 17700
Equipment | Server Virtualization | 2 Virtual Host Server | 20 Single Application Server | Commercial | New | Assembly | FL Zone 2 | Per Unit | 0% | 24528 | 3504 | 21024 | 0.85714 | 3 | 3.1292 | 2.1764 | 10215 | https://searchvmware.techtarget.com/Virtualization-benefits-are-worth-the-extra-cost-over-physical-servers-alone | 0 | 0 | 27915 | 2 virtual shared servers - https://searchvmware.techtarget.com/Virtualization-benefits-are-worth-the-extra-cost-over-physical-servers-alone | 0 | 0 | 17700 | system |  | 17700
Equipment | Server Virtualization | 2 Virtual Host Server | 20 Single Application Server | Commercial | New | College and University | FL Zone 2 | Per Unit | 92% | 24528 | 3504 | 21024 | 0.85714 | 3 | 3.1292 | 2.1764 | 10215 | https://searchvmware.techtarget.com/Virtualization-benefits-are-worth-the-extra-cost-over-physical-servers-alone | 0 | 0 | 27915 | 2 virtual shared servers - https://searchvmware.techtarget.com/Virtualization-benefits-are-worth-the-extra-cost-over-physical-servers-alone | 0 | 0 | 17700 | system |  | 17700
Equipment | Server Virtualization | 2 Virtual Host Server | 20 Single Application Server | Commercial | New | Grocery | FL Zone 2 | Per Unit | 0% | 24528 | 3504 | 21024 | 0.85714 | 3 | 3.1292 | 2.1764 | 10215 | https://searchvmware.techtarget.com/Virtualization-benefits-are-worth-the-extra-cost-over-physical-servers-alone | 0 | 0 | 27915 | 2 virtual shared servers - https://searchvmware.techtarget.com/Virtualization-benefits-are-worth-the-extra-cost-over-physical-servers-alone | 0 | 0 | 17700 | system |  | 17700
Equipment | Server Virtualization | 2 Virtual Host Server | 20 Single Application Server | Commercial | New | Healthcare | FL Zone 2 | Per Unit | 39% | 24528 | 3504 | 21024 | 0.85714 | 3 | 3.1292 | 2.1764 | 10215 | https://searchvmware.techtarget.com/Virtualization-benefits-are-worth-the-extra-cost-over-physical-servers-alone | 0 | 0 | 27915 | 2 virtual shared servers - https://searchvmware.techtarget.com/Virtualization-benefits-are-worth-the-extra-cost-over-physical-servers-alone | 0 | 0 | 17700 | system |  | 17700
Equipment | Server Virtualization | 2 Virtual Host Server | 20 Single Application Server | Commercial | New | Hospitals | FL Zone 2 | Per Unit | 92% | 24528 | 3504 | 21024 | 0.85714 | 3 | 3.1292 | 2.1764 | 10215 | https://searchvmware.techtarget.com/Virtualization-benefits-are-worth-the-extra-cost-over-physical-servers-alone | 0 | 0 | 27915 | 2 virtual shared servers - https://searchvmware.techtarget.com/Virtualization-benefits-are-worth-the-extra-cost-over-physical-servers-alone | 0 | 0 | 17700 | system |  | 17700
Equipment | Server Virtualization | 2 Virtual Host Server | 20 Single Application Server | Commercial | New | Institutional | FL Zone 2 | Per Unit | 92% | 24528 | 3504 | 21024 | 0.85714 | 3 | 3.1292 | 2.1764 | 10215 | https://searchvmware.techtarget.com/Virtualization-benefits-are-worth-the-extra-cost-over-physical-servers-alone | 0 | 0 | 27915 | 2 virtual shared servers - https://searchvmware.techtarget.com/Virtualization-benefits-are-worth-the-extra-cost-over-physical-servers-alone | 0 | 0 | 17700 | system |  | 17700
Equipment | Server Virtualization | 2 Virtual Host Server | 20 Single Application Server | Commercial | New | Lodging/Hospitality | FL Zone 2 | Per Unit | 39% | 24528 | 3504 | 21024 | 0.85714 | 3 | 3.1292 | 2.1764 | 10215 | https://searchvmware.techtarget.com/Virtualization-benefits-are-worth-the-extra-cost-over-physical-servers-alone | 0 | 0 | 27915 | 2 virtual shared servers - https://searchvmware.techtarget.com/Virtualization-benefits-are-worth-the-extra-cost-over-physical-servers-alone | 0 | 0 | 17700 | system |  | 17700
Equipment | Server Virtualization | 2 Virtual Host Server | 20 Single Application Server | Commercial | New | Miscellaneous | FL Zone 2 | Per Unit | 39% | 24528 | 3504 | 21024 | 0.85714 | 3 | 3.1292 | 2.1764 | 10215 | https://searchvmware.techtarget.com/Virtualization-benefits-are-worth-the-extra-cost-over-physical-servers-alone | 0 | 0 | 27915 | 2 virtual shared servers - https://searchvmware.techtarget.com/Virtualization-benefits-are-worth-the-extra-cost-over-physical-servers-alone | 0 | 0 | 17700 | system |  | 17700
Equipment | Server Virtualization | 2 Virtual Host Server | 20 Single Application Server | Commercial | New | Offices | FL Zone 2 | Per Unit | 39% | 24528 | 3504 | 21024 | 0.85714 | 3 | 3.1292 | 2.1764 | 10215 | https://searchvmware.techtarget.com/Virtualization-benefits-are-worth-the-extra-cost-over-physical-servers-alone | 0 | 0 | 27915 | 2 virtual shared servers - https://searchvmware.techtarget.com/Virtualization-benefits-are-worth-the-extra-cost-over-physical-servers-alone | 0 | 0 | 17700 | system |  | 17700
Equipment | Server Virtualization | 2 Virtual Host Server | 20 Single Application Server | Commercial | New | Restaurants | FL Zone 2 | Per Unit | 0% | 24528 | 3504 | 21024 | 0.85714 | 3 | 3.1292 | 2.1764 | 10215 | https://searchvmware.techtarget.com/Virtualization-benefits-are-worth-the-extra-cost-over-physical-servers-alone | 0 | 0 | 27915 | 2 virtual shared servers - https://searchvmware.techtarget.com/Virtualization-benefits-are-worth-the-extra-cost-over-physical-servers-alone | 0 | 0 | 17700 | system |  | 17700
Equipment | Server Virtualization | 2 Virtual Host Server | 20 Single Application Server | Commercial | New | Retail | FL Zone 2 | Per Unit | 39% | 24528 | 3504 | 21024 | 0.85714 | 3 | 3.1292 | 2.1764 | 10215 | https://searchvmware.techtarget.com/Virtualization-benefits-are-worth-the-extra-cost-over-physical-servers-alone | 0 | 0 | 27915 | 2 virtual shared servers - https://searchvmware.techtarget.com/Virtualization-benefits-are-worth-the-extra-cost-over-physical-servers-alone | 0 | 0 | 17700 | system |  | 17700
Equipment | Server Virtualization | 2 Virtual Host Server | 20 Single Application Server | Commercial | New | Schools K-12 | FL Zone 2 | Per Unit | 92% | 24528 | 3504 | 21024 | 0.85714 | 3 | 3.1292 | 2.1764 | 10215 | https://searchvmware.techtarget.com/Virtualization-benefits-are-worth-the-extra-cost-over-physical-servers-alone | 0 | 0 | 27915 | 2 virtual shared servers - https://searchvmware.techtarget.com/Virtualization-benefits-are-worth-the-extra-cost-over-physical-servers-alone | 0 | 0 | 17700 | system |  | 17700
Equipment | Server Virtualization | 2 Virtual Host Server | 20 Single Application Server | Commercial | New | Warehouse | FL Zone 2 | Per Unit | 0% | 24528 | 3504 | 21024 | 0.85714 | 3 | 3.1292 | 2.1764 | 10215 | https://searchvmware.techtarget.com/Virtualization-benefits-are-worth-the-extra-cost-over-physical-servers-alone | 0 | 0 | 27915 | 2 virtual shared servers - https://searchvmware.techtarget.com/Virtualization-benefits-are-worth-the-extra-cost-over-physical-servers-alone | 0 | 0 | 17700 | system |  | 17700
Equipment | Energy Star Commercial Glass Door Freezer | One Glass Door Freezer meeting ENERGY STAR® 3.0 Standards | One Glass Door Freezer meeting Federal Standards | Commercial | Turnover | Assembly | FL Zone 2 | Per Unit | 0% | 10820.55 | 6430.57 | 4389.982 | 0.40571 | 12 | 0.64112 | 0.22051 | 0 | Reference source included incremental cost only | 0 | 0 | 166 | Illinois 2018 Statewide TRM, Section 4.2.2 | 0 | 0 | 166 | freezer |  | 166
Equipment | Energy Star Commercial Glass Door Freezer | One Glass Door Freezer meeting ENERGY STAR® 3.0 Standards | One Glass Door Freezer meeting Federal Standards | Commercial | Turnover | College and University | FL Zone 2 | Per Unit | 0% | 10820.55 | 6430.57 | 4389.982 | 0.40571 | 12 | 0.56918 | 0.47676 | 0 | Reference source included incremental cost only | 0 | 0 | 166 | Illinois 2018 Statewide TRM, Section 4.2.2 | 0 | 0 | 166 | freezer |  | 166
Equipment | Energy Star Commercial Glass Door Freezer | One Glass Door Freezer meeting ENERGY STAR® 3.0 Standards | One Glass Door Freezer meeting Federal Standards | Commercial | Turnover | Grocery | FL Zone 2 | Per Unit | 33% | 10820.55 | 6430.57 | 4389.982 | 0.40571 | 12 | 0.64112 | 0.22051 | 0 | Reference source included incremental cost only | 0 | 0 | 166 | Illinois 2018 Statewide TRM, Section 4.2.2 | 0 | 0 | 166 | freezer |  | 166
Equipment | Energy Star Commercial Glass Door Freezer | One Glass Door Freezer meeting ENERGY STAR® 3.0 Standards | One Glass Door Freezer meeting Federal Standards | Commercial | Turnover | Healthcare | FL Zone 2 | Per Unit | 0% | 10820.55 | 6430.57 | 4389.982 | 0.40571 | 12 | 0.56918 | 0.47676 | 0 | Reference source included incremental cost only | 0 | 0 | 166 | Illinois 2018 Statewide TRM, Section 4.2.2 | 0 | 0 | 166 | freezer |  | 166
Equipment | Energy Star Commercial Glass Door Freezer | One Glass Door Freezer meeting ENERGY STAR® 3.0 Standards | One Glass Door Freezer meeting Federal Standards | Commercial | Turnover | Hospitals | FL Zone 2 | Per Unit | 0% | 10820.55 | 6430.57 | 4389.982 | 0.40571 | 12 | 0.56918 | 0.47676 | 0 | Reference source included incremental cost only | 0 | 0 | 166 | Illinois 2018 Statewide TRM, Section 4.2.2 | 0 | 0 | 166 | freezer |  | 166
Equipment | Energy Star Commercial Glass Door Freezer | One Glass Door Freezer meeting ENERGY STAR® 3.0 Standards | One Glass Door Freezer meeting Federal Standards | Commercial | Turnover | Institutional | FL Zone 2 | Per Unit | 0% | 10820.55 | 6430.57 | 4389.982 | 0.40571 | 12 | 0.64112 | 0.22051 | 0 | Reference source included incremental cost only | 0 | 0 | 166 | Illinois 2018 Statewide TRM, Section 4.2.2 | 0 | 0 | 166 | freezer |  | 166
Equipment | Energy Star Commercial Glass Door Freezer | One Glass Door Freezer meeting ENERGY STAR® 3.0 Standards | One Glass Door Freezer meeting Federal Standards | Commercial | Turnover | Lodging/Hospitality | FL Zone 2 | Per Unit | 0% | 10820.55 | 6430.57 | 4389.982 | 0.40571 | 12 | 0.56918 | 0.47676 | 0 | Reference source included incremental cost only | 0 | 0 | 166 | Illinois 2018 Statewide TRM, Section 4.2.2 | 0 | 0 | 166 | freezer |  | 166
Equipment | Energy Star Commercial Glass Door Freezer | One Glass Door Freezer meeting ENERGY STAR® 3.0 Standards | One Glass Door Freezer meeting Federal Standards | Commercial | Turnover | Miscellaneous | FL Zone 2 | Per Unit | 0% | 10820.55 | 6430.57 | 4389.982 | 0.40571 | 12 | 0.64112 | 0.22051 | 0 | Reference source included incremental cost only | 0 | 0 | 166 | Illinois 2018 Statewide TRM, Section 4.2.2 | 0 | 0 | 166 | freezer |  | 166
Equipment | Energy Star Commercial Glass Door Freezer | One Glass Door Freezer meeting ENERGY STAR® 3.0 Standards | One Glass Door Freezer meeting Federal Standards | Commercial | Turnover | Offices | FL Zone 2 | Per Unit | 0% | 10820.55 | 6430.57 | 4389.982 | 0.40571 | 12 | 0.64112 | 0.22051 | 0 | Reference source included incremental cost only | 0 | 0 | 166 | Illinois 2018 Statewide TRM, Section 4.2.2 | 0 | 0 | 166 | freezer |  | 166
Equipment | Energy Star Commercial Glass Door Freezer | One Glass Door Freezer meeting ENERGY STAR® 3.0 Standards | One Glass Door Freezer meeting Federal Standards | Commercial | Turnover | Restaurants | FL Zone 2 | Per Unit | 0% | 10820.55 | 6430.57 | 4389.982 | 0.40571 | 12 | 0.56918 | 0.47676 | 0 | Reference source included incremental cost only | 0 | 0 | 166 | Illinois 2018 Statewide TRM, Section 4.2.2 | 0 | 0 | 166 | freezer |  | 166
Equipment | Energy Star Commercial Glass Door Freezer | One Glass Door Freezer meeting ENERGY STAR® 3.0 Standards | One Glass Door Freezer meeting Federal Standards | Commercial | Turnover | Retail | FL Zone 2 | Per Unit | 33% | 10820.55 | 6430.57 | 4389.982 | 0.40571 | 12 | 0.64112 | 0.22051 | 0 | Reference source included incremental cost only | 0 | 0 | 166 | Illinois 2018 Statewide TRM, Section 4.2.2 | 0 | 0 | 166 | freezer |  | 166
Equipment | Energy Star Commercial Glass Door Freezer | One Glass Door Freezer meeting ENERGY STAR® 3.0 Standards | One Glass Door Freezer meeting Federal Standards | Commercial | Turnover | Schools K-12 | FL Zone 2 | Per Unit | 0% | 10820.55 | 6430.57 | 4389.982 | 0.40571 | 12 | 0.56918 | 0.47676 | 0 | Reference source included incremental cost only | 0 | 0 | 166 | Illinois 2018 Statewide TRM, Section 4.2.2 | 0 | 0 | 166 | freezer |  | 166
Equipment | Energy Star Commercial Glass Door Freezer | One Glass Door Freezer meeting ENERGY STAR® 3.0 Standards | One Glass Door Freezer meeting Federal Standards | Commercial | Turnover | Warehouse | FL Zone 2 | Per Unit | 0% | 10820.55 | 6430.57 | 4389.982 | 0.40571 | 12 | 0.64112 | 0.22051 | 0 | Reference source included incremental cost only | 0 | 0 | 166 | Illinois 2018 Statewide TRM, Section 4.2.2 | 0 | 0 | 166 | freezer |  | 166
Equipment | Energy Star Commercial Glass Door Freezer | One Glass Door Freezer meeting ENERGY STAR® 3.0 Standards | One Glass Door Freezer meeting Federal Standards | Commercial | New | Assembly | FL Zone 2 | Per Unit | 0% | 10820.55 | 6430.57 | 4389.982 | 0.40571 | 12 | 0.64112 | 0.22051 | 0 | Reference source included incremental cost only | 0 | 0 | 166 | Illinois 2018 Statewide TRM, Section 4.2.2 | 0 | 0 | 166 | freezer |  | 166
Equipment | Energy Star Commercial Glass Door Freezer | One Glass Door Freezer meeting ENERGY STAR® 3.0 Standards | One Glass Door Freezer meeting Federal Standards | Commercial | New | College and University | FL Zone 2 | Per Unit | 0% | 10820.55 | 6430.57 | 4389.982 | 0.40571 | 12 | 0.56918 | 0.47676 | 0 | Reference source included incremental cost only | 0 | 0 | 166 | Illinois 2018 Statewide TRM, Section 4.2.2 | 0 | 0 | 166 | freezer |  | 166
Equipment | Energy Star Commercial Glass Door Freezer | One Glass Door Freezer meeting ENERGY STAR® 3.0 Standards | One Glass Door Freezer meeting Federal Standards | Commercial | New | Grocery | FL Zone 2 | Per Unit | 0% | 10820.55 | 6430.57 | 4389.982 | 0.40571 | 12 | 0.64112 | 0.22051 | 0 | Reference source included incremental cost only | 0 | 0 | 166 | Illinois 2018 Statewide TRM, Section 4.2.2 | 0 | 0 | 166 | freezer |  | 166
Equipment | Energy Star Commercial Glass Door Freezer | One Glass Door Freezer meeting ENERGY STAR® 3.0 Standards | One Glass Door Freezer meeting Federal Standards | Commercial | New | Healthcare | FL Zone 2 | Per Unit | 0% | 10820.55 | 6430.57 | 4389.982 | 0.40571 | 12 | 0.56918 | 0.47676 | 0 | Reference source included incremental cost only | 0 | 0 | 166 | Illinois 2018 Statewide TRM, Section 4.2.2 | 0 | 0 | 166 | freezer |  | 166
Equipment | Energy Star Commercial Glass Door Freezer | One Glass Door Freezer meeting ENERGY STAR® 3.0 Standards | One Glass Door Freezer meeting Federal Standards | Commercial | New | Hospitals | FL Zone 2 | Per Unit | 0% | 10820.55 | 6430.57 | 4389.982 | 0.40571 | 12 | 0.56918 | 0.47676 | 0 | Reference source included incremental cost only | 0 | 0 | 166 | Illinois 2018 Statewide TRM, Section 4.2.2 | 0 | 0 | 166 | freezer |  | 166
Equipment | Energy Star Commercial Glass Door Freezer | One Glass Door Freezer meeting ENERGY STAR® 3.0 Standards | One Glass Door Freezer meeting Federal Standards | Commercial | New | Institutional | FL Zone 2 | Per Unit | 0% | 10820.55 | 6430.57 | 4389.982 | 0.40571 | 12 | 0.64112 | 0.22051 | 0 | Reference source included incremental cost only | 0 | 0 | 166 | Illinois 2018 Statewide TRM, Section 4.2.2 | 0 | 0 | 166 | freezer |  | 166
Equipment | Energy Star Commercial Glass Door Freezer | One Glass Door Freezer meeting ENERGY STAR® 3.0 Standards | One Glass Door Freezer meeting Federal Standards | Commercial | New | Lodging/Hospitality | FL Zone 2 | Per Unit | 0% | 10820.55 | 6430.57 | 4389.982 | 0.40571 | 12 | 0.56918 | 0.47676 | 0 | Reference source included incremental cost only | 0 | 0 | 166 | Illinois 2018 Statewide TRM, Section 4.2.2 | 0 | 0 | 166 | freezer |  | 166
Equipment | Energy Star Commercial Glass Door Freezer | One Glass Door Freezer meeting ENERGY STAR® 3.0 Standards | One Glass Door Freezer meeting Federal Standards | Commercial | New | Miscellaneous | FL Zone 2 | Per Unit | 0% | 10820.55 | 6430.57 | 4389.982 | 0.40571 | 12 | 0.64112 | 0.22051 | 0 | Reference source included incremental cost only | 0 | 0 | 166 | Illinois 2018 Statewide TRM, Section 4.2.2 | 0 | 0 | 166 | freezer |  | 166
Equipment | Energy Star Commercial Glass Door Freezer | One Glass Door Freezer meeting ENERGY STAR® 3.0 Standards | One Glass Door Freezer meeting Federal Standards | Commercial | New | Offices | FL Zone 2 | Per Unit | 0% | 10820.55 | 6430.57 | 4389.982 | 0.40571 | 12 | 0.64112 | 0.22051 | 0 | Reference source included incremental cost only | 0 | 0 | 166 | Illinois 2018 Statewide TRM, Section 4.2.2 | 0 | 0 | 166 | freezer |  | 166
Equipment | Energy Star Commercial Glass Door Freezer | One Glass Door Freezer meeting ENERGY STAR® 3.0 Standards | One Glass Door Freezer meeting Federal Standards | Commercial | New | Restaurants | FL Zone 2 | Per Unit | 0% | 10820.55 | 6430.57 | 4389.982 | 0.40571 | 12 | 0.56918 | 0.47676 | 0 | Reference source included incremental cost only | 0 | 0 | 166 | Illinois 2018 Statewide TRM, Section 4.2.2 | 0 | 0 | 166 | freezer |  | 166
Equipment | Energy Star Commercial Glass Door Freezer | One Glass Door Freezer meeting ENERGY STAR® 3.0 Standards | One Glass Door Freezer meeting Federal Standards | Commercial | New | Retail | FL Zone 2 | Per Unit | 0% | 10820.55 | 6430.57 | 4389.982 | 0.40571 | 12 | 0.64112 | 0.22051 | 0 | Reference source included incremental cost only | 0 | 0 | 166 | Illinois 2018 Statewide TRM, Section 4.2.2 | 0 | 0 | 166 | freezer |  | 166
Equipment | Energy Star Commercial Glass Door Freezer | One Glass Door Freezer meeting ENERGY STAR® 3.0 Standards | One Glass Door Freezer meeting Federal Standards | Commercial | New | Schools K-12 | FL Zone 2 | Per Unit | 0% | 10820.55 | 6430.57 | 4389.982 | 0.40571 | 12 | 0.56918 | 0.47676 | 0 | Reference source included incremental cost only | 0 | 0 | 166 | Illinois 2018 Statewide TRM, Section 4.2.2 | 0 | 0 | 166 | freezer |  | 166
Equipment | Energy Star Commercial Glass Door Freezer | One Glass Door Freezer meeting ENERGY STAR® 3.0 Standards | One Glass Door Freezer meeting Federal Standards | Commercial | New | Warehouse | FL Zone 2 | Per Unit | 0% | 10820.55 | 6430.57 | 4389.982 | 0.40571 | 12 | 0.64112 | 0.22051 | 0 | Reference source included incremental cost only | 0 | 0 | 166 | Illinois 2018 Statewide TRM, Section 4.2.2 | 0 | 0 | 166 | freezer |  | 166
Equipment | Energy Star Commercial Glass Door Refrigerator | One Glass Door Refrigerator meeting ENERGY STAR® 3.0 Standards | One Glass Door Refrigerator meeting Federal Standards | Commercial | Turnover | Assembly | FL Zone 2 | Per Unit | 0% | 2436.183 | 1513.316 | 922.8665 | 0.37882 | 12 | 0.13478 | 0.046356 | 0 | Reference source included incremental cost only | 0 | 0 | 164 | Illinois 2018 Statewide TRM, Section 4.2.2 | 0 | 0 | 164 | refrigerator |  | 164
Equipment | Energy Star Commercial Glass Door Refrigerator | One Glass Door Refrigerator meeting ENERGY STAR® 3.0 Standards | One Glass Door Refrigerator meeting Federal Standards | Commercial | Turnover | College and University | FL Zone 2 | Per Unit | 0% | 2436.183 | 1513.316 | 922.8665 | 0.37882 | 12 | 0.11965 | 0.10023 | 0 | Reference source included incremental cost only | 0 | 0 | 164 | Illinois 2018 Statewide TRM, Section 4.2.2 | 0 | 0 | 164 | refrigerator |  | 164
Equipment | Energy Star Commercial Glass Door Refrigerator | One Glass Door Refrigerator meeting ENERGY STAR® 3.0 Standards | One Glass Door Refrigerator meeting Federal Standards | Commercial | Turnover | Grocery | FL Zone 2 | Per Unit | 33% | 2436.183 | 1513.316 | 922.8665 | 0.37882 | 12 | 0.13478 | 0.046356 | 0 | Reference source included incremental cost only | 0 | 0 | 164 | Illinois 2018 Statewide TRM, Section 4.2.2 | 0 | 0 | 164 | refrigerator |  | 164
Equipment | Energy Star Commercial Glass Door Refrigerator | One Glass Door Refrigerator meeting ENERGY STAR® 3.0 Standards | One Glass Door Refrigerator meeting Federal Standards | Commercial | Turnover | Healthcare | FL Zone 2 | Per Unit | 0% | 2436.183 | 1513.316 | 922.8665 | 0.37882 | 12 | 0.11965 | 0.10023 | 0 | Reference source included incremental cost only | 0 | 0 | 164 | Illinois 2018 Statewide TRM, Section 4.2.2 | 0 | 0 | 164 | refrigerator |  | 164
Equipment | Energy Star Commercial Glass Door Refrigerator | One Glass Door Refrigerator meeting ENERGY STAR® 3.0 Standards | One Glass Door Refrigerator meeting Federal Standards | Commercial | Turnover | Hospitals | FL Zone 2 | Per Unit | 0% | 2436.183 | 1513.316 | 922.8665 | 0.37882 | 12 | 0.11965 | 0.10023 | 0 | Reference source included incremental cost only | 0 | 0 | 164 | Illinois 2018 Statewide TRM, Section 4.2.2 | 0 | 0 | 164 | refrigerator |  | 164
Equipment | Energy Star Commercial Glass Door Refrigerator | One Glass Door Refrigerator meeting ENERGY STAR® 3.0 Standards | One Glass Door Refrigerator meeting Federal Standards | Commercial | Turnover | Institutional | FL Zone 2 | Per Unit | 0% | 2436.183 | 1513.316 | 922.8665 | 0.37882 | 12 | 0.13478 | 0.046356 | 0 | Reference source included incremental cost only | 0 | 0 | 164 | Illinois 2018 Statewide TRM, Section 4.2.2 | 0 | 0 | 164 | refrigerator |  | 164
Equipment | Energy Star Commercial Glass Door Refrigerator | One Glass Door Refrigerator meeting ENERGY STAR® 3.0 Standards | One Glass Door Refrigerator meeting Federal Standards | Commercial | Turnover | Lodging/Hospitality | FL Zone 2 | Per Unit | 0% | 2436.183 | 1513.316 | 922.8665 | 0.37882 | 12 | 0.11965 | 0.10023 | 0 | Reference source included incremental cost only | 0 | 0 | 164 | Illinois 2018 Statewide TRM, Section 4.2.2 | 0 | 0 | 164 | refrigerator |  | 164
Equipment | Energy Star Commercial Glass Door Refrigerator | One Glass Door Refrigerator meeting ENERGY STAR® 3.0 Standards | One Glass Door Refrigerator meeting Federal Standards | Commercial | Turnover | Miscellaneous | FL Zone 2 | Per Unit | 0% | 2436.183 | 1513.316 | 922.8665 | 0.37882 | 12 | 0.13478 | 0.046356 | 0 | Reference source included incremental cost only | 0 | 0 | 164 | Illinois 2018 Statewide TRM, Section 4.2.2 | 0 | 0 | 164 | refrigerator |  | 164
Equipment | Energy Star Commercial Glass Door Refrigerator | One Glass Door Refrigerator meeting ENERGY STAR® 3.0 Standards | One Glass Door Refrigerator meeting Federal Standards | Commercial | Turnover | Offices | FL Zone 2 | Per Unit | 0% | 2436.183 | 1513.316 | 922.8665 | 0.37882 | 12 | 0.13478 | 0.046356 | 0 | Reference source included incremental cost only | 0 | 0 | 164 | Illinois 2018 Statewide TRM, Section 4.2.2 | 0 | 0 | 164 | refrigerator |  | 164
Equipment | Energy Star Commercial Glass Door Refrigerator | One Glass Door Refrigerator meeting ENERGY STAR® 3.0 Standards | One Glass Door Refrigerator meeting Federal Standards | Commercial | Turnover | Restaurants | FL Zone 2 | Per Unit | 0% | 2436.183 | 1513.316 | 922.8665 | 0.37882 | 12 | 0.11965 | 0.10023 | 0 | Reference source included incremental cost only | 0 | 0 | 164 | Illinois 2018 Statewide TRM, Section 4.2.2 | 0 | 0 | 164 | refrigerator |  | 164
Equipment | Energy Star Commercial Glass Door Refrigerator | One Glass Door Refrigerator meeting ENERGY STAR® 3.0 Standards | One Glass Door Refrigerator meeting Federal Standards | Commercial | Turnover | Retail | FL Zone 2 | Per Unit | 33% | 2436.183 | 1513.316 | 922.8665 | 0.37882 | 12 | 0.13478 | 0.046356 | 0 | Reference source included incremental cost only | 0 | 0 | 164 | Illinois 2018 Statewide TRM, Section 4.2.2 | 0 | 0 | 164 | refrigerator |  | 164
Equipment | Energy Star Commercial Glass Door Refrigerator | One Glass Door Refrigerator meeting ENERGY STAR® 3.0 Standards | One Glass Door Refrigerator meeting Federal Standards | Commercial | Turnover | Schools K-12 | FL Zone 2 | Per Unit | 0% | 2436.183 | 1513.316 | 922.8665 | 0.37882 | 12 | 0.11965 | 0.10023 | 0 | Reference source included incremental cost only | 0 | 0 | 164 | Illinois 2018 Statewide TRM, Section 4.2.2 | 0 | 0 | 164 | refrigerator |  | 164
Equipment | Energy Star Commercial Glass Door Refrigerator | One Glass Door Refrigerator meeting ENERGY STAR® 3.0 Standards | One Glass Door Refrigerator meeting Federal Standards | Commercial | Turnover | Warehouse | FL Zone 2 | Per Unit | 0% | 2436.183 | 1513.316 | 922.8665 | 0.37882 | 12 | 0.13478 | 0.046356 | 0 | Reference source included incremental cost only | 0 | 0 | 164 | Illinois 2018 Statewide TRM, Section 4.2.2 | 0 | 0 | 164 | refrigerator |  | 164
Equipment | Energy Star Commercial Glass Door Refrigerator | One Glass Door Refrigerator meeting ENERGY STAR® 3.0 Standards | One Glass Door Refrigerator meeting Federal Standards | Commercial | New | Assembly | FL Zone 2 | Per Unit | 0% | 2436.183 | 1513.316 | 922.8665 | 0.37882 | 12 | 0.13478 | 0.046356 | 0 | Reference source included incremental cost only | 0 | 0 | 164 | Illinois 2018 Statewide TRM, Section 4.2.2 | 0 | 0 | 164 | refrigerator |  | 164
Equipment | Energy Star Commercial Glass Door Refrigerator | One Glass Door Refrigerator meeting ENERGY STAR® 3.0 Standards | One Glass Door Refrigerator meeting Federal Standards | Commercial | New | College and University | FL Zone 2 | Per Unit | 0% | 2436.183 | 1513.316 | 922.8665 | 0.37882 | 12 | 0.11965 | 0.10023 | 0 | Reference source included incremental cost only | 0 | 0 | 164 | Illinois 2018 Statewide TRM, Section 4.2.2 | 0 | 0 | 164 | refrigerator |  | 164
Equipment | Energy Star Commercial Glass Door Refrigerator | One Glass Door Refrigerator meeting ENERGY STAR® 3.0 Standards | One Glass Door Refrigerator meeting Federal Standards | Commercial | New | Grocery | FL Zone 2 | Per Unit | 0% | 2436.183 | 1513.316 | 922.8665 | 0.37882 | 12 | 0.13478 | 0.046356 | 0 | Reference source included incremental cost only | 0 | 0 | 164 | Illinois 2018 Statewide TRM, Section 4.2.2 | 0 | 0 | 164 | refrigerator |  | 164
Equipment | Energy Star Commercial Glass Door Refrigerator | One Glass Door Refrigerator meeting ENERGY STAR® 3.0 Standards | One Glass Door Refrigerator meeting Federal Standards | Commercial | New | Healthcare | FL Zone 2 | Per Unit | 0% | 2436.183 | 1513.316 | 922.8665 | 0.37882 | 12 | 0.11965 | 0.10023 | 0 | Reference source included incremental cost only | 0 | 0 | 164 | Illinois 2018 Statewide TRM, Section 4.2.2 | 0 | 0 | 164 | refrigerator |  | 164
Equipment | Energy Star Commercial Glass Door Refrigerator | One Glass Door Refrigerator meeting ENERGY STAR® 3.0 Standards | One Glass Door Refrigerator meeting Federal Standards | Commercial | New | Hospitals | FL Zone 2 | Per Unit | 0% | 2436.183 | 1513.316 | 922.8665 | 0.37882 | 12 | 0.11965 | 0.10023 | 0 | Reference source included incremental cost only | 0 | 0 | 164 | Illinois 2018 Statewide TRM, Section 4.2.2 | 0 | 0 | 164 | refrigerator |  | 164
Equipment | Energy Star Commercial Glass Door Refrigerator | One Glass Door Refrigerator meeting ENERGY STAR® 3.0 Standards | One Glass Door Refrigerator meeting Federal Standards | Commercial | New | Institutional | FL Zone 2 | Per Unit | 0% | 2436.183 | 1513.316 | 922.8665 | 0.37882 | 12 | 0.13478 | 0.046356 | 0 | Reference source included incremental cost only | 0 | 0 | 164 | Illinois 2018 Statewide TRM, Section 4.2.2 | 0 | 0 | 164 | refrigerator |  | 164
Equipment | Energy Star Commercial Glass Door Refrigerator | One Glass Door Refrigerator meeting ENERGY STAR® 3.0 Standards | One Glass Door Refrigerator meeting Federal Standards | Commercial | New | Lodging/Hospitality | FL Zone 2 | Per Unit | 0% | 2436.183 | 1513.316 | 922.8665 | 0.37882 | 12 | 0.11965 | 0.10023 | 0 | Reference source included incremental cost only | 0 | 0 | 164 | Illinois 2018 Statewide TRM, Section 4.2.2 | 0 | 0 | 164 | refrigerator |  | 164
Equipment | Energy Star Commercial Glass Door Refrigerator | One Glass Door Refrigerator meeting ENERGY STAR® 3.0 Standards | One Glass Door Refrigerator meeting Federal Standards | Commercial | New | Miscellaneous | FL Zone 2 | Per Unit | 0% | 2436.183 | 1513.316 | 922.8665 | 0.37882 | 12 | 0.13478 | 0.046356 | 0 | Reference source included incremental cost only | 0 | 0 | 164 | Illinois 2018 Statewide TRM, Section 4.2.2 | 0 | 0 | 164 | refrigerator |  | 164
Equipment | Energy Star Commercial Glass Door Refrigerator | One Glass Door Refrigerator meeting ENERGY STAR® 3.0 Standards | One Glass Door Refrigerator meeting Federal Standards | Commercial | New | Offices | FL Zone 2 | Per Unit | 0% | 2436.183 | 1513.316 | 922.8665 | 0.37882 | 12 | 0.13478 | 0.046356 | 0 | Reference source included incremental cost only | 0 | 0 | 164 | Illinois 2018 Statewide TRM, Section 4.2.2 | 0 | 0 | 164 | refrigerator |  | 164
Equipment | Energy Star Commercial Glass Door Refrigerator | One Glass Door Refrigerator meeting ENERGY STAR® 3.0 Standards | One Glass Door Refrigerator meeting Federal Standards | Commercial | New | Restaurants | FL Zone 2 | Per Unit | 0% | 2436.183 | 1513.316 | 922.8665 | 0.37882 | 12 | 0.11965 | 0.10023 | 0 | Reference source included incremental cost only | 0 | 0 | 164 | Illinois 2018 Statewide TRM, Section 4.2.2 | 0 | 0 | 164 | refrigerator |  | 164
Equipment | Energy Star Commercial Glass Door Refrigerator | One Glass Door Refrigerator meeting ENERGY STAR® 3.0 Standards | One Glass Door Refrigerator meeting Federal Standards | Commercial | New | Retail | FL Zone 2 | Per Unit | 0% | 2436.183 | 1513.316 | 922.8665 | 0.37882 | 12 | 0.13478 | 0.046356 | 0 | Reference source included incremental cost only | 0 | 0 | 164 | Illinois 2018 Statewide TRM, Section 4.2.2 | 0 | 0 | 164 | refrigerator |  | 164
Equipment | Energy Star Commercial Glass Door Refrigerator | One Glass Door Refrigerator meeting ENERGY STAR® 3.0 Standards | One Glass Door Refrigerator meeting Federal Standards | Commercial | New | Schools K-12 | FL Zone 2 | Per Unit | 0% | 2436.183 | 1513.316 | 922.8665 | 0.37882 | 12 | 0.11965 | 0.10023 | 0 | Reference source included incremental cost only | 0 | 0 | 164 | Illinois 2018 Statewide TRM, Section 4.2.2 | 0 | 0 | 164 | refrigerator |  | 164
Equipment | Energy Star Commercial Glass Door Refrigerator | One Glass Door Refrigerator meeting ENERGY STAR® 3.0 Standards | One Glass Door Refrigerator meeting Federal Standards | Commercial | New | Warehouse | FL Zone 2 | Per Unit | 0% | 2436.183 | 1513.316 | 922.8665 | 0.37882 | 12 | 0.13478 | 0.046356 | 0 | Reference source included incremental cost only | 0 | 0 | 164 | Illinois 2018 Statewide TRM, Section 4.2.2 | 0 | 0 | 164 | refrigerator |  | 164
Equipment | Energy Star Commercial Solid Door Freezer | One Solid Door Freezer meeting ENERGY STAR® 3.0 Standards | One Solid Door Freezer meeting Federal Standards | Commercial | Turnover | Assembly | FL Zone 2 | Per Unit | 0% | 6015.147 | 3482.1 | 2533.047 | 0.42111 | 12 | 0.37834 | 0.16907 | 0 | Reference source included incremental cost only | 0 | 0 | 166 | Illinois 2018 Statewide TRM, Section 4.2.2 | 0 | 0 | 166 | freezer |  | 166
Equipment | Energy Star Commercial Solid Door Freezer | One Solid Door Freezer meeting ENERGY STAR® 3.0 Standards | One Solid Door Freezer meeting Federal Standards | Commercial | Turnover | College and University | FL Zone 2 | Per Unit | 0% | 6015.147 | 3482.1 | 2533.047 | 0.42111 | 12 | 0.32842 | 0.27509 | 0 | Reference source included incremental cost only | 0 | 0 | 166 | Illinois 2018 Statewide TRM, Section 4.2.2 | 0 | 0 | 166 | freezer |  | 166
Equipment | Energy Star Commercial Solid Door Freezer | One Solid Door Freezer meeting ENERGY STAR® 3.0 Standards | One Solid Door Freezer meeting Federal Standards | Commercial | Turnover | Grocery | FL Zone 2 | Per Unit | 67% | 6015.147 | 3482.1 | 2533.047 | 0.42111 | 12 | 0.37834 | 0.16907 | 0 | Reference source included incremental cost only | 0 | 0 | 166 | Illinois 2018 Statewide TRM, Section 4.2.2 | 0 | 0 | 166 | freezer |  | 166
Equipment | Energy Star Commercial Solid Door Freezer | One Solid Door Freezer meeting ENERGY STAR® 3.0 Standards | One Solid Door Freezer meeting Federal Standards | Commercial | Turnover | Healthcare | FL Zone 2 | Per Unit | 0% | 6015.147 | 3482.1 | 2533.047 | 0.42111 | 12 | 0.32842 | 0.27509 | 0 | Reference source included incremental cost only | 0 | 0 | 166 | Illinois 2018 Statewide TRM, Section 4.2.2 | 0 | 0 | 166 | freezer |  | 166
Equipment | Energy Star Commercial Solid Door Freezer | One Solid Door Freezer meeting ENERGY STAR® 3.0 Standards | One Solid Door Freezer meeting Federal Standards | Commercial | Turnover | Hospitals | FL Zone 2 | Per Unit | 0% | 6015.147 | 3482.1 | 2533.047 | 0.42111 | 12 | 0.32842 | 0.27509 | 0 | Reference source included incremental cost only | 0 | 0 | 166 | Illinois 2018 Statewide TRM, Section 4.2.2 | 0 | 0 | 166 | freezer |  | 166
Equipment | Energy Star Commercial Solid Door Freezer | One Solid Door Freezer meeting ENERGY STAR® 3.0 Standards | One Solid Door Freezer meeting Federal Standards | Commercial | Turnover | Institutional | FL Zone 2 | Per Unit | 0% | 6015.147 | 3482.1 | 2533.047 | 0.42111 | 12 | 0.37834 | 0.16907 | 0 | Reference source included incremental cost only | 0 | 0 | 166 | Illinois 2018 Statewide TRM, Section 4.2.2 | 0 | 0 | 166 | freezer |  | 166
Equipment | Energy Star Commercial Solid Door Freezer | One Solid Door Freezer meeting ENERGY STAR® 3.0 Standards | One Solid Door Freezer meeting Federal Standards | Commercial | Turnover | Lodging/Hospitality | FL Zone 2 | Per Unit | 0% | 6015.147 | 3482.1 | 2533.047 | 0.42111 | 12 | 0.32842 | 0.27509 | 0 | Reference source included incremental cost only | 0 | 0 | 166 | Illinois 2018 Statewide TRM, Section 4.2.2 | 0 | 0 | 166 | freezer |  | 166
Equipment | Energy Star Commercial Solid Door Freezer | One Solid Door Freezer meeting ENERGY STAR® 3.0 Standards | One Solid Door Freezer meeting Federal Standards | Commercial | Turnover | Miscellaneous | FL Zone 2 | Per Unit | 0% | 6015.147 | 3482.1 | 2533.047 | 0.42111 | 12 | 0.37834 | 0.16907 | 0 | Reference source included incremental cost only | 0 | 0 | 166 | Illinois 2018 Statewide TRM, Section 4.2.2 | 0 | 0 | 166 | freezer |  | 166
Equipment | Energy Star Commercial Solid Door Freezer | One Solid Door Freezer meeting ENERGY STAR® 3.0 Standards | One Solid Door Freezer meeting Federal Standards | Commercial | Turnover | Offices | FL Zone 2 | Per Unit | 0% | 6015.147 | 3482.1 | 2533.047 | 0.42111 | 12 | 0.37834 | 0.16907 | 0 | Reference source included incremental cost only | 0 | 0 | 166 | Illinois 2018 Statewide TRM, Section 4.2.2 | 0 | 0 | 166 | freezer |  | 166
Equipment | Energy Star Commercial Solid Door Freezer | One Solid Door Freezer meeting ENERGY STAR® 3.0 Standards | One Solid Door Freezer meeting Federal Standards | Commercial | Turnover | Restaurants | FL Zone 2 | Per Unit | 0% | 6015.147 | 3482.1 | 2533.047 | 0.42111 | 12 | 0.32842 | 0.27509 | 0 | Reference source included incremental cost only | 0 | 0 | 166 | Illinois 2018 Statewide TRM, Section 4.2.2 | 0 | 0 | 166 | freezer |  | 166
Equipment | Energy Star Commercial Solid Door Freezer | One Solid Door Freezer meeting ENERGY STAR® 3.0 Standards | One Solid Door Freezer meeting Federal Standards | Commercial | Turnover | Retail | FL Zone 2 | Per Unit | 67% | 6015.147 | 3482.1 | 2533.047 | 0.42111 | 12 | 0.37834 | 0.16907 | 0 | Reference source included incremental cost only | 0 | 0 | 166 | Illinois 2018 Statewide TRM, Section 4.2.2 | 0 | 0 | 166 | freezer |  | 166
Equipment | Energy Star Commercial Solid Door Freezer | One Solid Door Freezer meeting ENERGY STAR® 3.0 Standards | One Solid Door Freezer meeting Federal Standards | Commercial | Turnover | Schools K-12 | FL Zone 2 | Per Unit | 0% | 6015.147 | 3482.1 | 2533.047 | 0.42111 | 12 | 0.32842 | 0.27509 | 0 | Reference source included incremental cost only | 0 | 0 | 166 | Illinois 2018 Statewide TRM, Section 4.2.2 | 0 | 0 | 166 | freezer |  | 166
Equipment | Energy Star Commercial Solid Door Freezer | One Solid Door Freezer meeting ENERGY STAR® 3.0 Standards | One Solid Door Freezer meeting Federal Standards | Commercial | Turnover | Warehouse | FL Zone 2 | Per Unit | 0% | 6015.147 | 3482.1 | 2533.047 | 0.42111 | 12 | 0.37834 | 0.16907 | 0 | Reference source included incremental cost only | 0 | 0 | 166 | Illinois 2018 Statewide TRM, Section 4.2.2 | 0 | 0 | 166 | freezer |  | 166
Equipment | Energy Star Commercial Solid Door Freezer | One Solid Door Freezer meeting ENERGY STAR® 3.0 Standards | One Solid Door Freezer meeting Federal Standards | Commercial | New | Assembly | FL Zone 2 | Per Unit | 0% | 6015.147 | 3482.1 | 2533.047 | 0.42111 | 12 | 0.37834 | 0.16907 | 0 | Reference source included incremental cost only | 0 | 0 | 166 | Illinois 2018 Statewide TRM, Section 4.2.2 | 0 | 0 | 166 | freezer |  | 166
Equipment | Energy Star Commercial Solid Door Freezer | One Solid Door Freezer meeting ENERGY STAR® 3.0 Standards | One Solid Door Freezer meeting Federal Standards | Commercial | New | College and University | FL Zone 2 | Per Unit | 0% | 6015.147 | 3482.1 | 2533.047 | 0.42111 | 12 | 0.32842 | 0.27509 | 0 | Reference source included incremental cost only | 0 | 0 | 166 | Illinois 2018 Statewide TRM, Section 4.2.2 | 0 | 0 | 166 | freezer |  | 166
Equipment | Energy Star Commercial Solid Door Freezer | One Solid Door Freezer meeting ENERGY STAR® 3.0 Standards | One Solid Door Freezer meeting Federal Standards | Commercial | New | Grocery | FL Zone 2 | Per Unit | 67% | 6015.147 | 3482.1 | 2533.047 | 0.42111 | 12 | 0.37834 | 0.16907 | 0 | Reference source included incremental cost only | 0 | 0 | 166 | Illinois 2018 Statewide TRM, Section 4.2.2 | 0 | 0 | 166 | freezer |  | 166
Equipment | Energy Star Commercial Solid Door Freezer | One Solid Door Freezer meeting ENERGY STAR® 3.0 Standards | One Solid Door Freezer meeting Federal Standards | Commercial | New | Healthcare | FL Zone 2 | Per Unit | 0% | 6015.147 | 3482.1 | 2533.047 | 0.42111 | 12 | 0.32842 | 0.27509 | 0 | Reference source included incremental cost only | 0 | 0 | 166 | Illinois 2018 Statewide TRM, Section 4.2.2 | 0 | 0 | 166 | freezer |  | 166
Equipment | Energy Star Commercial Solid Door Freezer | One Solid Door Freezer meeting ENERGY STAR® 3.0 Standards | One Solid Door Freezer meeting Federal Standards | Commercial | New | Hospitals | FL Zone 2 | Per Unit | 0% | 6015.147 | 3482.1 | 2533.047 | 0.42111 | 12 | 0.32842 | 0.27509 | 0 | Reference source included incremental cost only | 0 | 0 | 166 | Illinois 2018 Statewide TRM, Section 4.2.2 | 0 | 0 | 166 | freezer |  | 166
Equipment | Energy Star Commercial Solid Door Freezer | One Solid Door Freezer meeting ENERGY STAR® 3.0 Standards | One Solid Door Freezer meeting Federal Standards | Commercial | New | Institutional | FL Zone 2 | Per Unit | 0% | 6015.147 | 3482.1 | 2533.047 | 0.42111 | 12 | 0.37834 | 0.16907 | 0 | Reference source included incremental cost only | 0 | 0 | 166 | Illinois 2018 Statewide TRM, Section 4.2.2 | 0 | 0 | 166 | freezer |  | 166
Equipment | Energy Star Commercial Solid Door Freezer | One Solid Door Freezer meeting ENERGY STAR® 3.0 Standards | One Solid Door Freezer meeting Federal Standards | Commercial | New | Lodging/Hospitality | FL Zone 2 | Per Unit | 0% | 6015.147 | 3482.1 | 2533.047 | 0.42111 | 12 | 0.32842 | 0.27509 | 0 | Reference source included incremental cost only | 0 | 0 | 166 | Illinois 2018 Statewide TRM, Section 4.2.2 | 0 | 0 | 166 | freezer |  | 166
Equipment | Energy Star Commercial Solid Door Freezer | One Solid Door Freezer meeting ENERGY STAR® 3.0 Standards | One Solid Door Freezer meeting Federal Standards | Commercial | New | Miscellaneous | FL Zone 2 | Per Unit | 0% | 6015.147 | 3482.1 | 2533.047 | 0.42111 | 12 | 0.37834 | 0.16907 | 0 | Reference source included incremental cost only | 0 | 0 | 166 | Illinois 2018 Statewide TRM, Section 4.2.2 | 0 | 0 | 166 | freezer |  | 166
Equipment | Energy Star Commercial Solid Door Freezer | One Solid Door Freezer meeting ENERGY STAR® 3.0 Standards | One Solid Door Freezer meeting Federal Standards | Commercial | New | Offices | FL Zone 2 | Per Unit | 0% | 6015.147 | 3482.1 | 2533.047 | 0.42111 | 12 | 0.37834 | 0.16907 | 0 | Reference source included incremental cost only | 0 | 0 | 166 | Illinois 2018 Statewide TRM, Section 4.2.2 | 0 | 0 | 166 | freezer |  | 166
Equipment | Energy Star Commercial Solid Door Freezer | One Solid Door Freezer meeting ENERGY STAR® 3.0 Standards | One Solid Door Freezer meeting Federal Standards | Commercial | New | Restaurants | FL Zone 2 | Per Unit | 0% | 6015.147 | 3482.1 | 2533.047 | 0.42111 | 12 | 0.32842 | 0.27509 | 0 | Reference source included incremental cost only | 0 | 0 | 166 | Illinois 2018 Statewide TRM, Section 4.2.2 | 0 | 0 | 166 | freezer |  | 166
Equipment | Energy Star Commercial Solid Door Freezer | One Solid Door Freezer meeting ENERGY STAR® 3.0 Standards | One Solid Door Freezer meeting Federal Standards | Commercial | New | Retail | FL Zone 2 | Per Unit | 67% | 6015.147 | 3482.1 | 2533.047 | 0.42111 | 12 | 0.37834 | 0.16907 | 0 | Reference source included incremental cost only | 0 | 0 | 166 | Illinois 2018 Statewide TRM, Section 4.2.2 | 0 | 0 | 166 | freezer |  | 166
Equipment | Energy Star Commercial Solid Door Freezer | One Solid Door Freezer meeting ENERGY STAR® 3.0 Standards | One Solid Door Freezer meeting Federal Standards | Commercial | New | Schools K-12 | FL Zone 2 | Per Unit | 0% | 6015.147 | 3482.1 | 2533.047 | 0.42111 | 12 | 0.32842 | 0.27509 | 0 | Reference source included incremental cost only | 0 | 0 | 166 | Illinois 2018 Statewide TRM, Section 4.2.2 | 0 | 0 | 166 | freezer |  | 166
Equipment | Energy Star Commercial Solid Door Freezer | One Solid Door Freezer meeting ENERGY STAR® 3.0 Standards | One Solid Door Freezer meeting Federal Standards | Commercial | New | Warehouse | FL Zone 2 | Per Unit | 0% | 6015.147 | 3482.1 | 2533.047 | 0.42111 | 12 | 0.37834 | 0.16907 | 0 | Reference source included incremental cost only | 0 | 0 | 166 | Illinois 2018 Statewide TRM, Section 4.2.2 | 0 | 0 | 166 | freezer |  | 166
Equipment | Energy Star Commercial Solid Door Refrigerator | One Solid Door Refrigerator meeting ENERGY STAR® 3.0 Standards | One Solid Door Refrigerator meeting Federal Standards | Commercial | Turnover | Assembly | FL Zone 2 | Per Unit | 0% | 1690.489 | 840.5646 | 849.9239 | 0.50277 | 12 | 0.12695 | 0.056728 | 0 | Reference source included incremental cost only | 0 | 0 | 164 | Illinois 2018 Statewide TRM, Section 4.2.2 | 0 | 0 | 164 | refrigerator |  | 164
Equipment | Energy Star Commercial Solid Door Refrigerator | One Solid Door Refrigerator meeting ENERGY STAR® 3.0 Standards | One Solid Door Refrigerator meeting Federal Standards | Commercial | Turnover | College and University | FL Zone 2 | Per Unit | 0% | 1690.489 | 840.5646 | 849.9239 | 0.50277 | 12 | 0.1102 | 0.092304 | 0 | Reference source included incremental cost only | 0 | 0 | 164 | Illinois 2018 Statewide TRM, Section 4.2.2 | 0 | 0 | 164 | refrigerator |  | 164
Equipment | Energy Star Commercial Solid Door Refrigerator | One Solid Door Refrigerator meeting ENERGY STAR® 3.0 Standards | One Solid Door Refrigerator meeting Federal Standards | Commercial | Turnover | Grocery | FL Zone 2 | Per Unit | 67% | 1690.489 | 840.5646 | 849.9239 | 0.50277 | 12 | 0.12695 | 0.056728 | 0 | Reference source included incremental cost only | 0 | 0 | 164 | Illinois 2018 Statewide TRM, Section 4.2.2 | 0 | 0 | 164 | refrigerator |  | 164
Equipment | Energy Star Commercial Solid Door Refrigerator | One Solid Door Refrigerator meeting ENERGY STAR® 3.0 Standards | One Solid Door Refrigerator meeting Federal Standards | Commercial | Turnover | Healthcare | FL Zone 2 | Per Unit | 0% | 1690.489 | 840.5646 | 849.9239 | 0.50277 | 12 | 0.1102 | 0.092304 | 0 | Reference source included incremental cost only | 0 | 0 | 164 | Illinois 2018 Statewide TRM, Section 4.2.2 | 0 | 0 | 164 | refrigerator |  | 164
Equipment | Energy Star Commercial Solid Door Refrigerator | One Solid Door Refrigerator meeting ENERGY STAR® 3.0 Standards | One Solid Door Refrigerator meeting Federal Standards | Commercial | Turnover | Hospitals | FL Zone 2 | Per Unit | 0% | 1690.489 | 840.5646 | 849.9239 | 0.50277 | 12 | 0.1102 | 0.092304 | 0 | Reference source included incremental cost only | 0 | 0 | 164 | Illinois 2018 Statewide TRM, Section 4.2.2 | 0 | 0 | 164 | refrigerator |  | 164
Equipment | Energy Star Commercial Solid Door Refrigerator | One Solid Door Refrigerator meeting ENERGY STAR® 3.0 Standards | One Solid Door Refrigerator meeting Federal Standards | Commercial | Turnover | Institutional | FL Zone 2 | Per Unit | 0% | 1690.489 | 840.5646 | 849.9239 | 0.50277 | 12 | 0.12695 | 0.056728 | 0 | Reference source included incremental cost only | 0 | 0 | 164 | Illinois 2018 Statewide TRM, Section 4.2.2 | 0 | 0 | 164 | refrigerator |  | 164
Equipment | Energy Star Commercial Solid Door Refrigerator | One Solid Door Refrigerator meeting ENERGY STAR® 3.0 Standards | One Solid Door Refrigerator meeting Federal Standards | Commercial | Turnover | Lodging/Hospitality | FL Zone 2 | Per Unit | 0% | 1690.489 | 840.5646 | 849.9239 | 0.50277 | 12 | 0.1102 | 0.092304 | 0 | Reference source included incremental cost only | 0 | 0 | 164 | Illinois 2018 Statewide TRM, Section 4.2.2 | 0 | 0 | 164 | refrigerator |  | 164
Equipment | Energy Star Commercial Solid Door Refrigerator | One Solid Door Refrigerator meeting ENERGY STAR® 3.0 Standards | One Solid Door Refrigerator meeting Federal Standards | Commercial | Turnover | Miscellaneous | FL Zone 2 | Per Unit | 0% | 1690.489 | 840.5646 | 849.9239 | 0.50277 | 12 | 0.12695 | 0.056728 | 0 | Reference source included incremental cost only | 0 | 0 | 164 | Illinois 2018 Statewide TRM, Section 4.2.2 | 0 | 0 | 164 | refrigerator |  | 164
Equipment | Energy Star Commercial Solid Door Refrigerator | One Solid Door Refrigerator meeting ENERGY STAR® 3.0 Standards | One Solid Door Refrigerator meeting Federal Standards | Commercial | Turnover | Offices | FL Zone 2 | Per Unit | 0% | 1690.489 | 840.5646 | 849.9239 | 0.50277 | 12 | 0.12695 | 0.056728 | 0 | Reference source included incremental cost only | 0 | 0 | 164 | Illinois 2018 Statewide TRM, Section 4.2.2 | 0 | 0 | 164 | refrigerator |  | 164
Equipment | Energy Star Commercial Solid Door Refrigerator | One Solid Door Refrigerator meeting ENERGY STAR® 3.0 Standards | One Solid Door Refrigerator meeting Federal Standards | Commercial | Turnover | Restaurants | FL Zone 2 | Per Unit | 0% | 1690.489 | 840.5646 | 849.9239 | 0.50277 | 12 | 0.1102 | 0.092304 | 0 | Reference source included incremental cost only | 0 | 0 | 164 | Illinois 2018 Statewide TRM, Section 4.2.2 | 0 | 0 | 164 | refrigerator |  | 164
Equipment | Energy Star Commercial Solid Door Refrigerator | One Solid Door Refrigerator meeting ENERGY STAR® 3.0 Standards | One Solid Door Refrigerator meeting Federal Standards | Commercial | Turnover | Retail | FL Zone 2 | Per Unit | 67% | 1690.489 | 840.5646 | 849.9239 | 0.50277 | 12 | 0.12695 | 0.056728 | 0 | Reference source included incremental cost only | 0 | 0 | 164 | Illinois 2018 Statewide TRM, Section 4.2.2 | 0 | 0 | 164 | refrigerator |  | 164
Equipment | Energy Star Commercial Solid Door Refrigerator | One Solid Door Refrigerator meeting ENERGY STAR® 3.0 Standards | One Solid Door Refrigerator meeting Federal Standards | Commercial | Turnover | Schools K-12 | FL Zone 2 | Per Unit | 0% | 1690.489 | 840.5646 | 849.9239 | 0.50277 | 12 | 0.1102 | 0.092304 | 0 | Reference source included incremental cost only | 0 | 0 | 164 | Illinois 2018 Statewide TRM, Section 4.2.2 | 0 | 0 | 164 | refrigerator |  | 164
Equipment | Energy Star Commercial Solid Door Refrigerator | One Solid Door Refrigerator meeting ENERGY STAR® 3.0 Standards | One Solid Door Refrigerator meeting Federal Standards | Commercial | Turnover | Warehouse | FL Zone 2 | Per Unit | 0% | 1690.489 | 840.5646 | 849.9239 | 0.50277 | 12 | 0.12695 | 0.056728 | 0 | Reference source included incremental cost only | 0 | 0 | 164 | Illinois 2018 Statewide TRM, Section 4.2.2 | 0 | 0 | 164 | refrigerator |  | 164
Equipment | Energy Star Commercial Solid Door Refrigerator | One Solid Door Refrigerator meeting ENERGY STAR® 3.0 Standards | One Solid Door Refrigerator meeting Federal Standards | Commercial | New | Assembly | FL Zone 2 | Per Unit | 0% | 1690.489 | 840.5646 | 849.9239 | 0.50277 | 12 | 0.12695 | 0.056728 | 0 | Reference source included incremental cost only | 0 | 0 | 164 | Illinois 2018 Statewide TRM, Section 4.2.2 | 0 | 0 | 164 | refrigerator |  | 164
Equipment | Energy Star Commercial Solid Door Refrigerator | One Solid Door Refrigerator meeting ENERGY STAR® 3.0 Standards | One Solid Door Refrigerator meeting Federal Standards | Commercial | New | College and University | FL Zone 2 | Per Unit | 0% | 1690.489 | 840.5646 | 849.9239 | 0.50277 | 12 | 0.1102 | 0.092304 | 0 | Reference source included incremental cost only | 0 | 0 | 164 | Illinois 2018 Statewide TRM, Section 4.2.2 | 0 | 0 | 164 | refrigerator |  | 164
Equipment | Energy Star Commercial Solid Door Refrigerator | One Solid Door Refrigerator meeting ENERGY STAR® 3.0 Standards | One Solid Door Refrigerator meeting Federal Standards | Commercial | New | Grocery | FL Zone 2 | Per Unit | 67% | 1690.489 | 840.5646 | 849.9239 | 0.50277 | 12 | 0.12695 | 0.056728 | 0 | Reference source included incremental cost only | 0 | 0 | 164 | Illinois 2018 Statewide TRM, Section 4.2.2 | 0 | 0 | 164 | refrigerator |  | 164
Equipment | Energy Star Commercial Solid Door Refrigerator | One Solid Door Refrigerator meeting ENERGY STAR® 3.0 Standards | One Solid Door Refrigerator meeting Federal Standards | Commercial | New | Healthcare | FL Zone 2 | Per Unit | 0% | 1690.489 | 840.5646 | 849.9239 | 0.50277 | 12 | 0.1102 | 0.092304 | 0 | Reference source included incremental cost only | 0 | 0 | 164 | Illinois 2018 Statewide TRM, Section 4.2.2 | 0 | 0 | 164 | refrigerator |  | 164
Equipment | Energy Star Commercial Solid Door Refrigerator | One Solid Door Refrigerator meeting ENERGY STAR® 3.0 Standards | One Solid Door Refrigerator meeting Federal Standards | Commercial | New | Hospitals | FL Zone 2 | Per Unit | 0% | 1690.489 | 840.5646 | 849.9239 | 0.50277 | 12 | 0.1102 | 0.092304 | 0 | Reference source included incremental cost only | 0 | 0 | 164 | Illinois 2018 Statewide TRM, Section 4.2.2 | 0 | 0 | 164 | refrigerator |  | 164
Equipment | Energy Star Commercial Solid Door Refrigerator | One Solid Door Refrigerator meeting ENERGY STAR® 3.0 Standards | One Solid Door Refrigerator meeting Federal Standards | Commercial | New | Institutional | FL Zone 2 | Per Unit | 0% | 1690.489 | 840.5646 | 849.9239 | 0.50277 | 12 | 0.12695 | 0.056728 | 0 | Reference source included incremental cost only | 0 | 0 | 164 | Illinois 2018 Statewide TRM, Section 4.2.2 | 0 | 0 | 164 | refrigerator |  | 164
Equipment | Energy Star Commercial Solid Door Refrigerator | One Solid Door Refrigerator meeting ENERGY STAR® 3.0 Standards | One Solid Door Refrigerator meeting Federal Standards | Commercial | New | Lodging/Hospitality | FL Zone 2 | Per Unit | 0% | 1690.489 | 840.5646 | 849.9239 | 0.50277 | 12 | 0.1102 | 0.092304 | 0 | Reference source included incremental cost only | 0 | 0 | 164 | Illinois 2018 Statewide TRM, Section 4.2.2 | 0 | 0 | 164 | refrigerator |  | 164
Equipment | Energy Star Commercial Solid Door Refrigerator | One Solid Door Refrigerator meeting ENERGY STAR® 3.0 Standards | One Solid Door Refrigerator meeting Federal Standards | Commercial | New | Miscellaneous | FL Zone 2 | Per Unit | 0% | 1690.489 | 840.5646 | 849.9239 | 0.50277 | 12 | 0.12695 | 0.056728 | 0 | Reference source included incremental cost only | 0 | 0 | 164 | Illinois 2018 Statewide TRM, Section 4.2.2 | 0 | 0 | 164 | refrigerator |  | 164
Equipment | Energy Star Commercial Solid Door Refrigerator | One Solid Door Refrigerator meeting ENERGY STAR® 3.0 Standards | One Solid Door Refrigerator meeting Federal Standards | Commercial | New | Offices | FL Zone 2 | Per Unit | 0% | 1690.489 | 840.5646 | 849.9239 | 0.50277 | 12 | 0.12695 | 0.056728 | 0 | Reference source included incremental cost only | 0 | 0 | 164 | Illinois 2018 Statewide TRM, Section 4.2.2 | 0 | 0 | 164 | refrigerator |  | 164
Equipment | Energy Star Commercial Solid Door Refrigerator | One Solid Door Refrigerator meeting ENERGY STAR® 3.0 Standards | One Solid Door Refrigerator meeting Federal Standards | Commercial | New | Restaurants | FL Zone 2 | Per Unit | 0% | 1690.489 | 840.5646 | 849.9239 | 0.50277 | 12 | 0.1102 | 0.092304 | 0 | Reference source included incremental cost only | 0 | 0 | 164 | Illinois 2018 Statewide TRM, Section 4.2.2 | 0 | 0 | 164 | refrigerator |  | 164
Equipment | Energy Star Commercial Solid Door Refrigerator | One Solid Door Refrigerator meeting ENERGY STAR® 3.0 Standards | One Solid Door Refrigerator meeting Federal Standards | Commercial | New | Retail | FL Zone 2 | Per Unit | 67% | 1690.489 | 840.5646 | 849.9239 | 0.50277 | 12 | 0.12695 | 0.056728 | 0 | Reference source included incremental cost only | 0 | 0 | 164 | Illinois 2018 Statewide TRM, Section 4.2.2 | 0 | 0 | 164 | refrigerator |  | 164
Equipment | Energy Star Commercial Solid Door Refrigerator | One Solid Door Refrigerator meeting ENERGY STAR® 3.0 Standards | One Solid Door Refrigerator meeting Federal Standards | Commercial | New | Schools K-12 | FL Zone 2 | Per Unit | 0% | 1690.489 | 840.5646 | 849.9239 | 0.50277 | 12 | 0.1102 | 0.092304 | 0 | Reference source included incremental cost only | 0 | 0 | 164 | Illinois 2018 Statewide TRM, Section 4.2.2 | 0 | 0 | 164 | refrigerator |  | 164
Equipment | Energy Star Commercial Solid Door Refrigerator | One Solid Door Refrigerator meeting ENERGY STAR® 3.0 Standards | One Solid Door Refrigerator meeting Federal Standards | Commercial | New | Warehouse | FL Zone 2 | Per Unit | 0% | 1690.489 | 840.5646 | 849.9239 | 0.50277 | 12 | 0.12695 | 0.056728 | 0 | Reference source included incremental cost only | 0 | 0 | 164 | Illinois 2018 Statewide TRM, Section 4.2.2 | 0 | 0 | 164 | refrigerator |  | 164
Equipment | Energy Star Ice Maker | One Continuous Self-Contained Ice Maker meeting ENERGY STAR® 2.0 Standards (8.9 kWh / 100 lbs of ice) | One Continuous Self-Contained Ice Maker meeting Federal Standard (9.5 kWh / 100 lbs of ice) | Commercial | Turnover | Assembly | FL Zone 2 | Per Unit | 33% | 2088.509 | 1850.648 | 237.861 | 0.11389 | 8 | 0.036863 | 0.023275 | 0 | Reference source included incremental cost only | 0 | 0 | 249 | CMUA TRM, 2017, based on 500-1000 lbs/day unit | 0 | 0 | 249 | ice maker |  | 249
Equipment | Energy Star Ice Maker | One Continuous Self-Contained Ice Maker meeting ENERGY STAR® 2.0 Standards (8.9 kWh / 100 lbs of ice) | One Continuous Self-Contained Ice Maker meeting Federal Standard (9.5 kWh / 100 lbs of ice) | Commercial | Turnover | College and University | FL Zone 2 | Per Unit | 33% | 2088.509 | 1850.648 | 237.861 | 0.11389 | 8 | 0.03084 | 0.025832 | 0 | Reference source included incremental cost only | 0 | 0 | 249 | CMUA TRM, 2017, based on 500-1000 lbs/day unit | 0 | 0 | 249 | ice maker |  | 249
Equipment | Energy Star Ice Maker | One Continuous Self-Contained Ice Maker meeting ENERGY STAR® 2.0 Standards (8.9 kWh / 100 lbs of ice) | One Continuous Self-Contained Ice Maker meeting Federal Standard (9.5 kWh / 100 lbs of ice) | Commercial | Turnover | Grocery | FL Zone 2 | Per Unit | 34% | 2088.509 | 1850.648 | 237.861 | 0.11389 | 8 | 0.036863 | 0.023275 | 0 | Reference source included incremental cost only | 0 | 0 | 249 | CMUA TRM, 2017, based on 500-1000 lbs/day unit | 0 | 0 | 249 | ice maker |  | 249
Equipment | Energy Star Ice Maker | One Continuous Self-Contained Ice Maker meeting ENERGY STAR® 2.0 Standards (8.9 kWh / 100 lbs of ice) | One Continuous Self-Contained Ice Maker meeting Federal Standard (9.5 kWh / 100 lbs of ice) | Commercial | Turnover | Healthcare | FL Zone 2 | Per Unit | 33% | 2088.509 | 1850.648 | 237.861 | 0.11389 | 8 | 0.03084 | 0.025832 | 0 | Reference source included incremental cost only | 0 | 0 | 249 | CMUA TRM, 2017, based on 500-1000 lbs/day unit | 0 | 0 | 249 | ice maker |  | 249
Equipment | Energy Star Ice Maker | One Continuous Self-Contained Ice Maker meeting ENERGY STAR® 2.0 Standards (8.9 kWh / 100 lbs of ice) | One Continuous Self-Contained Ice Maker meeting Federal Standard (9.5 kWh / 100 lbs of ice) | Commercial | Turnover | Hospitals | FL Zone 2 | Per Unit | 33% | 2088.509 | 1850.648 | 237.861 | 0.11389 | 8 | 0.03084 | 0.025832 | 0 | Reference source included incremental cost only | 0 | 0 | 249 | CMUA TRM, 2017, based on 500-1000 lbs/day unit | 0 | 0 | 249 | ice maker |  | 249
Equipment | Energy Star Ice Maker | One Continuous Self-Contained Ice Maker meeting ENERGY STAR® 2.0 Standards (8.9 kWh / 100 lbs of ice) | One Continuous Self-Contained Ice Maker meeting Federal Standard (9.5 kWh / 100 lbs of ice) | Commercial | Turnover | Institutional | FL Zone 2 | Per Unit | 0% | 2088.509 | 1850.648 | 237.861 | 0.11389 | 8 | 0.036863 | 0.023275 | 0 | Reference source included incremental cost only | 0 | 0 | 249 | CMUA TRM, 2017, based on 500-1000 lbs/day unit | 0 | 0 | 249 | ice maker |  | 249
Equipment | Energy Star Ice Maker | One Continuous Self-Contained Ice Maker meeting ENERGY STAR® 2.0 Standards (8.9 kWh / 100 lbs of ice) | One Continuous Self-Contained Ice Maker meeting Federal Standard (9.5 kWh / 100 lbs of ice) | Commercial | Turnover | Lodging/Hospitality | FL Zone 2 | Per Unit | 33% | 2088.509 | 1850.648 | 237.861 | 0.11389 | 8 | 0.03084 | 0.025832 | 0 | Reference source included incremental cost only | 0 | 0 | 249 | CMUA TRM, 2017, based on 500-1000 lbs/day unit | 0 | 0 | 249 | ice maker |  | 249
Equipment | Energy Star Ice Maker | One Continuous Self-Contained Ice Maker meeting ENERGY STAR® 2.0 Standards (8.9 kWh / 100 lbs of ice) | One Continuous Self-Contained Ice Maker meeting Federal Standard (9.5 kWh / 100 lbs of ice) | Commercial | Turnover | Miscellaneous | FL Zone 2 | Per Unit | 0% | 2088.509 | 1850.648 | 237.861 | 0.11389 | 8 | 0.036863 | 0.023275 | 0 | Reference source included incremental cost only | 0 | 0 | 249 | CMUA TRM, 2017, based on 500-1000 lbs/day unit | 0 | 0 | 249 | ice maker |  | 249
Equipment | Energy Star Ice Maker | One Continuous Self-Contained Ice Maker meeting ENERGY STAR® 2.0 Standards (8.9 kWh / 100 lbs of ice) | One Continuous Self-Contained Ice Maker meeting Federal Standard (9.5 kWh / 100 lbs of ice) | Commercial | Turnover | Offices | FL Zone 2 | Per Unit | 0% | 2088.509 | 1850.648 | 237.861 | 0.11389 | 8 | 0.036863 | 0.023275 | 0 | Reference source included incremental cost only | 0 | 0 | 249 | CMUA TRM, 2017, based on 500-1000 lbs/day unit | 0 | 0 | 249 | ice maker |  | 249
Equipment | Energy Star Ice Maker | One Continuous Self-Contained Ice Maker meeting ENERGY STAR® 2.0 Standards (8.9 kWh / 100 lbs of ice) | One Continuous Self-Contained Ice Maker meeting Federal Standard (9.5 kWh / 100 lbs of ice) | Commercial | Turnover | Restaurants | FL Zone 2 | Per Unit | 34% | 2088.509 | 1850.648 | 237.861 | 0.11389 | 8 | 0.03084 | 0.025832 | 0 | Reference source included incremental cost only | 0 | 0 | 249 | CMUA TRM, 2017, based on 500-1000 lbs/day unit | 0 | 0 | 249 | ice maker |  | 249
Equipment | Energy Star Ice Maker | One Continuous Self-Contained Ice Maker meeting ENERGY STAR® 2.0 Standards (8.9 kWh / 100 lbs of ice) | One Continuous Self-Contained Ice Maker meeting Federal Standard (9.5 kWh / 100 lbs of ice) | Commercial | Turnover | Retail | FL Zone 2 | Per Unit | 33% | 2088.509 | 1850.648 | 237.861 | 0.11389 | 8 | 0.036863 | 0.023275 | 0 | Reference source included incremental cost only | 0 | 0 | 249 | CMUA TRM, 2017, based on 500-1000 lbs/day unit | 0 | 0 | 249 | ice maker |  | 249
Equipment | Energy Star Ice Maker | One Continuous Self-Contained Ice Maker meeting ENERGY STAR® 2.0 Standards (8.9 kWh / 100 lbs of ice) | One Continuous Self-Contained Ice Maker meeting Federal Standard (9.5 kWh / 100 lbs of ice) | Commercial | Turnover | Schools K-12 | FL Zone 2 | Per Unit | 33% | 2088.509 | 1850.648 | 237.861 | 0.11389 | 8 | 0.03084 | 0.025832 | 0 | Reference source included incremental cost only | 0 | 0 | 249 | CMUA TRM, 2017, based on 500-1000 lbs/day unit | 0 | 0 | 249 | ice maker |  | 249
Equipment | Energy Star Ice Maker | One Continuous Self-Contained Ice Maker meeting ENERGY STAR® 2.0 Standards (8.9 kWh / 100 lbs of ice) | One Continuous Self-Contained Ice Maker meeting Federal Standard (9.5 kWh / 100 lbs of ice) | Commercial | Turnover | Warehouse | FL Zone 2 | Per Unit | 0% | 2088.509 | 1850.648 | 237.861 | 0.11389 | 8 | 0.036863 | 0.023275 | 0 | Reference source included incremental cost only | 0 | 0 | 249 | CMUA TRM, 2017, based on 500-1000 lbs/day unit | 0 | 0 | 249 | ice maker |  | 249
Equipment | Energy Star Ice Maker | One Continuous Self-Contained Ice Maker meeting ENERGY STAR® 2.0 Standards (8.9 kWh / 100 lbs of ice) | One Continuous Self-Contained Ice Maker meeting Federal Standard (9.5 kWh / 100 lbs of ice) | Commercial | New | Assembly | FL Zone 2 | Per Unit | 33% | 2088.509 | 1850.648 | 237.861 | 0.11389 | 8 | 0.036863 | 0.023275 | 0 | Reference source included incremental cost only | 0 | 0 | 249 | CMUA TRM, 2017, based on 500-1000 lbs/day unit | 0 | 0 | 249 | ice maker |  | 249
Equipment | Energy Star Ice Maker | One Continuous Self-Contained Ice Maker meeting ENERGY STAR® 2.0 Standards (8.9 kWh / 100 lbs of ice) | One Continuous Self-Contained Ice Maker meeting Federal Standard (9.5 kWh / 100 lbs of ice) | Commercial | New | College and University | FL Zone 2 | Per Unit | 33% | 2088.509 | 1850.648 | 237.861 | 0.11389 | 8 | 0.03084 | 0.025832 | 0 | Reference source included incremental cost only | 0 | 0 | 249 | CMUA TRM, 2017, based on 500-1000 lbs/day unit | 0 | 0 | 249 | ice maker |  | 249
Equipment | Energy Star Ice Maker | One Continuous Self-Contained Ice Maker meeting ENERGY STAR® 2.0 Standards (8.9 kWh / 100 lbs of ice) | One Continuous Self-Contained Ice Maker meeting Federal Standard (9.5 kWh / 100 lbs of ice) | Commercial | New | Grocery | FL Zone 2 | Per Unit | 34% | 2088.509 | 1850.648 | 237.861 | 0.11389 | 8 | 0.036863 | 0.023275 | 0 | Reference source included incremental cost only | 0 | 0 | 249 | CMUA TRM, 2017, based on 500-1000 lbs/day unit | 0 | 0 | 249 | ice maker |  | 249
Equipment | Energy Star Ice Maker | One Continuous Self-Contained Ice Maker meeting ENERGY STAR® 2.0 Standards (8.9 kWh / 100 lbs of ice) | One Continuous Self-Contained Ice Maker meeting Federal Standard (9.5 kWh / 100 lbs of ice) | Commercial | New | Healthcare | FL Zone 2 | Per Unit | 33% | 2088.509 | 1850.648 | 237.861 | 0.11389 | 8 | 0.03084 | 0.025832 | 0 | Reference source included incremental cost only | 0 | 0 | 249 | CMUA TRM, 2017, based on 500-1000 lbs/day unit | 0 | 0 | 249 | ice maker |  | 249
Equipment | Energy Star Ice Maker | One Continuous Self-Contained Ice Maker meeting ENERGY STAR® 2.0 Standards (8.9 kWh / 100 lbs of ice) | One Continuous Self-Contained Ice Maker meeting Federal Standard (9.5 kWh / 100 lbs of ice) | Commercial | New | Hospitals | FL Zone 2 | Per Unit | 33% | 2088.509 | 1850.648 | 237.861 | 0.11389 | 8 | 0.03084 | 0.025832 | 0 | Reference source included incremental cost only | 0 | 0 | 249 | CMUA TRM, 2017, based on 500-1000 lbs/day unit | 0 | 0 | 249 | ice maker |  | 249
Equipment | Energy Star Ice Maker | One Continuous Self-Contained Ice Maker meeting ENERGY STAR® 2.0 Standards (8.9 kWh / 100 lbs of ice) | One Continuous Self-Contained Ice Maker meeting Federal Standard (9.5 kWh / 100 lbs of ice) | Commercial | New | Institutional | FL Zone 2 | Per Unit | 0% | 2088.509 | 1850.648 | 237.861 | 0.11389 | 8 | 0.036863 | 0.023275 | 0 | Reference source included incremental cost only | 0 | 0 | 249 | CMUA TRM, 2017, based on 500-1000 lbs/day unit | 0 | 0 | 249 | ice maker |  | 249
Equipment | Energy Star Ice Maker | One Continuous Self-Contained Ice Maker meeting ENERGY STAR® 2.0 Standards (8.9 kWh / 100 lbs of ice) | One Continuous Self-Contained Ice Maker meeting Federal Standard (9.5 kWh / 100 lbs of ice) | Commercial | New | Lodging/Hospitality | FL Zone 2 | Per Unit | 33% | 2088.509 | 1850.648 | 237.861 | 0.11389 | 8 | 0.03084 | 0.025832 | 0 | Reference source included incremental cost only | 0 | 0 | 249 | CMUA TRM, 2017, based on 500-1000 lbs/day unit | 0 | 0 | 249 | ice maker |  | 249
Equipment | Energy Star Ice Maker | One Continuous Self-Contained Ice Maker meeting ENERGY STAR® 2.0 Standards (8.9 kWh / 100 lbs of ice) | One Continuous Self-Contained Ice Maker meeting Federal Standard (9.5 kWh / 100 lbs of ice) | Commercial | New | Miscellaneous | FL Zone 2 | Per Unit | 0% | 2088.509 | 1850.648 | 237.861 | 0.11389 | 8 | 0.036863 | 0.023275 | 0 | Reference source included incremental cost only | 0 | 0 | 249 | CMUA TRM, 2017, based on 500-1000 lbs/day unit | 0 | 0 | 249 | ice maker |  | 249
Equipment | Energy Star Ice Maker | One Continuous Self-Contained Ice Maker meeting ENERGY STAR® 2.0 Standards (8.9 kWh / 100 lbs of ice) | One Continuous Self-Contained Ice Maker meeting Federal Standard (9.5 kWh / 100 lbs of ice) | Commercial | New | Offices | FL Zone 2 | Per Unit | 0% | 2088.509 | 1850.648 | 237.861 | 0.11389 | 8 | 0.036863 | 0.023275 | 0 | Reference source included incremental cost only | 0 | 0 | 249 | CMUA TRM, 2017, based on 500-1000 lbs/day unit | 0 | 0 | 249 | ice maker |  | 249
Equipment | Energy Star Ice Maker | One Continuous Self-Contained Ice Maker meeting ENERGY STAR® 2.0 Standards (8.9 kWh / 100 lbs of ice) | One Continuous Self-Contained Ice Maker meeting Federal Standard (9.5 kWh / 100 lbs of ice) | Commercial | New | Restaurants | FL Zone 2 | Per Unit | 34% | 2088.509 | 1850.648 | 237.861 | 0.11389 | 8 | 0.03084 | 0.025832 | 0 | Reference source included incremental cost only | 0 | 0 | 249 | CMUA TRM, 2017, based on 500-1000 lbs/day unit | 0 | 0 | 249 | ice maker |  | 249
Equipment | Energy Star Ice Maker | One Continuous Self-Contained Ice Maker meeting ENERGY STAR® 2.0 Standards (8.9 kWh / 100 lbs of ice) | One Continuous Self-Contained Ice Maker meeting Federal Standard (9.5 kWh / 100 lbs of ice) | Commercial | New | Retail | FL Zone 2 | Per Unit | 33% | 2088.509 | 1850.648 | 237.861 | 0.11389 | 8 | 0.036863 | 0.023275 | 0 | Reference source included incremental cost only | 0 | 0 | 249 | CMUA TRM, 2017, based on 500-1000 lbs/day unit | 0 | 0 | 249 | ice maker |  | 249
Equipment | Energy Star Ice Maker | One Continuous Self-Contained Ice Maker meeting ENERGY STAR® 2.0 Standards (8.9 kWh / 100 lbs of ice) | One Continuous Self-Contained Ice Maker meeting Federal Standard (9.5 kWh / 100 lbs of ice) | Commercial | New | Schools K-12 | FL Zone 2 | Per Unit | 33% | 2088.509 | 1850.648 | 237.861 | 0.11389 | 8 | 0.03084 | 0.025832 | 0 | Reference source included incremental cost only | 0 | 0 | 249 | CMUA TRM, 2017, based on 500-1000 lbs/day unit | 0 | 0 | 249 | ice maker |  | 249
Equipment | Energy Star Ice Maker | One Continuous Self-Contained Ice Maker meeting ENERGY STAR® 2.0 Standards (8.9 kWh / 100 lbs of ice) | One Continuous Self-Contained Ice Maker meeting Federal Standard (9.5 kWh / 100 lbs of ice) | Commercial | New | Warehouse | FL Zone 2 | Per Unit | 0% | 2088.509 | 1850.648 | 237.861 | 0.11389 | 8 | 0.036863 | 0.023275 | 0 | Reference source included incremental cost only | 0 | 0 | 249 | CMUA TRM, 2017, based on 500-1000 lbs/day unit | 0 | 0 | 249 | ice maker |  | 249
Equipment | Energy Star Refrigerator | One Refrigerator/Freezer meeting ENERGY STAR® 5.0 Standards | One Refrigerator/Freezer meeting Federal Standard | Commercial | Turnover | Assembly | FL Zone 2 | Per Appliance | 35% | 607.13 | 473.63 | 133.5 | 0.21989 | 12 | 0.017577 | 0.01383 | 907 | NEEP Incremental Cost Recommendations 2017 - average of refrigerator types (https://neep.org/sites/default/files/resources/Incremental_Cost_Recommendations_Non_Lighting_050917.xlsx) | 166.52 | rate at $83.26/per labor hour, assume 2 hours work, reference: https://www.homewyse.com/costs/cost_of_energy_efficient_refrigerators.html | 1029 | NEEP Incremental Cost Recommendations 2017 - average of refrigerator types (https://neep.org/sites/default/files/resources/Incremental_Cost_Recommendations_Non_Lighting_050917.xlsx) | 166.52 | rate at $83.26/per labor hour, assume 2 hours work, reference: https://www.homewyse.com/costs/cost_of_energy_efficient_refrigerators.html | 122 | refrigerator |  | 122
Equipment | Energy Star Refrigerator | One Refrigerator/Freezer meeting ENERGY STAR® 5.0 Standards | One Refrigerator/Freezer meeting Federal Standard | Commercial | Turnover | College and University | FL Zone 2 | Per Appliance | 46% | 607.13 | 473.63 | 133.5 | 0.21989 | 12 | 0.017577 | 0.01383 | 907 | NEEP Incremental Cost Recommendations 2017 - average of refrigerator types (https://neep.org/sites/default/files/resources/Incremental_Cost_Recommendations_Non_Lighting_050917.xlsx) | 166.52 | rate at $83.26/per labor hour, assume 2 hours work, reference: https://www.homewyse.com/costs/cost_of_energy_efficient_refrigerators.html | 1029 | NEEP Incremental Cost Recommendations 2017 - average of refrigerator types (https://neep.org/sites/default/files/resources/Incremental_Cost_Recommendations_Non_Lighting_050917.xlsx) | 166.52 | rate at $83.26/per labor hour, assume 2 hours work, reference: https://www.homewyse.com/costs/cost_of_energy_efficient_refrigerators.html | 122 | refrigerator |  | 122
Equipment | Energy Star Refrigerator | One Refrigerator/Freezer meeting ENERGY STAR® 5.0 Standards | One Refrigerator/Freezer meeting Federal Standard | Commercial | Turnover | Grocery | FL Zone 2 | Per Appliance | 46% | 607.13 | 473.63 | 133.5 | 0.21989 | 12 | 0.017577 | 0.01383 | 907 | NEEP Incremental Cost Recommendations 2017 - average of refrigerator types (https://neep.org/sites/default/files/resources/Incremental_Cost_Recommendations_Non_Lighting_050917.xlsx) | 166.52 | rate at $83.26/per labor hour, assume 2 hours work, reference: https://www.homewyse.com/costs/cost_of_energy_efficient_refrigerators.html | 1029 | NEEP Incremental Cost Recommendations 2017 - average of refrigerator types (https://neep.org/sites/default/files/resources/Incremental_Cost_Recommendations_Non_Lighting_050917.xlsx) | 166.52 | rate at $83.26/per labor hour, assume 2 hours work, reference: https://www.homewyse.com/costs/cost_of_energy_efficient_refrigerators.html | 122 | refrigerator |  | 122
Equipment | Energy Star Refrigerator | One Refrigerator/Freezer meeting ENERGY STAR® 5.0 Standards | One Refrigerator/Freezer meeting Federal Standard | Commercial | Turnover | Healthcare | FL Zone 2 | Per Appliance | 35% | 607.13 | 473.63 | 133.5 | 0.21989 | 12 | 0.017577 | 0.01383 | 907 | NEEP Incremental Cost Recommendations 2017 - average of refrigerator types (https://neep.org/sites/default/files/resources/Incremental_Cost_Recommendations_Non_Lighting_050917.xlsx) | 166.52 | rate at $83.26/per labor hour, assume 2 hours work, reference: https://www.homewyse.com/costs/cost_of_energy_efficient_refrigerators.html | 1029 | NEEP Incremental Cost Recommendations 2017 - average of refrigerator types (https://neep.org/sites/default/files/resources/Incremental_Cost_Recommendations_Non_Lighting_050917.xlsx) | 166.52 | rate at $83.26/per labor hour, assume 2 hours work, reference: https://www.homewyse.com/costs/cost_of_energy_efficient_refrigerators.html | 122 | refrigerator |  | 122
Equipment | Energy Star Refrigerator | One Refrigerator/Freezer meeting ENERGY STAR® 5.0 Standards | One Refrigerator/Freezer meeting Federal Standard | Commercial | Turnover | Hospitals | FL Zone 2 | Per Appliance | 46% | 607.13 | 473.63 | 133.5 | 0.21989 | 12 | 0.017577 | 0.01383 | 907 | NEEP Incremental Cost Recommendations 2017 - average of refrigerator types (https://neep.org/sites/default/files/resources/Incremental_Cost_Recommendations_Non_Lighting_050917.xlsx) | 166.52 | rate at $83.26/per labor hour, assume 2 hours work, reference: https://www.homewyse.com/costs/cost_of_energy_efficient_refrigerators.html | 1029 | NEEP Incremental Cost Recommendations 2017 - average of refrigerator types (https://neep.org/sites/default/files/resources/Incremental_Cost_Recommendations_Non_Lighting_050917.xlsx) | 166.52 | rate at $83.26/per labor hour, assume 2 hours work, reference: https://www.homewyse.com/costs/cost_of_energy_efficient_refrigerators.html | 122 | refrigerator |  | 122
Equipment | Energy Star Refrigerator | One Refrigerator/Freezer meeting ENERGY STAR® 5.0 Standards | One Refrigerator/Freezer meeting Federal Standard | Commercial | Turnover | Institutional | FL Zone 2 | Per Appliance | 46% | 607.13 | 473.63 | 133.5 | 0.21989 | 12 | 0.017577 | 0.01383 | 907 | NEEP Incremental Cost Recommendations 2017 - average of refrigerator types (https://neep.org/sites/default/files/resources/Incremental_Cost_Recommendations_Non_Lighting_050917.xlsx) | 166.52 | rate at $83.26/per labor hour, assume 2 hours work, reference: https://www.homewyse.com/costs/cost_of_energy_efficient_refrigerators.html | 1029 | NEEP Incremental Cost Recommendations 2017 - average of refrigerator types (https://neep.org/sites/default/files/resources/Incremental_Cost_Recommendations_Non_Lighting_050917.xlsx) | 166.52 | rate at $83.26/per labor hour, assume 2 hours work, reference: https://www.homewyse.com/costs/cost_of_energy_efficient_refrigerators.html | 122 | refrigerator |  | 122
Equipment | Energy Star Refrigerator | One Refrigerator/Freezer meeting ENERGY STAR® 5.0 Standards | One Refrigerator/Freezer meeting Federal Standard | Commercial | Turnover | Lodging/Hospitality | FL Zone 2 | Per Appliance | 46% | 607.13 | 473.63 | 133.5 | 0.21989 | 12 | 0.017577 | 0.01383 | 907 | NEEP Incremental Cost Recommendations 2017 - average of refrigerator types (https://neep.org/sites/default/files/resources/Incremental_Cost_Recommendations_Non_Lighting_050917.xlsx) | 166.52 | rate at $83.26/per labor hour, assume 2 hours work, reference: https://www.homewyse.com/costs/cost_of_energy_efficient_refrigerators.html | 1029 | NEEP Incremental Cost Recommendations 2017 - average of refrigerator types (https://neep.org/sites/default/files/resources/Incremental_Cost_Recommendations_Non_Lighting_050917.xlsx) | 166.52 | rate at $83.26/per labor hour, assume 2 hours work, reference: https://www.homewyse.com/costs/cost_of_energy_efficient_refrigerators.html | 122 | refrigerator |  | 122
Equipment | Energy Star Refrigerator | One Refrigerator/Freezer meeting ENERGY STAR® 5.0 Standards | One Refrigerator/Freezer meeting Federal Standard | Commercial | Turnover | Miscellaneous | FL Zone 2 | Per Appliance | 46% | 607.13 | 473.63 | 133.5 | 0.21989 | 12 | 0.017577 | 0.01383 | 907 | NEEP Incremental Cost Recommendations 2017 - average of refrigerator types (https://neep.org/sites/default/files/resources/Incremental_Cost_Recommendations_Non_Lighting_050917.xlsx) | 166.52 | rate at $83.26/per labor hour, assume 2 hours work, reference: https://www.homewyse.com/costs/cost_of_energy_efficient_refrigerators.html | 1029 | NEEP Incremental Cost Recommendations 2017 - average of refrigerator types (https://neep.org/sites/default/files/resources/Incremental_Cost_Recommendations_Non_Lighting_050917.xlsx) | 166.52 | rate at $83.26/per labor hour, assume 2 hours work, reference: https://www.homewyse.com/costs/cost_of_energy_efficient_refrigerators.html | 122 | refrigerator |  | 122
Equipment | Energy Star Refrigerator | One Refrigerator/Freezer meeting ENERGY STAR® 5.0 Standards | One Refrigerator/Freezer meeting Federal Standard | Commercial | Turnover | Offices | FL Zone 2 | Per Appliance | 46% | 607.13 | 473.63 | 133.5 | 0.21989 | 12 | 0.017577 | 0.01383 | 907 | NEEP Incremental Cost Recommendations 2017 - average of refrigerator types (https://neep.org/sites/default/files/resources/Incremental_Cost_Recommendations_Non_Lighting_050917.xlsx) | 166.52 | rate at $83.26/per labor hour, assume 2 hours work, reference: https://www.homewyse.com/costs/cost_of_energy_efficient_refrigerators.html | 1029 | NEEP Incremental Cost Recommendations 2017 - average of refrigerator types (https://neep.org/sites/default/files/resources/Incremental_Cost_Recommendations_Non_Lighting_050917.xlsx) | 166.52 | rate at $83.26/per labor hour, assume 2 hours work, reference: https://www.homewyse.com/costs/cost_of_energy_efficient_refrigerators.html | 122 | refrigerator |  | 122
Equipment | Energy Star Refrigerator | One Refrigerator/Freezer meeting ENERGY STAR® 5.0 Standards | One Refrigerator/Freezer meeting Federal Standard | Commercial | Turnover | Restaurants | FL Zone 2 | Per Appliance | 46% | 607.13 | 473.63 | 133.5 | 0.21989 | 12 | 0.017577 | 0.01383 | 907 | NEEP Incremental Cost Recommendations 2017 - average of refrigerator types (https://neep.org/sites/default/files/resources/Incremental_Cost_Recommendations_Non_Lighting_050917.xlsx) | 166.52 | rate at $83.26/per labor hour, assume 2 hours work, reference: https://www.homewyse.com/costs/cost_of_energy_efficient_refrigerators.html | 1029 | NEEP Incremental Cost Recommendations 2017 - average of refrigerator types (https://neep.org/sites/default/files/resources/Incremental_Cost_Recommendations_Non_Lighting_050917.xlsx) | 166.52 | rate at $83.26/per labor hour, assume 2 hours work, reference: https://www.homewyse.com/costs/cost_of_energy_efficient_refrigerators.html | 122 | refrigerator |  | 122
Equipment | Energy Star Refrigerator | One Refrigerator/Freezer meeting ENERGY STAR® 5.0 Standards | One Refrigerator/Freezer meeting Federal Standard | Commercial | Turnover | Retail | FL Zone 2 | Per Appliance | 46% | 607.13 | 473.63 | 133.5 | 0.21989 | 12 | 0.017577 | 0.01383 | 907 | NEEP Incremental Cost Recommendations 2017 - average of refrigerator types (https://neep.org/sites/default/files/resources/Incremental_Cost_Recommendations_Non_Lighting_050917.xlsx) | 166.52 | rate at $83.26/per labor hour, assume 2 hours work, reference: https://www.homewyse.com/costs/cost_of_energy_efficient_refrigerators.html | 1029 | NEEP Incremental Cost Recommendations 2017 - average of refrigerator types (https://neep.org/sites/default/files/resources/Incremental_Cost_Recommendations_Non_Lighting_050917.xlsx) | 166.52 | rate at $83.26/per labor hour, assume 2 hours work, reference: https://www.homewyse.com/costs/cost_of_energy_efficient_refrigerators.html | 122 | refrigerator |  | 122
Equipment | Energy Star Refrigerator | One Refrigerator/Freezer meeting ENERGY STAR® 5.0 Standards | One Refrigerator/Freezer meeting Federal Standard | Commercial | Turnover | Schools K-12 | FL Zone 2 | Per Appliance | 46% | 607.13 | 473.63 | 133.5 | 0.21989 | 12 | 0.017577 | 0.01383 | 907 | NEEP Incremental Cost Recommendations 2017 - average of refrigerator types (https://neep.org/sites/default/files/resources/Incremental_Cost_Recommendations_Non_Lighting_050917.xlsx) | 166.52 | rate at $83.26/per labor hour, assume 2 hours work, reference: https://www.homewyse.com/costs/cost_of_energy_efficient_refrigerators.html | 1029 | NEEP Incremental Cost Recommendations 2017 - average of refrigerator types (https://neep.org/sites/default/files/resources/Incremental_Cost_Recommendations_Non_Lighting_050917.xlsx) | 166.52 | rate at $83.26/per labor hour, assume 2 hours work, reference: https://www.homewyse.com/costs/cost_of_energy_efficient_refrigerators.html | 122 | refrigerator |  | 122
Equipment | Energy Star Refrigerator | One Refrigerator/Freezer meeting ENERGY STAR® 5.0 Standards | One Refrigerator/Freezer meeting Federal Standard | Commercial | Turnover | Warehouse | FL Zone 2 | Per Appliance | 46% | 607.13 | 473.63 | 133.5 | 0.21989 | 12 | 0.017577 | 0.01383 | 907 | NEEP Incremental Cost Recommendations 2017 - average of refrigerator types (https://neep.org/sites/default/files/resources/Incremental_Cost_Recommendations_Non_Lighting_050917.xlsx) | 166.52 | rate at $83.26/per labor hour, assume 2 hours work, reference: https://www.homewyse.com/costs/cost_of_energy_efficient_refrigerators.html | 1029 | NEEP Incremental Cost Recommendations 2017 - average of refrigerator types (https://neep.org/sites/default/files/resources/Incremental_Cost_Recommendations_Non_Lighting_050917.xlsx) | 166.52 | rate at $83.26/per labor hour, assume 2 hours work, reference: https://www.homewyse.com/costs/cost_of_energy_efficient_refrigerators.html | 122 | refrigerator |  | 122
Equipment | Energy Star Refrigerator | One Refrigerator/Freezer meeting ENERGY STAR® 5.0 Standards | One Refrigerator/Freezer meeting Federal Standard | Commercial | New | Assembly | FL Zone 2 | Per Appliance | 35% | 607.13 | 473.63 | 133.5 | 0.21989 | 12 | 0.017577 | 0.01383 | 907 | NEEP Incremental Cost Recommendations 2017 - average of refrigerator types (https://neep.org/sites/default/files/resources/Incremental_Cost_Recommendations_Non_Lighting_050917.xlsx) | 166.52 | rate at $83.26/per labor hour, assume 2 hours work, reference: https://www.homewyse.com/costs/cost_of_energy_efficient_refrigerators.html | 1029 | NEEP Incremental Cost Recommendations 2017 - average of refrigerator types (https://neep.org/sites/default/files/resources/Incremental_Cost_Recommendations_Non_Lighting_050917.xlsx) | 166.52 | rate at $83.26/per labor hour, assume 2 hours work, reference: https://www.homewyse.com/costs/cost_of_energy_efficient_refrigerators.html | 122 | refrigerator |  | 122
Equipment | Energy Star Refrigerator | One Refrigerator/Freezer meeting ENERGY STAR® 5.0 Standards | One Refrigerator/Freezer meeting Federal Standard | Commercial | New | College and University | FL Zone 2 | Per Appliance | 53% | 607.13 | 473.63 | 133.5 | 0.21989 | 12 | 0.017577 | 0.01383 | 907 | NEEP Incremental Cost Recommendations 2017 - average of refrigerator types (https://neep.org/sites/default/files/resources/Incremental_Cost_Recommendations_Non_Lighting_050917.xlsx) | 166.52 | rate at $83.26/per labor hour, assume 2 hours work, reference: https://www.homewyse.com/costs/cost_of_energy_efficient_refrigerators.html | 1029 | NEEP Incremental Cost Recommendations 2017 - average of refrigerator types (https://neep.org/sites/default/files/resources/Incremental_Cost_Recommendations_Non_Lighting_050917.xlsx) | 166.52 | rate at $83.26/per labor hour, assume 2 hours work, reference: https://www.homewyse.com/costs/cost_of_energy_efficient_refrigerators.html | 122 | refrigerator |  | 122
Equipment | Energy Star Refrigerator | One Refrigerator/Freezer meeting ENERGY STAR® 5.0 Standards | One Refrigerator/Freezer meeting Federal Standard | Commercial | New | Grocery | FL Zone 2 | Per Appliance | 53% | 607.13 | 473.63 | 133.5 | 0.21989 | 12 | 0.017577 | 0.01383 | 907 | NEEP Incremental Cost Recommendations 2017 - average of refrigerator types (https://neep.org/sites/default/files/resources/Incremental_Cost_Recommendations_Non_Lighting_050917.xlsx) | 166.52 | rate at $83.26/per labor hour, assume 2 hours work, reference: https://www.homewyse.com/costs/cost_of_energy_efficient_refrigerators.html | 1029 | NEEP Incremental Cost Recommendations 2017 - average of refrigerator types (https://neep.org/sites/default/files/resources/Incremental_Cost_Recommendations_Non_Lighting_050917.xlsx) | 166.52 | rate at $83.26/per labor hour, assume 2 hours work, reference: https://www.homewyse.com/costs/cost_of_energy_efficient_refrigerators.html | 122 | refrigerator |  | 122
Equipment | Energy Star Refrigerator | One Refrigerator/Freezer meeting ENERGY STAR® 5.0 Standards | One Refrigerator/Freezer meeting Federal Standard | Commercial | New | Healthcare | FL Zone 2 | Per Appliance | 35% | 607.13 | 473.63 | 133.5 | 0.21989 | 12 | 0.017577 | 0.01383 | 907 | NEEP Incremental Cost Recommendations 2017 - average of refrigerator types (https://neep.org/sites/default/files/resources/Incremental_Cost_Recommendations_Non_Lighting_050917.xlsx) | 166.52 | rate at $83.26/per labor hour, assume 2 hours work, reference: https://www.homewyse.com/costs/cost_of_energy_efficient_refrigerators.html | 1029 | NEEP Incremental Cost Recommendations 2017 - average of refrigerator types (https://neep.org/sites/default/files/resources/Incremental_Cost_Recommendations_Non_Lighting_050917.xlsx) | 166.52 | rate at $83.26/per labor hour, assume 2 hours work, reference: https://www.homewyse.com/costs/cost_of_energy_efficient_refrigerators.html | 122 | refrigerator |  | 122
Equipment | Energy Star Refrigerator | One Refrigerator/Freezer meeting ENERGY STAR® 5.0 Standards | One Refrigerator/Freezer meeting Federal Standard | Commercial | New | Hospitals | FL Zone 2 | Per Appliance | 53% | 607.13 | 473.63 | 133.5 | 0.21989 | 12 | 0.017577 | 0.01383 | 907 | NEEP Incremental Cost Recommendations 2017 - average of refrigerator types (https://neep.org/sites/default/files/resources/Incremental_Cost_Recommendations_Non_Lighting_050917.xlsx) | 166.52 | rate at $83.26/per labor hour, assume 2 hours work, reference: https://www.homewyse.com/costs/cost_of_energy_efficient_refrigerators.html | 1029 | NEEP Incremental Cost Recommendations 2017 - average of refrigerator types (https://neep.org/sites/default/files/resources/Incremental_Cost_Recommendations_Non_Lighting_050917.xlsx) | 166.52 | rate at $83.26/per labor hour, assume 2 hours work, reference: https://www.homewyse.com/costs/cost_of_energy_efficient_refrigerators.html | 122 | refrigerator |  | 122
Equipment | Energy Star Refrigerator | One Refrigerator/Freezer meeting ENERGY STAR® 5.0 Standards | One Refrigerator/Freezer meeting Federal Standard | Commercial | New | Institutional | FL Zone 2 | Per Appliance | 53% | 607.13 | 473.63 | 133.5 | 0.21989 | 12 | 0.017577 | 0.01383 | 907 | NEEP Incremental Cost Recommendations 2017 - average of refrigerator types (https://neep.org/sites/default/files/resources/Incremental_Cost_Recommendations_Non_Lighting_050917.xlsx) | 166.52 | rate at $83.26/per labor hour, assume 2 hours work, reference: https://www.homewyse.com/costs/cost_of_energy_efficient_refrigerators.html | 1029 | NEEP Incremental Cost Recommendations 2017 - average of refrigerator types (https://neep.org/sites/default/files/resources/Incremental_Cost_Recommendations_Non_Lighting_050917.xlsx) | 166.52 | rate at $83.26/per labor hour, assume 2 hours work, reference: https://www.homewyse.com/costs/cost_of_energy_efficient_refrigerators.html | 122 | refrigerator |  | 122
Equipment | Energy Star Refrigerator | One Refrigerator/Freezer meeting ENERGY STAR® 5.0 Standards | One Refrigerator/Freezer meeting Federal Standard | Commercial | New | Lodging/Hospitality | FL Zone 2 | Per Appliance | 53% | 607.13 | 473.63 | 133.5 | 0.21989 | 12 | 0.017577 | 0.01383 | 907 | NEEP Incremental Cost Recommendations 2017 - average of refrigerator types (https://neep.org/sites/default/files/resources/Incremental_Cost_Recommendations_Non_Lighting_050917.xlsx) | 166.52 | rate at $83.26/per labor hour, assume 2 hours work, reference: https://www.homewyse.com/costs/cost_of_energy_efficient_refrigerators.html | 1029 | NEEP Incremental Cost Recommendations 2017 - average of refrigerator types (https://neep.org/sites/default/files/resources/Incremental_Cost_Recommendations_Non_Lighting_050917.xlsx) | 166.52 | rate at $83.26/per labor hour, assume 2 hours work, reference: https://www.homewyse.com/costs/cost_of_energy_efficient_refrigerators.html | 122 | refrigerator |  | 122
Equipment | Energy Star Refrigerator | One Refrigerator/Freezer meeting ENERGY STAR® 5.0 Standards | One Refrigerator/Freezer meeting Federal Standard | Commercial | New | Miscellaneous | FL Zone 2 | Per Appliance | 53% | 607.13 | 473.63 | 133.5 | 0.21989 | 12 | 0.017577 | 0.01383 | 907 | NEEP Incremental Cost Recommendations 2017 - average of refrigerator types (https://neep.org/sites/default/files/resources/Incremental_Cost_Recommendations_Non_Lighting_050917.xlsx) | 166.52 | rate at $83.26/per labor hour, assume 2 hours work, reference: https://www.homewyse.com/costs/cost_of_energy_efficient_refrigerators.html | 1029 | NEEP Incremental Cost Recommendations 2017 - average of refrigerator types (https://neep.org/sites/default/files/resources/Incremental_Cost_Recommendations_Non_Lighting_050917.xlsx) | 166.52 | rate at $83.26/per labor hour, assume 2 hours work, reference: https://www.homewyse.com/costs/cost_of_energy_efficient_refrigerators.html | 122 | refrigerator |  | 122
Equipment | Energy Star Refrigerator | One Refrigerator/Freezer meeting ENERGY STAR® 5.0 Standards | One Refrigerator/Freezer meeting Federal Standard | Commercial | New | Offices | FL Zone 2 | Per Appliance | 53% | 607.13 | 473.63 | 133.5 | 0.21989 | 12 | 0.017577 | 0.01383 | 907 | NEEP Incremental Cost Recommendations 2017 - average of refrigerator types (https://neep.org/sites/default/files/resources/Incremental_Cost_Recommendations_Non_Lighting_050917.xlsx) | 166.52 | rate at $83.26/per labor hour, assume 2 hours work, reference: https://www.homewyse.com/costs/cost_of_energy_efficient_refrigerators.html | 1029 | NEEP Incremental Cost Recommendations 2017 - average of refrigerator types (https://neep.org/sites/default/files/resources/Incremental_Cost_Recommendations_Non_Lighting_050917.xlsx) | 166.52 | rate at $83.26/per labor hour, assume 2 hours work, reference: https://www.homewyse.com/costs/cost_of_energy_efficient_refrigerators.html | 122 | refrigerator |  | 122
Equipment | Energy Star Refrigerator | One Refrigerator/Freezer meeting ENERGY STAR® 5.0 Standards | One Refrigerator/Freezer meeting Federal Standard | Commercial | New | Restaurants | FL Zone 2 | Per Appliance | 53% | 607.13 | 473.63 | 133.5 | 0.21989 | 12 | 0.017577 | 0.01383 | 907 | NEEP Incremental Cost Recommendations 2017 - average of refrigerator types (https://neep.org/sites/default/files/resources/Incremental_Cost_Recommendations_Non_Lighting_050917.xlsx) | 166.52 | rate at $83.26/per labor hour, assume 2 hours work, reference: https://www.homewyse.com/costs/cost_of_energy_efficient_refrigerators.html | 1029 | NEEP Incremental Cost Recommendations 2017 - average of refrigerator types (https://neep.org/sites/default/files/resources/Incremental_Cost_Recommendations_Non_Lighting_050917.xlsx) | 166.52 | rate at $83.26/per labor hour, assume 2 hours work, reference: https://www.homewyse.com/costs/cost_of_energy_efficient_refrigerators.html | 122 | refrigerator |  | 122
Equipment | Energy Star Refrigerator | One Refrigerator/Freezer meeting ENERGY STAR® 5.0 Standards | One Refrigerator/Freezer meeting Federal Standard | Commercial | New | Retail | FL Zone 2 | Per Appliance | 53% | 607.13 | 473.63 | 133.5 | 0.21989 | 12 | 0.017577 | 0.01383 | 907 | NEEP Incremental Cost Recommendations 2017 - average of refrigerator types (https://neep.org/sites/default/files/resources/Incremental_Cost_Recommendations_Non_Lighting_050917.xlsx) | 166.52 | rate at $83.26/per labor hour, assume 2 hours work, reference: https://www.homewyse.com/costs/cost_of_energy_efficient_refrigerators.html | 1029 | NEEP Incremental Cost Recommendations 2017 - average of refrigerator types (https://neep.org/sites/default/files/resources/Incremental_Cost_Recommendations_Non_Lighting_050917.xlsx) | 166.52 | rate at $83.26/per labor hour, assume 2 hours work, reference: https://www.homewyse.com/costs/cost_of_energy_efficient_refrigerators.html | 122 | refrigerator |  | 122
Equipment | Energy Star Refrigerator | One Refrigerator/Freezer meeting ENERGY STAR® 5.0 Standards | One Refrigerator/Freezer meeting Federal Standard | Commercial | New | Schools K-12 | FL Zone 2 | Per Appliance | 53% | 607.13 | 473.63 | 133.5 | 0.21989 | 12 | 0.017577 | 0.01383 | 907 | NEEP Incremental Cost Recommendations 2017 - average of refrigerator types (https://neep.org/sites/default/files/resources/Incremental_Cost_Recommendations_Non_Lighting_050917.xlsx) | 166.52 | rate at $83.26/per labor hour, assume 2 hours work, reference: https://www.homewyse.com/costs/cost_of_energy_efficient_refrigerators.html | 1029 | NEEP Incremental Cost Recommendations 2017 - average of refrigerator types (https://neep.org/sites/default/files/resources/Incremental_Cost_Recommendations_Non_Lighting_050917.xlsx) | 166.52 | rate at $83.26/per labor hour, assume 2 hours work, reference: https://www.homewyse.com/costs/cost_of_energy_efficient_refrigerators.html | 122 | refrigerator |  | 122
Equipment | Energy Star Refrigerator | One Refrigerator/Freezer meeting ENERGY STAR® 5.0 Standards | One Refrigerator/Freezer meeting Federal Standard | Commercial | New | Warehouse | FL Zone 2 | Per Appliance | 53% | 607.13 | 473.63 | 133.5 | 0.21989 | 12 | 0.017577 | 0.01383 | 907 | NEEP Incremental Cost Recommendations 2017 - average of refrigerator types (https://neep.org/sites/default/files/resources/Incremental_Cost_Recommendations_Non_Lighting_050917.xlsx) | 166.52 | rate at $83.26/per labor hour, assume 2 hours work, reference: https://www.homewyse.com/costs/cost_of_energy_efficient_refrigerators.html | 1029 | NEEP Incremental Cost Recommendations 2017 - average of refrigerator types (https://neep.org/sites/default/files/resources/Incremental_Cost_Recommendations_Non_Lighting_050917.xlsx) | 166.52 | rate at $83.26/per labor hour, assume 2 hours work, reference: https://www.homewyse.com/costs/cost_of_energy_efficient_refrigerators.html | 122 | refrigerator |  | 122
Equipment | Energy Star Vending Machine | One Refrigerated Vending Machine meeting ENERGY STAR® 3.2 Standards | One standard efficiency Refrigerated Vending Machine | Commercial | Turnover | Assembly | FL Zone 2 | Per Unit | 11% | 1460.365 | 934.6336 | 525.7314 | 0.36 | 14 | 0.082226 | 0.051367 | 0 | Reference source included incremental cost only | 0 | 0 | 500 | Illinois 2018 Statewide TRM, Section 4.6.5 | 0 | 0 | 500 | vending machine |  | 500
Equipment | Energy Star Vending Machine | One Refrigerated Vending Machine meeting ENERGY STAR® 3.2 Standards | One standard efficiency Refrigerated Vending Machine | Commercial | Turnover | College and University | FL Zone 2 | Per Unit | 4% | 1460.365 | 934.6336 | 525.7314 | 0.36 | 14 | 0.082504 | 0.051277 | 0 | Reference source included incremental cost only | 0 | 0 | 500 | Illinois 2018 Statewide TRM, Section 4.6.5 | 0 | 0 | 500 | vending machine |  | 500
Equipment | Energy Star Vending Machine | One Refrigerated Vending Machine meeting ENERGY STAR® 3.2 Standards | One standard efficiency Refrigerated Vending Machine | Commercial | Turnover | Grocery | FL Zone 2 | Per Unit | 62% | 1460.365 | 934.6336 | 525.7314 | 0.36 | 14 | 0.082226 | 0.051367 | 0 | Reference source included incremental cost only | 0 | 0 | 500 | Illinois 2018 Statewide TRM, Section 4.6.5 | 0 | 0 | 500 | vending machine |  | 500
Equipment | Energy Star Vending Machine | One Refrigerated Vending Machine meeting ENERGY STAR® 3.2 Standards | One standard efficiency Refrigerated Vending Machine | Commercial | Turnover | Healthcare | FL Zone 2 | Per Unit | 4% | 1460.365 | 934.6336 | 525.7314 | 0.36 | 14 | 0.082504 | 0.051277 | 0 | Reference source included incremental cost only | 0 | 0 | 500 | Illinois 2018 Statewide TRM, Section 4.6.5 | 0 | 0 | 500 | vending machine |  | 500
Equipment | Energy Star Vending Machine | One Refrigerated Vending Machine meeting ENERGY STAR® 3.2 Standards | One standard efficiency Refrigerated Vending Machine | Commercial | Turnover | Hospitals | FL Zone 2 | Per Unit | 4% | 1460.365 | 934.6336 | 525.7314 | 0.36 | 14 | 0.082504 | 0.051277 | 0 | Reference source included incremental cost only | 0 | 0 | 500 | Illinois 2018 Statewide TRM, Section 4.6.5 | 0 | 0 | 500 | vending machine |  | 500
Equipment | Energy Star Vending Machine | One Refrigerated Vending Machine meeting ENERGY STAR® 3.2 Standards | One standard efficiency Refrigerated Vending Machine | Commercial | Turnover | Institutional | FL Zone 2 | Per Unit | 0% | 1460.365 | 934.6336 | 525.7314 | 0.36 | 14 | 0.082226 | 0.051367 | 0 | Reference source included incremental cost only | 0 | 0 | 500 | Illinois 2018 Statewide TRM, Section 4.6.5 | 0 | 0 | 500 | vending machine |  | 500
Equipment | Energy Star Vending Machine | One Refrigerated Vending Machine meeting ENERGY STAR® 3.2 Standards | One standard efficiency Refrigerated Vending Machine | Commercial | Turnover | Lodging/Hospitality | FL Zone 2 | Per Unit | 4% | 1460.365 | 934.6336 | 525.7314 | 0.36 | 14 | 0.082504 | 0.051277 | 0 | Reference source included incremental cost only | 0 | 0 | 500 | Illinois 2018 Statewide TRM, Section 4.6.5 | 0 | 0 | 500 | vending machine |  | 500
Equipment | Energy Star Vending Machine | One Refrigerated Vending Machine meeting ENERGY STAR® 3.2 Standards | One standard efficiency Refrigerated Vending Machine | Commercial | Turnover | Miscellaneous | FL Zone 2 | Per Unit | 0% | 1460.365 | 934.6336 | 525.7314 | 0.36 | 14 | 0.082226 | 0.051367 | 0 | Reference source included incremental cost only | 0 | 0 | 500 | Illinois 2018 Statewide TRM, Section 4.6.5 | 0 | 0 | 500 | vending machine |  | 500
Equipment | Energy Star Vending Machine | One Refrigerated Vending Machine meeting ENERGY STAR® 3.2 Standards | One standard efficiency Refrigerated Vending Machine | Commercial | Turnover | Offices | FL Zone 2 | Per Unit | 11% | 1460.365 | 934.6336 | 525.7314 | 0.36 | 14 | 0.082226 | 0.051367 | 0 | Reference source included incremental cost only | 0 | 0 | 500 | Illinois 2018 Statewide TRM, Section 4.6.5 | 0 | 0 | 500 | vending machine |  | 500
Equipment | Energy Star Vending Machine | One Refrigerated Vending Machine meeting ENERGY STAR® 3.2 Standards | One standard efficiency Refrigerated Vending Machine | Commercial | Turnover | Restaurants | FL Zone 2 | Per Unit | 4% | 1460.365 | 934.6336 | 525.7314 | 0.36 | 14 | 0.082504 | 0.051277 | 0 | Reference source included incremental cost only | 0 | 0 | 500 | Illinois 2018 Statewide TRM, Section 4.6.5 | 0 | 0 | 500 | vending machine |  | 500
Equipment | Energy Star Vending Machine | One Refrigerated Vending Machine meeting ENERGY STAR® 3.2 Standards | One standard efficiency Refrigerated Vending Machine | Commercial | Turnover | Retail | FL Zone 2 | Per Unit | 4% | 1460.365 | 934.6336 | 525.7314 | 0.36 | 14 | 0.082226 | 0.051367 | 0 | Reference source included incremental cost only | 0 | 0 | 500 | Illinois 2018 Statewide TRM, Section 4.6.5 | 0 | 0 | 500 | vending machine |  | 500
Equipment | Energy Star Vending Machine | One Refrigerated Vending Machine meeting ENERGY STAR® 3.2 Standards | One standard efficiency Refrigerated Vending Machine | Commercial | Turnover | Schools K-12 | FL Zone 2 | Per Unit | 4% | 1460.365 | 934.6336 | 525.7314 | 0.36 | 14 | 0.082504 | 0.051277 | 0 | Reference source included incremental cost only | 0 | 0 | 500 | Illinois 2018 Statewide TRM, Section 4.6.5 | 0 | 0 | 500 | vending machine |  | 500
Equipment | Energy Star Vending Machine | One Refrigerated Vending Machine meeting ENERGY STAR® 3.2 Standards | One standard efficiency Refrigerated Vending Machine | Commercial | Turnover | Warehouse | FL Zone 2 | Per Unit | 0% | 1460.365 | 934.6336 | 525.7314 | 0.36 | 14 | 0.082226 | 0.051367 | 0 | Reference source included incremental cost only | 0 | 0 | 500 | Illinois 2018 Statewide TRM, Section 4.6.5 | 0 | 0 | 500 | vending machine |  | 500
Equipment | Energy Star Vending Machine | One Refrigerated Vending Machine meeting ENERGY STAR® 3.2 Standards | One standard efficiency Refrigerated Vending Machine | Commercial | New | Assembly | FL Zone 2 | Per Unit | 11% | 1460.365 | 934.6336 | 525.7314 | 0.36 | 14 | 0.082226 | 0.051367 | 0 | Reference source included incremental cost only | 0 | 0 | 500 | Illinois 2018 Statewide TRM, Section 4.6.5 | 0 | 0 | 500 | vending machine |  | 500
Equipment | Energy Star Vending Machine | One Refrigerated Vending Machine meeting ENERGY STAR® 3.2 Standards | One standard efficiency Refrigerated Vending Machine | Commercial | New | College and University | FL Zone 2 | Per Unit | 4% | 1460.365 | 934.6336 | 525.7314 | 0.36 | 14 | 0.082504 | 0.051277 | 0 | Reference source included incremental cost only | 0 | 0 | 500 | Illinois 2018 Statewide TRM, Section 4.6.5 | 0 | 0 | 500 | vending machine |  | 500
Equipment | Energy Star Vending Machine | One Refrigerated Vending Machine meeting ENERGY STAR® 3.2 Standards | One standard efficiency Refrigerated Vending Machine | Commercial | New | Grocery | FL Zone 2 | Per Unit | 62% | 1460.365 | 934.6336 | 525.7314 | 0.36 | 14 | 0.082226 | 0.051367 | 0 | Reference source included incremental cost only | 0 | 0 | 500 | Illinois 2018 Statewide TRM, Section 4.6.5 | 0 | 0 | 500 | vending machine |  | 500
Equipment | Energy Star Vending Machine | One Refrigerated Vending Machine meeting ENERGY STAR® 3.2 Standards | One standard efficiency Refrigerated Vending Machine | Commercial | New | Healthcare | FL Zone 2 | Per Unit | 4% | 1460.365 | 934.6336 | 525.7314 | 0.36 | 14 | 0.082504 | 0.051277 | 0 | Reference source included incremental cost only | 0 | 0 | 500 | Illinois 2018 Statewide TRM, Section 4.6.5 | 0 | 0 | 500 | vending machine |  | 500
Equipment | Energy Star Vending Machine | One Refrigerated Vending Machine meeting ENERGY STAR® 3.2 Standards | One standard efficiency Refrigerated Vending Machine | Commercial | New | Hospitals | FL Zone 2 | Per Unit | 4% | 1460.365 | 934.6336 | 525.7314 | 0.36 | 14 | 0.082504 | 0.051277 | 0 | Reference source included incremental cost only | 0 | 0 | 500 | Illinois 2018 Statewide TRM, Section 4.6.5 | 0 | 0 | 500 | vending machine |  | 500
Equipment | Energy Star Vending Machine | One Refrigerated Vending Machine meeting ENERGY STAR® 3.2 Standards | One standard efficiency Refrigerated Vending Machine | Commercial | New | Institutional | FL Zone 2 | Per Unit | 0% | 1460.365 | 934.6336 | 525.7314 | 0.36 | 14 | 0.082226 | 0.051367 | 0 | Reference source included incremental cost only | 0 | 0 | 500 | Illinois 2018 Statewide TRM, Section 4.6.5 | 0 | 0 | 500 | vending machine |  | 500
Equipment | Energy Star Vending Machine | One Refrigerated Vending Machine meeting ENERGY STAR® 3.2 Standards | One standard efficiency Refrigerated Vending Machine | Commercial | New | Lodging/Hospitality | FL Zone 2 | Per Unit | 4% | 1460.365 | 934.6336 | 525.7314 | 0.36 | 14 | 0.082504 | 0.051277 | 0 | Reference source included incremental cost only | 0 | 0 | 500 | Illinois 2018 Statewide TRM, Section 4.6.5 | 0 | 0 | 500 | vending machine |  | 500
Equipment | Energy Star Vending Machine | One Refrigerated Vending Machine meeting ENERGY STAR® 3.2 Standards | One standard efficiency Refrigerated Vending Machine | Commercial | New | Miscellaneous | FL Zone 2 | Per Unit | 0% | 1460.365 | 934.6336 | 525.7314 | 0.36 | 14 | 0.082226 | 0.051367 | 0 | Reference source included incremental cost only | 0 | 0 | 500 | Illinois 2018 Statewide TRM, Section 4.6.5 | 0 | 0 | 500 | vending machine |  | 500
Equipment | Energy Star Vending Machine | One Refrigerated Vending Machine meeting ENERGY STAR® 3.2 Standards | One standard efficiency Refrigerated Vending Machine | Commercial | New | Offices | FL Zone 2 | Per Unit | 11% | 1460.365 | 934.6336 | 525.7314 | 0.36 | 14 | 0.082226 | 0.051367 | 0 | Reference source included incremental cost only | 0 | 0 | 500 | Illinois 2018 Statewide TRM, Section 4.6.5 | 0 | 0 | 500 | vending machine |  | 500
Equipment | Energy Star Vending Machine | One Refrigerated Vending Machine meeting ENERGY STAR® 3.2 Standards | One standard efficiency Refrigerated Vending Machine | Commercial | New | Restaurants | FL Zone 2 | Per Unit | 4% | 1460.365 | 934.6336 | 525.7314 | 0.36 | 14 | 0.082504 | 0.051277 | 0 | Reference source included incremental cost only | 0 | 0 | 500 | Illinois 2018 Statewide TRM, Section 4.6.5 | 0 | 0 | 500 | vending machine |  | 500
Equipment | Energy Star Vending Machine | One Refrigerated Vending Machine meeting ENERGY STAR® 3.2 Standards | One standard efficiency Refrigerated Vending Machine | Commercial | New | Retail | FL Zone 2 | Per Unit | 4% | 1460.365 | 934.6336 | 525.7314 | 0.36 | 14 | 0.082226 | 0.051367 | 0 | Reference source included incremental cost only | 0 | 0 | 500 | Illinois 2018 Statewide TRM, Section 4.6.5 | 0 | 0 | 500 | vending machine |  | 500
Equipment | Energy Star Vending Machine | One Refrigerated Vending Machine meeting ENERGY STAR® 3.2 Standards | One standard efficiency Refrigerated Vending Machine | Commercial | New | Schools K-12 | FL Zone 2 | Per Unit | 4% | 1460.365 | 934.6336 | 525.7314 | 0.36 | 14 | 0.082504 | 0.051277 | 0 | Reference source included incremental cost only | 0 | 0 | 500 | Illinois 2018 Statewide TRM, Section 4.6.5 | 0 | 0 | 500 | vending machine |  | 500
Equipment | Energy Star Vending Machine | One Refrigerated Vending Machine meeting ENERGY STAR® 3.2 Standards | One standard efficiency Refrigerated Vending Machine | Commercial | New | Warehouse | FL Zone 2 | Per Unit | 0% | 1460.365 | 934.6336 | 525.7314 | 0.36 | 14 | 0.082226 | 0.051367 | 0 | Reference source included incremental cost only | 0 | 0 | 500 | Illinois 2018 Statewide TRM, Section 4.6.5 | 0 | 0 | 500 | vending machine |  | 500
Equipment | Refrigerated Display Case LED Lighting | 60" Refrigerated Case LED Strip | Lumen-Equivalent 32-Watt T8 Fixture | Commercial | Turnover | Assembly | FL Zone 2 | Per Unit | 0% | 2434.55 | 2273.56 | 160.9897 | 0.066127 | 8 | 0.024002 | 0.013074 | 0 | Reference source included incremental cost only | 0 | 0 | 55 | Illinois 2018 Statewide TRM, Section 4.5.4 | 0 | 0 | 55 | fixture (5 ft lamp) |  | 55
Equipment | Refrigerated Display Case LED Lighting | 60" Refrigerated Case LED Strip | Lumen-Equivalent 32-Watt T8 Fixture | Commercial | Turnover | College and University | FL Zone 2 | Per Unit | 0% | 2434.55 | 2273.56 | 160.9897 | 0.066127 | 8 | 0.020873 | 0.017484 | 0 | Reference source included incremental cost only | 0 | 0 | 55 | Illinois 2018 Statewide TRM, Section 4.5.4 | 0 | 0 | 55 | fixture (5 ft lamp) |  | 55
Equipment | Refrigerated Display Case LED Lighting | 60" Refrigerated Case LED Strip | Lumen-Equivalent 32-Watt T8 Fixture | Commercial | Turnover | Grocery | FL Zone 2 | Per Unit | 36% | 2434.55 | 2273.56 | 160.9897 | 0.066127 | 8 | 0.024002 | 0.013074 | 0 | Reference source included incremental cost only | 0 | 0 | 55 | Illinois 2018 Statewide TRM, Section 4.5.4 | 0 | 0 | 55 | fixture (5 ft lamp) |  | 55
Equipment | Refrigerated Display Case LED Lighting | 60" Refrigerated Case LED Strip | Lumen-Equivalent 32-Watt T8 Fixture | Commercial | Turnover | Healthcare | FL Zone 2 | Per Unit | 0% | 2434.55 | 2273.56 | 160.9897 | 0.066127 | 8 | 0.020873 | 0.017484 | 0 | Reference source included incremental cost only | 0 | 0 | 55 | Illinois 2018 Statewide TRM, Section 4.5.4 | 0 | 0 | 55 | fixture (5 ft lamp) |  | 55
Equipment | Refrigerated Display Case LED Lighting | 60" Refrigerated Case LED Strip | Lumen-Equivalent 32-Watt T8 Fixture | Commercial | Turnover | Hospitals | FL Zone 2 | Per Unit | 0% | 2434.55 | 2273.56 | 160.9897 | 0.066127 | 8 | 0.020873 | 0.017484 | 0 | Reference source included incremental cost only | 0 | 0 | 55 | Illinois 2018 Statewide TRM, Section 4.5.4 | 0 | 0 | 55 | fixture (5 ft lamp) |  | 55
Equipment | Refrigerated Display Case LED Lighting | 60" Refrigerated Case LED Strip | Lumen-Equivalent 32-Watt T8 Fixture | Commercial | Turnover | Institutional | FL Zone 2 | Per Unit | 0% | 2434.55 | 2273.56 | 160.9897 | 0.066127 | 8 | 0.024002 | 0.013074 | 0 | Reference source included incremental cost only | 0 | 0 | 55 | Illinois 2018 Statewide TRM, Section 4.5.4 | 0 | 0 | 55 | fixture (5 ft lamp) |  | 55
Equipment | Refrigerated Display Case LED Lighting | 60" Refrigerated Case LED Strip | Lumen-Equivalent 32-Watt T8 Fixture | Commercial | Turnover | Lodging/Hospitality | FL Zone 2 | Per Unit | 0% | 2434.55 | 2273.56 | 160.9897 | 0.066127 | 8 | 0.020873 | 0.017484 | 0 | Reference source included incremental cost only | 0 | 0 | 55 | Illinois 2018 Statewide TRM, Section 4.5.4 | 0 | 0 | 55 | fixture (5 ft lamp) |  | 55
Equipment | Refrigerated Display Case LED Lighting | 60" Refrigerated Case LED Strip | Lumen-Equivalent 32-Watt T8 Fixture | Commercial | Turnover | Miscellaneous | FL Zone 2 | Per Unit | 0% | 2434.55 | 2273.56 | 160.9897 | 0.066127 | 8 | 0.024002 | 0.013074 | 0 | Reference source included incremental cost only | 0 | 0 | 55 | Illinois 2018 Statewide TRM, Section 4.5.4 | 0 | 0 | 55 | fixture (5 ft lamp) |  | 55
Equipment | Refrigerated Display Case LED Lighting | 60" Refrigerated Case LED Strip | Lumen-Equivalent 32-Watt T8 Fixture | Commercial | Turnover | Offices | FL Zone 2 | Per Unit | 0% | 2434.55 | 2273.56 | 160.9897 | 0.066127 | 8 | 0.024002 | 0.013074 | 0 | Reference source included incremental cost only | 0 | 0 | 55 | Illinois 2018 Statewide TRM, Section 4.5.4 | 0 | 0 | 55 | fixture (5 ft lamp) |  | 55
Equipment | Refrigerated Display Case LED Lighting | 60" Refrigerated Case LED Strip | Lumen-Equivalent 32-Watt T8 Fixture | Commercial | Turnover | Restaurants | FL Zone 2 | Per Unit | 0% | 2434.55 | 2273.56 | 160.9897 | 0.066127 | 8 | 0.020873 | 0.017484 | 0 | Reference source included incremental cost only | 0 | 0 | 55 | Illinois 2018 Statewide TRM, Section 4.5.4 | 0 | 0 | 55 | fixture (5 ft lamp) |  | 55
Equipment | Refrigerated Display Case LED Lighting | 60" Refrigerated Case LED Strip | Lumen-Equivalent 32-Watt T8 Fixture | Commercial | Turnover | Retail | FL Zone 2 | Per Unit | 0% | 2434.55 | 2273.56 | 160.9897 | 0.066127 | 8 | 0.024002 | 0.013074 | 0 | Reference source included incremental cost only | 0 | 0 | 55 | Illinois 2018 Statewide TRM, Section 4.5.4 | 0 | 0 | 55 | fixture (5 ft lamp) |  | 55
Equipment | Refrigerated Display Case LED Lighting | 60" Refrigerated Case LED Strip | Lumen-Equivalent 32-Watt T8 Fixture | Commercial | Turnover | Schools K-12 | FL Zone 2 | Per Unit | 0% | 2434.55 | 2273.56 | 160.9897 | 0.066127 | 8 | 0.020873 | 0.017484 | 0 | Reference source included incremental cost only | 0 | 0 | 55 | Illinois 2018 Statewide TRM, Section 4.5.4 | 0 | 0 | 55 | fixture (5 ft lamp) |  | 55
Equipment | Refrigerated Display Case LED Lighting | 60" Refrigerated Case LED Strip | Lumen-Equivalent 32-Watt T8 Fixture | Commercial | Turnover | Warehouse | FL Zone 2 | Per Unit | 0% | 2434.55 | 2273.56 | 160.9897 | 0.066127 | 8 | 0.024002 | 0.013074 | 0 | Reference source included incremental cost only | 0 | 0 | 55 | Illinois 2018 Statewide TRM, Section 4.5.4 | 0 | 0 | 55 | fixture (5 ft lamp) |  | 55
Equipment | Refrigerated Display Case LED Lighting | 60" Refrigerated Case LED Strip | Lumen-Equivalent 32-Watt T8 Fixture | Commercial | New | Assembly | FL Zone 2 | Per Unit | 0% | 2434.55 | 2434.55 | 0 | 0 | 8 | 0 | 0 | 0 | Reference source included incremental cost only | 0 | 0 | 55 | Illinois 2018 Statewide TRM, Section 4.5.4 | 0 | 0 | 55 | fixture (5 ft lamp) |  | 55
Equipment | Refrigerated Display Case LED Lighting | 60" Refrigerated Case LED Strip | Lumen-Equivalent 32-Watt T8 Fixture | Commercial | New | College and University | FL Zone 2 | Per Unit | 0% | 2434.55 | 2434.55 | 0 | 0 | 8 | 0 | 0 | 0 | Reference source included incremental cost only | 0 | 0 | 55 | Illinois 2018 Statewide TRM, Section 4.5.4 | 0 | 0 | 55 | fixture (5 ft lamp) |  | 55
Equipment | Refrigerated Display Case LED Lighting | 60" Refrigerated Case LED Strip | Lumen-Equivalent 32-Watt T8 Fixture | Commercial | New | Grocery | FL Zone 2 | Per Unit | 0% | 2434.55 | 2434.55 | 0 | 0 | 8 | 0 | 0 | 0 | Reference source included incremental cost only | 0 | 0 | 55 | Illinois 2018 Statewide TRM, Section 4.5.4 | 0 | 0 | 55 | fixture (5 ft lamp) |  | 55
Equipment | Refrigerated Display Case LED Lighting | 60" Refrigerated Case LED Strip | Lumen-Equivalent 32-Watt T8 Fixture | Commercial | New | Healthcare | FL Zone 2 | Per Unit | 0% | 2434.55 | 2434.55 | 0 | 0 | 8 | 0 | 0 | 0 | Reference source included incremental cost only | 0 | 0 | 55 | Illinois 2018 Statewide TRM, Section 4.5.4 | 0 | 0 | 55 | fixture (5 ft lamp) |  | 55
Equipment | Refrigerated Display Case LED Lighting | 60" Refrigerated Case LED Strip | Lumen-Equivalent 32-Watt T8 Fixture | Commercial | New | Hospitals | FL Zone 2 | Per Unit | 0% | 2434.55 | 2434.55 | 0 | 0 | 8 | 0 | 0 | 0 | Reference source included incremental cost only | 0 | 0 | 55 | Illinois 2018 Statewide TRM, Section 4.5.4 | 0 | 0 | 55 | fixture (5 ft lamp) |  | 55
Equipment | Refrigerated Display Case LED Lighting | 60" Refrigerated Case LED Strip | Lumen-Equivalent 32-Watt T8 Fixture | Commercial | New | Institutional | FL Zone 2 | Per Unit | 0% | 2434.55 | 2434.55 | 0 | 0 | 8 | 0 | 0 | 0 | Reference source included incremental cost only | 0 | 0 | 55 | Illinois 2018 Statewide TRM, Section 4.5.4 | 0 | 0 | 55 | fixture (5 ft lamp) |  | 55
Equipment | Refrigerated Display Case LED Lighting | 60" Refrigerated Case LED Strip | Lumen-Equivalent 32-Watt T8 Fixture | Commercial | New | Lodging/Hospitality | FL Zone 2 | Per Unit | 0% | 2434.55 | 2434.55 | 0 | 0 | 8 | 0 | 0 | 0 | Reference source included incremental cost only | 0 | 0 | 55 | Illinois 2018 Statewide TRM, Section 4.5.4 | 0 | 0 | 55 | fixture (5 ft lamp) |  | 55
Equipment | Refrigerated Display Case LED Lighting | 60" Refrigerated Case LED Strip | Lumen-Equivalent 32-Watt T8 Fixture | Commercial | New | Miscellaneous | FL Zone 2 | Per Unit | 0% | 2434.55 | 2434.55 | 0 | 0 | 8 | 0 | 0 | 0 | Reference source included incremental cost only | 0 | 0 | 55 | Illinois 2018 Statewide TRM, Section 4.5.4 | 0 | 0 | 55 | fixture (5 ft lamp) |  | 55
Equipment | Refrigerated Display Case LED Lighting | 60" Refrigerated Case LED Strip | Lumen-Equivalent 32-Watt T8 Fixture | Commercial | New | Offices | FL Zone 2 | Per Unit | 0% | 2434.55 | 2434.55 | 0 | 0 | 8 | 0 | 0 | 0 | Reference source included incremental cost only | 0 | 0 | 55 | Illinois 2018 Statewide TRM, Section 4.5.4 | 0 | 0 | 55 | fixture (5 ft lamp) |  | 55
Equipment | Refrigerated Display Case LED Lighting | 60" Refrigerated Case LED Strip | Lumen-Equivalent 32-Watt T8 Fixture | Commercial | New | Restaurants | FL Zone 2 | Per Unit | 0% | 2434.55 | 2434.55 | 0 | 0 | 8 | 0 | 0 | 0 | Reference source included incremental cost only | 0 | 0 | 55 | Illinois 2018 Statewide TRM, Section 4.5.4 | 0 | 0 | 55 | fixture (5 ft lamp) |  | 55
Equipment | Refrigerated Display Case LED Lighting | 60" Refrigerated Case LED Strip | Lumen-Equivalent 32-Watt T8 Fixture | Commercial | New | Retail | FL Zone 2 | Per Unit | 0% | 2434.55 | 2434.55 | 0 | 0 | 8 | 0 | 0 | 0 | Reference source included incremental cost only | 0 | 0 | 55 | Illinois 2018 Statewide TRM, Section 4.5.4 | 0 | 0 | 55 | fixture (5 ft lamp) |  | 55
Equipment | Refrigerated Display Case LED Lighting | 60" Refrigerated Case LED Strip | Lumen-Equivalent 32-Watt T8 Fixture | Commercial | New | Schools K-12 | FL Zone 2 | Per Unit | 0% | 2434.55 | 2434.55 | 0 | 0 | 8 | 0 | 0 | 0 | Reference source included incremental cost only | 0 | 0 | 55 | Illinois 2018 Statewide TRM, Section 4.5.4 | 0 | 0 | 55 | fixture (5 ft lamp) |  | 55
Equipment | Refrigerated Display Case LED Lighting | 60" Refrigerated Case LED Strip | Lumen-Equivalent 32-Watt T8 Fixture | Commercial | New | Warehouse | FL Zone 2 | Per Unit | 0% | 2434.55 | 2434.55 | 0 | 0 | 8 | 0 | 0 | 0 | Reference source included incremental cost only | 0 | 0 | 55 | Illinois 2018 Statewide TRM, Section 4.5.4 | 0 | 0 | 55 | fixture (5 ft lamp) |  | 55
Equipment | 10HP Open Drip-Proof(ODP) Motor | High Efficiency 10 HP Open-Drip Proof Motor, 4-Pole, 1800 RPM | 10 HP Open-Drip Proof Motor with EPACT 1992 Efficiency | Commercial | Turnover | Assembly | FL Zone 2 | Per Unit | 30% | 20689.91 | 20466.72 | 223.1921 | 0.010787 | 15 | 0.030596 | 0.007555 | 1475.12 | Minnesota 2016 Statewide TRM, Appendix C | 0 | 0 | 2220.27 | Minnesota 2016 Statewide TRM, Appendix C | 0 | 0 | 745.15 | motor (10 hp) |  | 745.15
Equipment | 10HP Open Drip-Proof(ODP) Motor | High Efficiency 10 HP Open-Drip Proof Motor, 4-Pole, 1800 RPM | 10 HP Open-Drip Proof Motor with EPACT 1992 Efficiency | Commercial | Turnover | College and University | FL Zone 2 | Per Unit | 30% | 20689.91 | 20466.72 | 223.1921 | 0.010787 | 15 | 0.028938 | 0.024239 | 1475.12 | Minnesota 2016 Statewide TRM, Appendix C | 0 | 0 | 2220.27 | Minnesota 2016 Statewide TRM, Appendix C | 0 | 0 | 745.15 | motor (10 hp) |  | 745.15
Equipment | 10HP Open Drip-Proof(ODP) Motor | High Efficiency 10 HP Open-Drip Proof Motor, 4-Pole, 1800 RPM | 10 HP Open-Drip Proof Motor with EPACT 1992 Efficiency | Commercial | Turnover | Grocery | FL Zone 2 | Per Unit | 30% | 20689.91 | 20466.72 | 223.1921 | 0.010787 | 15 | 0.030596 | 0.007555 | 1475.12 | Minnesota 2016 Statewide TRM, Appendix C | 0 | 0 | 2220.27 | Minnesota 2016 Statewide TRM, Appendix C | 0 | 0 | 745.15 | motor (10 hp) |  | 745.15
Equipment | 10HP Open Drip-Proof(ODP) Motor | High Efficiency 10 HP Open-Drip Proof Motor, 4-Pole, 1800 RPM | 10 HP Open-Drip Proof Motor with EPACT 1992 Efficiency | Commercial | Turnover | Healthcare | FL Zone 2 | Per Unit | 30% | 20689.91 | 20466.72 | 223.1921 | 0.010787 | 15 | 0.028938 | 0.024239 | 1475.12 | Minnesota 2016 Statewide TRM, Appendix C | 0 | 0 | 2220.27 | Minnesota 2016 Statewide TRM, Appendix C | 0 | 0 | 745.15 | motor (10 hp) |  | 745.15
Equipment | 10HP Open Drip-Proof(ODP) Motor | High Efficiency 10 HP Open-Drip Proof Motor, 4-Pole, 1800 RPM | 10 HP Open-Drip Proof Motor with EPACT 1992 Efficiency | Commercial | Turnover | Hospitals | FL Zone 2 | Per Unit | 30% | 20689.91 | 20466.72 | 223.1921 | 0.010787 | 15 | 0.028938 | 0.024239 | 1475.12 | Minnesota 2016 Statewide TRM, Appendix C | 0 | 0 | 2220.27 | Minnesota 2016 Statewide TRM, Appendix C | 0 | 0 | 745.15 | motor (10 hp) |  | 745.15
Equipment | 10HP Open Drip-Proof(ODP) Motor | High Efficiency 10 HP Open-Drip Proof Motor, 4-Pole, 1800 RPM | 10 HP Open-Drip Proof Motor with EPACT 1992 Efficiency | Commercial | Turnover | Institutional | FL Zone 2 | Per Unit | 0% | 20689.91 | 20466.72 | 223.1921 | 0.010787 | 15 | 0.030596 | 0.007555 | 1475.12 | Minnesota 2016 Statewide TRM, Appendix C | 0 | 0 | 2220.27 | Minnesota 2016 Statewide TRM, Appendix C | 0 | 0 | 745.15 | motor (10 hp) |  | 745.15
Equipment | 10HP Open Drip-Proof(ODP) Motor | High Efficiency 10 HP Open-Drip Proof Motor, 4-Pole, 1800 RPM | 10 HP Open-Drip Proof Motor with EPACT 1992 Efficiency | Commercial | Turnover | Lodging/Hospitality | FL Zone 2 | Per Unit | 30% | 20689.91 | 20466.72 | 223.1921 | 0.010787 | 15 | 0.028938 | 0.024239 | 1475.12 | Minnesota 2016 Statewide TRM, Appendix C | 0 | 0 | 2220.27 | Minnesota 2016 Statewide TRM, Appendix C | 0 | 0 | 745.15 | motor (10 hp) |  | 745.15
Equipment | 10HP Open Drip-Proof(ODP) Motor | High Efficiency 10 HP Open-Drip Proof Motor, 4-Pole, 1800 RPM | 10 HP Open-Drip Proof Motor with EPACT 1992 Efficiency | Commercial | Turnover | Miscellaneous | FL Zone 2 | Per Unit | 0% | 20689.91 | 20466.72 | 223.1921 | 0.010787 | 15 | 0.030596 | 0.007555 | 1475.12 | Minnesota 2016 Statewide TRM, Appendix C | 0 | 0 | 2220.27 | Minnesota 2016 Statewide TRM, Appendix C | 0 | 0 | 745.15 | motor (10 hp) |  | 745.15
Equipment | 10HP Open Drip-Proof(ODP) Motor | High Efficiency 10 HP Open-Drip Proof Motor, 4-Pole, 1800 RPM | 10 HP Open-Drip Proof Motor with EPACT 1992 Efficiency | Commercial | Turnover | Offices | FL Zone 2 | Per Unit | 0% | 20689.91 | 20466.72 | 223.1921 | 0.010787 | 15 | 0.030596 | 0.007555 | 1475.12 | Minnesota 2016 Statewide TRM, Appendix C | 0 | 0 | 2220.27 | Minnesota 2016 Statewide TRM, Appendix C | 0 | 0 | 745.15 | motor (10 hp) |  | 745.15
Equipment | 10HP Open Drip-Proof(ODP) Motor | High Efficiency 10 HP Open-Drip Proof Motor, 4-Pole, 1800 RPM | 10 HP Open-Drip Proof Motor with EPACT 1992 Efficiency | Commercial | Turnover | Restaurants | FL Zone 2 | Per Unit | 30% | 20689.91 | 20466.72 | 223.1921 | 0.010787 | 15 | 0.028938 | 0.024239 | 1475.12 | Minnesota 2016 Statewide TRM, Appendix C | 0 | 0 | 2220.27 | Minnesota 2016 Statewide TRM, Appendix C | 0 | 0 | 745.15 | motor (10 hp) |  | 745.15
Equipment | 10HP Open Drip-Proof(ODP) Motor | High Efficiency 10 HP Open-Drip Proof Motor, 4-Pole, 1800 RPM | 10 HP Open-Drip Proof Motor with EPACT 1992 Efficiency | Commercial | Turnover | Retail | FL Zone 2 | Per Unit | 30% | 20689.91 | 20466.72 | 223.1921 | 0.010787 | 15 | 0.030596 | 0.007555 | 1475.12 | Minnesota 2016 Statewide TRM, Appendix C | 0 | 0 | 2220.27 | Minnesota 2016 Statewide TRM, Appendix C | 0 | 0 | 745.15 | motor (10 hp) |  | 745.15
Equipment | 10HP Open Drip-Proof(ODP) Motor | High Efficiency 10 HP Open-Drip Proof Motor, 4-Pole, 1800 RPM | 10 HP Open-Drip Proof Motor with EPACT 1992 Efficiency | Commercial | Turnover | Schools K-12 | FL Zone 2 | Per Unit | 30% | 20689.91 | 20466.72 | 223.1921 | 0.010787 | 15 | 0.028938 | 0.024239 | 1475.12 | Minnesota 2016 Statewide TRM, Appendix C | 0 | 0 | 2220.27 | Minnesota 2016 Statewide TRM, Appendix C | 0 | 0 | 745.15 | motor (10 hp) |  | 745.15
Equipment | 10HP Open Drip-Proof(ODP) Motor | High Efficiency 10 HP Open-Drip Proof Motor, 4-Pole, 1800 RPM | 10 HP Open-Drip Proof Motor with EPACT 1992 Efficiency | Commercial | Turnover | Warehouse | FL Zone 2 | Per Unit | 0% | 20689.91 | 20466.72 | 223.1921 | 0.010787 | 15 | 0.030596 | 0.007555 | 1475.12 | Minnesota 2016 Statewide TRM, Appendix C | 0 | 0 | 2220.27 | Minnesota 2016 Statewide TRM, Appendix C | 0 | 0 | 745.15 | motor (10 hp) |  | 745.15
Equipment | 10HP Open Drip-Proof(ODP) Motor | High Efficiency 10 HP Open-Drip Proof Motor, 4-Pole, 1800 RPM | 10 HP Open-Drip Proof Motor with EPACT 1992 Efficiency | Commercial | New | Assembly | FL Zone 2 | Per Unit | 37% | 20689.91 | 20466.72 | 223.1921 | 0.010787 | 15 | 0.030596 | 0.007555 | 1475.12 | Minnesota 2016 Statewide TRM, Appendix C | 0 | 0 | 2220.27 | Minnesota 2016 Statewide TRM, Appendix C | 0 | 0 | 745.15 | motor (10 hp) |  | 745.15
Equipment | 10HP Open Drip-Proof(ODP) Motor | High Efficiency 10 HP Open-Drip Proof Motor, 4-Pole, 1800 RPM | 10 HP Open-Drip Proof Motor with EPACT 1992 Efficiency | Commercial | New | College and University | FL Zone 2 | Per Unit | 37% | 20689.91 | 20466.72 | 223.1921 | 0.010787 | 15 | 0.028938 | 0.024239 | 1475.12 | Minnesota 2016 Statewide TRM, Appendix C | 0 | 0 | 2220.27 | Minnesota 2016 Statewide TRM, Appendix C | 0 | 0 | 745.15 | motor (10 hp) |  | 745.15
Equipment | 10HP Open Drip-Proof(ODP) Motor | High Efficiency 10 HP Open-Drip Proof Motor, 4-Pole, 1800 RPM | 10 HP Open-Drip Proof Motor with EPACT 1992 Efficiency | Commercial | New | Grocery | FL Zone 2 | Per Unit | 37% | 20689.91 | 20466.72 | 223.1921 | 0.010787 | 15 | 0.030596 | 0.007555 | 1475.12 | Minnesota 2016 Statewide TRM, Appendix C | 0 | 0 | 2220.27 | Minnesota 2016 Statewide TRM, Appendix C | 0 | 0 | 745.15 | motor (10 hp) |  | 745.15
Equipment | 10HP Open Drip-Proof(ODP) Motor | High Efficiency 10 HP Open-Drip Proof Motor, 4-Pole, 1800 RPM | 10 HP Open-Drip Proof Motor with EPACT 1992 Efficiency | Commercial | New | Healthcare | FL Zone 2 | Per Unit | 37% | 20689.91 | 20466.72 | 223.1921 | 0.010787 | 15 | 0.028938 | 0.024239 | 1475.12 | Minnesota 2016 Statewide TRM, Appendix C | 0 | 0 | 2220.27 | Minnesota 2016 Statewide TRM, Appendix C | 0 | 0 | 745.15 | motor (10 hp) |  | 745.15
Equipment | 10HP Open Drip-Proof(ODP) Motor | High Efficiency 10 HP Open-Drip Proof Motor, 4-Pole, 1800 RPM | 10 HP Open-Drip Proof Motor with EPACT 1992 Efficiency | Commercial | New | Hospitals | FL Zone 2 | Per Unit | 37% | 20689.91 | 20466.72 | 223.1921 | 0.010787 | 15 | 0.028938 | 0.024239 | 1475.12 | Minnesota 2016 Statewide TRM, Appendix C | 0 | 0 | 2220.27 | Minnesota 2016 Statewide TRM, Appendix C | 0 | 0 | 745.15 | motor (10 hp) |  | 745.15
Equipment | 10HP Open Drip-Proof(ODP) Motor | High Efficiency 10 HP Open-Drip Proof Motor, 4-Pole, 1800 RPM | 10 HP Open-Drip Proof Motor with EPACT 1992 Efficiency | Commercial | New | Institutional | FL Zone 2 | Per Unit | 0% | 20689.91 | 20466.72 | 223.1921 | 0.010787 | 15 | 0.030596 | 0.007555 | 1475.12 | Minnesota 2016 Statewide TRM, Appendix C | 0 | 0 | 2220.27 | Minnesota 2016 Statewide TRM, Appendix C | 0 | 0 | 745.15 | motor (10 hp) |  | 745.15
Equipment | 10HP Open Drip-Proof(ODP) Motor | High Efficiency 10 HP Open-Drip Proof Motor, 4-Pole, 1800 RPM | 10 HP Open-Drip Proof Motor with EPACT 1992 Efficiency | Commercial | New | Lodging/Hospitality | FL Zone 2 | Per Unit | 37% | 20689.91 | 20466.72 | 223.1921 | 0.010787 | 15 | 0.028938 | 0.024239 | 1475.12 | Minnesota 2016 Statewide TRM, Appendix C | 0 | 0 | 2220.27 | Minnesota 2016 Statewide TRM, Appendix C | 0 | 0 | 745.15 | motor (10 hp) |  | 745.15
Equipment | 10HP Open Drip-Proof(ODP) Motor | High Efficiency 10 HP Open-Drip Proof Motor, 4-Pole, 1800 RPM | 10 HP Open-Drip Proof Motor with EPACT 1992 Efficiency | Commercial | New | Miscellaneous | FL Zone 2 | Per Unit | 0% | 20689.91 | 20466.72 | 223.1921 | 0.010787 | 15 | 0.030596 | 0.007555 | 1475.12 | Minnesota 2016 Statewide TRM, Appendix C | 0 | 0 | 2220.27 | Minnesota 2016 Statewide TRM, Appendix C | 0 | 0 | 745.15 | motor (10 hp) |  | 745.15
Equipment | 10HP Open Drip-Proof(ODP) Motor | High Efficiency 10 HP Open-Drip Proof Motor, 4-Pole, 1800 RPM | 10 HP Open-Drip Proof Motor with EPACT 1992 Efficiency | Commercial | New | Offices | FL Zone 2 | Per Unit | 0% | 20689.91 | 20466.72 | 223.1921 | 0.010787 | 15 | 0.030596 | 0.007555 | 1475.12 | Minnesota 2016 Statewide TRM, Appendix C | 0 | 0 | 2220.27 | Minnesota 2016 Statewide TRM, Appendix C | 0 | 0 | 745.15 | motor (10 hp) |  | 745.15
Equipment | 10HP Open Drip-Proof(ODP) Motor | High Efficiency 10 HP Open-Drip Proof Motor, 4-Pole, 1800 RPM | 10 HP Open-Drip Proof Motor with EPACT 1992 Efficiency | Commercial | New | Restaurants | FL Zone 2 | Per Unit | 37% | 20689.91 | 20466.72 | 223.1921 | 0.010787 | 15 | 0.028938 | 0.024239 | 1475.12 | Minnesota 2016 Statewide TRM, Appendix C | 0 | 0 | 2220.27 | Minnesota 2016 Statewide TRM, Appendix C | 0 | 0 | 745.15 | motor (10 hp) |  | 745.15
Equipment | 10HP Open Drip-Proof(ODP) Motor | High Efficiency 10 HP Open-Drip Proof Motor, 4-Pole, 1800 RPM | 10 HP Open-Drip Proof Motor with EPACT 1992 Efficiency | Commercial | New | Retail | FL Zone 2 | Per Unit | 37% | 20689.91 | 20466.72 | 223.1921 | 0.010787 | 15 | 0.030596 | 0.007555 | 1475.12 | Minnesota 2016 Statewide TRM, Appendix C | 0 | 0 | 2220.27 | Minnesota 2016 Statewide TRM, Appendix C | 0 | 0 | 745.15 | motor (10 hp) |  | 745.15
Equipment | 10HP Open Drip-Proof(ODP) Motor | High Efficiency 10 HP Open-Drip Proof Motor, 4-Pole, 1800 RPM | 10 HP Open-Drip Proof Motor with EPACT 1992 Efficiency | Commercial | New | Schools K-12 | FL Zone 2 | Per Unit | 37% | 20689.91 | 20466.72 | 223.1921 | 0.010787 | 15 | 0.028938 | 0.024239 | 1475.12 | Minnesota 2016 Statewide TRM, Appendix C | 0 | 0 | 2220.27 | Minnesota 2016 Statewide TRM, Appendix C | 0 | 0 | 745.15 | motor (10 hp) |  | 745.15
Equipment | 10HP Open Drip-Proof(ODP) Motor | High Efficiency 10 HP Open-Drip Proof Motor, 4-Pole, 1800 RPM | 10 HP Open-Drip Proof Motor with EPACT 1992 Efficiency | Commercial | New | Warehouse | FL Zone 2 | Per Unit | 0% | 20689.91 | 20466.72 | 223.1921 | 0.010787 | 15 | 0.030596 | 0.007555 | 1475.12 | Minnesota 2016 Statewide TRM, Appendix C | 0 | 0 | 2220.27 | Minnesota 2016 Statewide TRM, Appendix C | 0 | 0 | 745.15 | motor (10 hp) |  | 745.15
Equipment | High Speed Fans | High Speed Fan, 24" - 35" Blade Diameter | Standard Speed Fan, 24" - 35" Blade Diameter | Commercial | Turnover | Assembly | FL Zone 2 | Per Unit | 12% | 4629.178 | 4120.616 | 508.5618 | 0.10986 | 7 | 0.070783 | 0.006484 | 0 | Reference source included incremental cost only | 0 | 0 | 150 | Illinois 2018 Statewide TRM, Section 4.1.3 | 0 | 0 | 150 | fan |  | 150
Equipment | High Speed Fans | High Speed Fan, 24" - 35" Blade Diameter | Standard Speed Fan, 24" - 35" Blade Diameter | Commercial | Turnover | College and University | FL Zone 2 | Per Unit | 11% | 4629.178 | 4120.616 | 508.5618 | 0.10986 | 7 | 0.065938 | 0.055231 | 0 | Reference source included incremental cost only | 0 | 0 | 150 | Illinois 2018 Statewide TRM, Section 4.1.3 | 0 | 0 | 150 | fan |  | 150
Equipment | High Speed Fans | High Speed Fan, 24" - 35" Blade Diameter | Standard Speed Fan, 24" - 35" Blade Diameter | Commercial | Turnover | Grocery | FL Zone 2 | Per Unit | 9% | 4629.178 | 4120.616 | 508.5618 | 0.10986 | 7 | 0.070783 | 0.006484 | 0 | Reference source included incremental cost only | 0 | 0 | 150 | Illinois 2018 Statewide TRM, Section 4.1.3 | 0 | 0 | 150 | fan |  | 150
Equipment | High Speed Fans | High Speed Fan, 24" - 35" Blade Diameter | Standard Speed Fan, 24" - 35" Blade Diameter | Commercial | Turnover | Healthcare | FL Zone 2 | Per Unit | 11% | 4629.178 | 4120.616 | 508.5618 | 0.10986 | 7 | 0.065938 | 0.055231 | 0 | Reference source included incremental cost only | 0 | 0 | 150 | Illinois 2018 Statewide TRM, Section 4.1.3 | 0 | 0 | 150 | fan |  | 150
Equipment | High Speed Fans | High Speed Fan, 24" - 35" Blade Diameter | Standard Speed Fan, 24" - 35" Blade Diameter | Commercial | Turnover | Hospitals | FL Zone 2 | Per Unit | 12% | 4629.178 | 4120.616 | 508.5618 | 0.10986 | 7 | 0.065938 | 0.055231 | 0 | Reference source included incremental cost only | 0 | 0 | 150 | Illinois 2018 Statewide TRM, Section 4.1.3 | 0 | 0 | 150 | fan |  | 150
Equipment | High Speed Fans | High Speed Fan, 24" - 35" Blade Diameter | Standard Speed Fan, 24" - 35" Blade Diameter | Commercial | Turnover | Institutional | FL Zone 2 | Per Unit | 18% | 4629.178 | 4120.616 | 508.5618 | 0.10986 | 7 | 0.070783 | 0.006484 | 0 | Reference source included incremental cost only | 0 | 0 | 150 | Illinois 2018 Statewide TRM, Section 4.1.3 | 0 | 0 | 150 | fan |  | 150
Equipment | High Speed Fans | High Speed Fan, 24" - 35" Blade Diameter | Standard Speed Fan, 24" - 35" Blade Diameter | Commercial | Turnover | Lodging/Hospitality | FL Zone 2 | Per Unit | 14% | 4629.178 | 4120.616 | 508.5618 | 0.10986 | 7 | 0.065938 | 0.055231 | 0 | Reference source included incremental cost only | 0 | 0 | 150 | Illinois 2018 Statewide TRM, Section 4.1.3 | 0 | 0 | 150 | fan |  | 150
Equipment | High Speed Fans | High Speed Fan, 24" - 35" Blade Diameter | Standard Speed Fan, 24" - 35" Blade Diameter | Commercial | Turnover | Miscellaneous | FL Zone 2 | Per Unit | 14% | 4629.178 | 4120.616 | 508.5618 | 0.10986 | 7 | 0.070783 | 0.006484 | 0 | Reference source included incremental cost only | 0 | 0 | 150 | Illinois 2018 Statewide TRM, Section 4.1.3 | 0 | 0 | 150 | fan |  | 150
Equipment | High Speed Fans | High Speed Fan, 24" - 35" Blade Diameter | Standard Speed Fan, 24" - 35" Blade Diameter | Commercial | Turnover | Offices | FL Zone 2 | Per Unit | 12% | 4629.178 | 4120.616 | 508.5618 | 0.10986 | 7 | 0.070783 | 0.006484 | 0 | Reference source included incremental cost only | 0 | 0 | 150 | Illinois 2018 Statewide TRM, Section 4.1.3 | 0 | 0 | 150 | fan |  | 150
Equipment | High Speed Fans | High Speed Fan, 24" - 35" Blade Diameter | Standard Speed Fan, 24" - 35" Blade Diameter | Commercial | Turnover | Restaurants | FL Zone 2 | Per Unit | 14% | 4629.178 | 4120.616 | 508.5618 | 0.10986 | 7 | 0.065938 | 0.055231 | 0 | Reference source included incremental cost only | 0 | 0 | 150 | Illinois 2018 Statewide TRM, Section 4.1.3 | 0 | 0 | 150 | fan |  | 150
Equipment | High Speed Fans | High Speed Fan, 24" - 35" Blade Diameter | Standard Speed Fan, 24" - 35" Blade Diameter | Commercial | Turnover | Retail | FL Zone 2 | Per Unit | 11% | 4629.178 | 4120.616 | 508.5618 | 0.10986 | 7 | 0.070783 | 0.006484 | 0 | Reference source included incremental cost only | 0 | 0 | 150 | Illinois 2018 Statewide TRM, Section 4.1.3 | 0 | 0 | 150 | fan |  | 150
Equipment | High Speed Fans | High Speed Fan, 24" - 35" Blade Diameter | Standard Speed Fan, 24" - 35" Blade Diameter | Commercial | Turnover | Schools K-12 | FL Zone 2 | Per Unit | 11% | 4629.178 | 4120.616 | 508.5618 | 0.10986 | 7 | 0.065938 | 0.055231 | 0 | Reference source included incremental cost only | 0 | 0 | 150 | Illinois 2018 Statewide TRM, Section 4.1.3 | 0 | 0 | 150 | fan |  | 150
Equipment | High Speed Fans | High Speed Fan, 24" - 35" Blade Diameter | Standard Speed Fan, 24" - 35" Blade Diameter | Commercial | Turnover | Warehouse | FL Zone 2 | Per Unit | 14% | 4629.178 | 4120.616 | 508.5618 | 0.10986 | 7 | 0.070783 | 0.006484 | 0 | Reference source included incremental cost only | 0 | 0 | 150 | Illinois 2018 Statewide TRM, Section 4.1.3 | 0 | 0 | 150 | fan |  | 150
Equipment | High Speed Fans | High Speed Fan, 24" - 35" Blade Diameter | Standard Speed Fan, 24" - 35" Blade Diameter | Commercial | New | Assembly | FL Zone 2 | Per Unit | 12% | 4629.178 | 4120.616 | 508.5618 | 0.10986 | 7 | 0.070783 | 0.006484 | 0 | Reference source included incremental cost only | 0 | 0 | 150 | Illinois 2018 Statewide TRM, Section 4.1.3 | 0 | 0 | 150 | fan |  | 150
Equipment | High Speed Fans | High Speed Fan, 24" - 35" Blade Diameter | Standard Speed Fan, 24" - 35" Blade Diameter | Commercial | New | College and University | FL Zone 2 | Per Unit | 11% | 4629.178 | 4120.616 | 508.5618 | 0.10986 | 7 | 0.065938 | 0.055231 | 0 | Reference source included incremental cost only | 0 | 0 | 150 | Illinois 2018 Statewide TRM, Section 4.1.3 | 0 | 0 | 150 | fan |  | 150
Equipment | High Speed Fans | High Speed Fan, 24" - 35" Blade Diameter | Standard Speed Fan, 24" - 35" Blade Diameter | Commercial | New | Grocery | FL Zone 2 | Per Unit | 9% | 4629.178 | 4120.616 | 508.5618 | 0.10986 | 7 | 0.070783 | 0.006484 | 0 | Reference source included incremental cost only | 0 | 0 | 150 | Illinois 2018 Statewide TRM, Section 4.1.3 | 0 | 0 | 150 | fan |  | 150
Equipment | High Speed Fans | High Speed Fan, 24" - 35" Blade Diameter | Standard Speed Fan, 24" - 35" Blade Diameter | Commercial | New | Healthcare | FL Zone 2 | Per Unit | 11% | 4629.178 | 4120.616 | 508.5618 | 0.10986 | 7 | 0.065938 | 0.055231 | 0 | Reference source included incremental cost only | 0 | 0 | 150 | Illinois 2018 Statewide TRM, Section 4.1.3 | 0 | 0 | 150 | fan |  | 150
Equipment | High Speed Fans | High Speed Fan, 24" - 35" Blade Diameter | Standard Speed Fan, 24" - 35" Blade Diameter | Commercial | New | Hospitals | FL Zone 2 | Per Unit | 12% | 4629.178 | 4120.616 | 508.5618 | 0.10986 | 7 | 0.065938 | 0.055231 | 0 | Reference source included incremental cost only | 0 | 0 | 150 | Illinois 2018 Statewide TRM, Section 4.1.3 | 0 | 0 | 150 | fan |  | 150
Equipment | High Speed Fans | High Speed Fan, 24" - 35" Blade Diameter | Standard Speed Fan, 24" - 35" Blade Diameter | Commercial | New | Institutional | FL Zone 2 | Per Unit | 18% | 4629.178 | 4120.616 | 508.5618 | 0.10986 | 7 | 0.070783 | 0.006484 | 0 | Reference source included incremental cost only | 0 | 0 | 150 | Illinois 2018 Statewide TRM, Section 4.1.3 | 0 | 0 | 150 | fan |  | 150
Equipment | High Speed Fans | High Speed Fan, 24" - 35" Blade Diameter | Standard Speed Fan, 24" - 35" Blade Diameter | Commercial | New | Lodging/Hospitality | FL Zone 2 | Per Unit | 14% | 4629.178 | 4120.616 | 508.5618 | 0.10986 | 7 | 0.065938 | 0.055231 | 0 | Reference source included incremental cost only | 0 | 0 | 150 | Illinois 2018 Statewide TRM, Section 4.1.3 | 0 | 0 | 150 | fan |  | 150
Equipment | High Speed Fans | High Speed Fan, 24" - 35" Blade Diameter | Standard Speed Fan, 24" - 35" Blade Diameter | Commercial | New | Miscellaneous | FL Zone 2 | Per Unit | 14% | 4629.178 | 4120.616 | 508.5618 | 0.10986 | 7 | 0.070783 | 0.006484 | 0 | Reference source included incremental cost only | 0 | 0 | 150 | Illinois 2018 Statewide TRM, Section 4.1.3 | 0 | 0 | 150 | fan |  | 150
Equipment | High Speed Fans | High Speed Fan, 24" - 35" Blade Diameter | Standard Speed Fan, 24" - 35" Blade Diameter | Commercial | New | Offices | FL Zone 2 | Per Unit | 12% | 4629.178 | 4120.616 | 508.5618 | 0.10986 | 7 | 0.070783 | 0.006484 | 0 | Reference source included incremental cost only | 0 | 0 | 150 | Illinois 2018 Statewide TRM, Section 4.1.3 | 0 | 0 | 150 | fan |  | 150
Equipment | High Speed Fans | High Speed Fan, 24" - 35" Blade Diameter | Standard Speed Fan, 24" - 35" Blade Diameter | Commercial | New | Restaurants | FL Zone 2 | Per Unit | 14% | 4629.178 | 4120.616 | 508.5618 | 0.10986 | 7 | 0.065938 | 0.055231 | 0 | Reference source included incremental cost only | 0 | 0 | 150 | Illinois 2018 Statewide TRM, Section 4.1.3 | 0 | 0 | 150 | fan |  | 150
Equipment | High Speed Fans | High Speed Fan, 24" - 35" Blade Diameter | Standard Speed Fan, 24" - 35" Blade Diameter | Commercial | New | Retail | FL Zone 2 | Per Unit | 11% | 4629.178 | 4120.616 | 508.5618 | 0.10986 | 7 | 0.070783 | 0.006484 | 0 | Reference source included incremental cost only | 0 | 0 | 150 | Illinois 2018 Statewide TRM, Section 4.1.3 | 0 | 0 | 150 | fan |  | 150
Equipment | High Speed Fans | High Speed Fan, 24" - 35" Blade Diameter | Standard Speed Fan, 24" - 35" Blade Diameter | Commercial | New | Schools K-12 | FL Zone 2 | Per Unit | 11% | 4629.178 | 4120.616 | 508.5618 | 0.10986 | 7 | 0.065938 | 0.055231 | 0 | Reference source included incremental cost only | 0 | 0 | 150 | Illinois 2018 Statewide TRM, Section 4.1.3 | 0 | 0 | 150 | fan |  | 150
Equipment | High Speed Fans | High Speed Fan, 24" - 35" Blade Diameter | Standard Speed Fan, 24" - 35" Blade Diameter | Commercial | New | Warehouse | FL Zone 2 | Per Unit | 14% | 4629.178 | 4120.616 | 508.5618 | 0.10986 | 7 | 0.070783 | 0.006484 | 0 | Reference source included incremental cost only | 0 | 0 | 150 | Illinois 2018 Statewide TRM, Section 4.1.3 | 0 | 0 | 150 | fan |  | 150
Nonequipment | Drain Water Heat Recovery | Hot Water Loop with 50 Gallon Electric Resistance Heater and Drain Water Heat Exchanger | Standard Hot Water Loop with 50 Gallon Electric Resistance Heater, No Drain Water Heat Recovery | Commercial | Existing | Assembly | FL Zone 2 | Per End Use Consumption | 3% | 7518.698 | 6595.949 | 922.7493 | 0.12273 | 15 | 0.22336 | 0.10621 | 0 | No equipment cost | 0 | 0 | 7592 | M2P4-60 http://gfxtechnology.com/contents.html Plus 2 Days Plumbers and 3 days Technician | 0 | 0 | 7592 | system | 1 | 7592
Nonequipment | Drain Water Heat Recovery | Hot Water Loop with 50 Gallon Electric Resistance Heater and Drain Water Heat Exchanger | Standard Hot Water Loop with 50 Gallon Electric Resistance Heater, No Drain Water Heat Recovery | Commercial | Existing | College and University | FL Zone 2 | Per End Use Consumption | 3% | 172930 | 151706.8 | 21223.23 | 0.12273 | 15 | 2.1673 | 4.8102 | 0 | No equipment cost | 0 | 0 | 7592 | M2P4-60 http://gfxtechnology.com/contents.html Plus 2 Days Plumbers and 3 days Technician | 0 | 0 | 7592 | system | 10 | 75920
Nonequipment | Drain Water Heat Recovery | Hot Water Loop with 50 Gallon Electric Resistance Heater and Drain Water Heat Exchanger | Standard Hot Water Loop with 50 Gallon Electric Resistance Heater, No Drain Water Heat Recovery | Commercial | Existing | Grocery | FL Zone 2 | Per End Use Consumption | 3% | 15037.4 | 13191.9 | 1845.499 | 0.12273 | 15 | 0.11154 | 0.77467 | 0 | No equipment cost | 0 | 0 | 7592 | M2P4-60 http://gfxtechnology.com/contents.html Plus 2 Days Plumbers and 3 days Technician | 0 | 0 | 7592 | system | 1 | 7592
Nonequipment | Drain Water Heat Recovery | Hot Water Loop with 50 Gallon Electric Resistance Heater and Drain Water Heat Exchanger | Standard Hot Water Loop with 50 Gallon Electric Resistance Heater, No Drain Water Heat Recovery | Commercial | Existing | Healthcare | FL Zone 2 | Per End Use Consumption | 3% | 10024.93 | 8794.598 | 1230.332 | 0.12273 | 15 | 0.29781 | 0.14162 | 0 | No equipment cost | 0 | 0 | 7592 | M2P4-60 http://gfxtechnology.com/contents.html Plus 2 Days Plumbers and 3 days Technician | 0 | 0 | 7592 | system | 1 | 7592
Nonequipment | Drain Water Heat Recovery | Hot Water Loop with 50 Gallon Electric Resistance Heater and Drain Water Heat Exchanger | Standard Hot Water Loop with 50 Gallon Electric Resistance Heater, No Drain Water Heat Recovery | Commercial | Existing | Hospitals | FL Zone 2 | Per End Use Consumption | 3% | 303254.1 | 266036.6 | 37217.55 | 0.12273 | 15 | 3.8005 | 8.4354 | 0 | No equipment cost | 0 | 0 | 7592 | M2P4-60 http://gfxtechnology.com/contents.html Plus 2 Days Plumbers and 3 days Technician | 0 | 0 | 7592 | system | 15 | 113880
Nonequipment | Drain Water Heat Recovery | Hot Water Loop with 50 Gallon Electric Resistance Heater and Drain Water Heat Exchanger | Standard Hot Water Loop with 50 Gallon Electric Resistance Heater, No Drain Water Heat Recovery | Commercial | Existing | Institutional | FL Zone 2 | Per End Use Consumption | 3% | 601495.8 | 527675.9 | 73819.94 | 0.12273 | 15 | 17.8685 | 8.497 | 0 | No equipment cost | 0 | 0 | 7592 | M2P4-60 http://gfxtechnology.com/contents.html Plus 2 Days Plumbers and 3 days Technician | 0 | 0 | 7592 | system | 25 | 189800
Nonequipment | Drain Water Heat Recovery | Hot Water Loop with 50 Gallon Electric Resistance Heater and Drain Water Heat Exchanger | Standard Hot Water Loop with 50 Gallon Electric Resistance Heater, No Drain Water Heat Recovery | Commercial | Existing | Lodging/Hospitality | FL Zone 2 | Per End Use Consumption | 3% | 72179.5 | 63321.11 | 8858.393 | 0.12273 | 15 | 0.53539 | 3.7184 | 0 | No equipment cost | 0 | 0 | 7592 | M2P4-60 http://gfxtechnology.com/contents.html Plus 2 Days Plumbers and 3 days Technician | 0 | 0 | 7592 | system | 3 | 22776
Nonequipment | Drain Water Heat Recovery | Hot Water Loop with 50 Gallon Electric Resistance Heater and Drain Water Heat Exchanger | Standard Hot Water Loop with 50 Gallon Electric Resistance Heater, No Drain Water Heat Recovery | Commercial | Existing | Miscellaneous | FL Zone 2 | Per End Use Consumption | 3% | 451121.9 | 395756.9 | 55364.96 | 0.12273 | 15 | 13.4014 | 6.3728 | 0 | No equipment cost | 0 | 0 | 7592 | M2P4-60 http://gfxtechnology.com/contents.html Plus 2 Days Plumbers and 3 days Technician | 0 | 0 | 7592 | system | 20 | 151840
Nonequipment | Drain Water Heat Recovery | Hot Water Loop with 50 Gallon Electric Resistance Heater and Drain Water Heat Exchanger | Standard Hot Water Loop with 50 Gallon Electric Resistance Heater, No Drain Water Heat Recovery | Commercial | Existing | Offices | FL Zone 2 | Per End Use Consumption | 3% | 62655.81 | 54966.24 | 7689.577 | 0.12273 | 15 | 1.8613 | 0.88511 | 0 | No equipment cost | 0 | 0 | 7592 | M2P4-60 http://gfxtechnology.com/contents.html Plus 2 Days Plumbers and 3 days Technician | 0 | 0 | 7592 | system | 3 | 22776
Nonequipment | Drain Water Heat Recovery | Hot Water Loop with 50 Gallon Electric Resistance Heater and Drain Water Heat Exchanger | Standard Hot Water Loop with 50 Gallon Electric Resistance Heater, No Drain Water Heat Recovery | Commercial | Existing | Restaurants | FL Zone 2 | Per End Use Consumption | 3% | 25062.33 | 21986.5 | 3075.831 | 0.12273 | 15 | 0.1859 | 1.2911 | 0 | No equipment cost | 0 | 0 | 7592 | M2P4-60 http://gfxtechnology.com/contents.html Plus 2 Days Plumbers and 3 days Technician | 0 | 0 | 7592 | system | 2 | 15184
Nonequipment | Drain Water Heat Recovery | Hot Water Loop with 50 Gallon Electric Resistance Heater and Drain Water Heat Exchanger | Standard Hot Water Loop with 50 Gallon Electric Resistance Heater, No Drain Water Heat Recovery | Commercial | Existing | Retail | FL Zone 2 | Per End Use Consumption | 3% | 44661.06 | 39179.93 | 5481.131 | 0.12273 | 15 | 0.33127 | 2.3008 | 0 | No equipment cost | 0 | 0 | 7592 | M2P4-60 http://gfxtechnology.com/contents.html Plus 2 Days Plumbers and 3 days Technician | 0 | 0 | 7592 | system | 3 | 22776
Nonequipment | Drain Water Heat Recovery | Hot Water Loop with 50 Gallon Electric Resistance Heater and Drain Water Heat Exchanger | Standard Hot Water Loop with 50 Gallon Electric Resistance Heater, No Drain Water Heat Recovery | Commercial | Existing | Schools K-12 | FL Zone 2 | Per End Use Consumption | 3% | 3132.859 | 2748.372 | 384.4873 | 0.12273 | 15 | 0.093067 | 0.044256 | 0 | No equipment cost | 0 | 0 | 7592 | M2P4-60 http://gfxtechnology.com/contents.html Plus 2 Days Plumbers and 3 days Technician | 0 | 0 | 7592 | system | 1 | 7592
Nonequipment | Drain Water Heat Recovery | Hot Water Loop with 50 Gallon Electric Resistance Heater and Drain Water Heat Exchanger | Standard Hot Water Loop with 50 Gallon Electric Resistance Heater, No Drain Water Heat Recovery | Commercial | Existing | Warehouse | FL Zone 2 | Per End Use Consumption | 3% | 15037.4 | 13191.9 | 1845.499 | 0.12273 | 15 | 0.44671 | 0.21243 | 0 | No equipment cost | 0 | 0 | 7592 | M2P4-60 http://gfxtechnology.com/contents.html Plus 2 Days Plumbers and 3 days Technician | 0 | 0 | 7592 | system | 1 | 7592
Nonequipment | Drain Water Heat Recovery | Hot Water Loop with 50 Gallon Electric Resistance Heater and Drain Water Heat Exchanger | Standard Hot Water Loop with 50 Gallon Electric Resistance Heater, No Drain Water Heat Recovery | Commercial | New | Assembly | FL Zone 2 | Per End Use Consumption | 22% | 7192.49 | 6309.775 | 882.7147 | 0.12273 | 15 | 0.21366 | 0.10161 | 0 | No equipment cost | 0 | 0 | 7592 | M2P4-60 http://gfxtechnology.com/contents.html Plus 2 Days Plumbers and 3 days Technician | 0 | 0 | 7592 | system | 1 | 7592
Nonequipment | Drain Water Heat Recovery | Hot Water Loop with 50 Gallon Electric Resistance Heater and Drain Water Heat Exchanger | Standard Hot Water Loop with 50 Gallon Electric Resistance Heater, No Drain Water Heat Recovery | Commercial | New | College and University | FL Zone 2 | Per End Use Consumption | 22% | 165427.3 | 145124.8 | 20302.44 | 0.12273 | 15 | 2.0732 | 4.6015 | 0 | No equipment cost | 0 | 0 | 7592 | M2P4-60 http://gfxtechnology.com/contents.html Plus 2 Days Plumbers and 3 days Technician | 0 | 0 | 7592 | system | 10 | 75920
Nonequipment | Drain Water Heat Recovery | Hot Water Loop with 50 Gallon Electric Resistance Heater and Drain Water Heat Exchanger | Standard Hot Water Loop with 50 Gallon Electric Resistance Heater, No Drain Water Heat Recovery | Commercial | New | Grocery | FL Zone 2 | Per End Use Consumption | 22% | 14384.98 | 12619.55 | 1765.429 | 0.12273 | 15 | 0.1067 | 0.74106 | 0 | No equipment cost | 0 | 0 | 7592 | M2P4-60 http://gfxtechnology.com/contents.html Plus 2 Days Plumbers and 3 days Technician | 0 | 0 | 7592 | system | 1 | 7592
Nonequipment | Drain Water Heat Recovery | Hot Water Loop with 50 Gallon Electric Resistance Heater and Drain Water Heat Exchanger | Standard Hot Water Loop with 50 Gallon Electric Resistance Heater, No Drain Water Heat Recovery | Commercial | New | Healthcare | FL Zone 2 | Per End Use Consumption | 22% | 9589.986 | 8413.033 | 1176.953 | 0.12273 | 15 | 0.28489 | 0.13547 | 0 | No equipment cost | 0 | 0 | 7592 | M2P4-60 http://gfxtechnology.com/contents.html Plus 2 Days Plumbers and 3 days Technician | 0 | 0 | 7592 | system | 1 | 7592
Nonequipment | Drain Water Heat Recovery | Hot Water Loop with 50 Gallon Electric Resistance Heater and Drain Water Heat Exchanger | Standard Hot Water Loop with 50 Gallon Electric Resistance Heater, No Drain Water Heat Recovery | Commercial | New | Hospitals | FL Zone 2 | Per End Use Consumption | 22% | 290097.1 | 254494.3 | 35602.82 | 0.12273 | 15 | 3.6357 | 8.0694 | 0 | No equipment cost | 0 | 0 | 7592 | M2P4-60 http://gfxtechnology.com/contents.html Plus 2 Days Plumbers and 3 days Technician | 0 | 0 | 7592 | system | 15 | 113880
Nonequipment | Drain Water Heat Recovery | Hot Water Loop with 50 Gallon Electric Resistance Heater and Drain Water Heat Exchanger | Standard Hot Water Loop with 50 Gallon Electric Resistance Heater, No Drain Water Heat Recovery | Commercial | New | Institutional | FL Zone 2 | Per End Use Consumption | 23% | 575399.2 | 504782 | 70617.17 | 0.12273 | 15 | 17.0932 | 8.1284 | 0 | No equipment cost | 0 | 0 | 7592 | M2P4-60 http://gfxtechnology.com/contents.html Plus 2 Days Plumbers and 3 days Technician | 0 | 0 | 7592 | system | 25 | 189800
Nonequipment | Drain Water Heat Recovery | Hot Water Loop with 50 Gallon Electric Resistance Heater and Drain Water Heat Exchanger | Standard Hot Water Loop with 50 Gallon Electric Resistance Heater, No Drain Water Heat Recovery | Commercial | New | Lodging/Hospitality | FL Zone 2 | Per End Use Consumption | 22% | 69047.9 | 60573.84 | 8474.061 | 0.12273 | 15 | 0.51216 | 3.5571 | 0 | No equipment cost | 0 | 0 | 7592 | M2P4-60 http://gfxtechnology.com/contents.html Plus 2 Days Plumbers and 3 days Technician | 0 | 0 | 7592 | system | 3 | 22776
Nonequipment | Drain Water Heat Recovery | Hot Water Loop with 50 Gallon Electric Resistance Heater and Drain Water Heat Exchanger | Standard Hot Water Loop with 50 Gallon Electric Resistance Heater, No Drain Water Heat Recovery | Commercial | New | Miscellaneous | FL Zone 2 | Per End Use Consumption | 23% | 431549.4 | 378586.5 | 52962.88 | 0.12273 | 15 | 12.8199 | 6.0963 | 0 | No equipment cost | 0 | 0 | 7592 | M2P4-60 http://gfxtechnology.com/contents.html Plus 2 Days Plumbers and 3 days Technician | 0 | 0 | 7592 | system | 20 | 151840
Nonequipment | Drain Water Heat Recovery | Hot Water Loop with 50 Gallon Electric Resistance Heater and Drain Water Heat Exchanger | Standard Hot Water Loop with 50 Gallon Electric Resistance Heater, No Drain Water Heat Recovery | Commercial | New | Offices | FL Zone 2 | Per End Use Consumption | 22% | 59937.41 | 52581.46 | 7355.955 | 0.12273 | 15 | 1.7805 | 0.84671 | 0 | No equipment cost | 0 | 0 | 7592 | M2P4-60 http://gfxtechnology.com/contents.html Plus 2 Days Plumbers and 3 days Technician | 0 | 0 | 7592 | system | 3 | 22776
Nonequipment | Drain Water Heat Recovery | Hot Water Loop with 50 Gallon Electric Resistance Heater and Drain Water Heat Exchanger | Standard Hot Water Loop with 50 Gallon Electric Resistance Heater, No Drain Water Heat Recovery | Commercial | New | Restaurants | FL Zone 2 | Per End Use Consumption | 22% | 23974.97 | 21032.58 | 2942.382 | 0.12273 | 15 | 0.17783 | 1.2351 | 0 | No equipment cost | 0 | 0 | 7592 | M2P4-60 http://gfxtechnology.com/contents.html Plus 2 Days Plumbers and 3 days Technician | 0 | 0 | 7592 | system | 2 | 15184
Nonequipment | Drain Water Heat Recovery | Hot Water Loop with 50 Gallon Electric Resistance Heater and Drain Water Heat Exchanger | Standard Hot Water Loop with 50 Gallon Electric Resistance Heater, No Drain Water Heat Recovery | Commercial | New | Retail | FL Zone 2 | Per End Use Consumption | 22% | 42723.39 | 37480.06 | 5243.325 | 0.12273 | 15 | 0.3169 | 2.201 | 0 | No equipment cost | 0 | 0 | 7592 | M2P4-60 http://gfxtechnology.com/contents.html Plus 2 Days Plumbers and 3 days Technician | 0 | 0 | 7592 | system | 3 | 22776
Nonequipment | Drain Water Heat Recovery | Hot Water Loop with 50 Gallon Electric Resistance Heater and Drain Water Heat Exchanger | Standard Hot Water Loop with 50 Gallon Electric Resistance Heater, No Drain Water Heat Recovery | Commercial | New | Schools K-12 | FL Zone 2 | Per End Use Consumption | 22% | 2996.936 | 2629.131 | 367.8058 | 0.12273 | 15 | 0.089029 | 0.042336 | 0 | No equipment cost | 0 | 0 | 7592 | M2P4-60 http://gfxtechnology.com/contents.html Plus 2 Days Plumbers and 3 days Technician | 0 | 0 | 7592 | system | 1 | 7592
Nonequipment | Drain Water Heat Recovery | Hot Water Loop with 50 Gallon Electric Resistance Heater and Drain Water Heat Exchanger | Standard Hot Water Loop with 50 Gallon Electric Resistance Heater, No Drain Water Heat Recovery | Commercial | New | Warehouse | FL Zone 2 | Per End Use Consumption | 22% | 14384.98 | 12619.55 | 1765.429 | 0.12273 | 15 | 0.42733 | 0.20321 | 0 | No equipment cost | 0 | 0 | 7592 | M2P4-60 http://gfxtechnology.com/contents.html Plus 2 Days Plumbers and 3 days Technician | 0 | 0 | 7592 | system | 1 | 7592
Nonequipment | Faucet Aerator | Aerators with "average" flow rate (assume 1.0 GPM) | Faucet Aerator with 10% Less Efficient Flow than Federal Standard | Commercial | Existing | Assembly | FL Zone 2 | Per End Use Consumption | 24% | 7518.698 | 7273.133 | 245.5646 | 0.032661 | 10 | 0.05118 | 0.030823 | 0 | No equipment cost | 0 | 0 | 3 | Illinois 2018 Statewide TRM, Section 5.4.4 | 3.55 | Assume 3 min per aerator install, http://www.serviskey.net/support/rate-estimator?s4=FL (Domestic Services rate) | 6.55 | aerator | 3 | 19.65
Nonequipment | Faucet Aerator | Aerators with "average" flow rate (assume 1.0 GPM) | Faucet Aerator with 10% Less Efficient Flow than Federal Standard | Commercial | Existing | College and University | FL Zone 2 | Per End Use Consumption | 24% | 172930 | 170147 | 2783.065 | 0.016094 | 10 | 0.25657 | 0.6707 | 0 | No equipment cost | 0 | 0 | 3 | Illinois 2018 Statewide TRM, Section 5.4.4 | 3.55 | Assume 3 min per aerator install, http://www.serviskey.net/support/rate-estimator?s4=FL (Domestic Services rate) | 6.55 | aerator | 34 | 222.7
Nonequipment | Faucet Aerator | Aerators with "average" flow rate (assume 1.0 GPM) | Faucet Aerator with 10% Less Efficient Flow than Federal Standard | Commercial | Existing | Grocery | FL Zone 2 | Per End Use Consumption | 24% | 15037.4 | 14791.83 | 245.5646 | 0.01633 | 10 | 0.013033 | 0.11121 | 0 | No equipment cost | 0 | 0 | 3 | Illinois 2018 Statewide TRM, Section 5.4.4 | 3.55 | Assume 3 min per aerator install, http://www.serviskey.net/support/rate-estimator?s4=FL (Domestic Services rate) | 6.55 | aerator | 3 | 19.65
Nonequipment | Faucet Aerator | Aerators with "average" flow rate (assume 1.0 GPM) | Faucet Aerator with 10% Less Efficient Flow than Federal Standard | Commercial | Existing | Healthcare | FL Zone 2 | Per End Use Consumption | 24% | 10024.93 | 9779.366 | 245.5646 | 0.024495 | 10 | 0.05118 | 0.030823 | 0 | No equipment cost | 0 | 0 | 3 | Illinois 2018 Statewide TRM, Section 5.4.4 | 3.55 | Assume 3 min per aerator install, http://www.serviskey.net/support/rate-estimator?s4=FL (Domestic Services rate) | 6.55 | aerator | 3 | 19.65
Nonequipment | Faucet Aerator | Aerators with "average" flow rate (assume 1.0 GPM) | Faucet Aerator with 10% Less Efficient Flow than Federal Standard | Commercial | Existing | Hospitals | FL Zone 2 | Per End Use Consumption | 24% | 303254.1 | 300061.8 | 3192.339 | 0.010527 | 10 | 0.2943 | 0.76934 | 0 | No equipment cost | 0 | 0 | 3 | Illinois 2018 Statewide TRM, Section 5.4.4 | 3.55 | Assume 3 min per aerator install, http://www.serviskey.net/support/rate-estimator?s4=FL (Domestic Services rate) | 6.55 | aerator | 39 | 255.45
Nonequipment | Faucet Aerator | Aerators with "average" flow rate (assume 1.0 GPM) | Faucet Aerator with 10% Less Efficient Flow than Federal Standard | Commercial | Existing | Institutional | FL Zone 2 | Per End Use Consumption | 24% | 601495.8 | 588235.3 | 13260.49 | 0.022046 | 10 | 2.7637 | 1.6644 | 0 | No equipment cost | 0 | 0 | 3 | Illinois 2018 Statewide TRM, Section 5.4.4 | 3.55 | Assume 3 min per aerator install, http://www.serviskey.net/support/rate-estimator?s4=FL (Domestic Services rate) | 6.55 | aerator | 162 | 1061.1
Nonequipment | Faucet Aerator | Aerators with "average" flow rate (assume 1.0 GPM) | Faucet Aerator with 10% Less Efficient Flow than Federal Standard | Commercial | Existing | Lodging/Hospitality | FL Zone 2 | Per End Use Consumption | 24% | 72179.5 | 71524.66 | 654.8388 | 0.009072 | 10 | 0.034753 | 0.29655 | 0 | No equipment cost | 0 | 0 | 3 | Illinois 2018 Statewide TRM, Section 5.4.4 | 3.55 | Assume 3 min per aerator install, http://www.serviskey.net/support/rate-estimator?s4=FL (Domestic Services rate) | 6.55 | aerator | 8 | 52.4
Nonequipment | Faucet Aerator | Aerators with "average" flow rate (assume 1.0 GPM) | Faucet Aerator with 10% Less Efficient Flow than Federal Standard | Commercial | Existing | Miscellaneous | FL Zone 2 | Per End Use Consumption | 24% | 451121.9 | 449157.4 | 1964.516 | 0.004355 | 10 | 0.40944 | 0.24658 | 0 | No equipment cost | 0 | 0 | 3 | Illinois 2018 Statewide TRM, Section 5.4.4 | 3.55 | Assume 3 min per aerator install, http://www.serviskey.net/support/rate-estimator?s4=FL (Domestic Services rate) | 6.55 | aerator | 24 | 157.2
Nonequipment | Faucet Aerator | Aerators with "average" flow rate (assume 1.0 GPM) | Faucet Aerator with 10% Less Efficient Flow than Federal Standard | Commercial | Existing | Offices | FL Zone 2 | Per End Use Consumption | 24% | 62655.81 | 62410.25 | 245.5646 | 0.003919 | 10 | 0.05118 | 0.030823 | 0 | No equipment cost | 0 | 0 | 3 | Illinois 2018 Statewide TRM, Section 5.4.4 | 3.55 | Assume 3 min per aerator install, http://www.serviskey.net/support/rate-estimator?s4=FL (Domestic Services rate) | 6.55 | aerator | 3 | 19.65
Nonequipment | Faucet Aerator | Aerators with "average" flow rate (assume 1.0 GPM) | Faucet Aerator with 10% Less Efficient Flow than Federal Standard | Commercial | Existing | Restaurants | FL Zone 2 | Per End Use Consumption | 24% | 25062.33 | 24980.47 | 81.8548 | 0.003266 | 10 | 0.004344 | 0.037069 | 0 | No equipment cost | 0 | 0 | 3 | Illinois 2018 Statewide TRM, Section 5.4.4 | 3.55 | Assume 3 min per aerator install, http://www.serviskey.net/support/rate-estimator?s4=FL (Domestic Services rate) | 6.55 | aerator | 1 | 6.55
Nonequipment | Faucet Aerator | Aerators with "average" flow rate (assume 1.0 GPM) | Faucet Aerator with 10% Less Efficient Flow than Federal Standard | Commercial | Existing | Retail | FL Zone 2 | Per End Use Consumption | 24% | 44661.06 | 44497.36 | 163.7097 | 0.003666 | 10 | 0.008688 | 0.074138 | 0 | No equipment cost | 0 | 0 | 3 | Illinois 2018 Statewide TRM, Section 5.4.4 | 3.55 | Assume 3 min per aerator install, http://www.serviskey.net/support/rate-estimator?s4=FL (Domestic Services rate) | 6.55 | aerator | 2 | 13.1
Nonequipment | Faucet Aerator | Aerators with "average" flow rate (assume 1.0 GPM) | Faucet Aerator with 10% Less Efficient Flow than Federal Standard | Commercial | Existing | Schools K-12 | FL Zone 2 | Per End Use Consumption | 24% | 3132.859 | 3051.005 | 81.8548 | 0.026128 | 10 | 0.01706 | 0.010274 | 0 | No equipment cost | 0 | 0 | 3 | Illinois 2018 Statewide TRM, Section 5.4.4 | 3.55 | Assume 3 min per aerator install, http://www.serviskey.net/support/rate-estimator?s4=FL (Domestic Services rate) | 6.55 | aerator | 1 | 6.55
Nonequipment | Faucet Aerator | Aerators with "average" flow rate (assume 1.0 GPM) | Faucet Aerator with 10% Less Efficient Flow than Federal Standard | Commercial | Existing | Warehouse | FL Zone 2 | Per End Use Consumption | 24% | 15037.4 | 14955.54 | 81.8548 | 0.005443 | 10 | 0.01706 | 0.010274 | 0 | No equipment cost | 0 | 0 | 3 | Illinois 2018 Statewide TRM, Section 5.4.4 | 3.55 | Assume 3 min per aerator install, http://www.serviskey.net/support/rate-estimator?s4=FL (Domestic Services rate) | 6.55 | aerator | 1 | 6.55
Nonequipment | Faucet Aerator | Aerators with "average" flow rate (assume 1.0 GPM) | Faucet Aerator with Federal Standard Flow Rate of 2.2 gpm | Commercial | New | Assembly | FL Zone 2 | Per End Use Consumption | 24% | 7192.49 | 6946.925 | 245.5646 | 0.034142 | 10 | 0.05118 | 0.030823 | 0 | No equipment cost | 0 | 0 | 3 | Illinois 2018 Statewide TRM, Section 5.4.4 | 3.55 | Assume 3 min per aerator install, http://www.serviskey.net/support/rate-estimator?s4=FL (Domestic Services rate) | 6.55 | aerator | 3 | 19.65
Nonequipment | Faucet Aerator | Aerators with "average" flow rate (assume 1.0 GPM) | Faucet Aerator with Federal Standard Flow Rate of 2.2 gpm | Commercial | New | College and University | FL Zone 2 | Per End Use Consumption | 24% | 165427.3 | 162644.2 | 2783.065 | 0.016823 | 10 | 0.25657 | 0.6707 | 0 | No equipment cost | 0 | 0 | 3 | Illinois 2018 Statewide TRM, Section 5.4.4 | 3.55 | Assume 3 min per aerator install, http://www.serviskey.net/support/rate-estimator?s4=FL (Domestic Services rate) | 6.55 | aerator | 34 | 222.7
Nonequipment | Faucet Aerator | Aerators with "average" flow rate (assume 1.0 GPM) | Faucet Aerator with Federal Standard Flow Rate of 2.2 gpm | Commercial | New | Grocery | FL Zone 2 | Per End Use Consumption | 24% | 14384.98 | 14139.41 | 245.5646 | 0.017071 | 10 | 0.013033 | 0.11121 | 0 | No equipment cost | 0 | 0 | 3 | Illinois 2018 Statewide TRM, Section 5.4.4 | 3.55 | Assume 3 min per aerator install, http://www.serviskey.net/support/rate-estimator?s4=FL (Domestic Services rate) | 6.55 | aerator | 3 | 19.65
Nonequipment | Faucet Aerator | Aerators with "average" flow rate (assume 1.0 GPM) | Faucet Aerator with Federal Standard Flow Rate of 2.2 gpm | Commercial | New | Healthcare | FL Zone 2 | Per End Use Consumption | 24% | 9589.986 | 9344.422 | 245.5646 | 0.025606 | 10 | 0.05118 | 0.030823 | 0 | No equipment cost | 0 | 0 | 3 | Illinois 2018 Statewide TRM, Section 5.4.4 | 3.55 | Assume 3 min per aerator install, http://www.serviskey.net/support/rate-estimator?s4=FL (Domestic Services rate) | 6.55 | aerator | 3 | 19.65
Nonequipment | Faucet Aerator | Aerators with "average" flow rate (assume 1.0 GPM) | Faucet Aerator with Federal Standard Flow Rate of 2.2 gpm | Commercial | New | Hospitals | FL Zone 2 | Per End Use Consumption | 24% | 290097.1 | 286904.7 | 3192.339 | 0.011004 | 10 | 0.2943 | 0.76934 | 0 | No equipment cost | 0 | 0 | 3 | Illinois 2018 Statewide TRM, Section 5.4.4 | 3.55 | Assume 3 min per aerator install, http://www.serviskey.net/support/rate-estimator?s4=FL (Domestic Services rate) | 6.55 | aerator | 39 | 255.45
Nonequipment | Faucet Aerator | Aerators with "average" flow rate (assume 1.0 GPM) | Faucet Aerator with Federal Standard Flow Rate of 2.2 gpm | Commercial | New | Institutional | FL Zone 2 | Per End Use Consumption | 24% | 575399.2 | 562138.7 | 13260.49 | 0.023046 | 10 | 2.7637 | 1.6644 | 0 | No equipment cost | 0 | 0 | 3 | Illinois 2018 Statewide TRM, Section 5.4.4 | 3.55 | Assume 3 min per aerator install, http://www.serviskey.net/support/rate-estimator?s4=FL (Domestic Services rate) | 6.55 | aerator | 162 | 1061.1
Nonequipment | Faucet Aerator | Aerators with "average" flow rate (assume 1.0 GPM) | Faucet Aerator with Federal Standard Flow Rate of 2.2 gpm | Commercial | New | Lodging/Hospitality | FL Zone 2 | Per End Use Consumption | 24% | 69047.9 | 68393.06 | 654.8388 | 0.009484 | 10 | 0.034753 | 0.29655 | 0 | No equipment cost | 0 | 0 | 3 | Illinois 2018 Statewide TRM, Section 5.4.4 | 3.55 | Assume 3 min per aerator install, http://www.serviskey.net/support/rate-estimator?s4=FL (Domestic Services rate) | 6.55 | aerator | 8 | 52.4
Nonequipment | Faucet Aerator | Aerators with "average" flow rate (assume 1.0 GPM) | Faucet Aerator with Federal Standard Flow Rate of 2.2 gpm | Commercial | New | Miscellaneous | FL Zone 2 | Per End Use Consumption | 24% | 431549.4 | 429584.9 | 1964.516 | 0.004552 | 10 | 0.40944 | 0.24658 | 0 | No equipment cost | 0 | 0 | 3 | Illinois 2018 Statewide TRM, Section 5.4.4 | 3.55 | Assume 3 min per aerator install, http://www.serviskey.net/support/rate-estimator?s4=FL (Domestic Services rate) | 6.55 | aerator | 24 | 157.2
Nonequipment | Faucet Aerator | Aerators with "average" flow rate (assume 1.0 GPM) | Faucet Aerator with Federal Standard Flow Rate of 2.2 gpm | Commercial | New | Offices | FL Zone 2 | Per End Use Consumption | 24% | 59937.41 | 59691.85 | 245.5646 | 0.004097 | 10 | 0.05118 | 0.030823 | 0 | No equipment cost | 0 | 0 | 3 | Illinois 2018 Statewide TRM, Section 5.4.4 | 3.55 | Assume 3 min per aerator install, http://www.serviskey.net/support/rate-estimator?s4=FL (Domestic Services rate) | 6.55 | aerator | 3 | 19.65
Nonequipment | Faucet Aerator | Aerators with "average" flow rate (assume 1.0 GPM) | Faucet Aerator with Federal Standard Flow Rate of 2.2 gpm | Commercial | New | Restaurants | FL Zone 2 | Per End Use Consumption | 24% | 23974.97 | 23893.11 | 81.8548 | 0.003414 | 10 | 0.004344 | 0.037069 | 0 | No equipment cost | 0 | 0 | 3 | Illinois 2018 Statewide TRM, Section 5.4.4 | 3.55 | Assume 3 min per aerator install, http://www.serviskey.net/support/rate-estimator?s4=FL (Domestic Services rate) | 6.55 | aerator | 1 | 6.55
Nonequipment | Faucet Aerator | Aerators with "average" flow rate (assume 1.0 GPM) | Faucet Aerator with Federal Standard Flow Rate of 2.2 gpm | Commercial | New | Retail | FL Zone 2 | Per End Use Consumption | 24% | 42723.39 | 42559.68 | 163.7097 | 0.003832 | 10 | 0.008688 | 0.074138 | 0 | No equipment cost | 0 | 0 | 3 | Illinois 2018 Statewide TRM, Section 5.4.4 | 3.55 | Assume 3 min per aerator install, http://www.serviskey.net/support/rate-estimator?s4=FL (Domestic Services rate) | 6.55 | aerator | 2 | 13.1
Nonequipment | Faucet Aerator | Aerators with "average" flow rate (assume 1.0 GPM) | Faucet Aerator with Federal Standard Flow Rate of 2.2 gpm | Commercial | New | Schools K-12 | FL Zone 2 | Per End Use Consumption | 24% | 2996.936 | 2915.082 | 81.8548 | 0.027313 | 10 | 0.01706 | 0.010274 | 0 | No equipment cost | 0 | 0 | 3 | Illinois 2018 Statewide TRM, Section 5.4.4 | 3.55 | Assume 3 min per aerator install, http://www.serviskey.net/support/rate-estimator?s4=FL (Domestic Services rate) | 6.55 | aerator | 1 | 6.55
Nonequipment | Faucet Aerator | Aerators with "average" flow rate (assume 1.0 GPM) | Faucet Aerator with Federal Standard Flow Rate of 2.2 gpm | Commercial | New | Warehouse | FL Zone 2 | Per End Use Consumption | 24% | 14384.98 | 14303.12 | 81.8548 | 0.00569 | 10 | 0.01706 | 0.010274 | 0 | No equipment cost | 0 | 0 | 3 | Illinois 2018 Statewide TRM, Section 5.4.4 | 3.55 | Assume 3 min per aerator install, http://www.serviskey.net/support/rate-estimator?s4=FL (Domestic Services rate) | 6.55 | aerator | 1 | 6.55
Nonequipment | Hot Water Circulation Pump Control | Recirculation Pump with Demand Control Mechanism | Uncontrolled Recirculation Pump | Commercial | Existing | Assembly | FL Zone 2 | Per Hot Water Circulation Pump | 70% | 7518.698 | 6867.698 | 651 | 0.086584 | 15 | 0.030962 | 0.032526 | 0 | No equipment cost | 0 | 0 | 249 | https://www.smartrecirculationcontrol.com/ | 210 | Estimate at $105 per labor hour, assume 2 hours work, reference: http://www.serviskey.net/support/rate-estimator?s4=FL | 459 | pump | 1 | 459
Nonequipment | Hot Water Circulation Pump Control | Recirculation Pump with Demand Control Mechanism | Uncontrolled Recirculation Pump | Commercial | Existing | College and University | FL Zone 2 | Per Hot Water Circulation Pump | 70% | 172930 | 166420 | 6510 | 0.037645 | 15 | 0.81071 | 0.81071 | 0 | No equipment cost | 0 | 0 | 249 | https://www.smartrecirculationcontrol.com/ | 210 | Estimate at $105 per labor hour, assume 2 hours work, reference: http://www.serviskey.net/support/rate-estimator?s4=FL | 459 | pump | 10 | 4590
Nonequipment | Hot Water Circulation Pump Control | Recirculation Pump with Demand Control Mechanism | Uncontrolled Recirculation Pump | Commercial | Existing | Grocery | FL Zone 2 | Per Hot Water Circulation Pump | 70% | 15037.4 | 14386.4 | 651 | 0.043292 | 15 | 0 | 0 | 0 | No equipment cost | 0 | 0 | 249 | https://www.smartrecirculationcontrol.com/ | 210 | Estimate at $105 per labor hour, assume 2 hours work, reference: http://www.serviskey.net/support/rate-estimator?s4=FL | 459 | pump | 1 | 459
Nonequipment | Hot Water Circulation Pump Control | Recirculation Pump with Demand Control Mechanism | Uncontrolled Recirculation Pump | Commercial | Existing | Healthcare | FL Zone 2 | Per Hot Water Circulation Pump | 70% | 10024.93 | 9373.93 | 651 | 0.064938 | 15 | 0.030962 | 0.032526 | 0 | No equipment cost | 0 | 0 | 249 | https://www.smartrecirculationcontrol.com/ | 210 | Estimate at $105 per labor hour, assume 2 hours work, reference: http://www.serviskey.net/support/rate-estimator?s4=FL | 459 | pump | 1 | 459
Nonequipment | Hot Water Circulation Pump Control | Recirculation Pump with Demand Control Mechanism | Uncontrolled Recirculation Pump | Commercial | Existing | Hospitals | FL Zone 2 | Per Hot Water Circulation Pump | 70% | 303254.1 | 293489.1 | 9765 | 0.032201 | 15 | 1.2161 | 1.2161 | 0 | No equipment cost | 0 | 0 | 249 | https://www.smartrecirculationcontrol.com/ | 210 | Estimate at $105 per labor hour, assume 2 hours work, reference: http://www.serviskey.net/support/rate-estimator?s4=FL | 459 | pump | 15 | 6885
Nonequipment | Hot Water Circulation Pump Control | Recirculation Pump with Demand Control Mechanism | Uncontrolled Recirculation Pump | Commercial | Existing | Institutional | FL Zone 2 | Per Hot Water Circulation Pump | 34% | 601495.8 | 585220.8 | 16275 | 0.027058 | 15 | 0.77405 | 0.81316 | 0 | No equipment cost | 0 | 0 | 249 | https://www.smartrecirculationcontrol.com/ | 210 | Estimate at $105 per labor hour, assume 2 hours work, reference: http://www.serviskey.net/support/rate-estimator?s4=FL | 459 | pump | 25 | 11475
Nonequipment | Hot Water Circulation Pump Control | Recirculation Pump with Demand Control Mechanism | Uncontrolled Recirculation Pump | Commercial | Existing | Lodging/Hospitality | FL Zone 2 | Per Hot Water Circulation Pump | 70% | 72179.5 | 70226.5 | 1953 | 0.027058 | 15 | 0 | 0 | 0 | No equipment cost | 0 | 0 | 249 | https://www.smartrecirculationcontrol.com/ | 210 | Estimate at $105 per labor hour, assume 2 hours work, reference: http://www.serviskey.net/support/rate-estimator?s4=FL | 459 | pump | 3 | 1377
Nonequipment | Hot Water Circulation Pump Control | Recirculation Pump with Demand Control Mechanism | Uncontrolled Recirculation Pump | Commercial | Existing | Miscellaneous | FL Zone 2 | Per Hot Water Circulation Pump | 34% | 451121.9 | 438101.9 | 13020 | 0.028861 | 15 | 0.61924 | 0.65053 | 0 | No equipment cost | 0 | 0 | 249 | https://www.smartrecirculationcontrol.com/ | 210 | Estimate at $105 per labor hour, assume 2 hours work, reference: http://www.serviskey.net/support/rate-estimator?s4=FL | 459 | pump | 20 | 9180
Nonequipment | Hot Water Circulation Pump Control | Recirculation Pump with Demand Control Mechanism | Uncontrolled Recirculation Pump | Commercial | Existing | Offices | FL Zone 2 | Per Hot Water Circulation Pump | 70% | 62655.81 | 60702.81 | 1953 | 0.03117 | 15 | 0.092886 | 0.097579 | 0 | No equipment cost | 0 | 0 | 249 | https://www.smartrecirculationcontrol.com/ | 210 | Estimate at $105 per labor hour, assume 2 hours work, reference: http://www.serviskey.net/support/rate-estimator?s4=FL | 459 | pump | 3 | 1377
Nonequipment | Hot Water Circulation Pump Control | Recirculation Pump with Demand Control Mechanism | Uncontrolled Recirculation Pump | Commercial | Existing | Restaurants | FL Zone 2 | Per Hot Water Circulation Pump | 70% | 25062.33 | 23760.33 | 1302 | 0.05195 | 15 | 0 | 0 | 0 | No equipment cost | 0 | 0 | 249 | https://www.smartrecirculationcontrol.com/ | 210 | Estimate at $105 per labor hour, assume 2 hours work, reference: http://www.serviskey.net/support/rate-estimator?s4=FL | 459 | pump | 2 | 918
Nonequipment | Hot Water Circulation Pump Control | Recirculation Pump with Demand Control Mechanism | Uncontrolled Recirculation Pump | Commercial | Existing | Retail | FL Zone 2 | Per Hot Water Circulation Pump | 70% | 44661.06 | 42708.06 | 1953 | 0.043729 | 15 | 0 | 0 | 0 | No equipment cost | 0 | 0 | 249 | https://www.smartrecirculationcontrol.com/ | 210 | Estimate at $105 per labor hour, assume 2 hours work, reference: http://www.serviskey.net/support/rate-estimator?s4=FL | 459 | pump | 3 | 1377
Nonequipment | Hot Water Circulation Pump Control | Recirculation Pump with Demand Control Mechanism | Uncontrolled Recirculation Pump | Commercial | Existing | Schools K-12 | FL Zone 2 | Per Hot Water Circulation Pump | 70% | 3132.859 | 2481.859 | 651 | 0.2078 | 15 | 0.030962 | 0.032526 | 0 | No equipment cost | 0 | 0 | 249 | https://www.smartrecirculationcontrol.com/ | 210 | Estimate at $105 per labor hour, assume 2 hours work, reference: http://www.serviskey.net/support/rate-estimator?s4=FL | 459 | pump | 1 | 459
Nonequipment | Hot Water Circulation Pump Control | Recirculation Pump with Demand Control Mechanism | Uncontrolled Recirculation Pump | Commercial | Existing | Warehouse | FL Zone 2 | Per Hot Water Circulation Pump | 70% | 15037.4 | 14386.4 | 651 | 0.043292 | 15 | 0.030962 | 0.032526 | 0 | No equipment cost | 0 | 0 | 249 | https://www.smartrecirculationcontrol.com/ | 210 | Estimate at $105 per labor hour, assume 2 hours work, reference: http://www.serviskey.net/support/rate-estimator?s4=FL | 459 | pump | 1 | 459
Nonequipment | Hot Water Circulation Pump Control | Recirculation Pump with Demand Control Mechanism | Uncontrolled Recirculation Pump | Commercial | New | Assembly | FL Zone 2 | Per Hot Water Circulation Pump | 0% | 7192.49 | 6541.49 | 651 | 0.090511 | 15 | 0.030962 | 0.032526 | 0 | No equipment cost | 0 | 0 | 249 | https://www.smartrecirculationcontrol.com/ | 210 | Estimate at $105 per labor hour, assume 2 hours work, reference: http://www.serviskey.net/support/rate-estimator?s4=FL | 459 | pump | 1 | 459
Nonequipment | Hot Water Circulation Pump Control | Recirculation Pump with Demand Control Mechanism | Uncontrolled Recirculation Pump | Commercial | New | College and University | FL Zone 2 | Per Hot Water Circulation Pump | 0% | 165427.3 | 158917.3 | 6510 | 0.039353 | 15 | 0.81071 | 0.81071 | 0 | No equipment cost | 0 | 0 | 249 | https://www.smartrecirculationcontrol.com/ | 210 | Estimate at $105 per labor hour, assume 2 hours work, reference: http://www.serviskey.net/support/rate-estimator?s4=FL | 459 | pump | 10 | 4590
Nonequipment | Hot Water Circulation Pump Control | Recirculation Pump with Demand Control Mechanism | Uncontrolled Recirculation Pump | Commercial | New | Grocery | FL Zone 2 | Per Hot Water Circulation Pump | 0% | 14384.98 | 13733.98 | 651 | 0.045256 | 15 | 0 | 0 | 0 | No equipment cost | 0 | 0 | 249 | https://www.smartrecirculationcontrol.com/ | 210 | Estimate at $105 per labor hour, assume 2 hours work, reference: http://www.serviskey.net/support/rate-estimator?s4=FL | 459 | pump | 1 | 459
Nonequipment | Hot Water Circulation Pump Control | Recirculation Pump with Demand Control Mechanism | Uncontrolled Recirculation Pump | Commercial | New | Healthcare | FL Zone 2 | Per Hot Water Circulation Pump | 0% | 9589.986 | 8938.986 | 651 | 0.067883 | 15 | 0.030962 | 0.032526 | 0 | No equipment cost | 0 | 0 | 249 | https://www.smartrecirculationcontrol.com/ | 210 | Estimate at $105 per labor hour, assume 2 hours work, reference: http://www.serviskey.net/support/rate-estimator?s4=FL | 459 | pump | 1 | 459
Nonequipment | Hot Water Circulation Pump Control | Recirculation Pump with Demand Control Mechanism | Uncontrolled Recirculation Pump | Commercial | New | Hospitals | FL Zone 2 | Per Hot Water Circulation Pump | 0% | 290097.1 | 280332.1 | 9765 | 0.033661 | 15 | 1.2161 | 1.2161 | 0 | No equipment cost | 0 | 0 | 249 | https://www.smartrecirculationcontrol.com/ | 210 | Estimate at $105 per labor hour, assume 2 hours work, reference: http://www.serviskey.net/support/rate-estimator?s4=FL | 459 | pump | 15 | 6885
Nonequipment | Hot Water Circulation Pump Control | Recirculation Pump with Demand Control Mechanism | Uncontrolled Recirculation Pump | Commercial | New | Institutional | FL Zone 2 | Per Hot Water Circulation Pump | 34% | 575399.2 | 559124.2 | 16275 | 0.028285 | 15 | 0.77405 | 0.81316 | 0 | No equipment cost | 0 | 0 | 249 | https://www.smartrecirculationcontrol.com/ | 210 | Estimate at $105 per labor hour, assume 2 hours work, reference: http://www.serviskey.net/support/rate-estimator?s4=FL | 459 | pump | 25 | 11475
Nonequipment | Hot Water Circulation Pump Control | Recirculation Pump with Demand Control Mechanism | Uncontrolled Recirculation Pump | Commercial | New | Lodging/Hospitality | FL Zone 2 | Per Hot Water Circulation Pump | 0% | 69047.9 | 67094.9 | 1953 | 0.028285 | 15 | 0 | 0 | 0 | No equipment cost | 0 | 0 | 249 | https://www.smartrecirculationcontrol.com/ | 210 | Estimate at $105 per labor hour, assume 2 hours work, reference: http://www.serviskey.net/support/rate-estimator?s4=FL | 459 | pump | 3 | 1377
Nonequipment | Hot Water Circulation Pump Control | Recirculation Pump with Demand Control Mechanism | Uncontrolled Recirculation Pump | Commercial | New | Miscellaneous | FL Zone 2 | Per Hot Water Circulation Pump | 34% | 431549.4 | 418529.4 | 13020 | 0.03017 | 15 | 0.61924 | 0.65053 | 0 | No equipment cost | 0 | 0 | 249 | https://www.smartrecirculationcontrol.com/ | 210 | Estimate at $105 per labor hour, assume 2 hours work, reference: http://www.serviskey.net/support/rate-estimator?s4=FL | 459 | pump | 20 | 9180
Nonequipment | Hot Water Circulation Pump Control | Recirculation Pump with Demand Control Mechanism | Uncontrolled Recirculation Pump | Commercial | New | Offices | FL Zone 2 | Per Hot Water Circulation Pump | 0% | 59937.41 | 57984.41 | 1953 | 0.032584 | 15 | 0.092886 | 0.097579 | 0 | No equipment cost | 0 | 0 | 249 | https://www.smartrecirculationcontrol.com/ | 210 | Estimate at $105 per labor hour, assume 2 hours work, reference: http://www.serviskey.net/support/rate-estimator?s4=FL | 459 | pump | 3 | 1377
Nonequipment | Hot Water Circulation Pump Control | Recirculation Pump with Demand Control Mechanism | Uncontrolled Recirculation Pump | Commercial | New | Restaurants | FL Zone 2 | Per Hot Water Circulation Pump | 0% | 23974.97 | 22672.97 | 1302 | 0.054307 | 15 | 0 | 0 | 0 | No equipment cost | 0 | 0 | 249 | https://www.smartrecirculationcontrol.com/ | 210 | Estimate at $105 per labor hour, assume 2 hours work, reference: http://www.serviskey.net/support/rate-estimator?s4=FL | 459 | pump | 2 | 918
Nonequipment | Hot Water Circulation Pump Control | Recirculation Pump with Demand Control Mechanism | Uncontrolled Recirculation Pump | Commercial | New | Retail | FL Zone 2 | Per Hot Water Circulation Pump | 0% | 42723.39 | 40770.39 | 1953 | 0.045713 | 15 | 0 | 0 | 0 | No equipment cost | 0 | 0 | 249 | https://www.smartrecirculationcontrol.com/ | 210 | Estimate at $105 per labor hour, assume 2 hours work, reference: http://www.serviskey.net/support/rate-estimator?s4=FL | 459 | pump | 3 | 1377
Nonequipment | Hot Water Circulation Pump Control | Recirculation Pump with Demand Control Mechanism | Uncontrolled Recirculation Pump | Commercial | New | Schools K-12 | FL Zone 2 | Per Hot Water Circulation Pump | 0% | 2996.936 | 2345.936 | 651 | 0.21722 | 15 | 0.030962 | 0.032526 | 0 | No equipment cost | 0 | 0 | 249 | https://www.smartrecirculationcontrol.com/ | 210 | Estimate at $105 per labor hour, assume 2 hours work, reference: http://www.serviskey.net/support/rate-estimator?s4=FL | 459 | pump | 1 | 459
Nonequipment | Hot Water Circulation Pump Control | Recirculation Pump with Demand Control Mechanism | Uncontrolled Recirculation Pump | Commercial | New | Warehouse | FL Zone 2 | Per Hot Water Circulation Pump | 0% | 14384.98 | 13733.98 | 651 | 0.045256 | 15 | 0.030962 | 0.032526 | 0 | No equipment cost | 0 | 0 | 249 | https://www.smartrecirculationcontrol.com/ | 210 | Estimate at $105 per labor hour, assume 2 hours work, reference: http://www.serviskey.net/support/rate-estimator?s4=FL | 459 | pump | 1 | 459
Nonequipment | Hot Water Pipe Insulation | 1' of Insulated Pipe in Unconditioned Spaces, Insulation of R-4 | 1' of Pipe in Unconditioned Spaces with Code Minimum of 1"of Insulation | Commercial | Existing | Assembly | FL Zone 2 | Per 60 linear ft | 4% | 7518.698 | 6163.106 | 1355.592 | 0.1803 | 13 | 0.15144 | 0.1702 | 0 | No equipment cost | 0 | 0 | 3 | Pennsylvania Public Utility Commission 2013 Incremental Cost Database | 0 | No Labor Cost | 3 | linear ft | 60 | 180
Nonequipment | Hot Water Pipe Insulation | 1' of Insulated Pipe in Unconditioned Spaces, Insulation of R-4 | 1' of Pipe in Unconditioned Spaces with Code Minimum of 1"of Insulation | Commercial | Existing | College and University | FL Zone 2 | Per 60 linear ft | 4% | 172930 | 159374.1 | 13555.92 | 0.07839 | 13 | 1.5475 | 1.5475 | 0 | No equipment cost | 0 | 0 | 3 | Pennsylvania Public Utility Commission 2013 Incremental Cost Database | 0 | No Labor Cost | 3 | linear ft | 600 | 1800
Nonequipment | Hot Water Pipe Insulation | 1' of Insulated Pipe in Unconditioned Spaces, Insulation of R-4 | 1' of Pipe in Unconditioned Spaces with Code Minimum of 1"of Insulation | Commercial | Existing | Grocery | FL Zone 2 | Per 60 linear ft | 4% | 15037.4 | 13681.8 | 1355.592 | 0.090148 | 13 | 0.10667 | 0.18442 | 0 | No equipment cost | 0 | 0 | 3 | Pennsylvania Public Utility Commission 2013 Incremental Cost Database | 0 | No Labor Cost | 3 | linear ft | 60 | 180
Nonequipment | Hot Water Pipe Insulation | 1' of Insulated Pipe in Unconditioned Spaces, Insulation of R-4 | 1' of Pipe in Unconditioned Spaces with Code Minimum of 1"of Insulation | Commercial | Existing | Healthcare | FL Zone 2 | Per 60 linear ft | 4% | 10024.93 | 8669.338 | 1355.592 | 0.13522 | 13 | 0.15144 | 0.1702 | 0 | No equipment cost | 0 | 0 | 3 | Pennsylvania Public Utility Commission 2013 Incremental Cost Database | 0 | No Labor Cost | 3 | linear ft | 60 | 180
Nonequipment | Hot Water Pipe Insulation | 1' of Insulated Pipe in Unconditioned Spaces, Insulation of R-4 | 1' of Pipe in Unconditioned Spaces with Code Minimum of 1"of Insulation | Commercial | Existing | Hospitals | FL Zone 2 | Per 60 linear ft | 4% | 303254.1 | 282920.3 | 20333.88 | 0.067052 | 13 | 2.3212 | 2.3212 | 0 | No equipment cost | 0 | 0 | 3 | Pennsylvania Public Utility Commission 2013 Incremental Cost Database | 0 | No Labor Cost | 3 | linear ft | 900 | 2700
Nonequipment | Hot Water Pipe Insulation | 1' of Insulated Pipe in Unconditioned Spaces, Insulation of R-4 | 1' of Pipe in Unconditioned Spaces with Code Minimum of 1"of Insulation | Commercial | Existing | Institutional | FL Zone 2 | Per 60 linear ft | 23% | 601495.8 | 567606 | 33889.8 | 0.056343 | 13 | 3.786 | 4.255 | 0 | No equipment cost | 0 | 0 | 3 | Pennsylvania Public Utility Commission 2013 Incremental Cost Database | 0 | No Labor Cost | 3 | linear ft | 1500 | 4500
Nonequipment | Hot Water Pipe Insulation | 1' of Insulated Pipe in Unconditioned Spaces, Insulation of R-4 | 1' of Pipe in Unconditioned Spaces with Code Minimum of 1"of Insulation | Commercial | Existing | Lodging/Hospitality | FL Zone 2 | Per 60 linear ft | 4% | 72179.5 | 68112.72 | 4066.776 | 0.056343 | 13 | 0.32002 | 0.55325 | 0 | No equipment cost | 0 | 0 | 3 | Pennsylvania Public Utility Commission 2013 Incremental Cost Database | 0 | No Labor Cost | 3 | linear ft | 180 | 540
Nonequipment | Hot Water Pipe Insulation | 1' of Insulated Pipe in Unconditioned Spaces, Insulation of R-4 | 1' of Pipe in Unconditioned Spaces with Code Minimum of 1"of Insulation | Commercial | Existing | Miscellaneous | FL Zone 2 | Per 60 linear ft | 23% | 451121.9 | 424010 | 27111.84 | 0.060099 | 13 | 3.0288 | 3.404 | 0 | No equipment cost | 0 | 0 | 3 | Pennsylvania Public Utility Commission 2013 Incremental Cost Database | 0 | No Labor Cost | 3 | linear ft | 1200 | 3600
Nonequipment | Hot Water Pipe Insulation | 1' of Insulated Pipe in Unconditioned Spaces, Insulation of R-4 | 1' of Pipe in Unconditioned Spaces with Code Minimum of 1"of Insulation | Commercial | Existing | Offices | FL Zone 2 | Per 60 linear ft | 4% | 62655.81 | 58589.04 | 4066.776 | 0.064907 | 13 | 0.45432 | 0.5106 | 0 | No equipment cost | 0 | 0 | 3 | Pennsylvania Public Utility Commission 2013 Incremental Cost Database | 0 | No Labor Cost | 3 | linear ft | 180 | 540
Nonequipment | Hot Water Pipe Insulation | 1' of Insulated Pipe in Unconditioned Spaces, Insulation of R-4 | 1' of Pipe in Unconditioned Spaces with Code Minimum of 1"of Insulation | Commercial | Existing | Restaurants | FL Zone 2 | Per 60 linear ft | 4% | 25062.33 | 22351.14 | 2711.184 | 0.10818 | 13 | 0.21335 | 0.36883 | 0 | No equipment cost | 0 | 0 | 3 | Pennsylvania Public Utility Commission 2013 Incremental Cost Database | 0 | No Labor Cost | 3 | linear ft | 120 | 360
Nonequipment | Hot Water Pipe Insulation | 1' of Insulated Pipe in Unconditioned Spaces, Insulation of R-4 | 1' of Pipe in Unconditioned Spaces with Code Minimum of 1"of Insulation | Commercial | Existing | Retail | FL Zone 2 | Per 60 linear ft | 4% | 44661.06 | 40594.29 | 4066.776 | 0.091059 | 13 | 0.32002 | 0.55325 | 0 | No equipment cost | 0 | 0 | 3 | Pennsylvania Public Utility Commission 2013 Incremental Cost Database | 0 | No Labor Cost | 3 | linear ft | 180 | 540
Nonequipment | Hot Water Pipe Insulation | 1' of Insulated Pipe in Unconditioned Spaces, Insulation of R-4 | 1' of Pipe in Unconditioned Spaces with Code Minimum of 1"of Insulation | Commercial | Existing | Schools K-12 | FL Zone 2 | Per 60 linear ft | 4% | 3132.859 | 1777.267 | 1355.592 | 0.4327 | 13 | 0.15144 | 0.1702 | 0 | No equipment cost | 0 | 0 | 3 | Pennsylvania Public Utility Commission 2013 Incremental Cost Database | 0 | No Labor Cost | 3 | linear ft | 60 | 180
Nonequipment | Hot Water Pipe Insulation | 1' of Insulated Pipe in Unconditioned Spaces, Insulation of R-4 | 1' of Pipe in Unconditioned Spaces with Code Minimum of 1"of Insulation | Commercial | Existing | Warehouse | FL Zone 2 | Per 60 linear ft | 4% | 15037.4 | 13681.8 | 1355.592 | 0.090148 | 13 | 0.15144 | 0.1702 | 0 | No equipment cost | 0 | 0 | 3 | Pennsylvania Public Utility Commission 2013 Incremental Cost Database | 0 | No Labor Cost | 3 | linear ft | 60 | 180
Nonequipment | Hot Water Pipe Insulation | 1' of Insulated Pipe in Unconditioned Spaces, Insulation of R-4 | N/A - Retrofit Only | Commercial | New | Assembly | FL Zone 2 | Per 60 linear ft | 22% | 7192.49 | 5836.898 | 1355.592 | 0.18847 | 13 | 0.15144 | 0.1702 | 0 | No equipment cost | 0 | 0 | 3 | Pennsylvania Public Utility Commission 2013 Incremental Cost Database | 0 | No Labor Cost | 3 | linear ft | 60 | 180
Nonequipment | Hot Water Pipe Insulation | 1' of Insulated Pipe in Unconditioned Spaces, Insulation of R-4 | N/A - Retrofit Only | Commercial | New | College and University | FL Zone 2 | Per 60 linear ft | 22% | 165427.3 | 151871.3 | 13555.92 | 0.081945 | 13 | 1.5475 | 1.5475 | 0 | No equipment cost | 0 | 0 | 3 | Pennsylvania Public Utility Commission 2013 Incremental Cost Database | 0 | No Labor Cost | 3 | linear ft | 600 | 1800
Nonequipment | Hot Water Pipe Insulation | 1' of Insulated Pipe in Unconditioned Spaces, Insulation of R-4 | N/A - Retrofit Only | Commercial | New | Grocery | FL Zone 2 | Per 60 linear ft | 22% | 14384.98 | 13029.39 | 1355.592 | 0.094237 | 13 | 0.10667 | 0.18442 | 0 | No equipment cost | 0 | 0 | 3 | Pennsylvania Public Utility Commission 2013 Incremental Cost Database | 0 | No Labor Cost | 3 | linear ft | 60 | 180
Nonequipment | Hot Water Pipe Insulation | 1' of Insulated Pipe in Unconditioned Spaces, Insulation of R-4 | N/A - Retrofit Only | Commercial | New | Healthcare | FL Zone 2 | Per 60 linear ft | 22% | 9589.986 | 8234.394 | 1355.592 | 0.14136 | 13 | 0.15144 | 0.1702 | 0 | No equipment cost | 0 | 0 | 3 | Pennsylvania Public Utility Commission 2013 Incremental Cost Database | 0 | No Labor Cost | 3 | linear ft | 60 | 180
Nonequipment | Hot Water Pipe Insulation | 1' of Insulated Pipe in Unconditioned Spaces, Insulation of R-4 | N/A - Retrofit Only | Commercial | New | Hospitals | FL Zone 2 | Per 60 linear ft | 22% | 290097.1 | 269763.2 | 20333.88 | 0.070093 | 13 | 2.3212 | 2.3212 | 0 | No equipment cost | 0 | 0 | 3 | Pennsylvania Public Utility Commission 2013 Incremental Cost Database | 0 | No Labor Cost | 3 | linear ft | 900 | 2700
Nonequipment | Hot Water Pipe Insulation | 1' of Insulated Pipe in Unconditioned Spaces, Insulation of R-4 | N/A - Retrofit Only | Commercial | New | Institutional | FL Zone 2 | Per 60 linear ft | 23% | 575399.2 | 541509.4 | 33889.8 | 0.058898 | 13 | 3.786 | 4.255 | 0 | No equipment cost | 0 | 0 | 3 | Pennsylvania Public Utility Commission 2013 Incremental Cost Database | 0 | No Labor Cost | 3 | linear ft | 1500 | 4500
Nonequipment | Hot Water Pipe Insulation | 1' of Insulated Pipe in Unconditioned Spaces, Insulation of R-4 | N/A - Retrofit Only | Commercial | New | Lodging/Hospitality | FL Zone 2 | Per 60 linear ft | 22% | 69047.9 | 64981.13 | 4066.776 | 0.058898 | 13 | 0.32002 | 0.55325 | 0 | No equipment cost | 0 | 0 | 3 | Pennsylvania Public Utility Commission 2013 Incremental Cost Database | 0 | No Labor Cost | 3 | linear ft | 180 | 540
Nonequipment | Hot Water Pipe Insulation | 1' of Insulated Pipe in Unconditioned Spaces, Insulation of R-4 | N/A - Retrofit Only | Commercial | New | Miscellaneous | FL Zone 2 | Per 60 linear ft | 23% | 431549.4 | 404437.5 | 27111.84 | 0.062824 | 13 | 3.0288 | 3.404 | 0 | No equipment cost | 0 | 0 | 3 | Pennsylvania Public Utility Commission 2013 Incremental Cost Database | 0 | No Labor Cost | 3 | linear ft | 1200 | 3600
Nonequipment | Hot Water Pipe Insulation | 1' of Insulated Pipe in Unconditioned Spaces, Insulation of R-4 | N/A - Retrofit Only | Commercial | New | Offices | FL Zone 2 | Per 60 linear ft | 22% | 59937.41 | 55870.64 | 4066.776 | 0.06785 | 13 | 0.45432 | 0.5106 | 0 | No equipment cost | 0 | 0 | 3 | Pennsylvania Public Utility Commission 2013 Incremental Cost Database | 0 | No Labor Cost | 3 | linear ft | 180 | 540
Nonequipment | Hot Water Pipe Insulation | 1' of Insulated Pipe in Unconditioned Spaces, Insulation of R-4 | N/A - Retrofit Only | Commercial | New | Restaurants | FL Zone 2 | Per 60 linear ft | 22% | 23974.97 | 21263.78 | 2711.184 | 0.11308 | 13 | 0.21335 | 0.36883 | 0 | No equipment cost | 0 | 0 | 3 | Pennsylvania Public Utility Commission 2013 Incremental Cost Database | 0 | No Labor Cost | 3 | linear ft | 120 | 360
Nonequipment | Hot Water Pipe Insulation | 1' of Insulated Pipe in Unconditioned Spaces, Insulation of R-4 | N/A - Retrofit Only | Commercial | New | Retail | FL Zone 2 | Per 60 linear ft | 22% | 42723.39 | 38656.61 | 4066.776 | 0.095189 | 13 | 0.32002 | 0.55325 | 0 | No equipment cost | 0 | 0 | 3 | Pennsylvania Public Utility Commission 2013 Incremental Cost Database | 0 | No Labor Cost | 3 | linear ft | 180 | 540
Nonequipment | Hot Water Pipe Insulation | 1' of Insulated Pipe in Unconditioned Spaces, Insulation of R-4 | N/A - Retrofit Only | Commercial | New | Schools K-12 | FL Zone 2 | Per 60 linear ft | 22% | 2996.936 | 1641.344 | 1355.592 | 0.45233 | 13 | 0.15144 | 0.1702 | 0 | No equipment cost | 0 | 0 | 3 | Pennsylvania Public Utility Commission 2013 Incremental Cost Database | 0 | No Labor Cost | 3 | linear ft | 60 | 180
Nonequipment | Hot Water Pipe Insulation | 1' of Insulated Pipe in Unconditioned Spaces, Insulation of R-4 | N/A - Retrofit Only | Commercial | New | Warehouse | FL Zone 2 | Per 60 linear ft | 22% | 14384.98 | 13029.39 | 1355.592 | 0.094237 | 13 | 0.15144 | 0.1702 | 0 | No equipment cost | 0 | 0 | 3 | Pennsylvania Public Utility Commission 2013 Incremental Cost Database | 0 | No Labor Cost | 3 | linear ft | 60 | 180
Nonequipment | Low Flow Shower Head | Low-Flow Showerhead with Flow Rate of 1.75 gpm | Showerhead with Federal Standard Flow Rate of 2.5 gpm | Commercial | Existing | Assembly | FL Zone 2 | Per Unit | 0% | 7518.698 | 7344.93 | 173.768 | 0.023111 | 10 | 0.029366 | 0.019532 | 0 | reference source included incremental cost only | 0 | 0 | 7 | Illinois 2018 Statewide TRM, Section 4.3.3 | 5 | Illinois 2018 Statewide TRM, Section 4.3.3 | 12 | shower head | 1 | 12
Nonequipment | Low Flow Shower Head | Low-Flow Showerhead with Flow Rate of 1.75 gpm | Showerhead with Federal Standard Flow Rate of 2.5 gpm | Commercial | Existing | College and University | FL Zone 2 | Per Unit | 75% | 172930 | 166153.1 | 6776.952 | 0.039189 | 10 | 0.47547 | 2.4944 | 0 | reference source included incremental cost only | 0 | 0 | 7 | Illinois 2018 Statewide TRM, Section 4.3.3 | 5 | Illinois 2018 Statewide TRM, Section 4.3.3 | 12 | shower head | 39 | 468
Nonequipment | Low Flow Shower Head | Low-Flow Showerhead with Flow Rate of 1.75 gpm | Showerhead with Federal Standard Flow Rate of 2.5 gpm | Commercial | Existing | Grocery | FL Zone 2 | Per Unit | 0% | 15037.4 | 14863.63 | 173.768 | 0.011556 | 10 | 0.012191 | 0.063959 | 0 | reference source included incremental cost only | 0 | 0 | 7 | Illinois 2018 Statewide TRM, Section 4.3.3 | 5 | Illinois 2018 Statewide TRM, Section 4.3.3 | 12 | shower head | 1 | 12
Nonequipment | Low Flow Shower Head | Low-Flow Showerhead with Flow Rate of 1.75 gpm | Showerhead with Federal Standard Flow Rate of 2.5 gpm | Commercial | Existing | Healthcare | FL Zone 2 | Per Unit | 75% | 10024.93 | 9851.162 | 173.768 | 0.017334 | 10 | 0.01602 | 0.041877 | 0 | reference source included incremental cost only | 0 | 0 | 7 | Illinois 2018 Statewide TRM, Section 4.3.3 | 5 | Illinois 2018 Statewide TRM, Section 4.3.3 | 12 | shower head | 1 | 12
Nonequipment | Low Flow Shower Head | Low-Flow Showerhead with Flow Rate of 1.75 gpm | Showerhead with Federal Standard Flow Rate of 2.5 gpm | Commercial | Existing | Hospitals | FL Zone 2 | Per Unit | 75% | 303254.1 | 298736.2 | 4517.968 | 0.014898 | 10 | 0.41652 | 1.0888 | 0 | reference source included incremental cost only | 0 | 0 | 7 | Illinois 2018 Statewide TRM, Section 4.3.3 | 5 | Illinois 2018 Statewide TRM, Section 4.3.3 | 12 | shower head | 26 | 312
Nonequipment | Low Flow Shower Head | Low-Flow Showerhead with Flow Rate of 1.75 gpm | Showerhead with Federal Standard Flow Rate of 2.5 gpm | Commercial | Existing | Institutional | FL Zone 2 | Per Unit | 0% | 601495.8 | 597672.9 | 3822.896 | 0.006356 | 10 | 0.64604 | 0.4297 | 0 | reference source included incremental cost only | 0 | 0 | 7 | Illinois 2018 Statewide TRM, Section 4.3.3 | 5 | Illinois 2018 Statewide TRM, Section 4.3.3 | 12 | shower head | 22 | 264
Nonequipment | Low Flow Shower Head | Low-Flow Showerhead with Flow Rate of 1.75 gpm | Showerhead with Federal Standard Flow Rate of 2.5 gpm | Commercial | Existing | Lodging/Hospitality | FL Zone 2 | Per Unit | 75% | 72179.5 | 70268.05 | 1911.448 | 0.026482 | 10 | 0.10115 | 0.86313 | 0 | reference source included incremental cost only | 0 | 0 | 7 | Illinois 2018 Statewide TRM, Section 4.3.3 | 5 | Illinois 2018 Statewide TRM, Section 4.3.3 | 12 | shower head | 11 | 132
Nonequipment | Low Flow Shower Head | Low-Flow Showerhead with Flow Rate of 1.75 gpm | Showerhead with Federal Standard Flow Rate of 2.5 gpm | Commercial | Existing | Miscellaneous | FL Zone 2 | Per Unit | 0% | 451121.9 | 448167.8 | 2954.056 | 0.006548 | 10 | 0.49922 | 0.33204 | 0 | reference source included incremental cost only | 0 | 0 | 7 | Illinois 2018 Statewide TRM, Section 4.3.3 | 5 | Illinois 2018 Statewide TRM, Section 4.3.3 | 12 | shower head | 17 | 204
Nonequipment | Low Flow Shower Head | Low-Flow Showerhead with Flow Rate of 1.75 gpm | Showerhead with Federal Standard Flow Rate of 2.5 gpm | Commercial | Existing | Offices | FL Zone 2 | Per Unit | 0% | 62655.81 | 62308.28 | 347.536 | 0.005547 | 10 | 0.058731 | 0.039063 | 0 | reference source included incremental cost only | 0 | 0 | 7 | Illinois 2018 Statewide TRM, Section 4.3.3 | 5 | Illinois 2018 Statewide TRM, Section 4.3.3 | 12 | shower head | 2 | 24
Nonequipment | Low Flow Shower Head | Low-Flow Showerhead with Flow Rate of 1.75 gpm | Showerhead with Federal Standard Flow Rate of 2.5 gpm | Commercial | Existing | Restaurants | FL Zone 2 | Per Unit | 0% | 25062.33 | 24888.56 | 173.768 | 0.006933 | 10 | 0.012191 | 0.063959 | 0 | reference source included incremental cost only | 0 | 0 | 7 | Illinois 2018 Statewide TRM, Section 4.3.3 | 5 | Illinois 2018 Statewide TRM, Section 4.3.3 | 12 | shower head | 1 | 12
Nonequipment | Low Flow Shower Head | Low-Flow Showerhead with Flow Rate of 1.75 gpm | Showerhead with Federal Standard Flow Rate of 2.5 gpm | Commercial | Existing | Retail | FL Zone 2 | Per Unit | 0% | 44661.06 | 44313.53 | 347.536 | 0.007782 | 10 | 0.024383 | 0.12792 | 0 | reference source included incremental cost only | 0 | 0 | 7 | Illinois 2018 Statewide TRM, Section 4.3.3 | 5 | Illinois 2018 Statewide TRM, Section 4.3.3 | 12 | shower head | 2 | 24
Nonequipment | Low Flow Shower Head | Low-Flow Showerhead with Flow Rate of 1.75 gpm | Showerhead with Federal Standard Flow Rate of 2.5 gpm | Commercial | Existing | Schools K-12 | FL Zone 2 | Per Unit | 0% | 3132.859 | 2959.091 | 173.768 | 0.055466 | 10 | 0.029366 | 0.019532 | 0 | reference source included incremental cost only | 0 | 0 | 7 | Illinois 2018 Statewide TRM, Section 4.3.3 | 5 | Illinois 2018 Statewide TRM, Section 4.3.3 | 12 | shower head | 1 | 12
Nonequipment | Low Flow Shower Head | Low-Flow Showerhead with Flow Rate of 1.75 gpm | Showerhead with Federal Standard Flow Rate of 2.5 gpm | Commercial | Existing | Warehouse | FL Zone 2 | Per Unit | 0% | 15037.4 | 14863.63 | 173.768 | 0.011556 | 10 | 0.029366 | 0.019532 | 0 | reference source included incremental cost only | 0 | 0 | 7 | Illinois 2018 Statewide TRM, Section 4.3.3 | 5 | Illinois 2018 Statewide TRM, Section 4.3.3 | 12 | shower head | 1 | 12
Nonequipment | Low Flow Shower Head | Low-Flow Showerhead with Flow Rate of 1.75 gpm | Showerhead with Market Average Flow Rate of 2.2 gpm | Commercial | New | Assembly | FL Zone 2 | Per Unit | 0% | 7192.49 | 7018.722 | 173.768 | 0.02416 | 10 | 0.029366 | 0.019532 | 0 | reference source included incremental cost only | 0 | 0 | 7 | Illinois 2018 Statewide TRM, Section 4.3.3 | 5 | Illinois 2018 Statewide TRM, Section 4.3.3 | 12 | shower head | 1 | 12
Nonequipment | Low Flow Shower Head | Low-Flow Showerhead with Flow Rate of 1.75 gpm | Showerhead with Market Average Flow Rate of 2.2 gpm | Commercial | New | College and University | FL Zone 2 | Per Unit | 75% | 165427.3 | 158650.3 | 6776.952 | 0.040966 | 10 | 0.47547 | 2.4944 | 0 | reference source included incremental cost only | 0 | 0 | 7 | Illinois 2018 Statewide TRM, Section 4.3.3 | 5 | Illinois 2018 Statewide TRM, Section 4.3.3 | 12 | shower head | 39 | 468
Nonequipment | Low Flow Shower Head | Low-Flow Showerhead with Flow Rate of 1.75 gpm | Showerhead with Market Average Flow Rate of 2.2 gpm | Commercial | New | Grocery | FL Zone 2 | Per Unit | 0% | 14384.98 | 14211.21 | 173.768 | 0.01208 | 10 | 0.012191 | 0.063959 | 0 | reference source included incremental cost only | 0 | 0 | 7 | Illinois 2018 Statewide TRM, Section 4.3.3 | 5 | Illinois 2018 Statewide TRM, Section 4.3.3 | 12 | shower head | 1 | 12
Nonequipment | Low Flow Shower Head | Low-Flow Showerhead with Flow Rate of 1.75 gpm | Showerhead with Market Average Flow Rate of 2.2 gpm | Commercial | New | Healthcare | FL Zone 2 | Per Unit | 75% | 9589.986 | 9416.218 | 173.768 | 0.01812 | 10 | 0.01602 | 0.041877 | 0 | reference source included incremental cost only | 0 | 0 | 7 | Illinois 2018 Statewide TRM, Section 4.3.3 | 5 | Illinois 2018 Statewide TRM, Section 4.3.3 | 12 | shower head | 1 | 12
Nonequipment | Low Flow Shower Head | Low-Flow Showerhead with Flow Rate of 1.75 gpm | Showerhead with Market Average Flow Rate of 2.2 gpm | Commercial | New | Hospitals | FL Zone 2 | Per Unit | 75% | 290097.1 | 285579.1 | 4517.968 | 0.015574 | 10 | 0.41652 | 1.0888 | 0 | reference source included incremental cost only | 0 | 0 | 7 | Illinois 2018 Statewide TRM, Section 4.3.3 | 5 | Illinois 2018 Statewide TRM, Section 4.3.3 | 12 | shower head | 26 | 312
Nonequipment | Low Flow Shower Head | Low-Flow Showerhead with Flow Rate of 1.75 gpm | Showerhead with Market Average Flow Rate of 2.2 gpm | Commercial | New | Institutional | FL Zone 2 | Per Unit | 0% | 575399.2 | 571576.3 | 3822.896 | 0.006644 | 10 | 0.64604 | 0.4297 | 0 | reference source included incremental cost only | 0 | 0 | 7 | Illinois 2018 Statewide TRM, Section 4.3.3 | 5 | Illinois 2018 Statewide TRM, Section 4.3.3 | 12 | shower head | 22 | 264
Nonequipment | Low Flow Shower Head | Low-Flow Showerhead with Flow Rate of 1.75 gpm | Showerhead with Market Average Flow Rate of 2.2 gpm | Commercial | New | Lodging/Hospitality | FL Zone 2 | Per Unit | 75% | 69047.9 | 67136.45 | 1911.448 | 0.027683 | 10 | 0.10115 | 0.86313 | 0 | reference source included incremental cost only | 0 | 0 | 7 | Illinois 2018 Statewide TRM, Section 4.3.3 | 5 | Illinois 2018 Statewide TRM, Section 4.3.3 | 12 | shower head | 11 | 132
Nonequipment | Low Flow Shower Head | Low-Flow Showerhead with Flow Rate of 1.75 gpm | Showerhead with Market Average Flow Rate of 2.2 gpm | Commercial | New | Miscellaneous | FL Zone 2 | Per Unit | 0% | 431549.4 | 428595.3 | 2954.056 | 0.006845 | 10 | 0.49922 | 0.33204 | 0 | reference source included incremental cost only | 0 | 0 | 7 | Illinois 2018 Statewide TRM, Section 4.3.3 | 5 | Illinois 2018 Statewide TRM, Section 4.3.3 | 12 | shower head | 17 | 204
Nonequipment | Low Flow Shower Head | Low-Flow Showerhead with Flow Rate of 1.75 gpm | Showerhead with Market Average Flow Rate of 2.2 gpm | Commercial | New | Offices | FL Zone 2 | Per Unit | 0% | 59937.41 | 59589.88 | 347.536 | 0.005798 | 10 | 0.058731 | 0.039063 | 0 | reference source included incremental cost only | 0 | 0 | 7 | Illinois 2018 Statewide TRM, Section 4.3.3 | 5 | Illinois 2018 Statewide TRM, Section 4.3.3 | 12 | shower head | 2 | 24
Nonequipment | Low Flow Shower Head | Low-Flow Showerhead with Flow Rate of 1.75 gpm | Showerhead with Market Average Flow Rate of 2.2 gpm | Commercial | New | Restaurants | FL Zone 2 | Per Unit | 0% | 23974.97 | 23801.2 | 173.768 | 0.007248 | 10 | 0.012191 | 0.063959 | 0 | reference source included incremental cost only | 0 | 0 | 7 | Illinois 2018 Statewide TRM, Section 4.3.3 | 5 | Illinois 2018 Statewide TRM, Section 4.3.3 | 12 | shower head | 1 | 12
Nonequipment | Low Flow Shower Head | Low-Flow Showerhead with Flow Rate of 1.75 gpm | Showerhead with Market Average Flow Rate of 2.2 gpm | Commercial | New | Retail | FL Zone 2 | Per Unit | 0% | 42723.39 | 42375.85 | 347.536 | 0.008135 | 10 | 0.024383 | 0.12792 | 0 | reference source included incremental cost only | 0 | 0 | 7 | Illinois 2018 Statewide TRM, Section 4.3.3 | 5 | Illinois 2018 Statewide TRM, Section 4.3.3 | 12 | shower head | 2 | 24
Nonequipment | Low Flow Shower Head | Low-Flow Showerhead with Flow Rate of 1.75 gpm | Showerhead with Market Average Flow Rate of 2.2 gpm | Commercial | New | Schools K-12 | FL Zone 2 | Per Unit | 0% | 2996.936 | 2823.168 | 173.768 | 0.057982 | 10 | 0.029366 | 0.019532 | 0 | reference source included incremental cost only | 0 | 0 | 7 | Illinois 2018 Statewide TRM, Section 4.3.3 | 5 | Illinois 2018 Statewide TRM, Section 4.3.3 | 12 | shower head | 1 | 12
Nonequipment | Low Flow Shower Head | Low-Flow Showerhead with Flow Rate of 1.75 gpm | Showerhead with Market Average Flow Rate of 2.2 gpm | Commercial | New | Warehouse | FL Zone 2 | Per Unit | 0% | 14384.98 | 14211.21 | 173.768 | 0.01208 | 10 | 0.029366 | 0.019532 | 0 | reference source included incremental cost only | 0 | 0 | 7 | Illinois 2018 Statewide TRM, Section 4.3.3 | 5 | Illinois 2018 Statewide TRM, Section 4.3.3 | 12 | shower head | 1 | 12
Nonequipment | Low-Flow Pre-Rinse Sprayers | Low-Flow Pre-Rinse Sprayer with Flow Rate of 1.6 gpm | Pre-Rinse Sprayer 10% Less Efficient than Federal Standard | Commercial | Existing | Assembly | FL Zone 2 | Per End Use Consumption | 0% | 7518.698 | 5256.724 | 2261.974 | 0.30085 | 5 | 0.20853 | 0.54512 | 0 | No equipment cost | 0 | 0 | 92.9 | Illinois 2018 Statewide TRM, Section 4.2.11 | 0 | 0 | 92.9 | sprayer | 2 | 185.8
Nonequipment | Low-Flow Pre-Rinse Sprayers | Low-Flow Pre-Rinse Sprayer with Flow Rate of 1.6 gpm | Pre-Rinse Sprayer 10% Less Efficient than Federal Standard | Commercial | Existing | College and University | FL Zone 2 | Per End Use Consumption | 27% | 172930 | 170668.1 | 2261.974 | 0.01308 | 5 | 0.20853 | 0.54512 | 0 | No equipment cost | 0 | 0 | 92.9 | Illinois 2018 Statewide TRM, Section 4.2.11 | 0 | 0 | 92.9 | sprayer | 2 | 185.8
Nonequipment | Low-Flow Pre-Rinse Sprayers | Low-Flow Pre-Rinse Sprayer with Flow Rate of 1.6 gpm | Pre-Rinse Sprayer 10% Less Efficient than Federal Standard | Commercial | Existing | Grocery | FL Zone 2 | Per End Use Consumption | 27% | 15037.4 | 12775.42 | 2261.974 | 0.15042 | 5 | 0.20853 | 0.54512 | 0 | No equipment cost | 0 | 0 | 92.9 | Illinois 2018 Statewide TRM, Section 4.2.11 | 0 | 0 | 92.9 | sprayer | 2 | 185.8
Nonequipment | Low-Flow Pre-Rinse Sprayers | Low-Flow Pre-Rinse Sprayer with Flow Rate of 1.6 gpm | Pre-Rinse Sprayer 10% Less Efficient than Federal Standard | Commercial | Existing | Healthcare | FL Zone 2 | Per End Use Consumption | 0% | 10024.93 | 7762.956 | 2261.974 | 0.22564 | 5 | 0.20853 | 0.54512 | 0 | No equipment cost | 0 | 0 | 92.9 | Illinois 2018 Statewide TRM, Section 4.2.11 | 0 | 0 | 92.9 | sprayer | 2 | 185.8
Nonequipment | Low-Flow Pre-Rinse Sprayers | Low-Flow Pre-Rinse Sprayer with Flow Rate of 1.6 gpm | Pre-Rinse Sprayer 10% Less Efficient than Federal Standard | Commercial | Existing | Hospitals | FL Zone 2 | Per End Use Consumption | 25% | 303254.1 | 300992.2 | 2261.974 | 0.007459 | 5 | 0.20853 | 0.54512 | 0 | No equipment cost | 0 | 0 | 92.9 | Illinois 2018 Statewide TRM, Section 4.2.11 | 0 | 0 | 92.9 | sprayer | 2 | 185.8
Nonequipment | Low-Flow Pre-Rinse Sprayers | Low-Flow Pre-Rinse Sprayer with Flow Rate of 1.6 gpm | Pre-Rinse Sprayer 10% Less Efficient than Federal Standard | Commercial | Existing | Institutional | FL Zone 2 | Per End Use Consumption | 0% | 601495.8 | 599233.8 | 2261.974 | 0.003761 | 5 | 0.20853 | 0.54512 | 0 | No equipment cost | 0 | 0 | 92.9 | Illinois 2018 Statewide TRM, Section 4.2.11 | 0 | 0 | 92.9 | sprayer | 2 | 185.8
Nonequipment | Low-Flow Pre-Rinse Sprayers | Low-Flow Pre-Rinse Sprayer with Flow Rate of 1.6 gpm | Pre-Rinse Sprayer 10% Less Efficient than Federal Standard | Commercial | Existing | Lodging/Hospitality | FL Zone 2 | Per End Use Consumption | 27% | 72179.5 | 69917.52 | 2261.974 | 0.031338 | 5 | 0.12005 | 1.0244 | 0 | No equipment cost | 0 | 0 | 92.9 | Illinois 2018 Statewide TRM, Section 4.2.11 | 0 | 0 | 92.9 | sprayer | 2 | 185.8
Nonequipment | Low-Flow Pre-Rinse Sprayers | Low-Flow Pre-Rinse Sprayer with Flow Rate of 1.6 gpm | Pre-Rinse Sprayer 10% Less Efficient than Federal Standard | Commercial | Existing | Miscellaneous | FL Zone 2 | Per End Use Consumption | 0% | 451121.9 | 448859.9 | 2261.974 | 0.005014 | 5 | 0.20853 | 0.54512 | 0 | No equipment cost | 0 | 0 | 92.9 | Illinois 2018 Statewide TRM, Section 4.2.11 | 0 | 0 | 92.9 | sprayer | 2 | 185.8
Nonequipment | Low-Flow Pre-Rinse Sprayers | Low-Flow Pre-Rinse Sprayer with Flow Rate of 1.6 gpm | Pre-Rinse Sprayer 10% Less Efficient than Federal Standard | Commercial | Existing | Offices | FL Zone 2 | Per End Use Consumption | 0% | 62655.81 | 60393.84 | 2261.974 | 0.036102 | 5 | 0.20853 | 0.54512 | 0 | No equipment cost | 0 | 0 | 92.9 | Illinois 2018 Statewide TRM, Section 4.2.11 | 0 | 0 | 92.9 | sprayer | 2 | 185.8
Nonequipment | Low-Flow Pre-Rinse Sprayers | Low-Flow Pre-Rinse Sprayer with Flow Rate of 1.6 gpm | Pre-Rinse Sprayer 10% Less Efficient than Federal Standard | Commercial | Existing | Restaurants | FL Zone 2 | Per End Use Consumption | 25% | 25062.33 | 22800.35 | 2261.974 | 0.090254 | 5 | 0.35603 | 0.19768 | 0 | No equipment cost | 0 | 0 | 92.9 | Illinois 2018 Statewide TRM, Section 4.2.11 | 0 | 0 | 92.9 | sprayer | 2 | 185.8
Nonequipment | Low-Flow Pre-Rinse Sprayers | Low-Flow Pre-Rinse Sprayer with Flow Rate of 1.6 gpm | Pre-Rinse Sprayer 10% Less Efficient than Federal Standard | Commercial | Existing | Retail | FL Zone 2 | Per End Use Consumption | 0% | 44661.06 | 42399.09 | 2261.974 | 0.050648 | 5 | 0.20853 | 0.54512 | 0 | No equipment cost | 0 | 0 | 92.9 | Illinois 2018 Statewide TRM, Section 4.2.11 | 0 | 0 | 92.9 | sprayer | 2 | 185.8
Nonequipment | Low-Flow Pre-Rinse Sprayers | Low-Flow Pre-Rinse Sprayer with Flow Rate of 1.6 gpm | Pre-Rinse Sprayer 10% Less Efficient than Federal Standard | Commercial | Existing | Schools K-12 | FL Zone 2 | Per End Use Consumption | 0% | 3132.859 | 2001.872 | 1130.987 | 0.36101 | 5 | 0.10427 | 0.27256 | 0 | No equipment cost | 0 | 0 | 92.9 | Illinois 2018 Statewide TRM, Section 4.2.11 | 0 | 0 | 92.9 | sprayer | 1 | 92.9
Nonequipment | Low-Flow Pre-Rinse Sprayers | Low-Flow Pre-Rinse Sprayer with Flow Rate of 1.6 gpm | Pre-Rinse Sprayer 10% Less Efficient than Federal Standard | Commercial | Existing | Warehouse | FL Zone 2 | Per End Use Consumption | 0% | 15037.4 | 12775.42 | 2261.974 | 0.15042 | 5 | 0.20853 | 0.54512 | 0 | No equipment cost | 0 | 0 | 92.9 | Illinois 2018 Statewide TRM, Section 4.2.11 | 0 | 0 | 92.9 | sprayer | 2 | 185.8
Nonequipment | Low-Flow Pre-Rinse Sprayers | Low-Flow Pre-Rinse Sprayer with Flow Rate of 1.6 gpm | Pre-Rinse Sprayer with Federal Standard Flow Rate of 2.25 gpm | Commercial | New | Assembly | FL Zone 2 | Per End Use Consumption | 0% | 7169.729 | 4907.755 | 2261.974 | 0.31549 | 5 | 0.20853 | 0.54512 | 0 | No equipment cost | 0 | 0 | 92.9 | Illinois 2018 Statewide TRM, Section 4.2.11 | 0 | 0 | 92.9 | sprayer | 2 | 185.8
Nonequipment | Low-Flow Pre-Rinse Sprayers | Low-Flow Pre-Rinse Sprayer with Flow Rate of 1.6 gpm | Pre-Rinse Sprayer with Federal Standard Flow Rate of 2.25 gpm | Commercial | New | College and University | FL Zone 2 | Per End Use Consumption | 27% | 164903.8 | 162641.8 | 2261.974 | 0.013717 | 5 | 0.20853 | 0.54512 | 0 | No equipment cost | 0 | 0 | 92.9 | Illinois 2018 Statewide TRM, Section 4.2.11 | 0 | 0 | 92.9 | sprayer | 2 | 185.8
Nonequipment | Low-Flow Pre-Rinse Sprayers | Low-Flow Pre-Rinse Sprayer with Flow Rate of 1.6 gpm | Pre-Rinse Sprayer with Federal Standard Flow Rate of 2.25 gpm | Commercial | New | Grocery | FL Zone 2 | Per End Use Consumption | 27% | 14339.46 | 12077.48 | 2261.974 | 0.15774 | 5 | 0.20853 | 0.54512 | 0 | No equipment cost | 0 | 0 | 92.9 | Illinois 2018 Statewide TRM, Section 4.2.11 | 0 | 0 | 92.9 | sprayer | 2 | 185.8
Nonequipment | Low-Flow Pre-Rinse Sprayers | Low-Flow Pre-Rinse Sprayer with Flow Rate of 1.6 gpm | Pre-Rinse Sprayer with Federal Standard Flow Rate of 2.25 gpm | Commercial | New | Healthcare | FL Zone 2 | Per End Use Consumption | 0% | 9559.638 | 7297.664 | 2261.974 | 0.23662 | 5 | 0.20853 | 0.54512 | 0 | No equipment cost | 0 | 0 | 92.9 | Illinois 2018 Statewide TRM, Section 4.2.11 | 0 | 0 | 92.9 | sprayer | 2 | 185.8
Nonequipment | Low-Flow Pre-Rinse Sprayers | Low-Flow Pre-Rinse Sprayer with Flow Rate of 1.6 gpm | Pre-Rinse Sprayer with Federal Standard Flow Rate of 2.25 gpm | Commercial | New | Hospitals | FL Zone 2 | Per End Use Consumption | 25% | 289179.1 | 286917.1 | 2261.974 | 0.007822 | 5 | 0.20853 | 0.54512 | 0 | No equipment cost | 0 | 0 | 92.9 | Illinois 2018 Statewide TRM, Section 4.2.11 | 0 | 0 | 92.9 | sprayer | 2 | 185.8
Nonequipment | Low-Flow Pre-Rinse Sprayers | Low-Flow Pre-Rinse Sprayer with Flow Rate of 1.6 gpm | Pre-Rinse Sprayer with Federal Standard Flow Rate of 2.25 gpm | Commercial | New | Institutional | FL Zone 2 | Per End Use Consumption | 0% | 573578.3 | 571316.3 | 2261.974 | 0.003944 | 5 | 0.20853 | 0.54512 | 0 | No equipment cost | 0 | 0 | 92.9 | Illinois 2018 Statewide TRM, Section 4.2.11 | 0 | 0 | 92.9 | sprayer | 2 | 185.8
Nonequipment | Low-Flow Pre-Rinse Sprayers | Low-Flow Pre-Rinse Sprayer with Flow Rate of 1.6 gpm | Pre-Rinse Sprayer with Federal Standard Flow Rate of 2.25 gpm | Commercial | New | Lodging/Hospitality | FL Zone 2 | Per End Use Consumption | 27% | 68829.4 | 66567.42 | 2261.974 | 0.032863 | 5 | 0.12005 | 1.0244 | 0 | No equipment cost | 0 | 0 | 92.9 | Illinois 2018 Statewide TRM, Section 4.2.11 | 0 | 0 | 92.9 | sprayer | 2 | 185.8
Nonequipment | Low-Flow Pre-Rinse Sprayers | Low-Flow Pre-Rinse Sprayer with Flow Rate of 1.6 gpm | Pre-Rinse Sprayer with Federal Standard Flow Rate of 2.25 gpm | Commercial | New | Miscellaneous | FL Zone 2 | Per End Use Consumption | 0% | 430183.7 | 427921.7 | 2261.974 | 0.005258 | 5 | 0.20853 | 0.54512 | 0 | No equipment cost | 0 | 0 | 92.9 | Illinois 2018 Statewide TRM, Section 4.2.11 | 0 | 0 | 92.9 | sprayer | 2 | 185.8
Nonequipment | Low-Flow Pre-Rinse Sprayers | Low-Flow Pre-Rinse Sprayer with Flow Rate of 1.6 gpm | Pre-Rinse Sprayer with Federal Standard Flow Rate of 2.25 gpm | Commercial | New | Offices | FL Zone 2 | Per End Use Consumption | 0% | 59747.74 | 57485.77 | 2261.974 | 0.037859 | 5 | 0.20853 | 0.54512 | 0 | No equipment cost | 0 | 0 | 92.9 | Illinois 2018 Statewide TRM, Section 4.2.11 | 0 | 0 | 92.9 | sprayer | 2 | 185.8
Nonequipment | Low-Flow Pre-Rinse Sprayers | Low-Flow Pre-Rinse Sprayer with Flow Rate of 1.6 gpm | Pre-Rinse Sprayer with Federal Standard Flow Rate of 2.25 gpm | Commercial | New | Restaurants | FL Zone 2 | Per End Use Consumption | 25% | 23899.1 | 21637.12 | 2261.974 | 0.094647 | 5 | 0.35603 | 0.19768 | 0 | No equipment cost | 0 | 0 | 92.9 | Illinois 2018 Statewide TRM, Section 4.2.11 | 0 | 0 | 92.9 | sprayer | 2 | 185.8
Nonequipment | Low-Flow Pre-Rinse Sprayers | Low-Flow Pre-Rinse Sprayer with Flow Rate of 1.6 gpm | Pre-Rinse Sprayer with Federal Standard Flow Rate of 2.25 gpm | Commercial | New | Retail | FL Zone 2 | Per End Use Consumption | 0% | 42588.19 | 40326.21 | 2261.974 | 0.053113 | 5 | 0.20853 | 0.54512 | 0 | No equipment cost | 0 | 0 | 92.9 | Illinois 2018 Statewide TRM, Section 4.2.11 | 0 | 0 | 92.9 | sprayer | 2 | 185.8
Nonequipment | Low-Flow Pre-Rinse Sprayers | Low-Flow Pre-Rinse Sprayer with Flow Rate of 1.6 gpm | Pre-Rinse Sprayer with Federal Standard Flow Rate of 2.25 gpm | Commercial | New | Schools K-12 | FL Zone 2 | Per End Use Consumption | 0% | 2987.452 | 1856.465 | 1130.987 | 0.37858 | 5 | 0.10427 | 0.27256 | 0 | No equipment cost | 0 | 0 | 92.9 | Illinois 2018 Statewide TRM, Section 4.2.11 | 0 | 0 | 92.9 | sprayer | 1 | 92.9
Nonequipment | Low-Flow Pre-Rinse Sprayers | Low-Flow Pre-Rinse Sprayer with Flow Rate of 1.6 gpm | Pre-Rinse Sprayer with Federal Standard Flow Rate of 2.25 gpm | Commercial | New | Warehouse | FL Zone 2 | Per End Use Consumption | 0% | 14339.46 | 12077.48 | 2261.974 | 0.15774 | 5 | 0.20853 | 0.54512 | 0 | No equipment cost | 0 | 0 | 92.9 | Illinois 2018 Statewide TRM, Section 4.2.11 | 0 | 0 | 92.9 | sprayer | 2 | 185.8
Nonequipment | Tank Wrap on Water Heater | 50 Gallon Electric Resistance Water Heater with Insulated Tank Wrap (R-11) | Market Average 50 Gallon Electric Resistance Water Heater (EF = 0.9), No Tank Wrap | Commercial | Existing | Assembly | FL Zone 2 | Per End Use Consumption | 56% | 7518.698 | 7254.752 | 263.9459 | 0.035105 | 7 | 0.026439 | 0.026975 | 0 | No equipment cost | 0 | 0 | 27.92 | Market Research, 2016 | 140 | rate at $70/per labor hour, assume 2 hours work, reference: https://www.homewyse.com/costs/cost_of_water_heater_blanket.html | 167.92 | blanket | 1 | 167.92
Nonequipment | Tank Wrap on Water Heater | 50 Gallon Electric Resistance Water Heater with Insulated Tank Wrap (R-11) | Market Average 50 Gallon Electric Resistance Water Heater (EF = 0.9), No Tank Wrap | Commercial | Existing | College and University | FL Zone 2 | Per End Use Consumption | 0% | 172930 | 170290.6 | 2639.459 | 0.015263 | 7 | 0.26439 | 0.26975 | 0 | No equipment cost | 0 | 0 | 27.92 | Market Research, 2016 | 140 | rate at $70/per labor hour, assume 2 hours work, reference: https://www.homewyse.com/costs/cost_of_water_heater_blanket.html | 167.92 | blanket | 10 | 1679.2
Nonequipment | Tank Wrap on Water Heater | 50 Gallon Electric Resistance Water Heater with Insulated Tank Wrap (R-11) | Market Average 50 Gallon Electric Resistance Water Heater (EF = 0.9), No Tank Wrap | Commercial | Existing | Grocery | FL Zone 2 | Per End Use Consumption | 56% | 15037.4 | 14773.45 | 263.9459 | 0.017553 | 7 | 0.026439 | 0.026975 | 0 | No equipment cost | 0 | 0 | 27.92 | Market Research, 2016 | 140 | rate at $70/per labor hour, assume 2 hours work, reference: https://www.homewyse.com/costs/cost_of_water_heater_blanket.html | 167.92 | blanket | 1 | 167.92
Nonequipment | Tank Wrap on Water Heater | 50 Gallon Electric Resistance Water Heater with Insulated Tank Wrap (R-11) | Market Average 50 Gallon Electric Resistance Water Heater (EF = 0.9), No Tank Wrap | Commercial | Existing | Healthcare | FL Zone 2 | Per End Use Consumption | 56% | 10024.93 | 9760.984 | 263.9459 | 0.026329 | 7 | 0.026439 | 0.026975 | 0 | No equipment cost | 0 | 0 | 27.92 | Market Research, 2016 | 140 | rate at $70/per labor hour, assume 2 hours work, reference: https://www.homewyse.com/costs/cost_of_water_heater_blanket.html | 167.92 | blanket | 1 | 167.92
Nonequipment | Tank Wrap on Water Heater | 50 Gallon Electric Resistance Water Heater with Insulated Tank Wrap (R-11) | Market Average 50 Gallon Electric Resistance Water Heater (EF = 0.9), No Tank Wrap | Commercial | Existing | Hospitals | FL Zone 2 | Per End Use Consumption | 56% | 303254.1 | 299295 | 3959.189 | 0.013056 | 7 | 0.39659 | 0.40463 | 0 | No equipment cost | 0 | 0 | 27.92 | Market Research, 2016 | 140 | rate at $70/per labor hour, assume 2 hours work, reference: https://www.homewyse.com/costs/cost_of_water_heater_blanket.html | 167.92 | blanket | 15 | 2518.8
Nonequipment | Tank Wrap on Water Heater | 50 Gallon Electric Resistance Water Heater with Insulated Tank Wrap (R-11) | Market Average 50 Gallon Electric Resistance Water Heater (EF = 0.9), No Tank Wrap | Commercial | Existing | Institutional | FL Zone 2 | Per End Use Consumption | 56% | 601495.8 | 594897.2 | 6598.648 | 0.01097 | 7 | 0.66098 | 0.67439 | 0 | No equipment cost | 0 | 0 | 27.92 | Market Research, 2016 | 140 | rate at $70/per labor hour, assume 2 hours work, reference: https://www.homewyse.com/costs/cost_of_water_heater_blanket.html | 167.92 | blanket | 25 | 4198
Nonequipment | Tank Wrap on Water Heater | 50 Gallon Electric Resistance Water Heater with Insulated Tank Wrap (R-11) | Market Average 50 Gallon Electric Resistance Water Heater (EF = 0.9), No Tank Wrap | Commercial | Existing | Lodging/Hospitality | FL Zone 2 | Per End Use Consumption | 56% | 72179.5 | 71387.66 | 791.8378 | 0.01097 | 7 | 0.079318 | 0.080926 | 0 | No equipment cost | 0 | 0 | 27.92 | Market Research, 2016 | 140 | rate at $70/per labor hour, assume 2 hours work, reference: https://www.homewyse.com/costs/cost_of_water_heater_blanket.html | 167.92 | blanket | 3 | 503.76
Nonequipment | Tank Wrap on Water Heater | 50 Gallon Electric Resistance Water Heater with Insulated Tank Wrap (R-11) | Market Average 50 Gallon Electric Resistance Water Heater (EF = 0.9), No Tank Wrap | Commercial | Existing | Miscellaneous | FL Zone 2 | Per End Use Consumption | 56% | 451121.9 | 445842.9 | 5278.919 | 0.011702 | 7 | 0.52878 | 0.53951 | 0 | No equipment cost | 0 | 0 | 27.92 | Market Research, 2016 | 140 | rate at $70/per labor hour, assume 2 hours work, reference: https://www.homewyse.com/costs/cost_of_water_heater_blanket.html | 167.92 | blanket | 20 | 3358.4
Nonequipment | Tank Wrap on Water Heater | 50 Gallon Electric Resistance Water Heater with Insulated Tank Wrap (R-11) | Market Average 50 Gallon Electric Resistance Water Heater (EF = 0.9), No Tank Wrap | Commercial | Existing | Offices | FL Zone 2 | Per End Use Consumption | 56% | 62655.81 | 61863.98 | 791.8378 | 0.012638 | 7 | 0.079318 | 0.080926 | 0 | No equipment cost | 0 | 0 | 27.92 | Market Research, 2016 | 140 | rate at $70/per labor hour, assume 2 hours work, reference: https://www.homewyse.com/costs/cost_of_water_heater_blanket.html | 167.92 | blanket | 3 | 503.76
Nonequipment | Tank Wrap on Water Heater | 50 Gallon Electric Resistance Water Heater with Insulated Tank Wrap (R-11) | Market Average 50 Gallon Electric Resistance Water Heater (EF = 0.9), No Tank Wrap | Commercial | Existing | Restaurants | FL Zone 2 | Per End Use Consumption | 56% | 25062.33 | 24534.43 | 527.8919 | 0.021063 | 7 | 0.052878 | 0.053951 | 0 | No equipment cost | 0 | 0 | 27.92 | Market Research, 2016 | 140 | rate at $70/per labor hour, assume 2 hours work, reference: https://www.homewyse.com/costs/cost_of_water_heater_blanket.html | 167.92 | blanket | 2 | 335.84
Nonequipment | Tank Wrap on Water Heater | 50 Gallon Electric Resistance Water Heater with Insulated Tank Wrap (R-11) | Market Average 50 Gallon Electric Resistance Water Heater (EF = 0.9), No Tank Wrap | Commercial | Existing | Retail | FL Zone 2 | Per End Use Consumption | 56% | 44661.06 | 43869.23 | 791.8378 | 0.01773 | 7 | 0.079318 | 0.080926 | 0 | No equipment cost | 0 | 0 | 27.92 | Market Research, 2016 | 140 | rate at $70/per labor hour, assume 2 hours work, reference: https://www.homewyse.com/costs/cost_of_water_heater_blanket.html | 167.92 | blanket | 3 | 503.76
Nonequipment | Tank Wrap on Water Heater | 50 Gallon Electric Resistance Water Heater with Insulated Tank Wrap (R-11) | Market Average 50 Gallon Electric Resistance Water Heater (EF = 0.9), No Tank Wrap | Commercial | Existing | Schools K-12 | FL Zone 2 | Per End Use Consumption | 0% | 3132.859 | 2868.913 | 263.9459 | 0.084251 | 7 | 0.026439 | 0.026975 | 0 | No equipment cost | 0 | 0 | 27.92 | Market Research, 2016 | 140 | rate at $70/per labor hour, assume 2 hours work, reference: https://www.homewyse.com/costs/cost_of_water_heater_blanket.html | 167.92 | blanket | 1 | 167.92
Nonequipment | Tank Wrap on Water Heater | 50 Gallon Electric Resistance Water Heater with Insulated Tank Wrap (R-11) | Market Average 50 Gallon Electric Resistance Water Heater (EF = 0.9), No Tank Wrap | Commercial | Existing | Warehouse | FL Zone 2 | Per End Use Consumption | 56% | 15037.4 | 14773.45 | 263.9459 | 0.017553 | 7 | 0.026439 | 0.026975 | 0 | No equipment cost | 0 | 0 | 27.92 | Market Research, 2016 | 140 | rate at $70/per labor hour, assume 2 hours work, reference: https://www.homewyse.com/costs/cost_of_water_heater_blanket.html | 167.92 | blanket | 1 | 167.92
Nonequipment | Tank Wrap on Water Heater | 50 Gallon Electric Resistance Water Heater with Insulated Tank Wrap (R-11) | Code-Compliant 50 Gallon Electric Resistance Water Heater (EF = 0.95), No Tank Wrap | Commercial | New | Assembly | FL Zone 2 | Per End Use Consumption | 56% | 7192.49 | 6939.995 | 252.4943 | 0.035105 | 7 | 0.025292 | 0.025805 | 0 | No equipment cost | 0 | 0 | 27.92 | Market Research, 2016 | 140 | rate at $70/per labor hour, assume 2 hours work, reference: https://www.homewyse.com/costs/cost_of_water_heater_blanket.html | 167.92 | blanket | 1 | 167.92
Nonequipment | Tank Wrap on Water Heater | 50 Gallon Electric Resistance Water Heater with Insulated Tank Wrap (R-11) | Code-Compliant 50 Gallon Electric Resistance Water Heater (EF = 0.95), No Tank Wrap | Commercial | New | College and University | FL Zone 2 | Per End Use Consumption | 0% | 165427.3 | 162902.3 | 2524.943 | 0.015263 | 7 | 0.25292 | 0.25805 | 0 | No equipment cost | 0 | 0 | 27.92 | Market Research, 2016 | 140 | rate at $70/per labor hour, assume 2 hours work, reference: https://www.homewyse.com/costs/cost_of_water_heater_blanket.html | 167.92 | blanket | 10 | 1679.2
Nonequipment | Tank Wrap on Water Heater | 50 Gallon Electric Resistance Water Heater with Insulated Tank Wrap (R-11) | Code-Compliant 50 Gallon Electric Resistance Water Heater (EF = 0.95), No Tank Wrap | Commercial | New | Grocery | FL Zone 2 | Per End Use Consumption | 56% | 14384.98 | 14132.49 | 252.4943 | 0.017553 | 7 | 0.025292 | 0.025805 | 0 | No equipment cost | 0 | 0 | 27.92 | Market Research, 2016 | 140 | rate at $70/per labor hour, assume 2 hours work, reference: https://www.homewyse.com/costs/cost_of_water_heater_blanket.html | 167.92 | blanket | 1 | 167.92
Nonequipment | Tank Wrap on Water Heater | 50 Gallon Electric Resistance Water Heater with Insulated Tank Wrap (R-11) | Code-Compliant 50 Gallon Electric Resistance Water Heater (EF = 0.95), No Tank Wrap | Commercial | New | Healthcare | FL Zone 2 | Per End Use Consumption | 56% | 9589.986 | 9337.492 | 252.4943 | 0.026329 | 7 | 0.025292 | 0.025805 | 0 | No equipment cost | 0 | 0 | 27.92 | Market Research, 2016 | 140 | rate at $70/per labor hour, assume 2 hours work, reference: https://www.homewyse.com/costs/cost_of_water_heater_blanket.html | 167.92 | blanket | 1 | 167.92
Nonequipment | Tank Wrap on Water Heater | 50 Gallon Electric Resistance Water Heater with Insulated Tank Wrap (R-11) | Code-Compliant 50 Gallon Electric Resistance Water Heater (EF = 0.95), No Tank Wrap | Commercial | New | Hospitals | FL Zone 2 | Per End Use Consumption | 56% | 290097.1 | 286309.7 | 3787.415 | 0.013056 | 7 | 0.37938 | 0.38708 | 0 | No equipment cost | 0 | 0 | 27.92 | Market Research, 2016 | 140 | rate at $70/per labor hour, assume 2 hours work, reference: https://www.homewyse.com/costs/cost_of_water_heater_blanket.html | 167.92 | blanket | 15 | 2518.8
Nonequipment | Tank Wrap on Water Heater | 50 Gallon Electric Resistance Water Heater with Insulated Tank Wrap (R-11) | Code-Compliant 50 Gallon Electric Resistance Water Heater (EF = 0.95), No Tank Wrap | Commercial | New | Institutional | FL Zone 2 | Per End Use Consumption | 56% | 575399.2 | 569086.8 | 6312.358 | 0.01097 | 7 | 0.6323 | 0.64513 | 0 | No equipment cost | 0 | 0 | 27.92 | Market Research, 2016 | 140 | rate at $70/per labor hour, assume 2 hours work, reference: https://www.homewyse.com/costs/cost_of_water_heater_blanket.html | 167.92 | blanket | 25 | 4198
Nonequipment | Tank Wrap on Water Heater | 50 Gallon Electric Resistance Water Heater with Insulated Tank Wrap (R-11) | Code-Compliant 50 Gallon Electric Resistance Water Heater (EF = 0.95), No Tank Wrap | Commercial | New | Lodging/Hospitality | FL Zone 2 | Per End Use Consumption | 56% | 69047.9 | 68290.42 | 757.4829 | 0.01097 | 7 | 0.075876 | 0.077415 | 0 | No equipment cost | 0 | 0 | 27.92 | Market Research, 2016 | 140 | rate at $70/per labor hour, assume 2 hours work, reference: https://www.homewyse.com/costs/cost_of_water_heater_blanket.html | 167.92 | blanket | 3 | 503.76
Nonequipment | Tank Wrap on Water Heater | 50 Gallon Electric Resistance Water Heater with Insulated Tank Wrap (R-11) | Code-Compliant 50 Gallon Electric Resistance Water Heater (EF = 0.95), No Tank Wrap | Commercial | New | Miscellaneous | FL Zone 2 | Per End Use Consumption | 56% | 431549.4 | 426499.5 | 5049.886 | 0.011702 | 7 | 0.50584 | 0.5161 | 0 | No equipment cost | 0 | 0 | 27.92 | Market Research, 2016 | 140 | rate at $70/per labor hour, assume 2 hours work, reference: https://www.homewyse.com/costs/cost_of_water_heater_blanket.html | 167.92 | blanket | 20 | 3358.4
Nonequipment | Tank Wrap on Water Heater | 50 Gallon Electric Resistance Water Heater with Insulated Tank Wrap (R-11) | Code-Compliant 50 Gallon Electric Resistance Water Heater (EF = 0.95), No Tank Wrap | Commercial | New | Offices | FL Zone 2 | Per End Use Consumption | 56% | 59937.41 | 59179.93 | 757.4829 | 0.012638 | 7 | 0.075876 | 0.077415 | 0 | No equipment cost | 0 | 0 | 27.92 | Market Research, 2016 | 140 | rate at $70/per labor hour, assume 2 hours work, reference: https://www.homewyse.com/costs/cost_of_water_heater_blanket.html | 167.92 | blanket | 3 | 503.76
Nonequipment | Tank Wrap on Water Heater | 50 Gallon Electric Resistance Water Heater with Insulated Tank Wrap (R-11) | Code-Compliant 50 Gallon Electric Resistance Water Heater (EF = 0.95), No Tank Wrap | Commercial | New | Restaurants | FL Zone 2 | Per End Use Consumption | 56% | 23974.97 | 23469.98 | 504.9886 | 0.021063 | 7 | 0.050584 | 0.05161 | 0 | No equipment cost | 0 | 0 | 27.92 | Market Research, 2016 | 140 | rate at $70/per labor hour, assume 2 hours work, reference: https://www.homewyse.com/costs/cost_of_water_heater_blanket.html | 167.92 | blanket | 2 | 335.84
Nonequipment | Tank Wrap on Water Heater | 50 Gallon Electric Resistance Water Heater with Insulated Tank Wrap (R-11) | Code-Compliant 50 Gallon Electric Resistance Water Heater (EF = 0.95), No Tank Wrap | Commercial | New | Retail | FL Zone 2 | Per End Use Consumption | 56% | 42723.39 | 41965.91 | 757.4829 | 0.01773 | 7 | 0.075876 | 0.077415 | 0 | No equipment cost | 0 | 0 | 27.92 | Market Research, 2016 | 140 | rate at $70/per labor hour, assume 2 hours work, reference: https://www.homewyse.com/costs/cost_of_water_heater_blanket.html | 167.92 | blanket | 3 | 503.76
Nonequipment | Tank Wrap on Water Heater | 50 Gallon Electric Resistance Water Heater with Insulated Tank Wrap (R-11) | Code-Compliant 50 Gallon Electric Resistance Water Heater (EF = 0.95), No Tank Wrap | Commercial | New | Schools K-12 | FL Zone 2 | Per End Use Consumption | 0% | 2996.936 | 2744.442 | 252.4943 | 0.084251 | 7 | 0.025292 | 0.025805 | 0 | No equipment cost | 0 | 0 | 27.92 | Market Research, 2016 | 140 | rate at $70/per labor hour, assume 2 hours work, reference: https://www.homewyse.com/costs/cost_of_water_heater_blanket.html | 167.92 | blanket | 1 | 167.92
Nonequipment | Tank Wrap on Water Heater | 50 Gallon Electric Resistance Water Heater with Insulated Tank Wrap (R-11) | Code-Compliant 50 Gallon Electric Resistance Water Heater (EF = 0.95), No Tank Wrap | Commercial | New | Warehouse | FL Zone 2 | Per End Use Consumption | 56% | 14384.98 | 14132.49 | 252.4943 | 0.017553 | 7 | 0.025292 | 0.025805 | 0 | No equipment cost | 0 | 0 | 27.92 | Market Research, 2016 | 140 | rate at $70/per labor hour, assume 2 hours work, reference: https://www.homewyse.com/costs/cost_of_water_heater_blanket.html | 167.92 | blanket | 1 | 167.92
Nonequipment | Thermostatic Shower Restriction Valve | Hot Water Loop with 50 Gallon Electric Resistance Heater and Pressure Balance Shower Valves | Standard Hot Water Loop with 50 Gallon Electric Resistance Heater and Standard Shower Valves | Commercial | Existing | Assembly | FL Zone 2 | Per Valve | 0% | 7518.698 | 6661.047 | 857.6505 | 0.11407 | 10 | 0.14494 | 0.096401 | 0 | No equipment cost | 0 | No Labor Cost | 29.95 | http://thinkevolve.com/shop/showerstart-tsv/ | 0 | No Labor Cost | 29.95 | unit | 1 | 29.95
Nonequipment | Thermostatic Shower Restriction Valve | Hot Water Loop with 50 Gallon Electric Resistance Heater and Pressure Balance Shower Valves | Standard Hot Water Loop with 50 Gallon Electric Resistance Heater and Standard Shower Valves | Commercial | Existing | College and University | FL Zone 2 | Per Valve | 75% | 172930 | 139481.7 | 33448.37 | 0.19342 | 10 | 2.3467 | 12.3114 | 0 | No equipment cost | 0 | No Labor Cost | 29.95 | http://thinkevolve.com/shop/showerstart-tsv/ | 0 | No Labor Cost | 29.95 | unit | 39 | 1168.05
Nonequipment | Thermostatic Shower Restriction Valve | Hot Water Loop with 50 Gallon Electric Resistance Heater and Pressure Balance Shower Valves | Standard Hot Water Loop with 50 Gallon Electric Resistance Heater and Standard Shower Valves | Commercial | Existing | Grocery | FL Zone 2 | Per Valve | 0% | 15037.4 | 14179.75 | 857.6505 | 0.057035 | 10 | 0.060172 | 0.31568 | 0 | No equipment cost | 0 | No Labor Cost | 29.95 | http://thinkevolve.com/shop/showerstart-tsv/ | 0 | No Labor Cost | 29.95 | unit | 1 | 29.95
Nonequipment | Thermostatic Shower Restriction Valve | Hot Water Loop with 50 Gallon Electric Resistance Heater and Pressure Balance Shower Valves | Standard Hot Water Loop with 50 Gallon Electric Resistance Heater and Standard Shower Valves | Commercial | Existing | Healthcare | FL Zone 2 | Per Valve | 75% | 10024.93 | 9167.28 | 857.6505 | 0.085552 | 10 | 0.079067 | 0.20669 | 0 | No equipment cost | 0 | No Labor Cost | 29.95 | http://thinkevolve.com/shop/showerstart-tsv/ | 0 | No Labor Cost | 29.95 | unit | 1 | 29.95
Nonequipment | Thermostatic Shower Restriction Valve | Hot Water Loop with 50 Gallon Electric Resistance Heater and Pressure Balance Shower Valves | Standard Hot Water Loop with 50 Gallon Electric Resistance Heater and Standard Shower Valves | Commercial | Existing | Hospitals | FL Zone 2 | Per Valve | 75% | 303254.1 | 280955.2 | 22298.91 | 0.073532 | 10 | 2.0558 | 5.3739 | 0 | No equipment cost | 0 | No Labor Cost | 29.95 | http://thinkevolve.com/shop/showerstart-tsv/ | 0 | No Labor Cost | 29.95 | unit | 26 | 778.7
Nonequipment | Thermostatic Shower Restriction Valve | Hot Water Loop with 50 Gallon Electric Resistance Heater and Pressure Balance Shower Valves | Standard Hot Water Loop with 50 Gallon Electric Resistance Heater and Standard Shower Valves | Commercial | Existing | Institutional | FL Zone 2 | Per Valve | 0% | 601495.8 | 582627.5 | 18868.31 | 0.031369 | 10 | 3.1886 | 2.1208 | 0 | No equipment cost | 0 | No Labor Cost | 29.95 | http://thinkevolve.com/shop/showerstart-tsv/ | 0 | No Labor Cost | 29.95 | unit | 22 | 658.9
Nonequipment | Thermostatic Shower Restriction Valve | Hot Water Loop with 50 Gallon Electric Resistance Heater and Pressure Balance Shower Valves | Standard Hot Water Loop with 50 Gallon Electric Resistance Heater and Standard Shower Valves | Commercial | Existing | Lodging/Hospitality | FL Zone 2 | Per Valve | 75% | 72179.5 | 62745.34 | 9434.155 | 0.1307 | 10 | 0.49923 | 4.2601 | 0 | No equipment cost | 0 | No Labor Cost | 29.95 | http://thinkevolve.com/shop/showerstart-tsv/ | 0 | No Labor Cost | 29.95 | unit | 11 | 329.45
Nonequipment | Thermostatic Shower Restriction Valve | Hot Water Loop with 50 Gallon Electric Resistance Heater and Pressure Balance Shower Valves | Standard Hot Water Loop with 50 Gallon Electric Resistance Heater and Standard Shower Valves | Commercial | Existing | Miscellaneous | FL Zone 2 | Per Valve | 0% | 451121.9 | 436541.8 | 14580.06 | 0.03232 | 10 | 2.4639 | 1.6388 | 0 | No equipment cost | 0 | No Labor Cost | 29.95 | http://thinkevolve.com/shop/showerstart-tsv/ | 0 | No Labor Cost | 29.95 | unit | 17 | 509.15
Nonequipment | Thermostatic Shower Restriction Valve | Hot Water Loop with 50 Gallon Electric Resistance Heater and Pressure Balance Shower Valves | Standard Hot Water Loop with 50 Gallon Electric Resistance Heater and Standard Shower Valves | Commercial | Existing | Offices | FL Zone 2 | Per Valve | 0% | 62655.81 | 60940.51 | 1715.301 | 0.027377 | 10 | 0.28987 | 0.1928 | 0 | No equipment cost | 0 | No Labor Cost | 29.95 | http://thinkevolve.com/shop/showerstart-tsv/ | 0 | No Labor Cost | 29.95 | unit | 2 | 59.9
Nonequipment | Thermostatic Shower Restriction Valve | Hot Water Loop with 50 Gallon Electric Resistance Heater and Pressure Balance Shower Valves | Standard Hot Water Loop with 50 Gallon Electric Resistance Heater and Standard Shower Valves | Commercial | Existing | Restaurants | FL Zone 2 | Per Valve | 0% | 25062.33 | 24204.68 | 857.6505 | 0.034221 | 10 | 0.060172 | 0.31568 | 0 | No equipment cost | 0 | No Labor Cost | 29.95 | http://thinkevolve.com/shop/showerstart-tsv/ | 0 | No Labor Cost | 29.95 | unit | 1 | 29.95
Nonequipment | Thermostatic Shower Restriction Valve | Hot Water Loop with 50 Gallon Electric Resistance Heater and Pressure Balance Shower Valves | Standard Hot Water Loop with 50 Gallon Electric Resistance Heater and Standard Shower Valves | Commercial | Existing | Retail | FL Zone 2 | Per Valve | 0% | 44661.06 | 42945.76 | 1715.301 | 0.038407 | 10 | 0.12034 | 0.63135 | 0 | No equipment cost | 0 | No Labor Cost | 29.95 | http://thinkevolve.com/shop/showerstart-tsv/ | 0 | No Labor Cost | 29.95 | unit | 2 | 59.9
Nonequipment | Thermostatic Shower Restriction Valve | Hot Water Loop with 50 Gallon Electric Resistance Heater and Pressure Balance Shower Valves | Standard Hot Water Loop with 50 Gallon Electric Resistance Heater and Standard Shower Valves | Commercial | Existing | Schools K-12 | FL Zone 2 | Per Valve | 0% | 3132.859 | 2275.209 | 857.6505 | 0.27376 | 10 | 0.14494 | 0.096401 | 0 | No equipment cost | 0 | No Labor Cost | 29.95 | http://thinkevolve.com/shop/showerstart-tsv/ | 0 | No Labor Cost | 29.95 | unit | 1 | 29.95
Nonequipment | Thermostatic Shower Restriction Valve | Hot Water Loop with 50 Gallon Electric Resistance Heater and Pressure Balance Shower Valves | Standard Hot Water Loop with 50 Gallon Electric Resistance Heater and Standard Shower Valves | Commercial | Existing | Warehouse | FL Zone 2 | Per Valve | 0% | 15037.4 | 14179.75 | 857.6505 | 0.057035 | 10 | 0.14494 | 0.096401 | 0 | No equipment cost | 0 | No Labor Cost | 29.95 | http://thinkevolve.com/shop/showerstart-tsv/ | 0 | No Labor Cost | 29.95 | unit | 1 | 29.95
Nonequipment | Thermostatic Shower Restriction Valve | Hot Water Loop with 50 Gallon Electric Resistance Heater and Pressure Balance Shower Valves | Standard Hot Water Loop with 50 Gallon Electric Resistance Heater and Standard Shower Valves | Commercial | New | Assembly | FL Zone 2 | Per Valve | 0% | 7192.49 | 6334.839 | 857.6505 | 0.11924 | 10 | 0.14494 | 0.096401 | 0 | No equipment cost | 0 | No Labor Cost | 29.95 | http://thinkevolve.com/shop/showerstart-tsv/ | 0 | No Labor Cost | 29.95 | unit | 1 | 29.95
Nonequipment | Thermostatic Shower Restriction Valve | Hot Water Loop with 50 Gallon Electric Resistance Heater and Pressure Balance Shower Valves | Standard Hot Water Loop with 50 Gallon Electric Resistance Heater and Standard Shower Valves | Commercial | New | College and University | FL Zone 2 | Per Valve | 0% | 165427.3 | 131978.9 | 33448.37 | 0.20219 | 10 | 2.3467 | 12.3114 | 0 | No equipment cost | 0 | No Labor Cost | 29.95 | http://thinkevolve.com/shop/showerstart-tsv/ | 0 | No Labor Cost | 29.95 | unit | 39 | 1168.05
Nonequipment | Thermostatic Shower Restriction Valve | Hot Water Loop with 50 Gallon Electric Resistance Heater and Pressure Balance Shower Valves | Standard Hot Water Loop with 50 Gallon Electric Resistance Heater and Standard Shower Valves | Commercial | New | Grocery | FL Zone 2 | Per Valve | 0% | 14384.98 | 13527.33 | 857.6505 | 0.059621 | 10 | 0.060172 | 0.31568 | 0 | No equipment cost | 0 | No Labor Cost | 29.95 | http://thinkevolve.com/shop/showerstart-tsv/ | 0 | No Labor Cost | 29.95 | unit | 1 | 29.95
Nonequipment | Thermostatic Shower Restriction Valve | Hot Water Loop with 50 Gallon Electric Resistance Heater and Pressure Balance Shower Valves | Standard Hot Water Loop with 50 Gallon Electric Resistance Heater and Standard Shower Valves | Commercial | New | Healthcare | FL Zone 2 | Per Valve | 0% | 9589.986 | 8732.336 | 857.6505 | 0.089432 | 10 | 0.079067 | 0.20669 | 0 | No equipment cost | 0 | No Labor Cost | 29.95 | http://thinkevolve.com/shop/showerstart-tsv/ | 0 | No Labor Cost | 29.95 | unit | 1 | 29.95
Nonequipment | Thermostatic Shower Restriction Valve | Hot Water Loop with 50 Gallon Electric Resistance Heater and Pressure Balance Shower Valves | Standard Hot Water Loop with 50 Gallon Electric Resistance Heater and Standard Shower Valves | Commercial | New | Hospitals | FL Zone 2 | Per Valve | 0% | 290097.1 | 267798.2 | 22298.91 | 0.076867 | 10 | 2.0558 | 5.3739 | 0 | No equipment cost | 0 | No Labor Cost | 29.95 | http://thinkevolve.com/shop/showerstart-tsv/ | 0 | No Labor Cost | 29.95 | unit | 26 | 778.7
Nonequipment | Thermostatic Shower Restriction Valve | Hot Water Loop with 50 Gallon Electric Resistance Heater and Pressure Balance Shower Valves | Standard Hot Water Loop with 50 Gallon Electric Resistance Heater and Standard Shower Valves | Commercial | New | Institutional | FL Zone 2 | Per Valve | 0% | 575399.2 | 556530.9 | 18868.31 | 0.032792 | 10 | 3.1886 | 2.1208 | 0 | No equipment cost | 0 | No Labor Cost | 29.95 | http://thinkevolve.com/shop/showerstart-tsv/ | 0 | No Labor Cost | 29.95 | unit | 22 | 658.9
Nonequipment | Thermostatic Shower Restriction Valve | Hot Water Loop with 50 Gallon Electric Resistance Heater and Pressure Balance Shower Valves | Standard Hot Water Loop with 50 Gallon Electric Resistance Heater and Standard Shower Valves | Commercial | New | Lodging/Hospitality | FL Zone 2 | Per Valve | 0% | 69047.9 | 59613.75 | 9434.155 | 0.13663 | 10 | 0.49923 | 4.2601 | 0 | No equipment cost | 0 | No Labor Cost | 29.95 | http://thinkevolve.com/shop/showerstart-tsv/ | 0 | No Labor Cost | 29.95 | unit | 11 | 329.45
Nonequipment | Thermostatic Shower Restriction Valve | Hot Water Loop with 50 Gallon Electric Resistance Heater and Pressure Balance Shower Valves | Standard Hot Water Loop with 50 Gallon Electric Resistance Heater and Standard Shower Valves | Commercial | New | Miscellaneous | FL Zone 2 | Per Valve | 0% | 431549.4 | 416969.3 | 14580.06 | 0.033785 | 10 | 2.4639 | 1.6388 | 0 | No equipment cost | 0 | No Labor Cost | 29.95 | http://thinkevolve.com/shop/showerstart-tsv/ | 0 | No Labor Cost | 29.95 | unit | 17 | 509.15
Nonequipment | Thermostatic Shower Restriction Valve | Hot Water Loop with 50 Gallon Electric Resistance Heater and Pressure Balance Shower Valves | Standard Hot Water Loop with 50 Gallon Electric Resistance Heater and Standard Shower Valves | Commercial | New | Offices | FL Zone 2 | Per Valve | 0% | 59937.41 | 58222.11 | 1715.301 | 0.028618 | 10 | 0.28987 | 0.1928 | 0 | No equipment cost | 0 | No Labor Cost | 29.95 | http://thinkevolve.com/shop/showerstart-tsv/ | 0 | No Labor Cost | 29.95 | unit | 2 | 59.9
Nonequipment | Thermostatic Shower Restriction Valve | Hot Water Loop with 50 Gallon Electric Resistance Heater and Pressure Balance Shower Valves | Standard Hot Water Loop with 50 Gallon Electric Resistance Heater and Standard Shower Valves | Commercial | New | Restaurants | FL Zone 2 | Per Valve | 0% | 23974.97 | 23117.32 | 857.6505 | 0.035773 | 10 | 0.060172 | 0.31568 | 0 | No equipment cost | 0 | No Labor Cost | 29.95 | http://thinkevolve.com/shop/showerstart-tsv/ | 0 | No Labor Cost | 29.95 | unit | 1 | 29.95
Nonequipment | Thermostatic Shower Restriction Valve | Hot Water Loop with 50 Gallon Electric Resistance Heater and Pressure Balance Shower Valves | Standard Hot Water Loop with 50 Gallon Electric Resistance Heater and Standard Shower Valves | Commercial | New | Retail | FL Zone 2 | Per Valve | 0% | 42723.39 | 41008.09 | 1715.301 | 0.040149 | 10 | 0.12034 | 0.63135 | 0 | No equipment cost | 0 | No Labor Cost | 29.95 | http://thinkevolve.com/shop/showerstart-tsv/ | 0 | No Labor Cost | 29.95 | unit | 2 | 59.9
Nonequipment | Thermostatic Shower Restriction Valve | Hot Water Loop with 50 Gallon Electric Resistance Heater and Pressure Balance Shower Valves | Standard Hot Water Loop with 50 Gallon Electric Resistance Heater and Standard Shower Valves | Commercial | New | Schools K-12 | FL Zone 2 | Per Valve | 0% | 2996.936 | 2139.286 | 857.6505 | 0.28618 | 10 | 0.14494 | 0.096401 | 0 | No equipment cost | 0 | No Labor Cost | 29.95 | http://thinkevolve.com/shop/showerstart-tsv/ | 0 | No Labor Cost | 29.95 | unit | 1 | 29.95
Nonequipment | Thermostatic Shower Restriction Valve | Hot Water Loop with 50 Gallon Electric Resistance Heater and Pressure Balance Shower Valves | Standard Hot Water Loop with 50 Gallon Electric Resistance Heater and Standard Shower Valves | Commercial | New | Warehouse | FL Zone 2 | Per Valve | 0% | 14384.98 | 13527.33 | 857.6505 | 0.059621 | 10 | 0.14494 | 0.096401 | 0 | No equipment cost | 0 | No Labor Cost | 29.95 | http://thinkevolve.com/shop/showerstart-tsv/ | 0 | No Labor Cost | 29.95 | unit | 1 | 29.95
Nonequipment | Bi-Level Lighting Control (Exterior) | Bi-Level Controls on Exterior Lighting, 500 Watts Controlled | 500 Watts of Lighting, Manually Controlled | Commercial | Existing | Assembly | FL Zone 2 | Per 500W Controlled | 9% | 4380 | 3022.2 | 1357.8 | 0.31 | 9 | 0 | 0 | 0 | no equipment cost | 0 | 0 | 300 | Michigan 2018 Statewide Master Measure Database, Exterior Lighting BiLevel Control w Override, and wattage assumed in measure workbook | 99 | Michigan 2018 Statewide Master Measure Database, Exterior Lighting BiLevel Control w Override, and wattage assumed in measure workbook | 399 | 500-watts controlled |  | 399
Nonequipment | Bi-Level Lighting Control (Exterior) | Bi-Level Controls on Exterior Lighting, 500 Watts Controlled | 500 Watts of Lighting, Manually Controlled | Commercial | Existing | College and University | FL Zone 2 | Per 500W Controlled | 14% | 4380 | 3022.2 | 1357.8 | 0.31 | 9 | 0 | 0 | 0 | no equipment cost | 0 | 0 | 300 | Michigan 2018 Statewide Master Measure Database, Exterior Lighting BiLevel Control w Override, and wattage assumed in measure workbook | 99 | Michigan 2018 Statewide Master Measure Database, Exterior Lighting BiLevel Control w Override, and wattage assumed in measure workbook | 399 | 500-watts controlled |  | 399
Nonequipment | Bi-Level Lighting Control (Exterior) | Bi-Level Controls on Exterior Lighting, 500 Watts Controlled | 500 Watts of Lighting, Manually Controlled | Commercial | Existing | Grocery | FL Zone 2 | Per 500W Controlled | 9% | 4380 | 3022.2 | 1357.8 | 0.31 | 9 | 0 | 0 | 0 | no equipment cost | 0 | 0 | 300 | Michigan 2018 Statewide Master Measure Database, Exterior Lighting BiLevel Control w Override, and wattage assumed in measure workbook | 99 | Michigan 2018 Statewide Master Measure Database, Exterior Lighting BiLevel Control w Override, and wattage assumed in measure workbook | 399 | 500-watts controlled |  | 399
Nonequipment | Bi-Level Lighting Control (Exterior) | Bi-Level Controls on Exterior Lighting, 500 Watts Controlled | 500 Watts of Lighting, Manually Controlled | Commercial | Existing | Healthcare | FL Zone 2 | Per 500W Controlled | 14% | 4380 | 3022.2 | 1357.8 | 0.31 | 9 | 0 | 0 | 0 | no equipment cost | 0 | 0 | 300 | Michigan 2018 Statewide Master Measure Database, Exterior Lighting BiLevel Control w Override, and wattage assumed in measure workbook | 99 | Michigan 2018 Statewide Master Measure Database, Exterior Lighting BiLevel Control w Override, and wattage assumed in measure workbook | 399 | 500-watts controlled |  | 399
Nonequipment | Bi-Level Lighting Control (Exterior) | Bi-Level Controls on Exterior Lighting, 500 Watts Controlled | 500 Watts of Lighting, Manually Controlled | Commercial | Existing | Hospitals | FL Zone 2 | Per 500W Controlled | 14% | 4380 | 3022.2 | 1357.8 | 0.31 | 9 | 0 | 0 | 0 | no equipment cost | 0 | 0 | 300 | Michigan 2018 Statewide Master Measure Database, Exterior Lighting BiLevel Control w Override, and wattage assumed in measure workbook | 99 | Michigan 2018 Statewide Master Measure Database, Exterior Lighting BiLevel Control w Override, and wattage assumed in measure workbook | 399 | 500-watts controlled |  | 399
Nonequipment | Bi-Level Lighting Control (Exterior) | Bi-Level Controls on Exterior Lighting, 500 Watts Controlled | 500 Watts of Lighting, Manually Controlled | Commercial | Existing | Institutional | FL Zone 2 | Per 500W Controlled | 9% | 4380 | 3022.2 | 1357.8 | 0.31 | 9 | 0 | 0 | 0 | no equipment cost | 0 | 0 | 300 | Michigan 2018 Statewide Master Measure Database, Exterior Lighting BiLevel Control w Override, and wattage assumed in measure workbook | 99 | Michigan 2018 Statewide Master Measure Database, Exterior Lighting BiLevel Control w Override, and wattage assumed in measure workbook | 399 | 500-watts controlled |  | 399
Nonequipment | Bi-Level Lighting Control (Exterior) | Bi-Level Controls on Exterior Lighting, 500 Watts Controlled | 500 Watts of Lighting, Manually Controlled | Commercial | Existing | Lodging/Hospitality | FL Zone 2 | Per 500W Controlled | 14% | 4380 | 3022.2 | 1357.8 | 0.31 | 9 | 0 | 0 | 0 | no equipment cost | 0 | 0 | 300 | Michigan 2018 Statewide Master Measure Database, Exterior Lighting BiLevel Control w Override, and wattage assumed in measure workbook | 99 | Michigan 2018 Statewide Master Measure Database, Exterior Lighting BiLevel Control w Override, and wattage assumed in measure workbook | 399 | 500-watts controlled |  | 399
Nonequipment | Bi-Level Lighting Control (Exterior) | Bi-Level Controls on Exterior Lighting, 500 Watts Controlled | 500 Watts of Lighting, Manually Controlled | Commercial | Existing | Miscellaneous | FL Zone 2 | Per 500W Controlled | 9% | 4380 | 3022.2 | 1357.8 | 0.31 | 9 | 0 | 0 | 0 | no equipment cost | 0 | 0 | 300 | Michigan 2018 Statewide Master Measure Database, Exterior Lighting BiLevel Control w Override, and wattage assumed in measure workbook | 99 | Michigan 2018 Statewide Master Measure Database, Exterior Lighting BiLevel Control w Override, and wattage assumed in measure workbook | 399 | 500-watts controlled |  | 399
Nonequipment | Bi-Level Lighting Control (Exterior) | Bi-Level Controls on Exterior Lighting, 500 Watts Controlled | 500 Watts of Lighting, Manually Controlled | Commercial | Existing | Offices | FL Zone 2 | Per 500W Controlled | 14% | 4380 | 3022.2 | 1357.8 | 0.31 | 9 | 0 | 0 | 0 | no equipment cost | 0 | 0 | 300 | Michigan 2018 Statewide Master Measure Database, Exterior Lighting BiLevel Control w Override, and wattage assumed in measure workbook | 99 | Michigan 2018 Statewide Master Measure Database, Exterior Lighting BiLevel Control w Override, and wattage assumed in measure workbook | 399 | 500-watts controlled |  | 399
Nonequipment | Bi-Level Lighting Control (Exterior) | Bi-Level Controls on Exterior Lighting, 500 Watts Controlled | 500 Watts of Lighting, Manually Controlled | Commercial | Existing | Restaurants | FL Zone 2 | Per 500W Controlled | 3% | 4380 | 3022.2 | 1357.8 | 0.31 | 9 | 0 | 0 | 0 | no equipment cost | 0 | 0 | 300 | Michigan 2018 Statewide Master Measure Database, Exterior Lighting BiLevel Control w Override, and wattage assumed in measure workbook | 99 | Michigan 2018 Statewide Master Measure Database, Exterior Lighting BiLevel Control w Override, and wattage assumed in measure workbook | 399 | 500-watts controlled |  | 399
Nonequipment | Bi-Level Lighting Control (Exterior) | Bi-Level Controls on Exterior Lighting, 500 Watts Controlled | 500 Watts of Lighting, Manually Controlled | Commercial | Existing | Retail | FL Zone 2 | Per 500W Controlled | 14% | 4380 | 3022.2 | 1357.8 | 0.31 | 9 | 0 | 0 | 0 | no equipment cost | 0 | 0 | 300 | Michigan 2018 Statewide Master Measure Database, Exterior Lighting BiLevel Control w Override, and wattage assumed in measure workbook | 99 | Michigan 2018 Statewide Master Measure Database, Exterior Lighting BiLevel Control w Override, and wattage assumed in measure workbook | 399 | 500-watts controlled |  | 399
Nonequipment | Bi-Level Lighting Control (Exterior) | Bi-Level Controls on Exterior Lighting, 500 Watts Controlled | 500 Watts of Lighting, Manually Controlled | Commercial | Existing | Schools K-12 | FL Zone 2 | Per 500W Controlled | 9% | 4380 | 3022.2 | 1357.8 | 0.31 | 9 | 0 | 0 | 0 | no equipment cost | 0 | 0 | 300 | Michigan 2018 Statewide Master Measure Database, Exterior Lighting BiLevel Control w Override, and wattage assumed in measure workbook | 99 | Michigan 2018 Statewide Master Measure Database, Exterior Lighting BiLevel Control w Override, and wattage assumed in measure workbook | 399 | 500-watts controlled |  | 399
Nonequipment | Bi-Level Lighting Control (Exterior) | Bi-Level Controls on Exterior Lighting, 500 Watts Controlled | 500 Watts of Lighting, Manually Controlled | Commercial | Existing | Warehouse | FL Zone 2 | Per 500W Controlled | 14% | 4380 | 3022.2 | 1357.8 | 0.31 | 9 | 0 | 0 | 0 | no equipment cost | 0 | 0 | 300 | Michigan 2018 Statewide Master Measure Database, Exterior Lighting BiLevel Control w Override, and wattage assumed in measure workbook | 99 | Michigan 2018 Statewide Master Measure Database, Exterior Lighting BiLevel Control w Override, and wattage assumed in measure workbook | 399 | 500-watts controlled |  | 399
Nonequipment | Bi-Level Lighting Control (Exterior) | Bi-Level Controls on Exterior Lighting, 500 Watts Controlled | 500 Watts of Lighting, Controlled either Manually or by Sensor as Specified by Code | Commercial | New | Assembly | FL Zone 2 | Per 500W Controlled | 9% | 4380 | 3022.2 | 1357.8 | 0.31 | 9 | 0 | 0 | 0 | no equipment cost | 0 | 0 | 300 | Michigan 2018 Statewide Master Measure Database, Exterior Lighting BiLevel Control w Override, and wattage assumed in measure workbook | 99 | Michigan 2018 Statewide Master Measure Database, Exterior Lighting BiLevel Control w Override, and wattage assumed in measure workbook | 399 | 500-watts controlled |  | 399
Nonequipment | Bi-Level Lighting Control (Exterior) | Bi-Level Controls on Exterior Lighting, 500 Watts Controlled | 500 Watts of Lighting, Controlled either Manually or by Sensor as Specified by Code | Commercial | New | College and University | FL Zone 2 | Per 500W Controlled | 14% | 4380 | 3022.2 | 1357.8 | 0.31 | 9 | 0 | 0 | 0 | no equipment cost | 0 | 0 | 300 | Michigan 2018 Statewide Master Measure Database, Exterior Lighting BiLevel Control w Override, and wattage assumed in measure workbook | 99 | Michigan 2018 Statewide Master Measure Database, Exterior Lighting BiLevel Control w Override, and wattage assumed in measure workbook | 399 | 500-watts controlled |  | 399
Nonequipment | Bi-Level Lighting Control (Exterior) | Bi-Level Controls on Exterior Lighting, 500 Watts Controlled | 500 Watts of Lighting, Controlled either Manually or by Sensor as Specified by Code | Commercial | New | Grocery | FL Zone 2 | Per 500W Controlled | 9% | 4380 | 3022.2 | 1357.8 | 0.31 | 9 | 0 | 0 | 0 | no equipment cost | 0 | 0 | 300 | Michigan 2018 Statewide Master Measure Database, Exterior Lighting BiLevel Control w Override, and wattage assumed in measure workbook | 99 | Michigan 2018 Statewide Master Measure Database, Exterior Lighting BiLevel Control w Override, and wattage assumed in measure workbook | 399 | 500-watts controlled |  | 399
Nonequipment | Bi-Level Lighting Control (Exterior) | Bi-Level Controls on Exterior Lighting, 500 Watts Controlled | 500 Watts of Lighting, Controlled either Manually or by Sensor as Specified by Code | Commercial | New | Healthcare | FL Zone 2 | Per 500W Controlled | 14% | 4380 | 3022.2 | 1357.8 | 0.31 | 9 | 0 | 0 | 0 | no equipment cost | 0 | 0 | 300 | Michigan 2018 Statewide Master Measure Database, Exterior Lighting BiLevel Control w Override, and wattage assumed in measure workbook | 99 | Michigan 2018 Statewide Master Measure Database, Exterior Lighting BiLevel Control w Override, and wattage assumed in measure workbook | 399 | 500-watts controlled |  | 399
Nonequipment | Bi-Level Lighting Control (Exterior) | Bi-Level Controls on Exterior Lighting, 500 Watts Controlled | 500 Watts of Lighting, Controlled either Manually or by Sensor as Specified by Code | Commercial | New | Hospitals | FL Zone 2 | Per 500W Controlled | 14% | 4380 | 3022.2 | 1357.8 | 0.31 | 9 | 0 | 0 | 0 | no equipment cost | 0 | 0 | 300 | Michigan 2018 Statewide Master Measure Database, Exterior Lighting BiLevel Control w Override, and wattage assumed in measure workbook | 99 | Michigan 2018 Statewide Master Measure Database, Exterior Lighting BiLevel Control w Override, and wattage assumed in measure workbook | 399 | 500-watts controlled |  | 399
Nonequipment | Bi-Level Lighting Control (Exterior) | Bi-Level Controls on Exterior Lighting, 500 Watts Controlled | 500 Watts of Lighting, Controlled either Manually or by Sensor as Specified by Code | Commercial | New | Institutional | FL Zone 2 | Per 500W Controlled | 9% | 4380 | 3022.2 | 1357.8 | 0.31 | 9 | 0 | 0 | 0 | no equipment cost | 0 | 0 | 300 | Michigan 2018 Statewide Master Measure Database, Exterior Lighting BiLevel Control w Override, and wattage assumed in measure workbook | 99 | Michigan 2018 Statewide Master Measure Database, Exterior Lighting BiLevel Control w Override, and wattage assumed in measure workbook | 399 | 500-watts controlled |  | 399
Nonequipment | Bi-Level Lighting Control (Exterior) | Bi-Level Controls on Exterior Lighting, 500 Watts Controlled | 500 Watts of Lighting, Controlled either Manually or by Sensor as Specified by Code | Commercial | New | Lodging/Hospitality | FL Zone 2 | Per 500W Controlled | 14% | 4380 | 3022.2 | 1357.8 | 0.31 | 9 | 0 | 0 | 0 | no equipment cost | 0 | 0 | 300 | Michigan 2018 Statewide Master Measure Database, Exterior Lighting BiLevel Control w Override, and wattage assumed in measure workbook | 99 | Michigan 2018 Statewide Master Measure Database, Exterior Lighting BiLevel Control w Override, and wattage assumed in measure workbook | 399 | 500-watts controlled |  | 399
Nonequipment | Bi-Level Lighting Control (Exterior) | Bi-Level Controls on Exterior Lighting, 500 Watts Controlled | 500 Watts of Lighting, Controlled either Manually or by Sensor as Specified by Code | Commercial | New | Miscellaneous | FL Zone 2 | Per 500W Controlled | 9% | 4380 | 3022.2 | 1357.8 | 0.31 | 9 | 0 | 0 | 0 | no equipment cost | 0 | 0 | 300 | Michigan 2018 Statewide Master Measure Database, Exterior Lighting BiLevel Control w Override, and wattage assumed in measure workbook | 99 | Michigan 2018 Statewide Master Measure Database, Exterior Lighting BiLevel Control w Override, and wattage assumed in measure workbook | 399 | 500-watts controlled |  | 399
Nonequipment | Bi-Level Lighting Control (Exterior) | Bi-Level Controls on Exterior Lighting, 500 Watts Controlled | 500 Watts of Lighting, Controlled either Manually or by Sensor as Specified by Code | Commercial | New | Offices | FL Zone 2 | Per 500W Controlled | 14% | 4380 | 3022.2 | 1357.8 | 0.31 | 9 | 0 | 0 | 0 | no equipment cost | 0 | 0 | 300 | Michigan 2018 Statewide Master Measure Database, Exterior Lighting BiLevel Control w Override, and wattage assumed in measure workbook | 99 | Michigan 2018 Statewide Master Measure Database, Exterior Lighting BiLevel Control w Override, and wattage assumed in measure workbook | 399 | 500-watts controlled |  | 399
Nonequipment | Bi-Level Lighting Control (Exterior) | Bi-Level Controls on Exterior Lighting, 500 Watts Controlled | 500 Watts of Lighting, Controlled either Manually or by Sensor as Specified by Code | Commercial | New | Restaurants | FL Zone 2 | Per 500W Controlled | 3% | 4380 | 3022.2 | 1357.8 | 0.31 | 9 | 0 | 0 | 0 | no equipment cost | 0 | 0 | 300 | Michigan 2018 Statewide Master Measure Database, Exterior Lighting BiLevel Control w Override, and wattage assumed in measure workbook | 99 | Michigan 2018 Statewide Master Measure Database, Exterior Lighting BiLevel Control w Override, and wattage assumed in measure workbook | 399 | 500-watts controlled |  | 399
Nonequipment | Bi-Level Lighting Control (Exterior) | Bi-Level Controls on Exterior Lighting, 500 Watts Controlled | 500 Watts of Lighting, Controlled either Manually or by Sensor as Specified by Code | Commercial | New | Retail | FL Zone 2 | Per 500W Controlled | 14% | 4380 | 3022.2 | 1357.8 | 0.31 | 9 | 0 | 0 | 0 | no equipment cost | 0 | 0 | 300 | Michigan 2018 Statewide Master Measure Database, Exterior Lighting BiLevel Control w Override, and wattage assumed in measure workbook | 99 | Michigan 2018 Statewide Master Measure Database, Exterior Lighting BiLevel Control w Override, and wattage assumed in measure workbook | 399 | 500-watts controlled |  | 399
Nonequipment | Bi-Level Lighting Control (Exterior) | Bi-Level Controls on Exterior Lighting, 500 Watts Controlled | 500 Watts of Lighting, Controlled either Manually or by Sensor as Specified by Code | Commercial | New | Schools K-12 | FL Zone 2 | Per 500W Controlled | 9% | 4380 | 3022.2 | 1357.8 | 0.31 | 9 | 0 | 0 | 0 | no equipment cost | 0 | 0 | 300 | Michigan 2018 Statewide Master Measure Database, Exterior Lighting BiLevel Control w Override, and wattage assumed in measure workbook | 99 | Michigan 2018 Statewide Master Measure Database, Exterior Lighting BiLevel Control w Override, and wattage assumed in measure workbook | 399 | 500-watts controlled |  | 399
Nonequipment | Bi-Level Lighting Control (Exterior) | Bi-Level Controls on Exterior Lighting, 500 Watts Controlled | 500 Watts of Lighting, Controlled either Manually or by Sensor as Specified by Code | Commercial | New | Warehouse | FL Zone 2 | Per 500W Controlled | 14% | 4380 | 3022.2 | 1357.8 | 0.31 | 9 | 0 | 0 | 0 | no equipment cost | 0 | 0 | 300 | Michigan 2018 Statewide Master Measure Database, Exterior Lighting BiLevel Control w Override, and wattage assumed in measure workbook | 99 | Michigan 2018 Statewide Master Measure Database, Exterior Lighting BiLevel Control w Override, and wattage assumed in measure workbook | 399 | 500-watts controlled |  | 399
Nonequipment | Outdoor Lighting Controls | Install Exterior Photocell Dimming Controls, 500 Watts Controlled | 500 Watts of Lighting, Manually Controlled | Commercial | Existing | Assembly | FL Zone 2 | Per End Use Consumption | 31% | 2009 | 1446.48 | 562.52 | 0.28 | 8 | 0 | 0 | 0 | no equipment cost | 0 | 0 | 60 | Michigan 2018 Statewide Master Measure Database, Exterior Occupancy Sensor, and wattage assumed in measure workbook | 70 | Michigan 2018 Statewide Master Measure Database, Exterior Occupancy Sensor, and wattage assumed in measure workbook | 130 | 500-watts controlled |  | 130
Nonequipment | Outdoor Lighting Controls | Install Exterior Photocell Dimming Controls, 500 Watts Controlled | 500 Watts of Lighting, Manually Controlled | Commercial | Existing | College and University | FL Zone 2 | Per End Use Consumption | 31% | 2009 | 1446.48 | 562.52 | 0.28 | 8 | 0 | 0 | 0 | no equipment cost | 0 | 0 | 60 | Michigan 2018 Statewide Master Measure Database, Exterior Occupancy Sensor, and wattage assumed in measure workbook | 70 | Michigan 2018 Statewide Master Measure Database, Exterior Occupancy Sensor, and wattage assumed in measure workbook | 130 | 500-watts controlled |  | 130
Nonequipment | Outdoor Lighting Controls | Install Exterior Photocell Dimming Controls, 500 Watts Controlled | 500 Watts of Lighting, Manually Controlled | Commercial | Existing | Grocery | FL Zone 2 | Per End Use Consumption | 31% | 2009 | 1446.48 | 562.52 | 0.28 | 8 | 0 | 0 | 0 | no equipment cost | 0 | 0 | 60 | Michigan 2018 Statewide Master Measure Database, Exterior Occupancy Sensor, and wattage assumed in measure workbook | 70 | Michigan 2018 Statewide Master Measure Database, Exterior Occupancy Sensor, and wattage assumed in measure workbook | 130 | 500-watts controlled |  | 130
Nonequipment | Outdoor Lighting Controls | Install Exterior Photocell Dimming Controls, 500 Watts Controlled | 500 Watts of Lighting, Manually Controlled | Commercial | Existing | Healthcare | FL Zone 2 | Per End Use Consumption | 31% | 2009 | 1446.48 | 562.52 | 0.28 | 8 | 0 | 0 | 0 | no equipment cost | 0 | 0 | 60 | Michigan 2018 Statewide Master Measure Database, Exterior Occupancy Sensor, and wattage assumed in measure workbook | 70 | Michigan 2018 Statewide Master Measure Database, Exterior Occupancy Sensor, and wattage assumed in measure workbook | 130 | 500-watts controlled |  | 130
Nonequipment | Outdoor Lighting Controls | Install Exterior Photocell Dimming Controls, 500 Watts Controlled | 500 Watts of Lighting, Manually Controlled | Commercial | Existing | Hospitals | FL Zone 2 | Per End Use Consumption | 31% | 2009 | 1446.48 | 562.52 | 0.28 | 8 | 0 | 0 | 0 | no equipment cost | 0 | 0 | 60 | Michigan 2018 Statewide Master Measure Database, Exterior Occupancy Sensor, and wattage assumed in measure workbook | 70 | Michigan 2018 Statewide Master Measure Database, Exterior Occupancy Sensor, and wattage assumed in measure workbook | 130 | 500-watts controlled |  | 130
Nonequipment | Outdoor Lighting Controls | Install Exterior Photocell Dimming Controls, 500 Watts Controlled | 500 Watts of Lighting, Manually Controlled | Commercial | Existing | Institutional | FL Zone 2 | Per End Use Consumption | 31% | 2009 | 1446.48 | 562.52 | 0.28 | 8 | 0 | 0 | 0 | no equipment cost | 0 | 0 | 60 | Michigan 2018 Statewide Master Measure Database, Exterior Occupancy Sensor, and wattage assumed in measure workbook | 70 | Michigan 2018 Statewide Master Measure Database, Exterior Occupancy Sensor, and wattage assumed in measure workbook | 130 | 500-watts controlled |  | 130
Nonequipment | Outdoor Lighting Controls | Install Exterior Photocell Dimming Controls, 500 Watts Controlled | 500 Watts of Lighting, Manually Controlled | Commercial | Existing | Lodging/Hospitality | FL Zone 2 | Per End Use Consumption | 31% | 2009 | 1446.48 | 562.52 | 0.28 | 8 | 0 | 0 | 0 | no equipment cost | 0 | 0 | 60 | Michigan 2018 Statewide Master Measure Database, Exterior Occupancy Sensor, and wattage assumed in measure workbook | 70 | Michigan 2018 Statewide Master Measure Database, Exterior Occupancy Sensor, and wattage assumed in measure workbook | 130 | 500-watts controlled |  | 130
Nonequipment | Outdoor Lighting Controls | Install Exterior Photocell Dimming Controls, 500 Watts Controlled | 500 Watts of Lighting, Manually Controlled | Commercial | Existing | Miscellaneous | FL Zone 2 | Per End Use Consumption | 31% | 2009 | 1446.48 | 562.52 | 0.28 | 8 | 0 | 0 | 0 | no equipment cost | 0 | 0 | 60 | Michigan 2018 Statewide Master Measure Database, Exterior Occupancy Sensor, and wattage assumed in measure workbook | 70 | Michigan 2018 Statewide Master Measure Database, Exterior Occupancy Sensor, and wattage assumed in measure workbook | 130 | 500-watts controlled |  | 130
Nonequipment | Outdoor Lighting Controls | Install Exterior Photocell Dimming Controls, 500 Watts Controlled | 500 Watts of Lighting, Manually Controlled | Commercial | Existing | Offices | FL Zone 2 | Per End Use Consumption | 31% | 2009 | 1446.48 | 562.52 | 0.28 | 8 | 0 | 0 | 0 | no equipment cost | 0 | 0 | 60 | Michigan 2018 Statewide Master Measure Database, Exterior Occupancy Sensor, and wattage assumed in measure workbook | 70 | Michigan 2018 Statewide Master Measure Database, Exterior Occupancy Sensor, and wattage assumed in measure workbook | 130 | 500-watts controlled |  | 130
Nonequipment | Outdoor Lighting Controls | Install Exterior Photocell Dimming Controls, 500 Watts Controlled | 500 Watts of Lighting, Manually Controlled | Commercial | Existing | Restaurants | FL Zone 2 | Per End Use Consumption | 31% | 2009 | 1446.48 | 562.52 | 0.28 | 8 | 0 | 0 | 0 | no equipment cost | 0 | 0 | 60 | Michigan 2018 Statewide Master Measure Database, Exterior Occupancy Sensor, and wattage assumed in measure workbook | 70 | Michigan 2018 Statewide Master Measure Database, Exterior Occupancy Sensor, and wattage assumed in measure workbook | 130 | 500-watts controlled |  | 130
Nonequipment | Outdoor Lighting Controls | Install Exterior Photocell Dimming Controls, 500 Watts Controlled | 500 Watts of Lighting, Manually Controlled | Commercial | Existing | Retail | FL Zone 2 | Per End Use Consumption | 31% | 2009 | 1446.48 | 562.52 | 0.28 | 8 | 0 | 0 | 0 | no equipment cost | 0 | 0 | 60 | Michigan 2018 Statewide Master Measure Database, Exterior Occupancy Sensor, and wattage assumed in measure workbook | 70 | Michigan 2018 Statewide Master Measure Database, Exterior Occupancy Sensor, and wattage assumed in measure workbook | 130 | 500-watts controlled |  | 130
Nonequipment | Outdoor Lighting Controls | Install Exterior Photocell Dimming Controls, 500 Watts Controlled | 500 Watts of Lighting, Manually Controlled | Commercial | Existing | Schools K-12 | FL Zone 2 | Per End Use Consumption | 31% | 2009 | 1446.48 | 562.52 | 0.28 | 8 | 0 | 0 | 0 | no equipment cost | 0 | 0 | 60 | Michigan 2018 Statewide Master Measure Database, Exterior Occupancy Sensor, and wattage assumed in measure workbook | 70 | Michigan 2018 Statewide Master Measure Database, Exterior Occupancy Sensor, and wattage assumed in measure workbook | 130 | 500-watts controlled |  | 130
Nonequipment | Outdoor Lighting Controls | Install Exterior Photocell Dimming Controls, 500 Watts Controlled | 500 Watts of Lighting, Manually Controlled | Commercial | Existing | Warehouse | FL Zone 2 | Per End Use Consumption | 31% | 2009 | 1446.48 | 562.52 | 0.28 | 8 | 0 | 0 | 0 | no equipment cost | 0 | 0 | 60 | Michigan 2018 Statewide Master Measure Database, Exterior Occupancy Sensor, and wattage assumed in measure workbook | 70 | Michigan 2018 Statewide Master Measure Database, Exterior Occupancy Sensor, and wattage assumed in measure workbook | 130 | 500-watts controlled |  | 130
Nonequipment | Outdoor Lighting Controls | Install Exterior Photocell Dimming Controls, 500 Watts Controlled | 500 Watts of Lighting, Controlled Manually | Commercial | New | Assembly | FL Zone 2 | Per End Use Consumption | 31% | 2009 | 1446.48 | 562.52 | 0.28 | 8 | 0 | 0 | 0 | no equipment cost | 0 | 0 | 60 | Michigan 2018 Statewide Master Measure Database, Exterior Occupancy Sensor, and wattage assumed in measure workbook | 70 | Michigan 2018 Statewide Master Measure Database, Exterior Occupancy Sensor, and wattage assumed in measure workbook | 130 | 500-watts controlled |  | 130
Nonequipment | Outdoor Lighting Controls | Install Exterior Photocell Dimming Controls, 500 Watts Controlled | 500 Watts of Lighting, Controlled Manually | Commercial | New | College and University | FL Zone 2 | Per End Use Consumption | 31% | 2009 | 1446.48 | 562.52 | 0.28 | 8 | 0 | 0 | 0 | no equipment cost | 0 | 0 | 60 | Michigan 2018 Statewide Master Measure Database, Exterior Occupancy Sensor, and wattage assumed in measure workbook | 70 | Michigan 2018 Statewide Master Measure Database, Exterior Occupancy Sensor, and wattage assumed in measure workbook | 130 | 500-watts controlled |  | 130
Nonequipment | Outdoor Lighting Controls | Install Exterior Photocell Dimming Controls, 500 Watts Controlled | 500 Watts of Lighting, Controlled Manually | Commercial | New | Grocery | FL Zone 2 | Per End Use Consumption | 31% | 2009 | 1446.48 | 562.52 | 0.28 | 8 | 0 | 0 | 0 | no equipment cost | 0 | 0 | 60 | Michigan 2018 Statewide Master Measure Database, Exterior Occupancy Sensor, and wattage assumed in measure workbook | 70 | Michigan 2018 Statewide Master Measure Database, Exterior Occupancy Sensor, and wattage assumed in measure workbook | 130 | 500-watts controlled |  | 130
Nonequipment | Outdoor Lighting Controls | Install Exterior Photocell Dimming Controls, 500 Watts Controlled | 500 Watts of Lighting, Controlled Manually | Commercial | New | Healthcare | FL Zone 2 | Per End Use Consumption | 31% | 2009 | 1446.48 | 562.52 | 0.28 | 8 | 0 | 0 | 0 | no equipment cost | 0 | 0 | 60 | Michigan 2018 Statewide Master Measure Database, Exterior Occupancy Sensor, and wattage assumed in measure workbook | 70 | Michigan 2018 Statewide Master Measure Database, Exterior Occupancy Sensor, and wattage assumed in measure workbook | 130 | 500-watts controlled |  | 130
Nonequipment | Outdoor Lighting Controls | Install Exterior Photocell Dimming Controls, 500 Watts Controlled | 500 Watts of Lighting, Controlled Manually | Commercial | New | Hospitals | FL Zone 2 | Per End Use Consumption | 31% | 2009 | 1446.48 | 562.52 | 0.28 | 8 | 0 | 0 | 0 | no equipment cost | 0 | 0 | 60 | Michigan 2018 Statewide Master Measure Database, Exterior Occupancy Sensor, and wattage assumed in measure workbook | 70 | Michigan 2018 Statewide Master Measure Database, Exterior Occupancy Sensor, and wattage assumed in measure workbook | 130 | 500-watts controlled |  | 130
Nonequipment | Outdoor Lighting Controls | Install Exterior Photocell Dimming Controls, 500 Watts Controlled | 500 Watts of Lighting, Controlled Manually | Commercial | New | Institutional | FL Zone 2 | Per End Use Consumption | 31% | 2009 | 1446.48 | 562.52 | 0.28 | 8 | 0 | 0 | 0 | no equipment cost | 0 | 0 | 60 | Michigan 2018 Statewide Master Measure Database, Exterior Occupancy Sensor, and wattage assumed in measure workbook | 70 | Michigan 2018 Statewide Master Measure Database, Exterior Occupancy Sensor, and wattage assumed in measure workbook | 130 | 500-watts controlled |  | 130
Nonequipment | Outdoor Lighting Controls | Install Exterior Photocell Dimming Controls, 500 Watts Controlled | 500 Watts of Lighting, Controlled Manually | Commercial | New | Lodging/Hospitality | FL Zone 2 | Per End Use Consumption | 31% | 2009 | 1446.48 | 562.52 | 0.28 | 8 | 0 | 0 | 0 | no equipment cost | 0 | 0 | 60 | Michigan 2018 Statewide Master Measure Database, Exterior Occupancy Sensor, and wattage assumed in measure workbook | 70 | Michigan 2018 Statewide Master Measure Database, Exterior Occupancy Sensor, and wattage assumed in measure workbook | 130 | 500-watts controlled |  | 130
Nonequipment | Outdoor Lighting Controls | Install Exterior Photocell Dimming Controls, 500 Watts Controlled | 500 Watts of Lighting, Controlled Manually | Commercial | New | Miscellaneous | FL Zone 2 | Per End Use Consumption | 31% | 2009 | 1446.48 | 562.52 | 0.28 | 8 | 0 | 0 | 0 | no equipment cost | 0 | 0 | 60 | Michigan 2018 Statewide Master Measure Database, Exterior Occupancy Sensor, and wattage assumed in measure workbook | 70 | Michigan 2018 Statewide Master Measure Database, Exterior Occupancy Sensor, and wattage assumed in measure workbook | 130 | 500-watts controlled |  | 130
Nonequipment | Outdoor Lighting Controls | Install Exterior Photocell Dimming Controls, 500 Watts Controlled | 500 Watts of Lighting, Controlled Manually | Commercial | New | Offices | FL Zone 2 | Per End Use Consumption | 31% | 2009 | 1446.48 | 562.52 | 0.28 | 8 | 0 | 0 | 0 | no equipment cost | 0 | 0 | 60 | Michigan 2018 Statewide Master Measure Database, Exterior Occupancy Sensor, and wattage assumed in measure workbook | 70 | Michigan 2018 Statewide Master Measure Database, Exterior Occupancy Sensor, and wattage assumed in measure workbook | 130 | 500-watts controlled |  | 130
Nonequipment | Outdoor Lighting Controls | Install Exterior Photocell Dimming Controls, 500 Watts Controlled | 500 Watts of Lighting, Controlled Manually | Commercial | New | Restaurants | FL Zone 2 | Per End Use Consumption | 31% | 2009 | 1446.48 | 562.52 | 0.28 | 8 | 0 | 0 | 0 | no equipment cost | 0 | 0 | 60 | Michigan 2018 Statewide Master Measure Database, Exterior Occupancy Sensor, and wattage assumed in measure workbook | 70 | Michigan 2018 Statewide Master Measure Database, Exterior Occupancy Sensor, and wattage assumed in measure workbook | 130 | 500-watts controlled |  | 130
Nonequipment | Outdoor Lighting Controls | Install Exterior Photocell Dimming Controls, 500 Watts Controlled | 500 Watts of Lighting, Controlled Manually | Commercial | New | Retail | FL Zone 2 | Per End Use Consumption | 31% | 2009 | 1446.48 | 562.52 | 0.28 | 8 | 0 | 0 | 0 | no equipment cost | 0 | 0 | 60 | Michigan 2018 Statewide Master Measure Database, Exterior Occupancy Sensor, and wattage assumed in measure workbook | 70 | Michigan 2018 Statewide Master Measure Database, Exterior Occupancy Sensor, and wattage assumed in measure workbook | 130 | 500-watts controlled |  | 130
Nonequipment | Outdoor Lighting Controls | Install Exterior Photocell Dimming Controls, 500 Watts Controlled | 500 Watts of Lighting, Controlled Manually | Commercial | New | Schools K-12 | FL Zone 2 | Per End Use Consumption | 31% | 2009 | 1446.48 | 562.52 | 0.28 | 8 | 0 | 0 | 0 | no equipment cost | 0 | 0 | 60 | Michigan 2018 Statewide Master Measure Database, Exterior Occupancy Sensor, and wattage assumed in measure workbook | 70 | Michigan 2018 Statewide Master Measure Database, Exterior Occupancy Sensor, and wattage assumed in measure workbook | 130 | 500-watts controlled |  | 130
Nonequipment | Outdoor Lighting Controls | Install Exterior Photocell Dimming Controls, 500 Watts Controlled | 500 Watts of Lighting, Controlled Manually | Commercial | New | Warehouse | FL Zone 2 | Per End Use Consumption | 31% | 2009 | 1446.48 | 562.52 | 0.28 | 8 | 0 | 0 | 0 | no equipment cost | 0 | 0 | 60 | Michigan 2018 Statewide Master Measure Database, Exterior Occupancy Sensor, and wattage assumed in measure workbook | 70 | Michigan 2018 Statewide Master Measure Database, Exterior Occupancy Sensor, and wattage assumed in measure workbook | 130 | 500-watts controlled |  | 130
Nonequipment | Air Curtains | Air Curtains | 0 | Commercial | Existing | Assembly | FL Zone 2 | Square feet | 33% | 48078.24 | 47997.15 | 81.081 | 0.001686 | 8 | 0.011723 | 0.003229 | 0 | no base cost | 0 | 0 | 3600 | Illinois 2018 Statewide TRM, Section 4.4.33 | 0 | 0 | 3600 | door |  | 3600
Nonequipment | Air Curtains | Air Curtains | 0 | Commercial | Existing | College and University | FL Zone 2 | Square feet | 33% | 287152.3 | 287071.2 | 81.081 | 0.000282 | 8 | 0.010513 | 0.008806 | 0 | no base cost | 0 | 0 | 3600 | Illinois 2018 Statewide TRM, Section 4.4.33 | 0 | 0 | 3600 | door |  | 3600
Nonequipment | Air Curtains | Air Curtains | 0 | Commercial | Existing | Grocery | FL Zone 2 | Square feet | 28% | 115753 | 115671.9 | 81.081 | 0.0007 | 8 | 0.011723 | 0.003229 | 0 | no base cost | 0 | 0 | 3600 | Illinois 2018 Statewide TRM, Section 4.4.33 | 0 | 0 | 3600 | door |  | 3600
Nonequipment | Air Curtains | Air Curtains | 0 | Commercial | Existing | Healthcare | FL Zone 2 | Square feet | 33% | 202047.4 | 201966.3 | 81.081 | 0.000401 | 8 | 0.010513 | 0.008806 | 0 | no base cost | 0 | 0 | 3600 | Illinois 2018 Statewide TRM, Section 4.4.33 | 0 | 0 | 3600 | door |  | 3600
Nonequipment | Air Curtains | Air Curtains | 0 | Commercial | Existing | Hospitals | FL Zone 2 | Square feet | 33% | 2105302 | 2105221 | 81.081 | 3.85e-05 | 8 | 0.010513 | 0.008806 | 0 | no base cost | 0 | 0 | 3600 | Illinois 2018 Statewide TRM, Section 4.4.33 | 0 | 0 | 3600 | door |  | 3600
Nonequipment | Air Curtains | Air Curtains | 0 | Commercial | Existing | Institutional | FL Zone 2 | Square feet | 0% | 233568.9 | 233487.8 | 81.081 | 0.000347 | 8 | 0.011723 | 0.003229 | 0 | no base cost | 0 | 0 | 3600 | Illinois 2018 Statewide TRM, Section 4.4.33 | 0 | 0 | 3600 | door |  | 3600
Nonequipment | Air Curtains | Air Curtains | 0 | Commercial | Existing | Lodging/Hospitality | FL Zone 2 | Square feet | 33% | 191602.2 | 191521.1 | 81.081 | 0.000423 | 8 | 0.010513 | 0.008806 | 0 | no base cost | 0 | 0 | 3600 | Illinois 2018 Statewide TRM, Section 4.4.33 | 0 | 0 | 3600 | door |  | 3600
Nonequipment | Air Curtains | Air Curtains | 0 | Commercial | Existing | Miscellaneous | FL Zone 2 | Square feet | 0% | 2226772 | 2226691 | 81.081 | 3.64e-05 | 8 | 0.011723 | 0.003229 | 0 | no base cost | 0 | 0 | 3600 | Illinois 2018 Statewide TRM, Section 4.4.33 | 0 | 0 | 3600 | door |  | 3600
Nonequipment | Air Curtains | Air Curtains | 0 | Commercial | Existing | Offices | FL Zone 2 | Square feet | 0% | 166452.1 | 166371 | 81.081 | 0.000487 | 8 | 0.011723 | 0.003229 | 0 | no base cost | 0 | 0 | 3600 | Illinois 2018 Statewide TRM, Section 4.4.33 | 0 | 0 | 3600 | door |  | 3600
Nonequipment | Air Curtains | Air Curtains | 0 | Commercial | Existing | Restaurants | FL Zone 2 | Square feet | 32% | 120615.3 | 120534.3 | 81.081 | 0.000672 | 8 | 0.010513 | 0.008806 | 0 | no base cost | 0 | 0 | 3600 | Illinois 2018 Statewide TRM, Section 4.4.33 | 0 | 0 | 3600 | door |  | 3600
Nonequipment | Air Curtains | Air Curtains | 0 | Commercial | Existing | Retail | FL Zone 2 | Square feet | 33% | 52681.84 | 52600.76 | 81.081 | 0.001539 | 8 | 0.011723 | 0.003229 | 0 | no base cost | 0 | 0 | 3600 | Illinois 2018 Statewide TRM, Section 4.4.33 | 0 | 0 | 3600 | door |  | 3600
Nonequipment | Air Curtains | Air Curtains | 0 | Commercial | Existing | Schools K-12 | FL Zone 2 | Square feet | 33% | 196877 | 196795.9 | 81.081 | 0.000412 | 8 | 0.010513 | 0.008806 | 0 | no base cost | 0 | 0 | 3600 | Illinois 2018 Statewide TRM, Section 4.4.33 | 0 | 0 | 3600 | door |  | 3600
Nonequipment | Air Curtains | Air Curtains | 0 | Commercial | Existing | Warehouse | FL Zone 2 | Square feet | 0% | 19557.83 | 19476.75 | 81.081 | 0.004146 | 8 | 0.011723 | 0.003229 | 0 | no base cost | 0 | 0 | 3600 | Illinois 2018 Statewide TRM, Section 4.4.33 | 0 | 0 | 3600 | door |  | 3600
Nonequipment | Air Curtains | Air Curtains | 0 | Commercial | New | Assembly | FL Zone 2 | Square feet | 33% | 48078.24 | 47997.15 | 81.081 | 0.001686 | 8 | 0.011723 | 0.003229 | 0 | no base cost | 0 | 0 | 3600 | Illinois 2018 Statewide TRM, Section 4.4.33 | 0 | 0 | 3600 | door |  | 3600
Nonequipment | Air Curtains | Air Curtains | 0 | Commercial | New | College and University | FL Zone 2 | Square feet | 28% | 287152.3 | 287071.2 | 81.081 | 0.000282 | 8 | 0.010513 | 0.008806 | 0 | no base cost | 0 | 0 | 3600 | Illinois 2018 Statewide TRM, Section 4.4.33 | 0 | 0 | 3600 | door |  | 3600
Nonequipment | Air Curtains | Air Curtains | 0 | Commercial | New | Grocery | FL Zone 2 | Square feet | 48% | 115753 | 115671.9 | 81.081 | 0.0007 | 8 | 0.011723 | 0.003229 | 0 | no base cost | 0 | 0 | 3600 | Illinois 2018 Statewide TRM, Section 4.4.33 | 0 | 0 | 3600 | door |  | 3600
Nonequipment | Air Curtains | Air Curtains | 0 | Commercial | New | Healthcare | FL Zone 2 | Square feet | 28% | 202047.4 | 201966.3 | 81.081 | 0.000401 | 8 | 0.010513 | 0.008806 | 0 | no base cost | 0 | 0 | 3600 | Illinois 2018 Statewide TRM, Section 4.4.33 | 0 | 0 | 3600 | door |  | 3600
Nonequipment | Air Curtains | Air Curtains | 0 | Commercial | New | Hospitals | FL Zone 2 | Square feet | 28% | 2105302 | 2105221 | 81.081 | 3.85e-05 | 8 | 0.010513 | 0.008806 | 0 | no base cost | 0 | 0 | 3600 | Illinois 2018 Statewide TRM, Section 4.4.33 | 0 | 0 | 3600 | door |  | 3600
Nonequipment | Air Curtains | Air Curtains | 0 | Commercial | New | Institutional | FL Zone 2 | Square feet | 0% | 233568.9 | 233487.8 | 81.081 | 0.000347 | 8 | 0.011723 | 0.003229 | 0 | no base cost | 0 | 0 | 3600 | Illinois 2018 Statewide TRM, Section 4.4.33 | 0 | 0 | 3600 | door |  | 3600
Nonequipment | Air Curtains | Air Curtains | 0 | Commercial | New | Lodging/Hospitality | FL Zone 2 | Square feet | 28% | 191602.2 | 191521.1 | 81.081 | 0.000423 | 8 | 0.010513 | 0.008806 | 0 | no base cost | 0 | 0 | 3600 | Illinois 2018 Statewide TRM, Section 4.4.33 | 0 | 0 | 3600 | door |  | 3600
Nonequipment | Air Curtains | Air Curtains | 0 | Commercial | New | Miscellaneous | FL Zone 2 | Square feet | 0% | 2226772 | 2226691 | 81.081 | 3.64e-05 | 8 | 0.011723 | 0.003229 | 0 | no base cost | 0 | 0 | 3600 | Illinois 2018 Statewide TRM, Section 4.4.33 | 0 | 0 | 3600 | door |  | 3600
Nonequipment | Air Curtains | Air Curtains | 0 | Commercial | New | Offices | FL Zone 2 | Square feet | 0% | 166452.1 | 166371 | 81.081 | 0.000487 | 8 | 0.011723 | 0.003229 | 0 | no base cost | 0 | 0 | 3600 | Illinois 2018 Statewide TRM, Section 4.4.33 | 0 | 0 | 3600 | door |  | 3600
Nonequipment | Air Curtains | Air Curtains | 0 | Commercial | New | Restaurants | FL Zone 2 | Square feet | 27% | 120615.3 | 120534.3 | 81.081 | 0.000672 | 8 | 0.010513 | 0.008806 | 0 | no base cost | 0 | 0 | 3600 | Illinois 2018 Statewide TRM, Section 4.4.33 | 0 | 0 | 3600 | door |  | 3600
Nonequipment | Air Curtains | Air Curtains | 0 | Commercial | New | Retail | FL Zone 2 | Square feet | 28% | 52681.84 | 52600.76 | 81.081 | 0.001539 | 8 | 0.011723 | 0.003229 | 0 | no base cost | 0 | 0 | 3600 | Illinois 2018 Statewide TRM, Section 4.4.33 | 0 | 0 | 3600 | door |  | 3600
Nonequipment | Air Curtains | Air Curtains | 0 | Commercial | New | Schools K-12 | FL Zone 2 | Square feet | 28% | 196877 | 196795.9 | 81.081 | 0.000412 | 8 | 0.010513 | 0.008806 | 0 | no base cost | 0 | 0 | 3600 | Illinois 2018 Statewide TRM, Section 4.4.33 | 0 | 0 | 3600 | door |  | 3600
Nonequipment | Air Curtains | Air Curtains | 0 | Commercial | New | Warehouse | FL Zone 2 | Square feet | 0% | 19557.83 | 19476.75 | 81.081 | 0.004146 | 8 | 0.011723 | 0.003229 | 0 | no base cost | 0 | 0 | 3600 | Illinois 2018 Statewide TRM, Section 4.4.33 | 0 | 0 | 3600 | door |  | 3600
Nonequipment | Airside Economizer | Airside Economizer | 0 | Commercial | Existing | Assembly | FL Zone 2 | Per End Use Consumption | 5% | 40558.16 | 38304.93 | 2253.231 | 0.055556 | 10 | -0.46324 | 2.04e-05 | 0 | no base cost | 0 | 0 | 144.6333 | Mid-Atlantic TRM, v7.0, 2017; average per ton incremental cost of economizers on 5-ton and 15-ton units | 0 | 0 | 144.6333 | ton | 0.38583 | 55.8035
Nonequipment | Airside Economizer | Airside Economizer | 0 | Commercial | Existing | College and University | FL Zone 2 | Per End Use Consumption | 5% | 242237.9 | 228780.2 | 13457.66 | 0.055556 | 10 | -1.6012 | 1.8007 | 0 | no base cost | 0 | 0 | 144.6333 | Mid-Atlantic TRM, v7.0, 2017; average per ton incremental cost of economizers on 5-ton and 15-ton units | 0 | 0 | 144.6333 | ton | 2.3044 | 333.2922
Nonequipment | Airside Economizer | Airside Economizer | 0 | Commercial | Existing | Grocery | FL Zone 2 | Per End Use Consumption | 5% | 97647.71 | 92222.83 | 5424.873 | 0.055556 | 10 | -1.2116 | 0.036509 | 0 | no base cost | 0 | 0 | 144.6333 | Mid-Atlantic TRM, v7.0, 2017; average per ton incremental cost of economizers on 5-ton and 15-ton units | 0 | 0 | 144.6333 | ton | 0.92892 | 134.3523
Nonequipment | Airside Economizer | Airside Economizer | 0 | Commercial | Existing | Healthcare | FL Zone 2 | Per End Use Consumption | 5% | 170444.5 | 160975.4 | 9469.139 | 0.055556 | 10 | -1.9468 | 8.59e-05 | 0 | no base cost | 0 | 0 | 144.6333 | Mid-Atlantic TRM, v7.0, 2017; average per ton incremental cost of economizers on 5-ton and 15-ton units | 0 | 0 | 144.6333 | ton | 1.6214 | 234.5125
Nonequipment | Airside Economizer | Airside Economizer | 0 | Commercial | Existing | Hospitals | FL Zone 2 | Per End Use Consumption | 5% | 1776005 | 1677338 | 98666.94 | 0.055556 | 10 | -11.7391 | 13.202 | 0 | no base cost | 0 | 0 | 144.6333 | Mid-Atlantic TRM, v7.0, 2017; average per ton incremental cost of economizers on 5-ton and 15-ton units | 0 | 0 | 144.6333 | ton | 16.895 | 2443.584
Nonequipment | Airside Economizer | Airside Economizer | 0 | Commercial | Existing | Institutional | FL Zone 2 | Per End Use Consumption | 5% | 197035.7 | 186089.2 | 10946.43 | 0.055556 | 10 | -2.2505 | 9.93e-05 | 0 | no base cost | 0 | 0 | 144.6333 | Mid-Atlantic TRM, v7.0, 2017; average per ton incremental cost of economizers on 5-ton and 15-ton units | 0 | 0 | 144.6333 | ton | 1.8744 | 271.099
Nonequipment | Airside Economizer | Airside Economizer | 0 | Commercial | Existing | Lodging/Hospitality | FL Zone 2 | Per End Use Consumption | 5% | 161633.1 | 152653.4 | 8979.614 | 0.055556 | 10 | -2.0055 | 0.060432 | 0 | no base cost | 0 | 0 | 144.6333 | Mid-Atlantic TRM, v7.0, 2017; average per ton incremental cost of economizers on 5-ton and 15-ton units | 0 | 0 | 144.6333 | ton | 1.5376 | 222.389
Nonequipment | Airside Economizer | Airside Economizer | 0 | Commercial | Existing | Miscellaneous | FL Zone 2 | Per End Use Consumption | 3% | 1878476 | 1774116 | 104359.8 | 0.055556 | 10 | -21.4554 | 0.000947 | 0 | no base cost | 0 | 0 | 144.6333 | Mid-Atlantic TRM, v7.0, 2017; average per ton incremental cost of economizers on 5-ton and 15-ton units | 0 | 0 | 144.6333 | ton | 17.8698 | 2584.572
Nonequipment | Airside Economizer | Airside Economizer | 0 | Commercial | Existing | Offices | FL Zone 2 | Per End Use Consumption | 3% | 140416.8 | 132615.8 | 7800.932 | 0.055556 | 10 | -1.6038 | 7.08e-05 | 0 | no base cost | 0 | 0 | 144.6333 | Mid-Atlantic TRM, v7.0, 2017; average per ton incremental cost of economizers on 5-ton and 15-ton units | 0 | 0 | 144.6333 | ton | 1.3358 | 193.1977
Nonequipment | Airside Economizer | Airside Economizer | 0 | Commercial | Existing | Restaurants | FL Zone 2 | Per End Use Consumption | 5% | 101749.5 | 96096.76 | 5652.75 | 0.055556 | 10 | -1.2625 | 0.038043 | 0 | no base cost | 0 | 0 | 144.6333 | Mid-Atlantic TRM, v7.0, 2017; average per ton incremental cost of economizers on 5-ton and 15-ton units | 0 | 0 | 144.6333 | ton | 0.96794 | 139.9959
Nonequipment | Airside Economizer | Airside Economizer | 0 | Commercial | Existing | Retail | FL Zone 2 | Per End Use Consumption | 5% | 44441.71 | 41972.72 | 2468.984 | 0.055556 | 10 | -0.55142 | 0.016616 | 0 | no base cost | 0 | 0 | 144.6333 | Mid-Atlantic TRM, v7.0, 2017; average per ton incremental cost of economizers on 5-ton and 15-ton units | 0 | 0 | 144.6333 | ton | 0.42277 | 61.1468
Nonequipment | Airside Economizer | Airside Economizer | 0 | Commercial | Existing | Schools K-12 | FL Zone 2 | Per End Use Consumption | 5% | 166082.8 | 156856 | 9226.823 | 0.055556 | 10 | -1.8969 | 8.37e-05 | 0 | no base cost | 0 | 0 | 144.6333 | Mid-Atlantic TRM, v7.0, 2017; average per ton incremental cost of economizers on 5-ton and 15-ton units | 0 | 0 | 144.6333 | ton | 1.5799 | 228.5113
Nonequipment | Airside Economizer | Airside Economizer | 0 | Commercial | Existing | Warehouse | FL Zone 2 | Per End Use Consumption | 5% | 16498.73 | 15582.13 | 916.5961 | 0.055556 | 10 | -0.18844 | 8.31e-06 | 0 | no base cost | 0 | 0 | 144.6333 | Mid-Atlantic TRM, v7.0, 2017; average per ton incremental cost of economizers on 5-ton and 15-ton units | 0 | 0 | 144.6333 | ton | 0.15695 | 22.7004
Nonequipment | Airside Economizer | Airside Economizer | N/A - Retrofit Only | Commercial | New | Assembly | FL Zone 2 | Per End Use Consumption | 5% | 40558.16 | 38304.93 | 2253.231 | 0.055556 | 10 | -0.46324 | 2.04e-05 | 0 | no base cost | 0 | 0 | 144.6333 | Mid-Atlantic TRM, v7.0, 2017; average per ton incremental cost of economizers on 5-ton and 15-ton units | 0 | 0 | 144.6333 | ton | 0.38583 | 55.8035
Nonequipment | Airside Economizer | Airside Economizer | N/A - Retrofit Only | Commercial | New | College and University | FL Zone 2 | Per End Use Consumption | 5% | 242237.9 | 228780.2 | 13457.66 | 0.055556 | 10 | -1.6012 | 1.8007 | 0 | no base cost | 0 | 0 | 144.6333 | Mid-Atlantic TRM, v7.0, 2017; average per ton incremental cost of economizers on 5-ton and 15-ton units | 0 | 0 | 144.6333 | ton | 2.3044 | 333.2922
Nonequipment | Airside Economizer | Airside Economizer | N/A - Retrofit Only | Commercial | New | Grocery | FL Zone 2 | Per End Use Consumption | 5% | 97647.71 | 92222.83 | 5424.873 | 0.055556 | 10 | -1.2116 | 0.036509 | 0 | no base cost | 0 | 0 | 144.6333 | Mid-Atlantic TRM, v7.0, 2017; average per ton incremental cost of economizers on 5-ton and 15-ton units | 0 | 0 | 144.6333 | ton | 0.92892 | 134.3523
Nonequipment | Airside Economizer | Airside Economizer | N/A - Retrofit Only | Commercial | New | Healthcare | FL Zone 2 | Per End Use Consumption | 5% | 170444.5 | 160975.4 | 9469.139 | 0.055556 | 10 | -1.9468 | 8.59e-05 | 0 | no base cost | 0 | 0 | 144.6333 | Mid-Atlantic TRM, v7.0, 2017; average per ton incremental cost of economizers on 5-ton and 15-ton units | 0 | 0 | 144.6333 | ton | 1.6214 | 234.5125
Nonequipment | Airside Economizer | Airside Economizer | N/A - Retrofit Only | Commercial | New | Hospitals | FL Zone 2 | Per End Use Consumption | 5% | 1776005 | 1677338 | 98666.94 | 0.055556 | 10 | -11.7391 | 13.202 | 0 | no base cost | 0 | 0 | 144.6333 | Mid-Atlantic TRM, v7.0, 2017; average per ton incremental cost of economizers on 5-ton and 15-ton units | 0 | 0 | 144.6333 | ton | 16.895 | 2443.584
Nonequipment | Airside Economizer | Airside Economizer | N/A - Retrofit Only | Commercial | New | Institutional | FL Zone 2 | Per End Use Consumption | 5% | 197035.7 | 186089.2 | 10946.43 | 0.055556 | 10 | -2.2505 | 9.93e-05 | 0 | no base cost | 0 | 0 | 144.6333 | Mid-Atlantic TRM, v7.0, 2017; average per ton incremental cost of economizers on 5-ton and 15-ton units | 0 | 0 | 144.6333 | ton | 1.8744 | 271.099
Nonequipment | Airside Economizer | Airside Economizer | N/A - Retrofit Only | Commercial | New | Lodging/Hospitality | FL Zone 2 | Per End Use Consumption | 5% | 161633.1 | 152653.4 | 8979.614 | 0.055556 | 10 | -2.0055 | 0.060432 | 0 | no base cost | 0 | 0 | 144.6333 | Mid-Atlantic TRM, v7.0, 2017; average per ton incremental cost of economizers on 5-ton and 15-ton units | 0 | 0 | 144.6333 | ton | 1.5376 | 222.389
Nonequipment | Airside Economizer | Airside Economizer | N/A - Retrofit Only | Commercial | New | Miscellaneous | FL Zone 2 | Per End Use Consumption | 3% | 1878476 | 1774116 | 104359.8 | 0.055556 | 10 | -21.4554 | 0.000947 | 0 | no base cost | 0 | 0 | 144.6333 | Mid-Atlantic TRM, v7.0, 2017; average per ton incremental cost of economizers on 5-ton and 15-ton units | 0 | 0 | 144.6333 | ton | 17.8698 | 2584.572
Nonequipment | Airside Economizer | Airside Economizer | N/A - Retrofit Only | Commercial | New | Offices | FL Zone 2 | Per End Use Consumption | 3% | 140416.8 | 132615.8 | 7800.932 | 0.055556 | 10 | -1.6038 | 7.08e-05 | 0 | no base cost | 0 | 0 | 144.6333 | Mid-Atlantic TRM, v7.0, 2017; average per ton incremental cost of economizers on 5-ton and 15-ton units | 0 | 0 | 144.6333 | ton | 1.3358 | 193.1977
Nonequipment | Airside Economizer | Airside Economizer | N/A - Retrofit Only | Commercial | New | Restaurants | FL Zone 2 | Per End Use Consumption | 5% | 101749.5 | 96096.76 | 5652.75 | 0.055556 | 10 | -1.2625 | 0.038043 | 0 | no base cost | 0 | 0 | 144.6333 | Mid-Atlantic TRM, v7.0, 2017; average per ton incremental cost of economizers on 5-ton and 15-ton units | 0 | 0 | 144.6333 | ton | 0.96794 | 139.9959
Nonequipment | Airside Economizer | Airside Economizer | N/A - Retrofit Only | Commercial | New | Retail | FL Zone 2 | Per End Use Consumption | 5% | 44441.71 | 41972.72 | 2468.984 | 0.055556 | 10 | -0.55142 | 0.016616 | 0 | no base cost | 0 | 0 | 144.6333 | Mid-Atlantic TRM, v7.0, 2017; average per ton incremental cost of economizers on 5-ton and 15-ton units | 0 | 0 | 144.6333 | ton | 0.42277 | 61.1468
Nonequipment | Airside Economizer | Airside Economizer | N/A - Retrofit Only | Commercial | New | Schools K-12 | FL Zone 2 | Per End Use Consumption | 5% | 166082.8 | 156856 | 9226.823 | 0.055556 | 10 | -1.8969 | 8.37e-05 | 0 | no base cost | 0 | 0 | 144.6333 | Mid-Atlantic TRM, v7.0, 2017; average per ton incremental cost of economizers on 5-ton and 15-ton units | 0 | 0 | 144.6333 | ton | 1.5799 | 228.5113
Nonequipment | Airside Economizer | Airside Economizer | N/A - Retrofit Only | Commercial | New | Warehouse | FL Zone 2 | Per End Use Consumption | 5% | 16498.73 | 15582.13 | 916.5961 | 0.055556 | 10 | -0.18844 | 8.31e-06 | 0 | no base cost | 0 | 0 | 144.6333 | Mid-Atlantic TRM, v7.0, 2017; average per ton incremental cost of economizers on 5-ton and 15-ton units | 0 | 0 | 144.6333 | ton | 0.15695 | 22.7004
Nonequipment | Ceiling Insulation(R12 to R38) | Increased Ceiling Insulation (R-38) | Market Average Existing Ceiling Insulation | Commercial | Existing | Assembly | FL Zone 2 | Square feet | 0% | 3.7877 | 3.5573 | 0.23042 | 0.060835 | 20 | 4.61e-06 | 0.000104 | 0 | No equipment cost. | 0 | 0 | 0.28368 | https://www.homedepot.com/p/GreenFiber-All-Borate-Cellulose-Blown-In-Insulation-30-lbs-36-Bags-INS765LD/300584221 | 0.2502 | rate at $50.04/per labor hour, reference: https://www.homewyse.com/costs/cost_of_ceiling_insulation.html, assume 10 hrs for 2000 sq ft : http://www.blownininsulationcost.net/calculating-blown-in-insulation-cost/ | 0.53388 | sq ft |  | 0.53388
Nonequipment | Ceiling Insulation(R12 to R38) | Increased Ceiling Insulation (R-38) | Market Average Existing Ceiling Insulation | Commercial | Existing | College and University | FL Zone 2 | Square feet | 0% | 11.0507 | 10.8202 | 0.23042 | 0.020851 | 20 | 9.53e-05 | 5.61e-05 | 0 | No equipment cost. | 0 | 0 | 0.28368 | https://www.homedepot.com/p/GreenFiber-All-Borate-Cellulose-Blown-In-Insulation-30-lbs-36-Bags-INS765LD/300584221 | 0.2502 | rate at $50.04/per labor hour, reference: https://www.homewyse.com/costs/cost_of_ceiling_insulation.html, assume 10 hrs for 2000 sq ft : http://www.blownininsulationcost.net/calculating-blown-in-insulation-cost/ | 0.53388 | sq ft |  | 0.53388
Nonequipment | Ceiling Insulation(R12 to R38) | Increased Ceiling Insulation (R-38) | Market Average Existing Ceiling Insulation | Commercial | Existing | Grocery | FL Zone 2 | Square feet | 0% | 31.0105 | 30.7801 | 0.23042 | 0.00743 | 20 | 4.7e-05 | 0.000108 | 0 | No equipment cost. | 0 | 0 | 0.28368 | https://www.homedepot.com/p/GreenFiber-All-Borate-Cellulose-Blown-In-Insulation-30-lbs-36-Bags-INS765LD/300584221 | 0.2502 | rate at $50.04/per labor hour, reference: https://www.homewyse.com/costs/cost_of_ceiling_insulation.html, assume 10 hrs for 2000 sq ft : http://www.blownininsulationcost.net/calculating-blown-in-insulation-cost/ | 0.53388 | sq ft |  | 0.53388
Nonequipment | Ceiling Insulation(R12 to R38) | Increased Ceiling Insulation (R-38) | Market Average Existing Ceiling Insulation | Commercial | Existing | Healthcare | FL Zone 2 | Square feet | 34% | 15.083 | 14.8525 | 0.23042 | 0.015277 | 20 | 4.61e-06 | 0.000104 | 0 | No equipment cost. | 0 | 0 | 0.28368 | https://www.homedepot.com/p/GreenFiber-All-Borate-Cellulose-Blown-In-Insulation-30-lbs-36-Bags-INS765LD/300584221 | 0.2502 | rate at $50.04/per labor hour, reference: https://www.homewyse.com/costs/cost_of_ceiling_insulation.html, assume 10 hrs for 2000 sq ft : http://www.blownininsulationcost.net/calculating-blown-in-insulation-cost/ | 0.53388 | sq ft |  | 0.53388
Nonequipment | Ceiling Insulation(R12 to R38) | Increased Ceiling Insulation (R-38) | Market Average Existing Ceiling Insulation | Commercial | Existing | Hospitals | FL Zone 2 | Square feet | 0% | 81.2975 | 81.067 | 0.23042 | 0.002834 | 20 | 9.53e-05 | 5.61e-05 | 0 | No equipment cost. | 0 | 0 | 0.28368 | https://www.homedepot.com/p/GreenFiber-All-Borate-Cellulose-Blown-In-Insulation-30-lbs-36-Bags-INS765LD/300584221 | 0.2502 | rate at $50.04/per labor hour, reference: https://www.homewyse.com/costs/cost_of_ceiling_insulation.html, assume 10 hrs for 2000 sq ft : http://www.blownininsulationcost.net/calculating-blown-in-insulation-cost/ | 0.53388 | sq ft |  | 0.53388
Nonequipment | Ceiling Insulation(R12 to R38) | Increased Ceiling Insulation (R-38) | Market Average Existing Ceiling Insulation | Commercial | Existing | Institutional | FL Zone 2 | Square feet | 0% | 56.2721 | 56.0417 | 0.23042 | 0.004095 | 20 | 4.61e-06 | 0.000104 | 0 | No equipment cost. | 0 | 0 | 0.28368 | https://www.homedepot.com/p/GreenFiber-All-Borate-Cellulose-Blown-In-Insulation-30-lbs-36-Bags-INS765LD/300584221 | 0.2502 | rate at $50.04/per labor hour, reference: https://www.homewyse.com/costs/cost_of_ceiling_insulation.html, assume 10 hrs for 2000 sq ft : http://www.blownininsulationcost.net/calculating-blown-in-insulation-cost/ | 0.53388 | sq ft |  | 0.53388
Nonequipment | Ceiling Insulation(R12 to R38) | Increased Ceiling Insulation (R-38) | Market Average Existing Ceiling Insulation | Commercial | Existing | Lodging/Hospitality | FL Zone 2 | Square feet | 0% | 34.7257 | 34.4953 | 0.23042 | 0.006635 | 20 | 9.53e-05 | 5.61e-05 | 0 | No equipment cost. | 0 | 0 | 0.28368 | https://www.homedepot.com/p/GreenFiber-All-Borate-Cellulose-Blown-In-Insulation-30-lbs-36-Bags-INS765LD/300584221 | 0.2502 | rate at $50.04/per labor hour, reference: https://www.homewyse.com/costs/cost_of_ceiling_insulation.html, assume 10 hrs for 2000 sq ft : http://www.blownininsulationcost.net/calculating-blown-in-insulation-cost/ | 0.53388 | sq ft |  | 0.53388
Nonequipment | Ceiling Insulation(R12 to R38) | Increased Ceiling Insulation (R-38) | Market Average Existing Ceiling Insulation | Commercial | Existing | Miscellaneous | FL Zone 2 | Square feet | 0% | 107.2344 | 107.004 | 0.23042 | 0.002149 | 20 | 4.61e-06 | 0.000104 | 0 | No equipment cost. | 0 | 0 | 0.28368 | https://www.homedepot.com/p/GreenFiber-All-Borate-Cellulose-Blown-In-Insulation-30-lbs-36-Bags-INS765LD/300584221 | 0.2502 | rate at $50.04/per labor hour, reference: https://www.homewyse.com/costs/cost_of_ceiling_insulation.html, assume 10 hrs for 2000 sq ft : http://www.blownininsulationcost.net/calculating-blown-in-insulation-cost/ | 0.53388 | sq ft |  | 0.53388
Nonequipment | Ceiling Insulation(R12 to R38) | Increased Ceiling Insulation (R-38) | Market Average Existing Ceiling Insulation | Commercial | Existing | Offices | FL Zone 2 | Square feet | 34% | 58.1979 | 57.9675 | 0.23042 | 0.003959 | 20 | 4.61e-06 | 0.000104 | 0 | No equipment cost. | 0 | 0 | 0.28368 | https://www.homedepot.com/p/GreenFiber-All-Borate-Cellulose-Blown-In-Insulation-30-lbs-36-Bags-INS765LD/300584221 | 0.2502 | rate at $50.04/per labor hour, reference: https://www.homewyse.com/costs/cost_of_ceiling_insulation.html, assume 10 hrs for 2000 sq ft : http://www.blownininsulationcost.net/calculating-blown-in-insulation-cost/ | 0.53388 | sq ft |  | 0.53388
Nonequipment | Ceiling Insulation(R12 to R38) | Increased Ceiling Insulation (R-38) | Market Average Existing Ceiling Insulation | Commercial | Existing | Restaurants | FL Zone 2 | Square feet | 0% | 31.354 | 31.1236 | 0.23042 | 0.007349 | 20 | 4.7e-05 | 0.000108 | 0 | No equipment cost. | 0 | 0 | 0.28368 | https://www.homedepot.com/p/GreenFiber-All-Borate-Cellulose-Blown-In-Insulation-30-lbs-36-Bags-INS765LD/300584221 | 0.2502 | rate at $50.04/per labor hour, reference: https://www.homewyse.com/costs/cost_of_ceiling_insulation.html, assume 10 hrs for 2000 sq ft : http://www.blownininsulationcost.net/calculating-blown-in-insulation-cost/ | 0.53388 | sq ft |  | 0.53388
Nonequipment | Ceiling Insulation(R12 to R38) | Increased Ceiling Insulation (R-38) | Market Average Existing Ceiling Insulation | Commercial | Existing | Retail | FL Zone 2 | Square feet | 0% | 5.9824 | 5.7519 | 0.23042 | 0.038517 | 20 | 4.7e-05 | 0.000108 | 0 | No equipment cost. | 0 | 0 | 0.28368 | https://www.homedepot.com/p/GreenFiber-All-Borate-Cellulose-Blown-In-Insulation-30-lbs-36-Bags-INS765LD/300584221 | 0.2502 | rate at $50.04/per labor hour, reference: https://www.homewyse.com/costs/cost_of_ceiling_insulation.html, assume 10 hrs for 2000 sq ft : http://www.blownininsulationcost.net/calculating-blown-in-insulation-cost/ | 0.53388 | sq ft |  | 0.53388
Nonequipment | Ceiling Insulation(R12 to R38) | Increased Ceiling Insulation (R-38) | Market Average Existing Ceiling Insulation | Commercial | Existing | Schools K-12 | FL Zone 2 | Square feet | 0% | 5.1058 | 4.8753 | 0.23042 | 0.04513 | 20 | 4.61e-06 | 0.000104 | 0 | No equipment cost. | 0 | 0 | 0.28368 | https://www.homedepot.com/p/GreenFiber-All-Borate-Cellulose-Blown-In-Insulation-30-lbs-36-Bags-INS765LD/300584221 | 0.2502 | rate at $50.04/per labor hour, reference: https://www.homewyse.com/costs/cost_of_ceiling_insulation.html, assume 10 hrs for 2000 sq ft : http://www.blownininsulationcost.net/calculating-blown-in-insulation-cost/ | 0.53388 | sq ft |  | 0.53388
Nonequipment | Ceiling Insulation(R12 to R38) | Increased Ceiling Insulation (R-38) | Market Average Existing Ceiling Insulation | Commercial | Existing | Warehouse | FL Zone 2 | Square feet | 0% | 1.4026 | 1.1721 | 0.23042 | 0.16429 | 20 | 2.61e-05 | 4.67e-05 | 0 | No equipment cost. | 0 | 0 | 0.28368 | https://www.homedepot.com/p/GreenFiber-All-Borate-Cellulose-Blown-In-Insulation-30-lbs-36-Bags-INS765LD/300584221 | 0.2502 | rate at $50.04/per labor hour, reference: https://www.homewyse.com/costs/cost_of_ceiling_insulation.html, assume 10 hrs for 2000 sq ft : http://www.blownininsulationcost.net/calculating-blown-in-insulation-cost/ | 0.53388 | sq ft |  | 0.53388
Nonequipment | Ceiling Insulation(R12 to R38) | Increased Ceiling Insulation (R-38) | Code-Compliant Ceiling Insulation | Commercial | New | Assembly | FL Zone 2 | Square feet | 0% | 3.7877 | 3.5664 | 0.22128 | 0.05842 | 20 | 4.43e-06 | 9.98e-05 | 0 | No equipment cost. | 0 | 0 | 0.28368 | https://www.homedepot.com/p/GreenFiber-All-Borate-Cellulose-Blown-In-Insulation-30-lbs-36-Bags-INS765LD/300584221 | 0.2502 | rate at $50.04/per labor hour, reference: https://www.homewyse.com/costs/cost_of_ceiling_insulation.html, assume 10 hrs for 2000 sq ft : http://www.blownininsulationcost.net/calculating-blown-in-insulation-cost/ | 0.53388 | sq ft |  | 0.53388
Nonequipment | Ceiling Insulation(R12 to R38) | Increased Ceiling Insulation (R-38) | Code-Compliant Ceiling Insulation | Commercial | New | College and University | FL Zone 2 | Square feet | 0% | 11.0507 | 10.8294 | 0.22128 | 0.020024 | 20 | 9.15e-05 | 5.39e-05 | 0 | No equipment cost. | 0 | 0 | 0.28368 | https://www.homedepot.com/p/GreenFiber-All-Borate-Cellulose-Blown-In-Insulation-30-lbs-36-Bags-INS765LD/300584221 | 0.2502 | rate at $50.04/per labor hour, reference: https://www.homewyse.com/costs/cost_of_ceiling_insulation.html, assume 10 hrs for 2000 sq ft : http://www.blownininsulationcost.net/calculating-blown-in-insulation-cost/ | 0.53388 | sq ft |  | 0.53388
Nonequipment | Ceiling Insulation(R12 to R38) | Increased Ceiling Insulation (R-38) | Code-Compliant Ceiling Insulation | Commercial | New | Grocery | FL Zone 2 | Square feet | 0% | 31.0105 | 30.7892 | 0.22128 | 0.007136 | 20 | 4.52e-05 | 0.000103 | 0 | No equipment cost. | 0 | 0 | 0.28368 | https://www.homedepot.com/p/GreenFiber-All-Borate-Cellulose-Blown-In-Insulation-30-lbs-36-Bags-INS765LD/300584221 | 0.2502 | rate at $50.04/per labor hour, reference: https://www.homewyse.com/costs/cost_of_ceiling_insulation.html, assume 10 hrs for 2000 sq ft : http://www.blownininsulationcost.net/calculating-blown-in-insulation-cost/ | 0.53388 | sq ft |  | 0.53388
Nonequipment | Ceiling Insulation(R12 to R38) | Increased Ceiling Insulation (R-38) | Code-Compliant Ceiling Insulation | Commercial | New | Healthcare | FL Zone 2 | Square feet | 0% | 15.083 | 14.8617 | 0.22128 | 0.014671 | 20 | 4.43e-06 | 9.98e-05 | 0 | No equipment cost. | 0 | 0 | 0.28368 | https://www.homedepot.com/p/GreenFiber-All-Borate-Cellulose-Blown-In-Insulation-30-lbs-36-Bags-INS765LD/300584221 | 0.2502 | rate at $50.04/per labor hour, reference: https://www.homewyse.com/costs/cost_of_ceiling_insulation.html, assume 10 hrs for 2000 sq ft : http://www.blownininsulationcost.net/calculating-blown-in-insulation-cost/ | 0.53388 | sq ft |  | 0.53388
Nonequipment | Ceiling Insulation(R12 to R38) | Increased Ceiling Insulation (R-38) | Code-Compliant Ceiling Insulation | Commercial | New | Hospitals | FL Zone 2 | Square feet | 0% | 81.2975 | 81.0762 | 0.22128 | 0.002722 | 20 | 9.15e-05 | 5.39e-05 | 0 | No equipment cost. | 0 | 0 | 0.28368 | https://www.homedepot.com/p/GreenFiber-All-Borate-Cellulose-Blown-In-Insulation-30-lbs-36-Bags-INS765LD/300584221 | 0.2502 | rate at $50.04/per labor hour, reference: https://www.homewyse.com/costs/cost_of_ceiling_insulation.html, assume 10 hrs for 2000 sq ft : http://www.blownininsulationcost.net/calculating-blown-in-insulation-cost/ | 0.53388 | sq ft |  | 0.53388
Nonequipment | Ceiling Insulation(R12 to R38) | Increased Ceiling Insulation (R-38) | Code-Compliant Ceiling Insulation | Commercial | New | Institutional | FL Zone 2 | Square feet | 0% | 56.2721 | 56.0508 | 0.22128 | 0.003932 | 20 | 4.43e-06 | 9.98e-05 | 0 | No equipment cost. | 0 | 0 | 0.28368 | https://www.homedepot.com/p/GreenFiber-All-Borate-Cellulose-Blown-In-Insulation-30-lbs-36-Bags-INS765LD/300584221 | 0.2502 | rate at $50.04/per labor hour, reference: https://www.homewyse.com/costs/cost_of_ceiling_insulation.html, assume 10 hrs for 2000 sq ft : http://www.blownininsulationcost.net/calculating-blown-in-insulation-cost/ | 0.53388 | sq ft |  | 0.53388
Nonequipment | Ceiling Insulation(R12 to R38) | Increased Ceiling Insulation (R-38) | Code-Compliant Ceiling Insulation | Commercial | New | Lodging/Hospitality | FL Zone 2 | Square feet | 0% | 34.7257 | 34.5044 | 0.22128 | 0.006372 | 20 | 9.15e-05 | 5.39e-05 | 0 | No equipment cost. | 0 | 0 | 0.28368 | https://www.homedepot.com/p/GreenFiber-All-Borate-Cellulose-Blown-In-Insulation-30-lbs-36-Bags-INS765LD/300584221 | 0.2502 | rate at $50.04/per labor hour, reference: https://www.homewyse.com/costs/cost_of_ceiling_insulation.html, assume 10 hrs for 2000 sq ft : http://www.blownininsulationcost.net/calculating-blown-in-insulation-cost/ | 0.53388 | sq ft |  | 0.53388
Nonequipment | Ceiling Insulation(R12 to R38) | Increased Ceiling Insulation (R-38) | Code-Compliant Ceiling Insulation | Commercial | New | Miscellaneous | FL Zone 2 | Square feet | 0% | 107.2344 | 107.0131 | 0.22128 | 0.002063 | 20 | 4.43e-06 | 9.98e-05 | 0 | No equipment cost. | 0 | 0 | 0.28368 | https://www.homedepot.com/p/GreenFiber-All-Borate-Cellulose-Blown-In-Insulation-30-lbs-36-Bags-INS765LD/300584221 | 0.2502 | rate at $50.04/per labor hour, reference: https://www.homewyse.com/costs/cost_of_ceiling_insulation.html, assume 10 hrs for 2000 sq ft : http://www.blownininsulationcost.net/calculating-blown-in-insulation-cost/ | 0.53388 | sq ft |  | 0.53388
Nonequipment | Ceiling Insulation(R12 to R38) | Increased Ceiling Insulation (R-38) | Code-Compliant Ceiling Insulation | Commercial | New | Offices | FL Zone 2 | Square feet | 0% | 58.1979 | 57.9766 | 0.22128 | 0.003802 | 20 | 4.43e-06 | 9.98e-05 | 0 | No equipment cost. | 0 | 0 | 0.28368 | https://www.homedepot.com/p/GreenFiber-All-Borate-Cellulose-Blown-In-Insulation-30-lbs-36-Bags-INS765LD/300584221 | 0.2502 | rate at $50.04/per labor hour, reference: https://www.homewyse.com/costs/cost_of_ceiling_insulation.html, assume 10 hrs for 2000 sq ft : http://www.blownininsulationcost.net/calculating-blown-in-insulation-cost/ | 0.53388 | sq ft |  | 0.53388
Nonequipment | Ceiling Insulation(R12 to R38) | Increased Ceiling Insulation (R-38) | Code-Compliant Ceiling Insulation | Commercial | New | Restaurants | FL Zone 2 | Square feet | 0% | 31.354 | 31.1327 | 0.22128 | 0.007057 | 20 | 4.52e-05 | 0.000103 | 0 | No equipment cost. | 0 | 0 | 0.28368 | https://www.homedepot.com/p/GreenFiber-All-Borate-Cellulose-Blown-In-Insulation-30-lbs-36-Bags-INS765LD/300584221 | 0.2502 | rate at $50.04/per labor hour, reference: https://www.homewyse.com/costs/cost_of_ceiling_insulation.html, assume 10 hrs for 2000 sq ft : http://www.blownininsulationcost.net/calculating-blown-in-insulation-cost/ | 0.53388 | sq ft |  | 0.53388
Nonequipment | Ceiling Insulation(R12 to R38) | Increased Ceiling Insulation (R-38) | Code-Compliant Ceiling Insulation | Commercial | New | Retail | FL Zone 2 | Square feet | 0% | 5.9824 | 5.7611 | 0.22128 | 0.036988 | 20 | 4.52e-05 | 0.000103 | 0 | No equipment cost. | 0 | 0 | 0.28368 | https://www.homedepot.com/p/GreenFiber-All-Borate-Cellulose-Blown-In-Insulation-30-lbs-36-Bags-INS765LD/300584221 | 0.2502 | rate at $50.04/per labor hour, reference: https://www.homewyse.com/costs/cost_of_ceiling_insulation.html, assume 10 hrs for 2000 sq ft : http://www.blownininsulationcost.net/calculating-blown-in-insulation-cost/ | 0.53388 | sq ft |  | 0.53388
Nonequipment | Ceiling Insulation(R12 to R38) | Increased Ceiling Insulation (R-38) | Code-Compliant Ceiling Insulation | Commercial | New | Schools K-12 | FL Zone 2 | Square feet | 0% | 5.1058 | 4.8845 | 0.22128 | 0.043339 | 20 | 4.43e-06 | 9.98e-05 | 0 | No equipment cost. | 0 | 0 | 0.28368 | https://www.homedepot.com/p/GreenFiber-All-Borate-Cellulose-Blown-In-Insulation-30-lbs-36-Bags-INS765LD/300584221 | 0.2502 | rate at $50.04/per labor hour, reference: https://www.homewyse.com/costs/cost_of_ceiling_insulation.html, assume 10 hrs for 2000 sq ft : http://www.blownininsulationcost.net/calculating-blown-in-insulation-cost/ | 0.53388 | sq ft |  | 0.53388
Nonequipment | Ceiling Insulation(R12 to R38) | Increased Ceiling Insulation (R-38) | Code-Compliant Ceiling Insulation | Commercial | New | Warehouse | FL Zone 2 | Square feet | 0% | 1.4026 | 1.1813 | 0.22128 | 0.15777 | 20 | 2.51e-05 | 4.48e-05 | 0 | No equipment cost. | 0 | 0 | 0.28368 | https://www.homedepot.com/p/GreenFiber-All-Borate-Cellulose-Blown-In-Insulation-30-lbs-36-Bags-INS765LD/300584221 | 0.2502 | rate at $50.04/per labor hour, reference: https://www.homewyse.com/costs/cost_of_ceiling_insulation.html, assume 10 hrs for 2000 sq ft : http://www.blownininsulationcost.net/calculating-blown-in-insulation-cost/ | 0.53388 | sq ft |  | 0.53388
Nonequipment | Ceiling Insulation(R19 to R38) | Increased Ceiling Insulation (R-38) | Market Average Existing Ceiling Insulation | Commercial | Existing | Assembly | FL Zone 2 | Square feet | 0% | 3.7877 | 3.6813 | 0.10635 | 0.028077 | 20 | 2.13e-06 | 4.8e-05 | 0 | No equipment cost. | 0 | 0 | 0.20731 | https://www.homedepot.com/p/GreenFiber-All-Borate-Cellulose-Blown-In-Insulation-30-lbs-36-Bags-INS765LD/300584221 | 0.2502 | rate at $50.04/per labor hour, reference: https://www.homewyse.com/costs/cost_of_ceiling_insulation.html, assume 10 hrs for 2000 sq ft : http://www.blownininsulationcost.net/calculating-blown-in-insulation-cost/ | 0.45751 | sq ft |  | 0.45751
Nonequipment | Ceiling Insulation(R19 to R38) | Increased Ceiling Insulation (R-38) | Market Average Existing Ceiling Insulation | Commercial | Existing | College and University | FL Zone 2 | Square feet | 0% | 11.0507 | 10.9443 | 0.10635 | 0.009624 | 20 | 4.4e-05 | 2.59e-05 | 0 | No equipment cost. | 0 | 0 | 0.20731 | https://www.homedepot.com/p/GreenFiber-All-Borate-Cellulose-Blown-In-Insulation-30-lbs-36-Bags-INS765LD/300584221 | 0.2502 | rate at $50.04/per labor hour, reference: https://www.homewyse.com/costs/cost_of_ceiling_insulation.html, assume 10 hrs for 2000 sq ft : http://www.blownininsulationcost.net/calculating-blown-in-insulation-cost/ | 0.45751 | sq ft |  | 0.45751
Nonequipment | Ceiling Insulation(R19 to R38) | Increased Ceiling Insulation (R-38) | Market Average Existing Ceiling Insulation | Commercial | Existing | Grocery | FL Zone 2 | Square feet | 0% | 31.0105 | 30.9041 | 0.10635 | 0.003429 | 20 | 2.17e-05 | 4.96e-05 | 0 | No equipment cost. | 0 | 0 | 0.20731 | https://www.homedepot.com/p/GreenFiber-All-Borate-Cellulose-Blown-In-Insulation-30-lbs-36-Bags-INS765LD/300584221 | 0.2502 | rate at $50.04/per labor hour, reference: https://www.homewyse.com/costs/cost_of_ceiling_insulation.html, assume 10 hrs for 2000 sq ft : http://www.blownininsulationcost.net/calculating-blown-in-insulation-cost/ | 0.45751 | sq ft |  | 0.45751
Nonequipment | Ceiling Insulation(R19 to R38) | Increased Ceiling Insulation (R-38) | Market Average Existing Ceiling Insulation | Commercial | Existing | Healthcare | FL Zone 2 | Square feet | 23% | 15.083 | 14.9766 | 0.10635 | 0.007051 | 20 | 2.13e-06 | 4.8e-05 | 0 | No equipment cost. | 0 | 0 | 0.20731 | https://www.homedepot.com/p/GreenFiber-All-Borate-Cellulose-Blown-In-Insulation-30-lbs-36-Bags-INS765LD/300584221 | 0.2502 | rate at $50.04/per labor hour, reference: https://www.homewyse.com/costs/cost_of_ceiling_insulation.html, assume 10 hrs for 2000 sq ft : http://www.blownininsulationcost.net/calculating-blown-in-insulation-cost/ | 0.45751 | sq ft |  | 0.45751
Nonequipment | Ceiling Insulation(R19 to R38) | Increased Ceiling Insulation (R-38) | Market Average Existing Ceiling Insulation | Commercial | Existing | Hospitals | FL Zone 2 | Square feet | 0% | 81.2975 | 81.1911 | 0.10635 | 0.001308 | 20 | 4.4e-05 | 2.59e-05 | 0 | No equipment cost. | 0 | 0 | 0.20731 | https://www.homedepot.com/p/GreenFiber-All-Borate-Cellulose-Blown-In-Insulation-30-lbs-36-Bags-INS765LD/300584221 | 0.2502 | rate at $50.04/per labor hour, reference: https://www.homewyse.com/costs/cost_of_ceiling_insulation.html, assume 10 hrs for 2000 sq ft : http://www.blownininsulationcost.net/calculating-blown-in-insulation-cost/ | 0.45751 | sq ft |  | 0.45751
Nonequipment | Ceiling Insulation(R19 to R38) | Increased Ceiling Insulation (R-38) | Market Average Existing Ceiling Insulation | Commercial | Existing | Institutional | FL Zone 2 | Square feet | 0% | 56.2721 | 56.1658 | 0.10635 | 0.00189 | 20 | 2.13e-06 | 4.8e-05 | 0 | No equipment cost. | 0 | 0 | 0.20731 | https://www.homedepot.com/p/GreenFiber-All-Borate-Cellulose-Blown-In-Insulation-30-lbs-36-Bags-INS765LD/300584221 | 0.2502 | rate at $50.04/per labor hour, reference: https://www.homewyse.com/costs/cost_of_ceiling_insulation.html, assume 10 hrs for 2000 sq ft : http://www.blownininsulationcost.net/calculating-blown-in-insulation-cost/ | 0.45751 | sq ft |  | 0.45751
Nonequipment | Ceiling Insulation(R19 to R38) | Increased Ceiling Insulation (R-38) | Market Average Existing Ceiling Insulation | Commercial | Existing | Lodging/Hospitality | FL Zone 2 | Square feet | 0% | 34.7257 | 34.6194 | 0.10635 | 0.003063 | 20 | 4.4e-05 | 2.59e-05 | 0 | No equipment cost. | 0 | 0 | 0.20731 | https://www.homedepot.com/p/GreenFiber-All-Borate-Cellulose-Blown-In-Insulation-30-lbs-36-Bags-INS765LD/300584221 | 0.2502 | rate at $50.04/per labor hour, reference: https://www.homewyse.com/costs/cost_of_ceiling_insulation.html, assume 10 hrs for 2000 sq ft : http://www.blownininsulationcost.net/calculating-blown-in-insulation-cost/ | 0.45751 | sq ft |  | 0.45751
Nonequipment | Ceiling Insulation(R19 to R38) | Increased Ceiling Insulation (R-38) | Market Average Existing Ceiling Insulation | Commercial | Existing | Miscellaneous | FL Zone 2 | Square feet | 0% | 107.2344 | 107.1281 | 0.10635 | 0.000992 | 20 | 2.13e-06 | 4.8e-05 | 0 | No equipment cost. | 0 | 0 | 0.20731 | https://www.homedepot.com/p/GreenFiber-All-Borate-Cellulose-Blown-In-Insulation-30-lbs-36-Bags-INS765LD/300584221 | 0.2502 | rate at $50.04/per labor hour, reference: https://www.homewyse.com/costs/cost_of_ceiling_insulation.html, assume 10 hrs for 2000 sq ft : http://www.blownininsulationcost.net/calculating-blown-in-insulation-cost/ | 0.45751 | sq ft |  | 0.45751
Nonequipment | Ceiling Insulation(R19 to R38) | Increased Ceiling Insulation (R-38) | Market Average Existing Ceiling Insulation | Commercial | Existing | Offices | FL Zone 2 | Square feet | 23% | 58.1979 | 58.0915 | 0.10635 | 0.001827 | 20 | 2.13e-06 | 4.8e-05 | 0 | No equipment cost. | 0 | 0 | 0.20731 | https://www.homedepot.com/p/GreenFiber-All-Borate-Cellulose-Blown-In-Insulation-30-lbs-36-Bags-INS765LD/300584221 | 0.2502 | rate at $50.04/per labor hour, reference: https://www.homewyse.com/costs/cost_of_ceiling_insulation.html, assume 10 hrs for 2000 sq ft : http://www.blownininsulationcost.net/calculating-blown-in-insulation-cost/ | 0.45751 | sq ft |  | 0.45751
Nonequipment | Ceiling Insulation(R19 to R38) | Increased Ceiling Insulation (R-38) | Market Average Existing Ceiling Insulation | Commercial | Existing | Restaurants | FL Zone 2 | Square feet | 0% | 31.354 | 31.2476 | 0.10635 | 0.003392 | 20 | 2.17e-05 | 4.96e-05 | 0 | No equipment cost. | 0 | 0 | 0.20731 | https://www.homedepot.com/p/GreenFiber-All-Borate-Cellulose-Blown-In-Insulation-30-lbs-36-Bags-INS765LD/300584221 | 0.2502 | rate at $50.04/per labor hour, reference: https://www.homewyse.com/costs/cost_of_ceiling_insulation.html, assume 10 hrs for 2000 sq ft : http://www.blownininsulationcost.net/calculating-blown-in-insulation-cost/ | 0.45751 | sq ft |  | 0.45751
Nonequipment | Ceiling Insulation(R19 to R38) | Increased Ceiling Insulation (R-38) | Market Average Existing Ceiling Insulation | Commercial | Existing | Retail | FL Zone 2 | Square feet | 0% | 5.9824 | 5.876 | 0.10635 | 0.017777 | 20 | 2.17e-05 | 4.96e-05 | 0 | No equipment cost. | 0 | 0 | 0.20731 | https://www.homedepot.com/p/GreenFiber-All-Borate-Cellulose-Blown-In-Insulation-30-lbs-36-Bags-INS765LD/300584221 | 0.2502 | rate at $50.04/per labor hour, reference: https://www.homewyse.com/costs/cost_of_ceiling_insulation.html, assume 10 hrs for 2000 sq ft : http://www.blownininsulationcost.net/calculating-blown-in-insulation-cost/ | 0.45751 | sq ft |  | 0.45751
Nonequipment | Ceiling Insulation(R19 to R38) | Increased Ceiling Insulation (R-38) | Market Average Existing Ceiling Insulation | Commercial | Existing | Schools K-12 | FL Zone 2 | Square feet | 0% | 5.1058 | 4.9994 | 0.10635 | 0.020829 | 20 | 2.13e-06 | 4.8e-05 | 0 | No equipment cost. | 0 | 0 | 0.20731 | https://www.homedepot.com/p/GreenFiber-All-Borate-Cellulose-Blown-In-Insulation-30-lbs-36-Bags-INS765LD/300584221 | 0.2502 | rate at $50.04/per labor hour, reference: https://www.homewyse.com/costs/cost_of_ceiling_insulation.html, assume 10 hrs for 2000 sq ft : http://www.blownininsulationcost.net/calculating-blown-in-insulation-cost/ | 0.45751 | sq ft |  | 0.45751
Nonequipment | Ceiling Insulation(R19 to R38) | Increased Ceiling Insulation (R-38) | Market Average Existing Ceiling Insulation | Commercial | Existing | Warehouse | FL Zone 2 | Square feet | 0% | 1.4026 | 1.2962 | 0.10635 | 0.075825 | 20 | 1.21e-05 | 2.15e-05 | 0 | No equipment cost. | 0 | 0 | 0.20731 | https://www.homedepot.com/p/GreenFiber-All-Borate-Cellulose-Blown-In-Insulation-30-lbs-36-Bags-INS765LD/300584221 | 0.2502 | rate at $50.04/per labor hour, reference: https://www.homewyse.com/costs/cost_of_ceiling_insulation.html, assume 10 hrs for 2000 sq ft : http://www.blownininsulationcost.net/calculating-blown-in-insulation-cost/ | 0.45751 | sq ft |  | 0.45751
Nonequipment | Ceiling Insulation(R19 to R38) | Increased Ceiling Insulation (R-38) | Code-Compliant Ceiling Insulation | Commercial | New | Assembly | FL Zone 2 | Square feet | 0% | 3.7877 | 3.6856 | 0.10213 | 0.026963 | 20 | 2.04e-06 | 4.61e-05 | 0 | No equipment cost. | 0 | 0 | 0.20731 | https://www.homedepot.com/p/GreenFiber-All-Borate-Cellulose-Blown-In-Insulation-30-lbs-36-Bags-INS765LD/300584221 | 0.2502 | rate at $50.04/per labor hour, reference: https://www.homewyse.com/costs/cost_of_ceiling_insulation.html, assume 10 hrs for 2000 sq ft : http://www.blownininsulationcost.net/calculating-blown-in-insulation-cost/ | 0.45751 | sq ft |  | 0.45751
Nonequipment | Ceiling Insulation(R19 to R38) | Increased Ceiling Insulation (R-38) | Code-Compliant Ceiling Insulation | Commercial | New | College and University | FL Zone 2 | Square feet | 0% | 11.0507 | 10.9485 | 0.10213 | 0.009242 | 20 | 4.22e-05 | 2.49e-05 | 0 | No equipment cost. | 0 | 0 | 0.20731 | https://www.homedepot.com/p/GreenFiber-All-Borate-Cellulose-Blown-In-Insulation-30-lbs-36-Bags-INS765LD/300584221 | 0.2502 | rate at $50.04/per labor hour, reference: https://www.homewyse.com/costs/cost_of_ceiling_insulation.html, assume 10 hrs for 2000 sq ft : http://www.blownininsulationcost.net/calculating-blown-in-insulation-cost/ | 0.45751 | sq ft |  | 0.45751
Nonequipment | Ceiling Insulation(R19 to R38) | Increased Ceiling Insulation (R-38) | Code-Compliant Ceiling Insulation | Commercial | New | Grocery | FL Zone 2 | Square feet | 0% | 31.0105 | 30.9084 | 0.10213 | 0.003293 | 20 | 2.08e-05 | 4.77e-05 | 0 | No equipment cost. | 0 | 0 | 0.20731 | https://www.homedepot.com/p/GreenFiber-All-Borate-Cellulose-Blown-In-Insulation-30-lbs-36-Bags-INS765LD/300584221 | 0.2502 | rate at $50.04/per labor hour, reference: https://www.homewyse.com/costs/cost_of_ceiling_insulation.html, assume 10 hrs for 2000 sq ft : http://www.blownininsulationcost.net/calculating-blown-in-insulation-cost/ | 0.45751 | sq ft |  | 0.45751
Nonequipment | Ceiling Insulation(R19 to R38) | Increased Ceiling Insulation (R-38) | Code-Compliant Ceiling Insulation | Commercial | New | Healthcare | FL Zone 2 | Square feet | 0% | 15.083 | 14.9808 | 0.10213 | 0.006771 | 20 | 2.04e-06 | 4.61e-05 | 0 | No equipment cost. | 0 | 0 | 0.20731 | https://www.homedepot.com/p/GreenFiber-All-Borate-Cellulose-Blown-In-Insulation-30-lbs-36-Bags-INS765LD/300584221 | 0.2502 | rate at $50.04/per labor hour, reference: https://www.homewyse.com/costs/cost_of_ceiling_insulation.html, assume 10 hrs for 2000 sq ft : http://www.blownininsulationcost.net/calculating-blown-in-insulation-cost/ | 0.45751 | sq ft |  | 0.45751
Nonequipment | Ceiling Insulation(R19 to R38) | Increased Ceiling Insulation (R-38) | Code-Compliant Ceiling Insulation | Commercial | New | Hospitals | FL Zone 2 | Square feet | 0% | 81.2975 | 81.1954 | 0.10213 | 0.001256 | 20 | 4.22e-05 | 2.49e-05 | 0 | No equipment cost. | 0 | 0 | 0.20731 | https://www.homedepot.com/p/GreenFiber-All-Borate-Cellulose-Blown-In-Insulation-30-lbs-36-Bags-INS765LD/300584221 | 0.2502 | rate at $50.04/per labor hour, reference: https://www.homewyse.com/costs/cost_of_ceiling_insulation.html, assume 10 hrs for 2000 sq ft : http://www.blownininsulationcost.net/calculating-blown-in-insulation-cost/ | 0.45751 | sq ft |  | 0.45751
Nonequipment | Ceiling Insulation(R19 to R38) | Increased Ceiling Insulation (R-38) | Code-Compliant Ceiling Insulation | Commercial | New | Institutional | FL Zone 2 | Square feet | 0% | 56.2721 | 56.17 | 0.10213 | 0.001815 | 20 | 2.04e-06 | 4.61e-05 | 0 | No equipment cost. | 0 | 0 | 0.20731 | https://www.homedepot.com/p/GreenFiber-All-Borate-Cellulose-Blown-In-Insulation-30-lbs-36-Bags-INS765LD/300584221 | 0.2502 | rate at $50.04/per labor hour, reference: https://www.homewyse.com/costs/cost_of_ceiling_insulation.html, assume 10 hrs for 2000 sq ft : http://www.blownininsulationcost.net/calculating-blown-in-insulation-cost/ | 0.45751 | sq ft |  | 0.45751
Nonequipment | Ceiling Insulation(R19 to R38) | Increased Ceiling Insulation (R-38) | Code-Compliant Ceiling Insulation | Commercial | New | Lodging/Hospitality | FL Zone 2 | Square feet | 0% | 34.7257 | 34.6236 | 0.10213 | 0.002941 | 20 | 4.22e-05 | 2.49e-05 | 0 | No equipment cost. | 0 | 0 | 0.20731 | https://www.homedepot.com/p/GreenFiber-All-Borate-Cellulose-Blown-In-Insulation-30-lbs-36-Bags-INS765LD/300584221 | 0.2502 | rate at $50.04/per labor hour, reference: https://www.homewyse.com/costs/cost_of_ceiling_insulation.html, assume 10 hrs for 2000 sq ft : http://www.blownininsulationcost.net/calculating-blown-in-insulation-cost/ | 0.45751 | sq ft |  | 0.45751
Nonequipment | Ceiling Insulation(R19 to R38) | Increased Ceiling Insulation (R-38) | Code-Compliant Ceiling Insulation | Commercial | New | Miscellaneous | FL Zone 2 | Square feet | 0% | 107.2344 | 107.1323 | 0.10213 | 0.000952 | 20 | 2.04e-06 | 4.61e-05 | 0 | No equipment cost. | 0 | 0 | 0.20731 | https://www.homedepot.com/p/GreenFiber-All-Borate-Cellulose-Blown-In-Insulation-30-lbs-36-Bags-INS765LD/300584221 | 0.2502 | rate at $50.04/per labor hour, reference: https://www.homewyse.com/costs/cost_of_ceiling_insulation.html, assume 10 hrs for 2000 sq ft : http://www.blownininsulationcost.net/calculating-blown-in-insulation-cost/ | 0.45751 | sq ft |  | 0.45751
Nonequipment | Ceiling Insulation(R19 to R38) | Increased Ceiling Insulation (R-38) | Code-Compliant Ceiling Insulation | Commercial | New | Offices | FL Zone 2 | Square feet | 0% | 58.1979 | 58.0958 | 0.10213 | 0.001755 | 20 | 2.04e-06 | 4.61e-05 | 0 | No equipment cost. | 0 | 0 | 0.20731 | https://www.homedepot.com/p/GreenFiber-All-Borate-Cellulose-Blown-In-Insulation-30-lbs-36-Bags-INS765LD/300584221 | 0.2502 | rate at $50.04/per labor hour, reference: https://www.homewyse.com/costs/cost_of_ceiling_insulation.html, assume 10 hrs for 2000 sq ft : http://www.blownininsulationcost.net/calculating-blown-in-insulation-cost/ | 0.45751 | sq ft |  | 0.45751
Nonequipment | Ceiling Insulation(R19 to R38) | Increased Ceiling Insulation (R-38) | Code-Compliant Ceiling Insulation | Commercial | New | Restaurants | FL Zone 2 | Square feet | 0% | 31.354 | 31.2518 | 0.10213 | 0.003257 | 20 | 2.08e-05 | 4.77e-05 | 0 | No equipment cost. | 0 | 0 | 0.20731 | https://www.homedepot.com/p/GreenFiber-All-Borate-Cellulose-Blown-In-Insulation-30-lbs-36-Bags-INS765LD/300584221 | 0.2502 | rate at $50.04/per labor hour, reference: https://www.homewyse.com/costs/cost_of_ceiling_insulation.html, assume 10 hrs for 2000 sq ft : http://www.blownininsulationcost.net/calculating-blown-in-insulation-cost/ | 0.45751 | sq ft |  | 0.45751
Nonequipment | Ceiling Insulation(R19 to R38) | Increased Ceiling Insulation (R-38) | Code-Compliant Ceiling Insulation | Commercial | New | Retail | FL Zone 2 | Square feet | 0% | 5.9824 | 5.8802 | 0.10213 | 0.017071 | 20 | 2.08e-05 | 4.77e-05 | 0 | No equipment cost. | 0 | 0 | 0.20731 | https://www.homedepot.com/p/GreenFiber-All-Borate-Cellulose-Blown-In-Insulation-30-lbs-36-Bags-INS765LD/300584221 | 0.2502 | rate at $50.04/per labor hour, reference: https://www.homewyse.com/costs/cost_of_ceiling_insulation.html, assume 10 hrs for 2000 sq ft : http://www.blownininsulationcost.net/calculating-blown-in-insulation-cost/ | 0.45751 | sq ft |  | 0.45751
Nonequipment | Ceiling Insulation(R19 to R38) | Increased Ceiling Insulation (R-38) | Code-Compliant Ceiling Insulation | Commercial | New | Schools K-12 | FL Zone 2 | Square feet | 0% | 5.1058 | 5.0036 | 0.10213 | 0.020002 | 20 | 2.04e-06 | 4.61e-05 | 0 | No equipment cost. | 0 | 0 | 0.20731 | https://www.homedepot.com/p/GreenFiber-All-Borate-Cellulose-Blown-In-Insulation-30-lbs-36-Bags-INS765LD/300584221 | 0.2502 | rate at $50.04/per labor hour, reference: https://www.homewyse.com/costs/cost_of_ceiling_insulation.html, assume 10 hrs for 2000 sq ft : http://www.blownininsulationcost.net/calculating-blown-in-insulation-cost/ | 0.45751 | sq ft |  | 0.45751
Nonequipment | Ceiling Insulation(R19 to R38) | Increased Ceiling Insulation (R-38) | Code-Compliant Ceiling Insulation | Commercial | New | Warehouse | FL Zone 2 | Square feet | 0% | 1.4026 | 1.3004 | 0.10213 | 0.072815 | 20 | 1.16e-05 | 2.07e-05 | 0 | No equipment cost. | 0 | 0 | 0.20731 | https://www.homedepot.com/p/GreenFiber-All-Borate-Cellulose-Blown-In-Insulation-30-lbs-36-Bags-INS765LD/300584221 | 0.2502 | rate at $50.04/per labor hour, reference: https://www.homewyse.com/costs/cost_of_ceiling_insulation.html, assume 10 hrs for 2000 sq ft : http://www.blownininsulationcost.net/calculating-blown-in-insulation-cost/ | 0.45751 | sq ft |  | 0.45751
Nonequipment | Ceiling Insulation(R2 to R38) | Increased Ceiling Insulation (R-38) | Market Average Existing Ceiling Insulation | Commercial | Existing | Assembly | FL Zone 2 | Square feet | 0% | 3.7877 | 2.1226 | 1.6651 | 0.43961 | 20 | 3.33e-05 | 0.000751 | 0 | No equipment cost | 0 | 0 | 0.39279 | https://www.homedepot.com/p/GreenFiber-All-Borate-Cellulose-Blown-In-Insulation-30-lbs-36-Bags-INS765LD/300584221 | 0.2502 | rate at $50.04/per labor hour, reference: https://www.homewyse.com/costs/cost_of_ceiling_insulation.html, assume 10 hrs for 2000 sq ft : http://www.blownininsulationcost.net/calculating-blown-in-insulation-cost/ | 0.64299 | sq ft |  | 0.64299
Nonequipment | Ceiling Insulation(R2 to R38) | Increased Ceiling Insulation (R-38) | Market Average Existing Ceiling Insulation | Commercial | Existing | College and University | FL Zone 2 | Square feet | 0% | 11.0507 | 9.1364 | 1.9143 | 0.17323 | 20 | 0.000792 | 0.000466 | 0 | No equipment cost | 0 | 0 | 0.39279 | https://www.homedepot.com/p/GreenFiber-All-Borate-Cellulose-Blown-In-Insulation-30-lbs-36-Bags-INS765LD/300584221 | 0.2502 | rate at $50.04/per labor hour, reference: https://www.homewyse.com/costs/cost_of_ceiling_insulation.html, assume 10 hrs for 2000 sq ft : http://www.blownininsulationcost.net/calculating-blown-in-insulation-cost/ | 0.64299 | sq ft |  | 0.64299
Nonequipment | Ceiling Insulation(R2 to R38) | Increased Ceiling Insulation (R-38) | Market Average Existing Ceiling Insulation | Commercial | Existing | Grocery | FL Zone 2 | Square feet | 0% | 31.0105 | 29.0962 | 1.9143 | 0.06173 | 20 | 0.000391 | 0.000893 | 0 | No equipment cost | 0 | 0 | 0.39279 | https://www.homedepot.com/p/GreenFiber-All-Borate-Cellulose-Blown-In-Insulation-30-lbs-36-Bags-INS765LD/300584221 | 0.2502 | rate at $50.04/per labor hour, reference: https://www.homewyse.com/costs/cost_of_ceiling_insulation.html, assume 10 hrs for 2000 sq ft : http://www.blownininsulationcost.net/calculating-blown-in-insulation-cost/ | 0.64299 | sq ft |  | 0.64299
Nonequipment | Ceiling Insulation(R2 to R38) | Increased Ceiling Insulation (R-38) | Market Average Existing Ceiling Insulation | Commercial | Existing | Healthcare | FL Zone 2 | Square feet | 46% | 15.083 | 13.1687 | 1.9143 | 0.12692 | 20 | 3.83e-05 | 0.000863 | 0 | No equipment cost | 0 | 0 | 0.39279 | https://www.homedepot.com/p/GreenFiber-All-Borate-Cellulose-Blown-In-Insulation-30-lbs-36-Bags-INS765LD/300584221 | 0.2502 | rate at $50.04/per labor hour, reference: https://www.homewyse.com/costs/cost_of_ceiling_insulation.html, assume 10 hrs for 2000 sq ft : http://www.blownininsulationcost.net/calculating-blown-in-insulation-cost/ | 0.64299 | sq ft |  | 0.64299
Nonequipment | Ceiling Insulation(R2 to R38) | Increased Ceiling Insulation (R-38) | Market Average Existing Ceiling Insulation | Commercial | Existing | Hospitals | FL Zone 2 | Square feet | 0% | 81.2975 | 79.3832 | 1.9143 | 0.023547 | 20 | 0.000792 | 0.000466 | 0 | No equipment cost | 0 | 0 | 0.39279 | https://www.homedepot.com/p/GreenFiber-All-Borate-Cellulose-Blown-In-Insulation-30-lbs-36-Bags-INS765LD/300584221 | 0.2502 | rate at $50.04/per labor hour, reference: https://www.homewyse.com/costs/cost_of_ceiling_insulation.html, assume 10 hrs for 2000 sq ft : http://www.blownininsulationcost.net/calculating-blown-in-insulation-cost/ | 0.64299 | sq ft |  | 0.64299
Nonequipment | Ceiling Insulation(R2 to R38) | Increased Ceiling Insulation (R-38) | Market Average Existing Ceiling Insulation | Commercial | Existing | Institutional | FL Zone 2 | Square feet | 0% | 56.2721 | 54.3578 | 1.9143 | 0.034018 | 20 | 3.83e-05 | 0.000863 | 0 | No equipment cost | 0 | 0 | 0.39279 | https://www.homedepot.com/p/GreenFiber-All-Borate-Cellulose-Blown-In-Insulation-30-lbs-36-Bags-INS765LD/300584221 | 0.2502 | rate at $50.04/per labor hour, reference: https://www.homewyse.com/costs/cost_of_ceiling_insulation.html, assume 10 hrs for 2000 sq ft : http://www.blownininsulationcost.net/calculating-blown-in-insulation-cost/ | 0.64299 | sq ft |  | 0.64299
Nonequipment | Ceiling Insulation(R2 to R38) | Increased Ceiling Insulation (R-38) | Market Average Existing Ceiling Insulation | Commercial | Existing | Lodging/Hospitality | FL Zone 2 | Square feet | 0% | 34.7257 | 32.8114 | 1.9143 | 0.055126 | 20 | 0.000792 | 0.000466 | 0 | No equipment cost | 0 | 0 | 0.39279 | https://www.homedepot.com/p/GreenFiber-All-Borate-Cellulose-Blown-In-Insulation-30-lbs-36-Bags-INS765LD/300584221 | 0.2502 | rate at $50.04/per labor hour, reference: https://www.homewyse.com/costs/cost_of_ceiling_insulation.html, assume 10 hrs for 2000 sq ft : http://www.blownininsulationcost.net/calculating-blown-in-insulation-cost/ | 0.64299 | sq ft |  | 0.64299
Nonequipment | Ceiling Insulation(R2 to R38) | Increased Ceiling Insulation (R-38) | Market Average Existing Ceiling Insulation | Commercial | Existing | Miscellaneous | FL Zone 2 | Square feet | 0% | 107.2344 | 105.3201 | 1.9143 | 0.017851 | 20 | 3.83e-05 | 0.000863 | 0 | No equipment cost | 0 | 0 | 0.39279 | https://www.homedepot.com/p/GreenFiber-All-Borate-Cellulose-Blown-In-Insulation-30-lbs-36-Bags-INS765LD/300584221 | 0.2502 | rate at $50.04/per labor hour, reference: https://www.homewyse.com/costs/cost_of_ceiling_insulation.html, assume 10 hrs for 2000 sq ft : http://www.blownininsulationcost.net/calculating-blown-in-insulation-cost/ | 0.64299 | sq ft |  | 0.64299
Nonequipment | Ceiling Insulation(R2 to R38) | Increased Ceiling Insulation (R-38) | Market Average Existing Ceiling Insulation | Commercial | Existing | Offices | FL Zone 2 | Square feet | 46% | 58.1979 | 56.2836 | 1.9143 | 0.032893 | 20 | 3.83e-05 | 0.000863 | 0 | No equipment cost | 0 | 0 | 0.39279 | https://www.homedepot.com/p/GreenFiber-All-Borate-Cellulose-Blown-In-Insulation-30-lbs-36-Bags-INS765LD/300584221 | 0.2502 | rate at $50.04/per labor hour, reference: https://www.homewyse.com/costs/cost_of_ceiling_insulation.html, assume 10 hrs for 2000 sq ft : http://www.blownininsulationcost.net/calculating-blown-in-insulation-cost/ | 0.64299 | sq ft |  | 0.64299
Nonequipment | Ceiling Insulation(R2 to R38) | Increased Ceiling Insulation (R-38) | Market Average Existing Ceiling Insulation | Commercial | Existing | Restaurants | FL Zone 2 | Square feet | 0% | 31.354 | 29.4397 | 1.9143 | 0.061054 | 20 | 0.000391 | 0.000893 | 0 | No equipment cost | 0 | 0 | 0.39279 | https://www.homedepot.com/p/GreenFiber-All-Borate-Cellulose-Blown-In-Insulation-30-lbs-36-Bags-INS765LD/300584221 | 0.2502 | rate at $50.04/per labor hour, reference: https://www.homewyse.com/costs/cost_of_ceiling_insulation.html, assume 10 hrs for 2000 sq ft : http://www.blownininsulationcost.net/calculating-blown-in-insulation-cost/ | 0.64299 | sq ft |  | 0.64299
Nonequipment | Ceiling Insulation(R2 to R38) | Increased Ceiling Insulation (R-38) | Market Average Existing Ceiling Insulation | Commercial | Existing | Retail | FL Zone 2 | Square feet | 0% | 5.9824 | 4.0681 | 1.9143 | 0.31999 | 20 | 0.000391 | 0.000893 | 0 | No equipment cost | 0 | 0 | 0.39279 | https://www.homedepot.com/p/GreenFiber-All-Borate-Cellulose-Blown-In-Insulation-30-lbs-36-Bags-INS765LD/300584221 | 0.2502 | rate at $50.04/per labor hour, reference: https://www.homewyse.com/costs/cost_of_ceiling_insulation.html, assume 10 hrs for 2000 sq ft : http://www.blownininsulationcost.net/calculating-blown-in-insulation-cost/ | 0.64299 | sq ft |  | 0.64299
Nonequipment | Ceiling Insulation(R2 to R38) | Increased Ceiling Insulation (R-38) | Market Average Existing Ceiling Insulation | Commercial | Existing | Schools K-12 | FL Zone 2 | Square feet | 0% | 5.1058 | 3.2453 | 1.8604 | 0.36438 | 20 | 3.72e-05 | 0.000839 | 0 | No equipment cost | 0 | 0 | 0.39279 | https://www.homedepot.com/p/GreenFiber-All-Borate-Cellulose-Blown-In-Insulation-30-lbs-36-Bags-INS765LD/300584221 | 0.2502 | rate at $50.04/per labor hour, reference: https://www.homewyse.com/costs/cost_of_ceiling_insulation.html, assume 10 hrs for 2000 sq ft : http://www.blownininsulationcost.net/calculating-blown-in-insulation-cost/ | 0.64299 | sq ft |  | 0.64299
Nonequipment | Ceiling Insulation(R2 to R38) | Increased Ceiling Insulation (R-38) | Market Average Existing Ceiling Insulation | Commercial | Existing | Warehouse | FL Zone 2 | Square feet | 0% | 1.4026 | 0.090883 | 1.3117 | 0.9352 | 20 | 0.000149 | 0.000266 | 0 | No equipment cost | 0 | 0 | 0.39279 | https://www.homedepot.com/p/GreenFiber-All-Borate-Cellulose-Blown-In-Insulation-30-lbs-36-Bags-INS765LD/300584221 | 0.2502 | rate at $50.04/per labor hour, reference: https://www.homewyse.com/costs/cost_of_ceiling_insulation.html, assume 10 hrs for 2000 sq ft : http://www.blownininsulationcost.net/calculating-blown-in-insulation-cost/ | 0.64299 | sq ft |  | 0.64299
Nonequipment | Ceiling Insulation(R2 to R38) | Increased Ceiling Insulation (R-38) | Code-Compliant Ceiling Insulation | Commercial | New | Assembly | FL Zone 2 | Square feet | 0% | 3.7877 | 2.1226 | 1.6651 | 0.43961 | 20 | 3.33e-05 | 0.000751 | 0 | No equipment cost | 0 | 0 | 0.39279 | https://www.homedepot.com/p/GreenFiber-All-Borate-Cellulose-Blown-In-Insulation-30-lbs-36-Bags-INS765LD/300584221 | 0.2502 | rate at $50.04/per labor hour, reference: https://www.homewyse.com/costs/cost_of_ceiling_insulation.html, assume 10 hrs for 2000 sq ft : http://www.blownininsulationcost.net/calculating-blown-in-insulation-cost/ | 0.64299 | sq ft |  | 0.64299
Nonequipment | Ceiling Insulation(R2 to R38) | Increased Ceiling Insulation (R-38) | Code-Compliant Ceiling Insulation | Commercial | New | College and University | FL Zone 2 | Square feet | 0% | 11.0507 | 9.2124 | 1.8383 | 0.16635 | 20 | 0.00076 | 0.000448 | 0 | No equipment cost | 0 | 0 | 0.39279 | https://www.homedepot.com/p/GreenFiber-All-Borate-Cellulose-Blown-In-Insulation-30-lbs-36-Bags-INS765LD/300584221 | 0.2502 | rate at $50.04/per labor hour, reference: https://www.homewyse.com/costs/cost_of_ceiling_insulation.html, assume 10 hrs for 2000 sq ft : http://www.blownininsulationcost.net/calculating-blown-in-insulation-cost/ | 0.64299 | sq ft |  | 0.64299
Nonequipment | Ceiling Insulation(R2 to R38) | Increased Ceiling Insulation (R-38) | Code-Compliant Ceiling Insulation | Commercial | New | Grocery | FL Zone 2 | Square feet | 0% | 31.0105 | 29.1722 | 1.8383 | 0.05928 | 20 | 0.000375 | 0.000858 | 0 | No equipment cost | 0 | 0 | 0.39279 | https://www.homedepot.com/p/GreenFiber-All-Borate-Cellulose-Blown-In-Insulation-30-lbs-36-Bags-INS765LD/300584221 | 0.2502 | rate at $50.04/per labor hour, reference: https://www.homewyse.com/costs/cost_of_ceiling_insulation.html, assume 10 hrs for 2000 sq ft : http://www.blownininsulationcost.net/calculating-blown-in-insulation-cost/ | 0.64299 | sq ft |  | 0.64299
Nonequipment | Ceiling Insulation(R2 to R38) | Increased Ceiling Insulation (R-38) | Code-Compliant Ceiling Insulation | Commercial | New | Healthcare | FL Zone 2 | Square feet | 0% | 15.083 | 13.2447 | 1.8383 | 0.12188 | 20 | 3.68e-05 | 0.000829 | 0 | No equipment cost | 0 | 0 | 0.39279 | https://www.homedepot.com/p/GreenFiber-All-Borate-Cellulose-Blown-In-Insulation-30-lbs-36-Bags-INS765LD/300584221 | 0.2502 | rate at $50.04/per labor hour, reference: https://www.homewyse.com/costs/cost_of_ceiling_insulation.html, assume 10 hrs for 2000 sq ft : http://www.blownininsulationcost.net/calculating-blown-in-insulation-cost/ | 0.64299 | sq ft |  | 0.64299
Nonequipment | Ceiling Insulation(R2 to R38) | Increased Ceiling Insulation (R-38) | Code-Compliant Ceiling Insulation | Commercial | New | Hospitals | FL Zone 2 | Square feet | 0% | 81.2975 | 79.4592 | 1.8383 | 0.022612 | 20 | 0.00076 | 0.000448 | 0 | No equipment cost | 0 | 0 | 0.39279 | https://www.homedepot.com/p/GreenFiber-All-Borate-Cellulose-Blown-In-Insulation-30-lbs-36-Bags-INS765LD/300584221 | 0.2502 | rate at $50.04/per labor hour, reference: https://www.homewyse.com/costs/cost_of_ceiling_insulation.html, assume 10 hrs for 2000 sq ft : http://www.blownininsulationcost.net/calculating-blown-in-insulation-cost/ | 0.64299 | sq ft |  | 0.64299
Nonequipment | Ceiling Insulation(R2 to R38) | Increased Ceiling Insulation (R-38) | Code-Compliant Ceiling Insulation | Commercial | New | Institutional | FL Zone 2 | Square feet | 0% | 56.2721 | 54.4338 | 1.8383 | 0.032668 | 20 | 3.68e-05 | 0.000829 | 0 | No equipment cost | 0 | 0 | 0.39279 | https://www.homedepot.com/p/GreenFiber-All-Borate-Cellulose-Blown-In-Insulation-30-lbs-36-Bags-INS765LD/300584221 | 0.2502 | rate at $50.04/per labor hour, reference: https://www.homewyse.com/costs/cost_of_ceiling_insulation.html, assume 10 hrs for 2000 sq ft : http://www.blownininsulationcost.net/calculating-blown-in-insulation-cost/ | 0.64299 | sq ft |  | 0.64299
Nonequipment | Ceiling Insulation(R2 to R38) | Increased Ceiling Insulation (R-38) | Code-Compliant Ceiling Insulation | Commercial | New | Lodging/Hospitality | FL Zone 2 | Square feet | 0% | 34.7257 | 32.8874 | 1.8383 | 0.052938 | 20 | 0.00076 | 0.000448 | 0 | No equipment cost | 0 | 0 | 0.39279 | https://www.homedepot.com/p/GreenFiber-All-Borate-Cellulose-Blown-In-Insulation-30-lbs-36-Bags-INS765LD/300584221 | 0.2502 | rate at $50.04/per labor hour, reference: https://www.homewyse.com/costs/cost_of_ceiling_insulation.html, assume 10 hrs for 2000 sq ft : http://www.blownininsulationcost.net/calculating-blown-in-insulation-cost/ | 0.64299 | sq ft |  | 0.64299
Nonequipment | Ceiling Insulation(R2 to R38) | Increased Ceiling Insulation (R-38) | Code-Compliant Ceiling Insulation | Commercial | New | Miscellaneous | FL Zone 2 | Square feet | 0% | 107.2344 | 105.3961 | 1.8383 | 0.017143 | 20 | 3.68e-05 | 0.000829 | 0 | No equipment cost | 0 | 0 | 0.39279 | https://www.homedepot.com/p/GreenFiber-All-Borate-Cellulose-Blown-In-Insulation-30-lbs-36-Bags-INS765LD/300584221 | 0.2502 | rate at $50.04/per labor hour, reference: https://www.homewyse.com/costs/cost_of_ceiling_insulation.html, assume 10 hrs for 2000 sq ft : http://www.blownininsulationcost.net/calculating-blown-in-insulation-cost/ | 0.64299 | sq ft |  | 0.64299
Nonequipment | Ceiling Insulation(R2 to R38) | Increased Ceiling Insulation (R-38) | Code-Compliant Ceiling Insulation | Commercial | New | Offices | FL Zone 2 | Square feet | 0% | 58.1979 | 56.3596 | 1.8383 | 0.031587 | 20 | 3.68e-05 | 0.000829 | 0 | No equipment cost | 0 | 0 | 0.39279 | https://www.homedepot.com/p/GreenFiber-All-Borate-Cellulose-Blown-In-Insulation-30-lbs-36-Bags-INS765LD/300584221 | 0.2502 | rate at $50.04/per labor hour, reference: https://www.homewyse.com/costs/cost_of_ceiling_insulation.html, assume 10 hrs for 2000 sq ft : http://www.blownininsulationcost.net/calculating-blown-in-insulation-cost/ | 0.64299 | sq ft |  | 0.64299
Nonequipment | Ceiling Insulation(R2 to R38) | Increased Ceiling Insulation (R-38) | Code-Compliant Ceiling Insulation | Commercial | New | Restaurants | FL Zone 2 | Square feet | 0% | 31.354 | 29.5157 | 1.8383 | 0.05863 | 20 | 0.000375 | 0.000858 | 0 | No equipment cost | 0 | 0 | 0.39279 | https://www.homedepot.com/p/GreenFiber-All-Borate-Cellulose-Blown-In-Insulation-30-lbs-36-Bags-INS765LD/300584221 | 0.2502 | rate at $50.04/per labor hour, reference: https://www.homewyse.com/costs/cost_of_ceiling_insulation.html, assume 10 hrs for 2000 sq ft : http://www.blownininsulationcost.net/calculating-blown-in-insulation-cost/ | 0.64299 | sq ft |  | 0.64299
Nonequipment | Ceiling Insulation(R2 to R38) | Increased Ceiling Insulation (R-38) | Code-Compliant Ceiling Insulation | Commercial | New | Retail | FL Zone 2 | Square feet | 0% | 5.9824 | 4.1441 | 1.8383 | 0.30729 | 20 | 0.000375 | 0.000858 | 0 | No equipment cost | 0 | 0 | 0.39279 | https://www.homedepot.com/p/GreenFiber-All-Borate-Cellulose-Blown-In-Insulation-30-lbs-36-Bags-INS765LD/300584221 | 0.2502 | rate at $50.04/per labor hour, reference: https://www.homewyse.com/costs/cost_of_ceiling_insulation.html, assume 10 hrs for 2000 sq ft : http://www.blownininsulationcost.net/calculating-blown-in-insulation-cost/ | 0.64299 | sq ft |  | 0.64299
Nonequipment | Ceiling Insulation(R2 to R38) | Increased Ceiling Insulation (R-38) | Code-Compliant Ceiling Insulation | Commercial | New | Schools K-12 | FL Zone 2 | Square feet | 0% | 5.1058 | 3.2675 | 1.8383 | 0.36004 | 20 | 3.68e-05 | 0.000829 | 0 | No equipment cost | 0 | 0 | 0.39279 | https://www.homedepot.com/p/GreenFiber-All-Borate-Cellulose-Blown-In-Insulation-30-lbs-36-Bags-INS765LD/300584221 | 0.2502 | rate at $50.04/per labor hour, reference: https://www.homewyse.com/costs/cost_of_ceiling_insulation.html, assume 10 hrs for 2000 sq ft : http://www.blownininsulationcost.net/calculating-blown-in-insulation-cost/ | 0.64299 | sq ft |  | 0.64299
Nonequipment | Ceiling Insulation(R2 to R38) | Increased Ceiling Insulation (R-38) | Code-Compliant Ceiling Insulation | Commercial | New | Warehouse | FL Zone 2 | Square feet | 0% | 1.4026 | 0.090883 | 1.3117 | 0.9352 | 20 | 0.000149 | 0.000266 | 0 | No equipment cost | 0 | 0 | 0.39279 | https://www.homedepot.com/p/GreenFiber-All-Borate-Cellulose-Blown-In-Insulation-30-lbs-36-Bags-INS765LD/300584221 | 0.2502 | rate at $50.04/per labor hour, reference: https://www.homewyse.com/costs/cost_of_ceiling_insulation.html, assume 10 hrs for 2000 sq ft : http://www.blownininsulationcost.net/calculating-blown-in-insulation-cost/ | 0.64299 | sq ft |  | 0.64299
Nonequipment | Ceiling Insulation(R30 to R38) | Increased Ceiling Insulation (R-38) | Market Average Existing Ceiling Insulation | Commercial | Existing | Assembly | FL Zone 2 | Square feet | 0% | 3.7877 | 3.7593 | 0.02836 | 0.007487 | 20 | 5.67e-07 | 1.28e-05 | 0 | No equipment cost. | 0 | 0 | 0.098197 | https://www.homedepot.com/p/GreenFiber-All-Borate-Cellulose-Blown-In-Insulation-30-lbs-36-Bags-INS765LD/300584221 | 0.2502 | rate at $50.04/per labor hour, reference: https://www.homewyse.com/costs/cost_of_ceiling_insulation.html, assume 10 hrs for 2000 sq ft : http://www.blownininsulationcost.net/calculating-blown-in-insulation-cost/ | 0.3484 | sq ft |  | 0.3484
Nonequipment | Ceiling Insulation(R30 to R38) | Increased Ceiling Insulation (R-38) | Market Average Existing Ceiling Insulation | Commercial | Existing | College and University | FL Zone 2 | Square feet | 0% | 11.0507 | 11.0223 | 0.02836 | 0.002566 | 20 | 1.17e-05 | 6.91e-06 | 0 | No equipment cost. | 0 | 0 | 0.098197 | https://www.homedepot.com/p/GreenFiber-All-Borate-Cellulose-Blown-In-Insulation-30-lbs-36-Bags-INS765LD/300584221 | 0.2502 | rate at $50.04/per labor hour, reference: https://www.homewyse.com/costs/cost_of_ceiling_insulation.html, assume 10 hrs for 2000 sq ft : http://www.blownininsulationcost.net/calculating-blown-in-insulation-cost/ | 0.3484 | sq ft |  | 0.3484
Nonequipment | Ceiling Insulation(R30 to R38) | Increased Ceiling Insulation (R-38) | Market Average Existing Ceiling Insulation | Commercial | Existing | Grocery | FL Zone 2 | Square feet | 0% | 31.0105 | 30.9821 | 0.02836 | 0.000915 | 20 | 5.79e-06 | 1.32e-05 | 0 | No equipment cost. | 0 | 0 | 0.098197 | https://www.homedepot.com/p/GreenFiber-All-Borate-Cellulose-Blown-In-Insulation-30-lbs-36-Bags-INS765LD/300584221 | 0.2502 | rate at $50.04/per labor hour, reference: https://www.homewyse.com/costs/cost_of_ceiling_insulation.html, assume 10 hrs for 2000 sq ft : http://www.blownininsulationcost.net/calculating-blown-in-insulation-cost/ | 0.3484 | sq ft |  | 0.3484
Nonequipment | Ceiling Insulation(R30 to R38) | Increased Ceiling Insulation (R-38) | Market Average Existing Ceiling Insulation | Commercial | Existing | Healthcare | FL Zone 2 | Square feet | 11% | 15.083 | 15.0546 | 0.02836 | 0.00188 | 20 | 5.67e-07 | 1.28e-05 | 0 | No equipment cost. | 0 | 0 | 0.098197 | https://www.homedepot.com/p/GreenFiber-All-Borate-Cellulose-Blown-In-Insulation-30-lbs-36-Bags-INS765LD/300584221 | 0.2502 | rate at $50.04/per labor hour, reference: https://www.homewyse.com/costs/cost_of_ceiling_insulation.html, assume 10 hrs for 2000 sq ft : http://www.blownininsulationcost.net/calculating-blown-in-insulation-cost/ | 0.3484 | sq ft |  | 0.3484
Nonequipment | Ceiling Insulation(R30 to R38) | Increased Ceiling Insulation (R-38) | Market Average Existing Ceiling Insulation | Commercial | Existing | Hospitals | FL Zone 2 | Square feet | 0% | 81.2975 | 81.2691 | 0.02836 | 0.000349 | 20 | 1.17e-05 | 6.91e-06 | 0 | No equipment cost. | 0 | 0 | 0.098197 | https://www.homedepot.com/p/GreenFiber-All-Borate-Cellulose-Blown-In-Insulation-30-lbs-36-Bags-INS765LD/300584221 | 0.2502 | rate at $50.04/per labor hour, reference: https://www.homewyse.com/costs/cost_of_ceiling_insulation.html, assume 10 hrs for 2000 sq ft : http://www.blownininsulationcost.net/calculating-blown-in-insulation-cost/ | 0.3484 | sq ft |  | 0.3484
Nonequipment | Ceiling Insulation(R30 to R38) | Increased Ceiling Insulation (R-38) | Market Average Existing Ceiling Insulation | Commercial | Existing | Institutional | FL Zone 2 | Square feet | 0% | 56.2721 | 56.2438 | 0.02836 | 0.000504 | 20 | 5.67e-07 | 1.28e-05 | 0 | No equipment cost. | 0 | 0 | 0.098197 | https://www.homedepot.com/p/GreenFiber-All-Borate-Cellulose-Blown-In-Insulation-30-lbs-36-Bags-INS765LD/300584221 | 0.2502 | rate at $50.04/per labor hour, reference: https://www.homewyse.com/costs/cost_of_ceiling_insulation.html, assume 10 hrs for 2000 sq ft : http://www.blownininsulationcost.net/calculating-blown-in-insulation-cost/ | 0.3484 | sq ft |  | 0.3484
Nonequipment | Ceiling Insulation(R30 to R38) | Increased Ceiling Insulation (R-38) | Market Average Existing Ceiling Insulation | Commercial | Existing | Lodging/Hospitality | FL Zone 2 | Square feet | 0% | 34.7257 | 34.6974 | 0.02836 | 0.000817 | 20 | 1.17e-05 | 6.91e-06 | 0 | No equipment cost. | 0 | 0 | 0.098197 | https://www.homedepot.com/p/GreenFiber-All-Borate-Cellulose-Blown-In-Insulation-30-lbs-36-Bags-INS765LD/300584221 | 0.2502 | rate at $50.04/per labor hour, reference: https://www.homewyse.com/costs/cost_of_ceiling_insulation.html, assume 10 hrs for 2000 sq ft : http://www.blownininsulationcost.net/calculating-blown-in-insulation-cost/ | 0.3484 | sq ft |  | 0.3484
Nonequipment | Ceiling Insulation(R30 to R38) | Increased Ceiling Insulation (R-38) | Market Average Existing Ceiling Insulation | Commercial | Existing | Miscellaneous | FL Zone 2 | Square feet | 0% | 107.2344 | 107.206 | 0.02836 | 0.000264 | 20 | 5.67e-07 | 1.28e-05 | 0 | No equipment cost. | 0 | 0 | 0.098197 | https://www.homedepot.com/p/GreenFiber-All-Borate-Cellulose-Blown-In-Insulation-30-lbs-36-Bags-INS765LD/300584221 | 0.2502 | rate at $50.04/per labor hour, reference: https://www.homewyse.com/costs/cost_of_ceiling_insulation.html, assume 10 hrs for 2000 sq ft : http://www.blownininsulationcost.net/calculating-blown-in-insulation-cost/ | 0.3484 | sq ft |  | 0.3484
Nonequipment | Ceiling Insulation(R30 to R38) | Increased Ceiling Insulation (R-38) | Market Average Existing Ceiling Insulation | Commercial | Existing | Offices | FL Zone 2 | Square feet | 11% | 58.1979 | 58.1695 | 0.02836 | 0.000487 | 20 | 5.67e-07 | 1.28e-05 | 0 | No equipment cost. | 0 | 0 | 0.098197 | https://www.homedepot.com/p/GreenFiber-All-Borate-Cellulose-Blown-In-Insulation-30-lbs-36-Bags-INS765LD/300584221 | 0.2502 | rate at $50.04/per labor hour, reference: https://www.homewyse.com/costs/cost_of_ceiling_insulation.html, assume 10 hrs for 2000 sq ft : http://www.blownininsulationcost.net/calculating-blown-in-insulation-cost/ | 0.3484 | sq ft |  | 0.3484
Nonequipment | Ceiling Insulation(R30 to R38) | Increased Ceiling Insulation (R-38) | Market Average Existing Ceiling Insulation | Commercial | Existing | Restaurants | FL Zone 2 | Square feet | 0% | 31.354 | 31.3256 | 0.02836 | 0.000904 | 20 | 5.79e-06 | 1.32e-05 | 0 | No equipment cost. | 0 | 0 | 0.098197 | https://www.homedepot.com/p/GreenFiber-All-Borate-Cellulose-Blown-In-Insulation-30-lbs-36-Bags-INS765LD/300584221 | 0.2502 | rate at $50.04/per labor hour, reference: https://www.homewyse.com/costs/cost_of_ceiling_insulation.html, assume 10 hrs for 2000 sq ft : http://www.blownininsulationcost.net/calculating-blown-in-insulation-cost/ | 0.3484 | sq ft |  | 0.3484
Nonequipment | Ceiling Insulation(R30 to R38) | Increased Ceiling Insulation (R-38) | Market Average Existing Ceiling Insulation | Commercial | Existing | Retail | FL Zone 2 | Square feet | 0% | 5.9824 | 5.954 | 0.02836 | 0.004741 | 20 | 5.79e-06 | 1.32e-05 | 0 | No equipment cost. | 0 | 0 | 0.098197 | https://www.homedepot.com/p/GreenFiber-All-Borate-Cellulose-Blown-In-Insulation-30-lbs-36-Bags-INS765LD/300584221 | 0.2502 | rate at $50.04/per labor hour, reference: https://www.homewyse.com/costs/cost_of_ceiling_insulation.html, assume 10 hrs for 2000 sq ft : http://www.blownininsulationcost.net/calculating-blown-in-insulation-cost/ | 0.3484 | sq ft |  | 0.3484
Nonequipment | Ceiling Insulation(R30 to R38) | Increased Ceiling Insulation (R-38) | Market Average Existing Ceiling Insulation | Commercial | Existing | Schools K-12 | FL Zone 2 | Square feet | 0% | 5.1058 | 5.0774 | 0.02836 | 0.005554 | 20 | 5.67e-07 | 1.28e-05 | 0 | No equipment cost. | 0 | 0 | 0.098197 | https://www.homedepot.com/p/GreenFiber-All-Borate-Cellulose-Blown-In-Insulation-30-lbs-36-Bags-INS765LD/300584221 | 0.2502 | rate at $50.04/per labor hour, reference: https://www.homewyse.com/costs/cost_of_ceiling_insulation.html, assume 10 hrs for 2000 sq ft : http://www.blownininsulationcost.net/calculating-blown-in-insulation-cost/ | 0.3484 | sq ft |  | 0.3484
Nonequipment | Ceiling Insulation(R30 to R38) | Increased Ceiling Insulation (R-38) | Market Average Existing Ceiling Insulation | Commercial | Existing | Warehouse | FL Zone 2 | Square feet | 0% | 1.4026 | 1.3742 | 0.02836 | 0.02022 | 20 | 3.22e-06 | 5.74e-06 | 0 | No equipment cost. | 0 | 0 | 0.098197 | https://www.homedepot.com/p/GreenFiber-All-Borate-Cellulose-Blown-In-Insulation-30-lbs-36-Bags-INS765LD/300584221 | 0.2502 | rate at $50.04/per labor hour, reference: https://www.homewyse.com/costs/cost_of_ceiling_insulation.html, assume 10 hrs for 2000 sq ft : http://www.blownininsulationcost.net/calculating-blown-in-insulation-cost/ | 0.3484 | sq ft |  | 0.3484
Nonequipment | Ceiling Insulation(R30 to R38) | Increased Ceiling Insulation (R-38) | Code-Compliant Ceiling Insulation | Commercial | New | Assembly | FL Zone 2 | Square feet | 0% | 3.7877 | 3.7604 | 0.027234 | 0.00719 | 20 | 5.45e-07 | 1.23e-05 | 0 | No equipment cost. | 0 | 0 | 0.098197 | https://www.homedepot.com/p/GreenFiber-All-Borate-Cellulose-Blown-In-Insulation-30-lbs-36-Bags-INS765LD/300584221 | 0.2502 | rate at $50.04/per labor hour, reference: https://www.homewyse.com/costs/cost_of_ceiling_insulation.html, assume 10 hrs for 2000 sq ft : http://www.blownininsulationcost.net/calculating-blown-in-insulation-cost/ | 0.3484 | sq ft |  | 0.3484
Nonequipment | Ceiling Insulation(R30 to R38) | Increased Ceiling Insulation (R-38) | Code-Compliant Ceiling Insulation | Commercial | New | College and University | FL Zone 2 | Square feet | 0% | 11.0507 | 11.0234 | 0.027234 | 0.002464 | 20 | 1.13e-05 | 6.63e-06 | 0 | No equipment cost. | 0 | 0 | 0.098197 | https://www.homedepot.com/p/GreenFiber-All-Borate-Cellulose-Blown-In-Insulation-30-lbs-36-Bags-INS765LD/300584221 | 0.2502 | rate at $50.04/per labor hour, reference: https://www.homewyse.com/costs/cost_of_ceiling_insulation.html, assume 10 hrs for 2000 sq ft : http://www.blownininsulationcost.net/calculating-blown-in-insulation-cost/ | 0.3484 | sq ft |  | 0.3484
Nonequipment | Ceiling Insulation(R30 to R38) | Increased Ceiling Insulation (R-38) | Code-Compliant Ceiling Insulation | Commercial | New | Grocery | FL Zone 2 | Square feet | 0% | 31.0105 | 30.9833 | 0.027234 | 0.000878 | 20 | 5.56e-06 | 1.27e-05 | 0 | No equipment cost. | 0 | 0 | 0.098197 | https://www.homedepot.com/p/GreenFiber-All-Borate-Cellulose-Blown-In-Insulation-30-lbs-36-Bags-INS765LD/300584221 | 0.2502 | rate at $50.04/per labor hour, reference: https://www.homewyse.com/costs/cost_of_ceiling_insulation.html, assume 10 hrs for 2000 sq ft : http://www.blownininsulationcost.net/calculating-blown-in-insulation-cost/ | 0.3484 | sq ft |  | 0.3484
Nonequipment | Ceiling Insulation(R30 to R38) | Increased Ceiling Insulation (R-38) | Code-Compliant Ceiling Insulation | Commercial | New | Healthcare | FL Zone 2 | Square feet | 0% | 15.083 | 15.0557 | 0.027234 | 0.001806 | 20 | 5.45e-07 | 1.23e-05 | 0 | No equipment cost. | 0 | 0 | 0.098197 | https://www.homedepot.com/p/GreenFiber-All-Borate-Cellulose-Blown-In-Insulation-30-lbs-36-Bags-INS765LD/300584221 | 0.2502 | rate at $50.04/per labor hour, reference: https://www.homewyse.com/costs/cost_of_ceiling_insulation.html, assume 10 hrs for 2000 sq ft : http://www.blownininsulationcost.net/calculating-blown-in-insulation-cost/ | 0.3484 | sq ft |  | 0.3484
Nonequipment | Ceiling Insulation(R30 to R38) | Increased Ceiling Insulation (R-38) | Code-Compliant Ceiling Insulation | Commercial | New | Hospitals | FL Zone 2 | Square feet | 0% | 81.2975 | 81.2702 | 0.027234 | 0.000335 | 20 | 1.13e-05 | 6.63e-06 | 0 | No equipment cost. | 0 | 0 | 0.098197 | https://www.homedepot.com/p/GreenFiber-All-Borate-Cellulose-Blown-In-Insulation-30-lbs-36-Bags-INS765LD/300584221 | 0.2502 | rate at $50.04/per labor hour, reference: https://www.homewyse.com/costs/cost_of_ceiling_insulation.html, assume 10 hrs for 2000 sq ft : http://www.blownininsulationcost.net/calculating-blown-in-insulation-cost/ | 0.3484 | sq ft |  | 0.3484
Nonequipment | Ceiling Insulation(R30 to R38) | Increased Ceiling Insulation (R-38) | Code-Compliant Ceiling Insulation | Commercial | New | Institutional | FL Zone 2 | Square feet | 0% | 56.2721 | 56.2449 | 0.027234 | 0.000484 | 20 | 5.45e-07 | 1.23e-05 | 0 | No equipment cost. | 0 | 0 | 0.098197 | https://www.homedepot.com/p/GreenFiber-All-Borate-Cellulose-Blown-In-Insulation-30-lbs-36-Bags-INS765LD/300584221 | 0.2502 | rate at $50.04/per labor hour, reference: https://www.homewyse.com/costs/cost_of_ceiling_insulation.html, assume 10 hrs for 2000 sq ft : http://www.blownininsulationcost.net/calculating-blown-in-insulation-cost/ | 0.3484 | sq ft |  | 0.3484
Nonequipment | Ceiling Insulation(R30 to R38) | Increased Ceiling Insulation (R-38) | Code-Compliant Ceiling Insulation | Commercial | New | Lodging/Hospitality | FL Zone 2 | Square feet | 0% | 34.7257 | 34.6985 | 0.027234 | 0.000784 | 20 | 1.13e-05 | 6.63e-06 | 0 | No equipment cost. | 0 | 0 | 0.098197 | https://www.homedepot.com/p/GreenFiber-All-Borate-Cellulose-Blown-In-Insulation-30-lbs-36-Bags-INS765LD/300584221 | 0.2502 | rate at $50.04/per labor hour, reference: https://www.homewyse.com/costs/cost_of_ceiling_insulation.html, assume 10 hrs for 2000 sq ft : http://www.blownininsulationcost.net/calculating-blown-in-insulation-cost/ | 0.3484 | sq ft |  | 0.3484
Nonequipment | Ceiling Insulation(R30 to R38) | Increased Ceiling Insulation (R-38) | Code-Compliant Ceiling Insulation | Commercial | New | Miscellaneous | FL Zone 2 | Square feet | 0% | 107.2344 | 107.2072 | 0.027234 | 0.000254 | 20 | 5.45e-07 | 1.23e-05 | 0 | No equipment cost. | 0 | 0 | 0.098197 | https://www.homedepot.com/p/GreenFiber-All-Borate-Cellulose-Blown-In-Insulation-30-lbs-36-Bags-INS765LD/300584221 | 0.2502 | rate at $50.04/per labor hour, reference: https://www.homewyse.com/costs/cost_of_ceiling_insulation.html, assume 10 hrs for 2000 sq ft : http://www.blownininsulationcost.net/calculating-blown-in-insulation-cost/ | 0.3484 | sq ft |  | 0.3484
Nonequipment | Ceiling Insulation(R30 to R38) | Increased Ceiling Insulation (R-38) | Code-Compliant Ceiling Insulation | Commercial | New | Offices | FL Zone 2 | Square feet | 0% | 58.1979 | 58.1707 | 0.027234 | 0.000468 | 20 | 5.45e-07 | 1.23e-05 | 0 | No equipment cost. | 0 | 0 | 0.098197 | https://www.homedepot.com/p/GreenFiber-All-Borate-Cellulose-Blown-In-Insulation-30-lbs-36-Bags-INS765LD/300584221 | 0.2502 | rate at $50.04/per labor hour, reference: https://www.homewyse.com/costs/cost_of_ceiling_insulation.html, assume 10 hrs for 2000 sq ft : http://www.blownininsulationcost.net/calculating-blown-in-insulation-cost/ | 0.3484 | sq ft |  | 0.3484
Nonequipment | Ceiling Insulation(R30 to R38) | Increased Ceiling Insulation (R-38) | Code-Compliant Ceiling Insulation | Commercial | New | Restaurants | FL Zone 2 | Square feet | 0% | 31.354 | 31.3267 | 0.027234 | 0.000869 | 20 | 5.56e-06 | 1.27e-05 | 0 | No equipment cost. | 0 | 0 | 0.098197 | https://www.homedepot.com/p/GreenFiber-All-Borate-Cellulose-Blown-In-Insulation-30-lbs-36-Bags-INS765LD/300584221 | 0.2502 | rate at $50.04/per labor hour, reference: https://www.homewyse.com/costs/cost_of_ceiling_insulation.html, assume 10 hrs for 2000 sq ft : http://www.blownininsulationcost.net/calculating-blown-in-insulation-cost/ | 0.3484 | sq ft |  | 0.3484
Nonequipment | Ceiling Insulation(R30 to R38) | Increased Ceiling Insulation (R-38) | Code-Compliant Ceiling Insulation | Commercial | New | Retail | FL Zone 2 | Square feet | 0% | 5.9824 | 5.9551 | 0.027234 | 0.004552 | 20 | 5.56e-06 | 1.27e-05 | 0 | No equipment cost. | 0 | 0 | 0.098197 | https://www.homedepot.com/p/GreenFiber-All-Borate-Cellulose-Blown-In-Insulation-30-lbs-36-Bags-INS765LD/300584221 | 0.2502 | rate at $50.04/per labor hour, reference: https://www.homewyse.com/costs/cost_of_ceiling_insulation.html, assume 10 hrs for 2000 sq ft : http://www.blownininsulationcost.net/calculating-blown-in-insulation-cost/ | 0.3484 | sq ft |  | 0.3484
Nonequipment | Ceiling Insulation(R30 to R38) | Increased Ceiling Insulation (R-38) | Code-Compliant Ceiling Insulation | Commercial | New | Schools K-12 | FL Zone 2 | Square feet | 0% | 5.1058 | 5.0785 | 0.027234 | 0.005334 | 20 | 5.45e-07 | 1.23e-05 | 0 | No equipment cost. | 0 | 0 | 0.098197 | https://www.homedepot.com/p/GreenFiber-All-Borate-Cellulose-Blown-In-Insulation-30-lbs-36-Bags-INS765LD/300584221 | 0.2502 | rate at $50.04/per labor hour, reference: https://www.homewyse.com/costs/cost_of_ceiling_insulation.html, assume 10 hrs for 2000 sq ft : http://www.blownininsulationcost.net/calculating-blown-in-insulation-cost/ | 0.3484 | sq ft |  | 0.3484
Nonequipment | Ceiling Insulation(R30 to R38) | Increased Ceiling Insulation (R-38) | Code-Compliant Ceiling Insulation | Commercial | New | Warehouse | FL Zone 2 | Square feet | 0% | 1.4026 | 1.3753 | 0.027234 | 0.019417 | 20 | 3.09e-06 | 5.51e-06 | 0 | No equipment cost. | 0 | 0 | 0.098197 | https://www.homedepot.com/p/GreenFiber-All-Borate-Cellulose-Blown-In-Insulation-30-lbs-36-Bags-INS765LD/300584221 | 0.2502 | rate at $50.04/per labor hour, reference: https://www.homewyse.com/costs/cost_of_ceiling_insulation.html, assume 10 hrs for 2000 sq ft : http://www.blownininsulationcost.net/calculating-blown-in-insulation-cost/ | 0.3484 | sq ft |  | 0.3484
Nonequipment | Chilled Water Controls Optimization | Deploy an algorithm package on the chiller to totalize the available power inputs and calculate the cooling load, and accordingly apply small setpoint adjustments to the plant control system | 0 | Commercial | Existing | Assembly | FL Zone 2 | Per End Use Consumption | 26% | 14598.09 | 12773.33 | 1824.762 | 0.125 | 10 | 0.74029 | 0.000738 | 0 | no base cost | 0 | 0 | 0 | 0 | 108 | Wisconsin Focus on Energy 2017 TRM, Chiller Plant Setpoint Adjustment | 108 | system |  | 108
Nonequipment | Chilled Water Controls Optimization | Deploy an algorithm package on the chiller to totalize the available power inputs and calculate the cooling load, and accordingly apply small setpoint adjustments to the plant control system | 0 | Commercial | Existing | College and University | FL Zone 2 | Per End Use Consumption | 34% | 46726.69 | 40885.86 | 5840.837 | 0.125 | 10 | 1.3731 | 0.65476 | 0 | no base cost | 0 | 0 | 0 | 0 | 108 | Wisconsin Focus on Energy 2017 TRM, Chiller Plant Setpoint Adjustment | 108 | system |  | 108
Nonequipment | Chilled Water Controls Optimization | Deploy an algorithm package on the chiller to totalize the available power inputs and calculate the cooling load, and accordingly apply small setpoint adjustments to the plant control system | 0 | Commercial | Existing | Grocery | FL Zone 2 | Per End Use Consumption | 34% | 0 | 0 | 0 | 0 | 10 | 0 | 0 | 0 | no base cost | 0 | 0 | 0 | 0 | 108 | Wisconsin Focus on Energy 2017 TRM, Chiller Plant Setpoint Adjustment | 108 | system |  | 108
Nonequipment | Chilled Water Controls Optimization | Deploy an algorithm package on the chiller to totalize the available power inputs and calculate the cooling load, and accordingly apply small setpoint adjustments to the plant control system | 0 | Commercial | Existing | Healthcare | FL Zone 2 | Per End Use Consumption | 34% | 22284.18 | 19498.66 | 2785.523 | 0.125 | 10 | 1.1301 | 0.001126 | 0 | no base cost | 0 | 0 | 0 | 0 | 108 | Wisconsin Focus on Energy 2017 TRM, Chiller Plant Setpoint Adjustment | 108 | system |  | 108
Nonequipment | Chilled Water Controls Optimization | Deploy an algorithm package on the chiller to totalize the available power inputs and calculate the cooling load, and accordingly apply small setpoint adjustments to the plant control system | 0 | Commercial | Existing | Hospitals | FL Zone 2 | Per End Use Consumption | 26% | 129416.5 | 113239.4 | 16177.06 | 0.125 | 10 | 3.803 | 1.8135 | 0 | no base cost | 0 | 0 | 0 | 0 | 108 | Wisconsin Focus on Energy 2017 TRM, Chiller Plant Setpoint Adjustment | 108 | system |  | 108
Nonequipment | Chilled Water Controls Optimization | Deploy an algorithm package on the chiller to totalize the available power inputs and calculate the cooling load, and accordingly apply small setpoint adjustments to the plant control system | 0 | Commercial | Existing | Institutional | FL Zone 2 | Per End Use Consumption | 26% | 7885.427 | 6899.749 | 985.6784 | 0.125 | 10 | 0.39988 | 0.000399 | 0 | no base cost | 0 | 0 | 0 | 0 | 108 | Wisconsin Focus on Energy 2017 TRM, Chiller Plant Setpoint Adjustment | 108 | system |  | 108
Nonequipment | Chilled Water Controls Optimization | Deploy an algorithm package on the chiller to totalize the available power inputs and calculate the cooling load, and accordingly apply small setpoint adjustments to the plant control system | 0 | Commercial | Existing | Lodging/Hospitality | FL Zone 2 | Per End Use Consumption | 34% | 60654.64 | 53072.81 | 7581.829 | 0.125 | 10 | 3.0759 | 0.003066 | 0 | no base cost | 0 | 0 | 0 | 0 | 108 | Wisconsin Focus on Energy 2017 TRM, Chiller Plant Setpoint Adjustment | 108 | system |  | 108
Nonequipment | Chilled Water Controls Optimization | Deploy an algorithm package on the chiller to totalize the available power inputs and calculate the cooling load, and accordingly apply small setpoint adjustments to the plant control system | 0 | Commercial | Existing | Miscellaneous | FL Zone 2 | Per End Use Consumption | 34% | 18782.14 | 16434.37 | 2347.767 | 0.125 | 10 | 0.95247 | 0.000949 | 0 | no base cost | 0 | 0 | 0 | 0 | 108 | Wisconsin Focus on Energy 2017 TRM, Chiller Plant Setpoint Adjustment | 108 | system |  | 108
Nonequipment | Chilled Water Controls Optimization | Deploy an algorithm package on the chiller to totalize the available power inputs and calculate the cooling load, and accordingly apply small setpoint adjustments to the plant control system | 0 | Commercial | Existing | Offices | FL Zone 2 | Per End Use Consumption | 26% | 19237.99 | 16833.25 | 2404.749 | 0.125 | 10 | 0.97559 | 0.000972 | 0 | no base cost | 0 | 0 | 0 | 0 | 108 | Wisconsin Focus on Energy 2017 TRM, Chiller Plant Setpoint Adjustment | 108 | system |  | 108
Nonequipment | Chilled Water Controls Optimization | Deploy an algorithm package on the chiller to totalize the available power inputs and calculate the cooling load, and accordingly apply small setpoint adjustments to the plant control system | 0 | Commercial | Existing | Restaurants | FL Zone 2 | Per End Use Consumption | 34% | 23656.28 | 20699.25 | 2957.035 | 0.125 | 10 | 1.1996 | 0.001196 | 0 | no base cost | 0 | 0 | 0 | 0 | 108 | Wisconsin Focus on Energy 2017 TRM, Chiller Plant Setpoint Adjustment | 108 | system |  | 108
Nonequipment | Chilled Water Controls Optimization | Deploy an algorithm package on the chiller to totalize the available power inputs and calculate the cooling load, and accordingly apply small setpoint adjustments to the plant control system | 0 | Commercial | Existing | Retail | FL Zone 2 | Per End Use Consumption | 34% | 17311.06 | 15147.18 | 2163.882 | 0.125 | 10 | 0.87787 | 0.000875 | 0 | no base cost | 0 | 0 | 0 | 0 | 108 | Wisconsin Focus on Energy 2017 TRM, Chiller Plant Setpoint Adjustment | 108 | system |  | 108
Nonequipment | Chilled Water Controls Optimization | Deploy an algorithm package on the chiller to totalize the available power inputs and calculate the cooling load, and accordingly apply small setpoint adjustments to the plant control system | 0 | Commercial | Existing | Schools K-12 | FL Zone 2 | Per End Use Consumption | 34% | 13280.16 | 11620.14 | 1660.02 | 0.125 | 10 | 0.67346 | 0.000671 | 0 | no base cost | 0 | 0 | 0 | 0 | 108 | Wisconsin Focus on Energy 2017 TRM, Chiller Plant Setpoint Adjustment | 108 | system |  | 108
Nonequipment | Chilled Water Controls Optimization | Deploy an algorithm package on the chiller to totalize the available power inputs and calculate the cooling load, and accordingly apply small setpoint adjustments to the plant control system | 0 | Commercial | Existing | Warehouse | FL Zone 2 | Per End Use Consumption | 34% | 5130.291 | 4489.005 | 641.2864 | 0.125 | 10 | 0.26016 | 0.000259 | 0 | no base cost | 0 | 0 | 0 | 0 | 108 | Wisconsin Focus on Energy 2017 TRM, Chiller Plant Setpoint Adjustment | 108 | system |  | 108
Nonequipment | Chilled Water Controls Optimization | Deploy an algorithm package on the chiller to totalize the available power inputs and calculate the cooling load, and accordingly apply small setpoint adjustments to the plant control system | 0 | Commercial | New | Assembly | FL Zone 2 | Per End Use Consumption | 38% | 14598.09 | 12773.33 | 1824.762 | 0.125 | 10 | 0.74029 | 0.000738 | 0 | no base cost | 0 | 0 | 0 | 0 | 108 | Wisconsin Focus on Energy 2017 TRM, Chiller Plant Setpoint Adjustment | 108 | system |  | 108
Nonequipment | Chilled Water Controls Optimization | Deploy an algorithm package on the chiller to totalize the available power inputs and calculate the cooling load, and accordingly apply small setpoint adjustments to the plant control system | 0 | Commercial | New | College and University | FL Zone 2 | Per End Use Consumption | 34% | 46726.69 | 40885.86 | 5840.837 | 0.125 | 10 | 1.3731 | 0.65476 | 0 | no base cost | 0 | 0 | 0 | 0 | 108 | Wisconsin Focus on Energy 2017 TRM, Chiller Plant Setpoint Adjustment | 108 | system |  | 108
Nonequipment | Chilled Water Controls Optimization | Deploy an algorithm package on the chiller to totalize the available power inputs and calculate the cooling load, and accordingly apply small setpoint adjustments to the plant control system | 0 | Commercial | New | Grocery | FL Zone 2 | Per End Use Consumption | 34% | 0 | 0 | 0 | 0 | 10 | 0 | 0 | 0 | no base cost | 0 | 0 | 0 | 0 | 108 | Wisconsin Focus on Energy 2017 TRM, Chiller Plant Setpoint Adjustment | 108 | system |  | 108
Nonequipment | Chilled Water Controls Optimization | Deploy an algorithm package on the chiller to totalize the available power inputs and calculate the cooling load, and accordingly apply small setpoint adjustments to the plant control system | 0 | Commercial | New | Healthcare | FL Zone 2 | Per End Use Consumption | 34% | 22284.18 | 19498.66 | 2785.523 | 0.125 | 10 | 1.1301 | 0.001126 | 0 | no base cost | 0 | 0 | 0 | 0 | 108 | Wisconsin Focus on Energy 2017 TRM, Chiller Plant Setpoint Adjustment | 108 | system |  | 108
Nonequipment | Chilled Water Controls Optimization | Deploy an algorithm package on the chiller to totalize the available power inputs and calculate the cooling load, and accordingly apply small setpoint adjustments to the plant control system | 0 | Commercial | New | Hospitals | FL Zone 2 | Per End Use Consumption | 38% | 129416.5 | 113239.4 | 16177.06 | 0.125 | 10 | 3.803 | 1.8135 | 0 | no base cost | 0 | 0 | 0 | 0 | 108 | Wisconsin Focus on Energy 2017 TRM, Chiller Plant Setpoint Adjustment | 108 | system |  | 108
Nonequipment | Chilled Water Controls Optimization | Deploy an algorithm package on the chiller to totalize the available power inputs and calculate the cooling load, and accordingly apply small setpoint adjustments to the plant control system | 0 | Commercial | New | Institutional | FL Zone 2 | Per End Use Consumption | 38% | 7885.427 | 6899.749 | 985.6784 | 0.125 | 10 | 0.39988 | 0.000399 | 0 | no base cost | 0 | 0 | 0 | 0 | 108 | Wisconsin Focus on Energy 2017 TRM, Chiller Plant Setpoint Adjustment | 108 | system |  | 108
Nonequipment | Chilled Water Controls Optimization | Deploy an algorithm package on the chiller to totalize the available power inputs and calculate the cooling load, and accordingly apply small setpoint adjustments to the plant control system | 0 | Commercial | New | Lodging/Hospitality | FL Zone 2 | Per End Use Consumption | 34% | 60654.64 | 53072.81 | 7581.829 | 0.125 | 10 | 3.0759 | 0.003066 | 0 | no base cost | 0 | 0 | 0 | 0 | 108 | Wisconsin Focus on Energy 2017 TRM, Chiller Plant Setpoint Adjustment | 108 | system |  | 108
Nonequipment | Chilled Water Controls Optimization | Deploy an algorithm package on the chiller to totalize the available power inputs and calculate the cooling load, and accordingly apply small setpoint adjustments to the plant control system | 0 | Commercial | New | Miscellaneous | FL Zone 2 | Per End Use Consumption | 34% | 18782.14 | 16434.37 | 2347.767 | 0.125 | 10 | 0.95247 | 0.000949 | 0 | no base cost | 0 | 0 | 0 | 0 | 108 | Wisconsin Focus on Energy 2017 TRM, Chiller Plant Setpoint Adjustment | 108 | system |  | 108
Nonequipment | Chilled Water Controls Optimization | Deploy an algorithm package on the chiller to totalize the available power inputs and calculate the cooling load, and accordingly apply small setpoint adjustments to the plant control system | 0 | Commercial | New | Offices | FL Zone 2 | Per End Use Consumption | 38% | 19237.99 | 16833.25 | 2404.749 | 0.125 | 10 | 0.97559 | 0.000972 | 0 | no base cost | 0 | 0 | 0 | 0 | 108 | Wisconsin Focus on Energy 2017 TRM, Chiller Plant Setpoint Adjustment | 108 | system |  | 108
Nonequipment | Chilled Water Controls Optimization | Deploy an algorithm package on the chiller to totalize the available power inputs and calculate the cooling load, and accordingly apply small setpoint adjustments to the plant control system | 0 | Commercial | New | Restaurants | FL Zone 2 | Per End Use Consumption | 34% | 23656.28 | 20699.25 | 2957.035 | 0.125 | 10 | 1.1996 | 0.001196 | 0 | no base cost | 0 | 0 | 0 | 0 | 108 | Wisconsin Focus on Energy 2017 TRM, Chiller Plant Setpoint Adjustment | 108 | system |  | 108
Nonequipment | Chilled Water Controls Optimization | Deploy an algorithm package on the chiller to totalize the available power inputs and calculate the cooling load, and accordingly apply small setpoint adjustments to the plant control system | 0 | Commercial | New | Retail | FL Zone 2 | Per End Use Consumption | 34% | 17311.06 | 15147.18 | 2163.882 | 0.125 | 10 | 0.87787 | 0.000875 | 0 | no base cost | 0 | 0 | 0 | 0 | 108 | Wisconsin Focus on Energy 2017 TRM, Chiller Plant Setpoint Adjustment | 108 | system |  | 108
Nonequipment | Chilled Water Controls Optimization | Deploy an algorithm package on the chiller to totalize the available power inputs and calculate the cooling load, and accordingly apply small setpoint adjustments to the plant control system | 0 | Commercial | New | Schools K-12 | FL Zone 2 | Per End Use Consumption | 34% | 13280.16 | 11620.14 | 1660.02 | 0.125 | 10 | 0.67346 | 0.000671 | 0 | no base cost | 0 | 0 | 0 | 0 | 108 | Wisconsin Focus on Energy 2017 TRM, Chiller Plant Setpoint Adjustment | 108 | system |  | 108
Nonequipment | Chilled Water Controls Optimization | Deploy an algorithm package on the chiller to totalize the available power inputs and calculate the cooling load, and accordingly apply small setpoint adjustments to the plant control system | 0 | Commercial | New | Warehouse | FL Zone 2 | Per End Use Consumption | 34% | 5130.291 | 4489.005 | 641.2864 | 0.125 | 10 | 0.26016 | 0.000259 | 0 | no base cost | 0 | 0 | 0 | 0 | 108 | Wisconsin Focus on Energy 2017 TRM, Chiller Plant Setpoint Adjustment | 108 | system |  | 108
Nonequipment | Chilled Water System - Variable Speed Drives | 10HP Chilled Water Pump with VFD Control | 0 | Commercial | Existing | Assembly | FL Zone 2 | Per End Use Consumption | 74% | 36489.13 | 27461.72 | 9027.411 | 0.2474 | 13 | 1.0305 | 1.0305 | 0 | no base cost | 0 | 0 | 1898 | Illinois 2018 Statewide TRM, Section 4.4.17 | 0 | 0 | 1898 | motor (10 hp) |  | 1898
Nonequipment | Chilled Water System - Variable Speed Drives | 10HP Chilled Water Pump with VFD Control | 0 | Commercial | Existing | College and University | FL Zone 2 | Per End Use Consumption | 74% | 36489.13 | 27461.72 | 9027.411 | 0.2474 | 13 | 1.0305 | 1.0305 | 0 | no base cost | 0 | 0 | 1898 | Illinois 2018 Statewide TRM, Section 4.4.17 | 0 | 0 | 1898 | motor (10 hp) |  | 1898
Nonequipment | Chilled Water System - Variable Speed Drives | 10HP Chilled Water Pump with VFD Control | 0 | Commercial | Existing | Grocery | FL Zone 2 | Per End Use Consumption | 74% | 36489.13 | 27461.72 | 9027.411 | 0.2474 | 13 | 1.0305 | 1.0305 | 0 | no base cost | 0 | 0 | 1898 | Illinois 2018 Statewide TRM, Section 4.4.17 | 0 | 0 | 1898 | motor (10 hp) |  | 1898
Nonequipment | Chilled Water System - Variable Speed Drives | 10HP Chilled Water Pump with VFD Control | 0 | Commercial | Existing | Healthcare | FL Zone 2 | Per End Use Consumption | 74% | 36489.13 | 27461.72 | 9027.411 | 0.2474 | 13 | 1.0305 | 1.0305 | 0 | no base cost | 0 | 0 | 1898 | Illinois 2018 Statewide TRM, Section 4.4.17 | 0 | 0 | 1898 | motor (10 hp) |  | 1898
Nonequipment | Chilled Water System - Variable Speed Drives | 10HP Chilled Water Pump with VFD Control | 0 | Commercial | Existing | Hospitals | FL Zone 2 | Per End Use Consumption | 74% | 36489.13 | 27461.72 | 9027.411 | 0.2474 | 13 | 1.0305 | 1.0305 | 0 | no base cost | 0 | 0 | 1898 | Illinois 2018 Statewide TRM, Section 4.4.17 | 0 | 0 | 1898 | motor (10 hp) |  | 1898
Nonequipment | Chilled Water System - Variable Speed Drives | 10HP Chilled Water Pump with VFD Control | 0 | Commercial | Existing | Institutional | FL Zone 2 | Per End Use Consumption | 74% | 36489.13 | 27461.72 | 9027.411 | 0.2474 | 13 | 1.0305 | 1.0305 | 0 | no base cost | 0 | 0 | 1898 | Illinois 2018 Statewide TRM, Section 4.4.17 | 0 | 0 | 1898 | motor (10 hp) |  | 1898
Nonequipment | Chilled Water System - Variable Speed Drives | 10HP Chilled Water Pump with VFD Control | 0 | Commercial | Existing | Lodging/Hospitality | FL Zone 2 | Per End Use Consumption | 74% | 36489.13 | 27461.72 | 9027.411 | 0.2474 | 13 | 1.0305 | 1.0305 | 0 | no base cost | 0 | 0 | 1898 | Illinois 2018 Statewide TRM, Section 4.4.17 | 0 | 0 | 1898 | motor (10 hp) |  | 1898
Nonequipment | Chilled Water System - Variable Speed Drives | 10HP Chilled Water Pump with VFD Control | 0 | Commercial | Existing | Miscellaneous | FL Zone 2 | Per End Use Consumption | 74% | 36489.13 | 27461.72 | 9027.411 | 0.2474 | 13 | 1.0305 | 1.0305 | 0 | no base cost | 0 | 0 | 1898 | Illinois 2018 Statewide TRM, Section 4.4.17 | 0 | 0 | 1898 | motor (10 hp) |  | 1898
Nonequipment | Chilled Water System - Variable Speed Drives | 10HP Chilled Water Pump with VFD Control | 0 | Commercial | Existing | Offices | FL Zone 2 | Per End Use Consumption | 74% | 36489.13 | 27461.72 | 9027.411 | 0.2474 | 13 | 1.0305 | 1.0305 | 0 | no base cost | 0 | 0 | 1898 | Illinois 2018 Statewide TRM, Section 4.4.17 | 0 | 0 | 1898 | motor (10 hp) |  | 1898
Nonequipment | Chilled Water System - Variable Speed Drives | 10HP Chilled Water Pump with VFD Control | 0 | Commercial | Existing | Restaurants | FL Zone 2 | Per End Use Consumption | 74% | 36489.13 | 27461.72 | 9027.411 | 0.2474 | 13 | 1.0305 | 1.0305 | 0 | no base cost | 0 | 0 | 1898 | Illinois 2018 Statewide TRM, Section 4.4.17 | 0 | 0 | 1898 | motor (10 hp) |  | 1898
Nonequipment | Chilled Water System - Variable Speed Drives | 10HP Chilled Water Pump with VFD Control | 0 | Commercial | Existing | Retail | FL Zone 2 | Per End Use Consumption | 74% | 36489.13 | 27461.72 | 9027.411 | 0.2474 | 13 | 1.0305 | 1.0305 | 0 | no base cost | 0 | 0 | 1898 | Illinois 2018 Statewide TRM, Section 4.4.17 | 0 | 0 | 1898 | motor (10 hp) |  | 1898
Nonequipment | Chilled Water System - Variable Speed Drives | 10HP Chilled Water Pump with VFD Control | 0 | Commercial | Existing | Schools K-12 | FL Zone 2 | Per End Use Consumption | 74% | 36489.13 | 27461.72 | 9027.411 | 0.2474 | 13 | 1.0305 | 1.0305 | 0 | no base cost | 0 | 0 | 1898 | Illinois 2018 Statewide TRM, Section 4.4.17 | 0 | 0 | 1898 | motor (10 hp) |  | 1898
Nonequipment | Chilled Water System - Variable Speed Drives | 10HP Chilled Water Pump with VFD Control | 0 | Commercial | Existing | Warehouse | FL Zone 2 | Per End Use Consumption | 74% | 36489.13 | 27461.72 | 9027.411 | 0.2474 | 13 | 1.0305 | 1.0305 | 0 | no base cost | 0 | 0 | 1898 | Illinois 2018 Statewide TRM, Section 4.4.17 | 0 | 0 | 1898 | motor (10 hp) |  | 1898
Nonequipment | Chilled Water System - Variable Speed Drives | 10HP Chilled Water Pump with VFD Control | 0 | Commercial | New | Assembly | FL Zone 2 | Per End Use Consumption | 74% | 36489.13 | 27461.72 | 9027.411 | 0.2474 | 13 | 1.0305 | 1.0305 | 0 | no base cost | 0 | 0 | 1898 | Illinois 2018 Statewide TRM, Section 4.4.17 | 0 | 0 | 1898 | motor (10 hp) |  | 1898
Nonequipment | Chilled Water System - Variable Speed Drives | 10HP Chilled Water Pump with VFD Control | 0 | Commercial | New | College and University | FL Zone 2 | Per End Use Consumption | 74% | 36489.13 | 27461.72 | 9027.411 | 0.2474 | 13 | 1.0305 | 1.0305 | 0 | no base cost | 0 | 0 | 1898 | Illinois 2018 Statewide TRM, Section 4.4.17 | 0 | 0 | 1898 | motor (10 hp) |  | 1898
Nonequipment | Chilled Water System - Variable Speed Drives | 10HP Chilled Water Pump with VFD Control | 0 | Commercial | New | Grocery | FL Zone 2 | Per End Use Consumption | 74% | 36489.13 | 27461.72 | 9027.411 | 0.2474 | 13 | 1.0305 | 1.0305 | 0 | no base cost | 0 | 0 | 1898 | Illinois 2018 Statewide TRM, Section 4.4.17 | 0 | 0 | 1898 | motor (10 hp) |  | 1898
Nonequipment | Chilled Water System - Variable Speed Drives | 10HP Chilled Water Pump with VFD Control | 0 | Commercial | New | Healthcare | FL Zone 2 | Per End Use Consumption | 74% | 36489.13 | 27461.72 | 9027.411 | 0.2474 | 13 | 1.0305 | 1.0305 | 0 | no base cost | 0 | 0 | 1898 | Illinois 2018 Statewide TRM, Section 4.4.17 | 0 | 0 | 1898 | motor (10 hp) |  | 1898
Nonequipment | Chilled Water System - Variable Speed Drives | 10HP Chilled Water Pump with VFD Control | 0 | Commercial | New | Hospitals | FL Zone 2 | Per End Use Consumption | 74% | 36489.13 | 27461.72 | 9027.411 | 0.2474 | 13 | 1.0305 | 1.0305 | 0 | no base cost | 0 | 0 | 1898 | Illinois 2018 Statewide TRM, Section 4.4.17 | 0 | 0 | 1898 | motor (10 hp) |  | 1898
Nonequipment | Chilled Water System - Variable Speed Drives | 10HP Chilled Water Pump with VFD Control | 0 | Commercial | New | Institutional | FL Zone 2 | Per End Use Consumption | 74% | 36489.13 | 27461.72 | 9027.411 | 0.2474 | 13 | 1.0305 | 1.0305 | 0 | no base cost | 0 | 0 | 1898 | Illinois 2018 Statewide TRM, Section 4.4.17 | 0 | 0 | 1898 | motor (10 hp) |  | 1898
Nonequipment | Chilled Water System - Variable Speed Drives | 10HP Chilled Water Pump with VFD Control | 0 | Commercial | New | Lodging/Hospitality | FL Zone 2 | Per End Use Consumption | 74% | 36489.13 | 27461.72 | 9027.411 | 0.2474 | 13 | 1.0305 | 1.0305 | 0 | no base cost | 0 | 0 | 1898 | Illinois 2018 Statewide TRM, Section 4.4.17 | 0 | 0 | 1898 | motor (10 hp) |  | 1898
Nonequipment | Chilled Water System - Variable Speed Drives | 10HP Chilled Water Pump with VFD Control | 0 | Commercial | New | Miscellaneous | FL Zone 2 | Per End Use Consumption | 74% | 36489.13 | 27461.72 | 9027.411 | 0.2474 | 13 | 1.0305 | 1.0305 | 0 | no base cost | 0 | 0 | 1898 | Illinois 2018 Statewide TRM, Section 4.4.17 | 0 | 0 | 1898 | motor (10 hp) |  | 1898
Nonequipment | Chilled Water System - Variable Speed Drives | 10HP Chilled Water Pump with VFD Control | 0 | Commercial | New | Offices | FL Zone 2 | Per End Use Consumption | 74% | 36489.13 | 27461.72 | 9027.411 | 0.2474 | 13 | 1.0305 | 1.0305 | 0 | no base cost | 0 | 0 | 1898 | Illinois 2018 Statewide TRM, Section 4.4.17 | 0 | 0 | 1898 | motor (10 hp) |  | 1898
Nonequipment | Chilled Water System - Variable Speed Drives | 10HP Chilled Water Pump with VFD Control | 0 | Commercial | New | Restaurants | FL Zone 2 | Per End Use Consumption | 74% | 36489.13 | 27461.72 | 9027.411 | 0.2474 | 13 | 1.0305 | 1.0305 | 0 | no base cost | 0 | 0 | 1898 | Illinois 2018 Statewide TRM, Section 4.4.17 | 0 | 0 | 1898 | motor (10 hp) |  | 1898
Nonequipment | Chilled Water System - Variable Speed Drives | 10HP Chilled Water Pump with VFD Control | 0 | Commercial | New | Retail | FL Zone 2 | Per End Use Consumption | 74% | 36489.13 | 27461.72 | 9027.411 | 0.2474 | 13 | 1.0305 | 1.0305 | 0 | no base cost | 0 | 0 | 1898 | Illinois 2018 Statewide TRM, Section 4.4.17 | 0 | 0 | 1898 | motor (10 hp) |  | 1898
Nonequipment | Chilled Water System - Variable Speed Drives | 10HP Chilled Water Pump with VFD Control | 0 | Commercial | New | Schools K-12 | FL Zone 2 | Per End Use Consumption | 74% | 36489.13 | 27461.72 | 9027.411 | 0.2474 | 13 | 1.0305 | 1.0305 | 0 | no base cost | 0 | 0 | 1898 | Illinois 2018 Statewide TRM, Section 4.4.17 | 0 | 0 | 1898 | motor (10 hp) |  | 1898
Nonequipment | Chilled Water System - Variable Speed Drives | 10HP Chilled Water Pump with VFD Control | 0 | Commercial | New | Warehouse | FL Zone 2 | Per End Use Consumption | 74% | 36489.13 | 27461.72 | 9027.411 | 0.2474 | 13 | 1.0305 | 1.0305 | 0 | no base cost | 0 | 0 | 1898 | Illinois 2018 Statewide TRM, Section 4.4.17 | 0 | 0 | 1898 | motor (10 hp) |  | 1898
Nonequipment | Cool Roof | Cool Roof - Includes both DX and chiller cooling systems | Market Average Existing Ceiling Insulation | Commercial | Existing | Assembly | FL Zone 2 | Square feet | 73% | 3.7877 | 3.6095 | 0.17819 | 0.047044 | 15 | 7.57e-05 | 0 | 3.5 | includes labor and materials for single-ply membrane (https://westroofingsystems.com/cost-of-single-ply-membrane-commercial-roofing/) | 0 | 0 | 4.885 | Average for single ply meeting 0.65 SR: https://www.coolrooftoolkit.org/wp-content/uploads/2012/07/CEC-Non-Res-Cool-Roof-Cost-summary.pdf | 0.20791 | FPL contractor estimate on O&M costs to maintain reflectivity (occurs every 3 years) - PV of cost over measure life | 1.5929 | sq ft |  | 1.5929
Nonequipment | Cool Roof | Cool Roof - Includes both DX and chiller cooling systems | Market Average Existing Ceiling Insulation | Commercial | Existing | College and University | FL Zone 2 | Square feet | 73% | 11.0507 | 10.8725 | 0.17819 | 0.016125 | 15 | 7.57e-05 | 0 | 3.5 | includes labor and materials for single-ply membrane (https://westroofingsystems.com/cost-of-single-ply-membrane-commercial-roofing/) | 0 | 0 | 4.885 | Average for single ply meeting 0.65 SR: https://www.coolrooftoolkit.org/wp-content/uploads/2012/07/CEC-Non-Res-Cool-Roof-Cost-summary.pdf | 0.20791 | FPL contractor estimate on O&M costs to maintain reflectivity (occurs every 3 years) - PV of cost over measure life | 1.5929 | sq ft |  | 1.5929
Nonequipment | Cool Roof | Cool Roof - Includes both DX and chiller cooling systems | Market Average Existing Ceiling Insulation | Commercial | Existing | Grocery | FL Zone 2 | Square feet | 73% | 31.0105 | 30.8323 | 0.17819 | 0.005746 | 15 | 7.57e-05 | 0 | 3.5 | includes labor and materials for single-ply membrane (https://westroofingsystems.com/cost-of-single-ply-membrane-commercial-roofing/) | 0 | 0 | 4.885 | Average for single ply meeting 0.65 SR: https://www.coolrooftoolkit.org/wp-content/uploads/2012/07/CEC-Non-Res-Cool-Roof-Cost-summary.pdf | 0.20791 | FPL contractor estimate on O&M costs to maintain reflectivity (occurs every 3 years) - PV of cost over measure life | 1.5929 | sq ft |  | 1.5929
Nonequipment | Cool Roof | Cool Roof - Includes both DX and chiller cooling systems | Market Average Existing Ceiling Insulation | Commercial | Existing | Healthcare | FL Zone 2 | Square feet | 73% | 15.083 | 14.9048 | 0.17819 | 0.011814 | 15 | 7.57e-05 | 0 | 3.5 | includes labor and materials for single-ply membrane (https://westroofingsystems.com/cost-of-single-ply-membrane-commercial-roofing/) | 0 | 0 | 4.885 | Average for single ply meeting 0.65 SR: https://www.coolrooftoolkit.org/wp-content/uploads/2012/07/CEC-Non-Res-Cool-Roof-Cost-summary.pdf | 0.20791 | FPL contractor estimate on O&M costs to maintain reflectivity (occurs every 3 years) - PV of cost over measure life | 1.5929 | sq ft |  | 1.5929
Nonequipment | Cool Roof | Cool Roof - Includes both DX and chiller cooling systems | Market Average Existing Ceiling Insulation | Commercial | Existing | Hospitals | FL Zone 2 | Square feet | 73% | 81.2975 | 81.1193 | 0.17819 | 0.002192 | 15 | 7.57e-05 | 0 | 3.5 | includes labor and materials for single-ply membrane (https://westroofingsystems.com/cost-of-single-ply-membrane-commercial-roofing/) | 0 | 0 | 4.885 | Average for single ply meeting 0.65 SR: https://www.coolrooftoolkit.org/wp-content/uploads/2012/07/CEC-Non-Res-Cool-Roof-Cost-summary.pdf | 0.20791 | FPL contractor estimate on O&M costs to maintain reflectivity (occurs every 3 years) - PV of cost over measure life | 1.5929 | sq ft |  | 1.5929
Nonequipment | Cool Roof | Cool Roof - Includes both DX and chiller cooling systems | Market Average Existing Ceiling Insulation | Commercial | Existing | Institutional | FL Zone 2 | Square feet | 73% | 56.2721 | 56.0939 | 0.17819 | 0.003167 | 15 | 7.57e-05 | 0 | 3.5 | includes labor and materials for single-ply membrane (https://westroofingsystems.com/cost-of-single-ply-membrane-commercial-roofing/) | 0 | 0 | 4.885 | Average for single ply meeting 0.65 SR: https://www.coolrooftoolkit.org/wp-content/uploads/2012/07/CEC-Non-Res-Cool-Roof-Cost-summary.pdf | 0.20791 | FPL contractor estimate on O&M costs to maintain reflectivity (occurs every 3 years) - PV of cost over measure life | 1.5929 | sq ft |  | 1.5929
Nonequipment | Cool Roof | Cool Roof - Includes both DX and chiller cooling systems | Market Average Existing Ceiling Insulation | Commercial | Existing | Lodging/Hospitality | FL Zone 2 | Square feet | 73% | 34.7257 | 34.5475 | 0.17819 | 0.005131 | 15 | 0.0001 | 0 | 3.5 | includes labor and materials for single-ply membrane (https://westroofingsystems.com/cost-of-single-ply-membrane-commercial-roofing/) | 0 | 0 | 4.885 | Average for single ply meeting 0.65 SR: https://www.coolrooftoolkit.org/wp-content/uploads/2012/07/CEC-Non-Res-Cool-Roof-Cost-summary.pdf | 0.20791 | FPL contractor estimate on O&M costs to maintain reflectivity (occurs every 3 years) - PV of cost over measure life | 1.5929 | sq ft |  | 1.5929
Nonequipment | Cool Roof | Cool Roof - Includes both DX and chiller cooling systems | Market Average Existing Ceiling Insulation | Commercial | Existing | Miscellaneous | FL Zone 2 | Square feet | 72% | 107.2344 | 107.0562 | 0.17819 | 0.001662 | 15 | 2.3e-05 | 0 | 3.5 | includes labor and materials for single-ply membrane (https://westroofingsystems.com/cost-of-single-ply-membrane-commercial-roofing/) | 0 | 0 | 4.885 | Average for single ply meeting 0.65 SR: https://www.coolrooftoolkit.org/wp-content/uploads/2012/07/CEC-Non-Res-Cool-Roof-Cost-summary.pdf | 0.20791 | FPL contractor estimate on O&M costs to maintain reflectivity (occurs every 3 years) - PV of cost over measure life | 1.5929 | sq ft |  | 1.5929
Nonequipment | Cool Roof | Cool Roof - Includes both DX and chiller cooling systems | Market Average Existing Ceiling Insulation | Commercial | Existing | Offices | FL Zone 2 | Square feet | 73% | 58.1979 | 58.0197 | 0.17819 | 0.003062 | 15 | 7.57e-05 | 0 | 3.5 | includes labor and materials for single-ply membrane (https://westroofingsystems.com/cost-of-single-ply-membrane-commercial-roofing/) | 0 | 0 | 4.885 | Average for single ply meeting 0.65 SR: https://www.coolrooftoolkit.org/wp-content/uploads/2012/07/CEC-Non-Res-Cool-Roof-Cost-summary.pdf | 0.20791 | FPL contractor estimate on O&M costs to maintain reflectivity (occurs every 3 years) - PV of cost over measure life | 1.5929 | sq ft |  | 1.5929
Nonequipment | Cool Roof | Cool Roof - Includes both DX and chiller cooling systems | Market Average Existing Ceiling Insulation | Commercial | Existing | Restaurants | FL Zone 2 | Square feet | 73% | 31.354 | 31.1758 | 0.17819 | 0.005683 | 15 | 7.57e-05 | 0 | 3.5 | includes labor and materials for single-ply membrane (https://westroofingsystems.com/cost-of-single-ply-membrane-commercial-roofing/) | 0 | 0 | 4.885 | Average for single ply meeting 0.65 SR: https://www.coolrooftoolkit.org/wp-content/uploads/2012/07/CEC-Non-Res-Cool-Roof-Cost-summary.pdf | 0.20791 | FPL contractor estimate on O&M costs to maintain reflectivity (occurs every 3 years) - PV of cost over measure life | 1.5929 | sq ft |  | 1.5929
Nonequipment | Cool Roof | Cool Roof - Includes both DX and chiller cooling systems | Market Average Existing Ceiling Insulation | Commercial | Existing | Retail | FL Zone 2 | Square feet | 73% | 5.9824 | 5.8042 | 0.17819 | 0.029785 | 15 | 7.57e-05 | 0 | 3.5 | includes labor and materials for single-ply membrane (https://westroofingsystems.com/cost-of-single-ply-membrane-commercial-roofing/) | 0 | 0 | 4.885 | Average for single ply meeting 0.65 SR: https://www.coolrooftoolkit.org/wp-content/uploads/2012/07/CEC-Non-Res-Cool-Roof-Cost-summary.pdf | 0.20791 | FPL contractor estimate on O&M costs to maintain reflectivity (occurs every 3 years) - PV of cost over measure life | 1.5929 | sq ft |  | 1.5929
Nonequipment | Cool Roof | Cool Roof - Includes both DX and chiller cooling systems | Market Average Existing Ceiling Insulation | Commercial | Existing | Schools K-12 | FL Zone 2 | Square feet | 73% | 5.1058 | 4.9276 | 0.17819 | 0.034899 | 15 | 7.57e-05 | 0 | 3.5 | includes labor and materials for single-ply membrane (https://westroofingsystems.com/cost-of-single-ply-membrane-commercial-roofing/) | 0 | 0 | 4.885 | Average for single ply meeting 0.65 SR: https://www.coolrooftoolkit.org/wp-content/uploads/2012/07/CEC-Non-Res-Cool-Roof-Cost-summary.pdf | 0.20791 | FPL contractor estimate on O&M costs to maintain reflectivity (occurs every 3 years) - PV of cost over measure life | 1.5929 | sq ft |  | 1.5929
Nonequipment | Cool Roof | Cool Roof - Includes both DX and chiller cooling systems | Market Average Existing Ceiling Insulation | Commercial | Existing | Warehouse | FL Zone 2 | Square feet | 73% | 1.4026 | 1.2244 | 0.17819 | 0.12704 | 15 | 2.3e-05 | 0 | 3.5 | includes labor and materials for single-ply membrane (https://westroofingsystems.com/cost-of-single-ply-membrane-commercial-roofing/) | 0 | 0 | 4.885 | Average for single ply meeting 0.65 SR: https://www.coolrooftoolkit.org/wp-content/uploads/2012/07/CEC-Non-Res-Cool-Roof-Cost-summary.pdf | 0.20791 | FPL contractor estimate on O&M costs to maintain reflectivity (occurs every 3 years) - PV of cost over measure life | 1.5929 | sq ft |  | 1.5929
Nonequipment | Cool Roof | Cool Roof - Includes both DX and chiller cooling systems | Code-Compliant Ceiling Insulation | Commercial | New | Assembly | FL Zone 2 | Square feet | 72% | 3.7877 | 3.6099 | 0.17775 | 0.046929 | 15 | 7.55e-05 | 0 | 3.5 | includes labor and materials for single-ply membrane (https://westroofingsystems.com/cost-of-single-ply-membrane-commercial-roofing/) | 0 | 0 | 4.885 | Average for single ply meeting 0.65 SR: https://www.coolrooftoolkit.org/wp-content/uploads/2012/07/CEC-Non-Res-Cool-Roof-Cost-summary.pdf | 0.20791 | FPL contractor estimate on O&M costs to maintain reflectivity (occurs every 3 years) - PV of cost over measure life | 1.5929 | sq ft |  | 1.5929
Nonequipment | Cool Roof | Cool Roof - Includes both DX and chiller cooling systems | Code-Compliant Ceiling Insulation | Commercial | New | College and University | FL Zone 2 | Square feet | 72% | 11.0507 | 10.8729 | 0.17775 | 0.016085 | 15 | 7.55e-05 | 0 | 3.5 | includes labor and materials for single-ply membrane (https://westroofingsystems.com/cost-of-single-ply-membrane-commercial-roofing/) | 0 | 0 | 4.885 | Average for single ply meeting 0.65 SR: https://www.coolrooftoolkit.org/wp-content/uploads/2012/07/CEC-Non-Res-Cool-Roof-Cost-summary.pdf | 0.20791 | FPL contractor estimate on O&M costs to maintain reflectivity (occurs every 3 years) - PV of cost over measure life | 1.5929 | sq ft |  | 1.5929
Nonequipment | Cool Roof | Cool Roof - Includes both DX and chiller cooling systems | Code-Compliant Ceiling Insulation | Commercial | New | Grocery | FL Zone 2 | Square feet | 72% | 31.0105 | 30.8327 | 0.17775 | 0.005732 | 15 | 7.55e-05 | 0 | 3.5 | includes labor and materials for single-ply membrane (https://westroofingsystems.com/cost-of-single-ply-membrane-commercial-roofing/) | 0 | 0 | 4.885 | Average for single ply meeting 0.65 SR: https://www.coolrooftoolkit.org/wp-content/uploads/2012/07/CEC-Non-Res-Cool-Roof-Cost-summary.pdf | 0.20791 | FPL contractor estimate on O&M costs to maintain reflectivity (occurs every 3 years) - PV of cost over measure life | 1.5929 | sq ft |  | 1.5929
Nonequipment | Cool Roof | Cool Roof - Includes both DX and chiller cooling systems | Code-Compliant Ceiling Insulation | Commercial | New | Healthcare | FL Zone 2 | Square feet | 72% | 15.083 | 14.9052 | 0.17775 | 0.011785 | 15 | 7.55e-05 | 0 | 3.5 | includes labor and materials for single-ply membrane (https://westroofingsystems.com/cost-of-single-ply-membrane-commercial-roofing/) | 0 | 0 | 4.885 | Average for single ply meeting 0.65 SR: https://www.coolrooftoolkit.org/wp-content/uploads/2012/07/CEC-Non-Res-Cool-Roof-Cost-summary.pdf | 0.20791 | FPL contractor estimate on O&M costs to maintain reflectivity (occurs every 3 years) - PV of cost over measure life | 1.5929 | sq ft |  | 1.5929
Nonequipment | Cool Roof | Cool Roof - Includes both DX and chiller cooling systems | Code-Compliant Ceiling Insulation | Commercial | New | Hospitals | FL Zone 2 | Square feet | 72% | 81.2975 | 81.1197 | 0.17775 | 0.002186 | 15 | 7.55e-05 | 0 | 3.5 | includes labor and materials for single-ply membrane (https://westroofingsystems.com/cost-of-single-ply-membrane-commercial-roofing/) | 0 | 0 | 4.885 | Average for single ply meeting 0.65 SR: https://www.coolrooftoolkit.org/wp-content/uploads/2012/07/CEC-Non-Res-Cool-Roof-Cost-summary.pdf | 0.20791 | FPL contractor estimate on O&M costs to maintain reflectivity (occurs every 3 years) - PV of cost over measure life | 1.5929 | sq ft |  | 1.5929
Nonequipment | Cool Roof | Cool Roof - Includes both DX and chiller cooling systems | Code-Compliant Ceiling Insulation | Commercial | New | Institutional | FL Zone 2 | Square feet | 72% | 56.2721 | 56.0944 | 0.17775 | 0.003159 | 15 | 7.55e-05 | 0 | 3.5 | includes labor and materials for single-ply membrane (https://westroofingsystems.com/cost-of-single-ply-membrane-commercial-roofing/) | 0 | 0 | 4.885 | Average for single ply meeting 0.65 SR: https://www.coolrooftoolkit.org/wp-content/uploads/2012/07/CEC-Non-Res-Cool-Roof-Cost-summary.pdf | 0.20791 | FPL contractor estimate on O&M costs to maintain reflectivity (occurs every 3 years) - PV of cost over measure life | 1.5929 | sq ft |  | 1.5929
Nonequipment | Cool Roof | Cool Roof - Includes both DX and chiller cooling systems | Code-Compliant Ceiling Insulation | Commercial | New | Lodging/Hospitality | FL Zone 2 | Square feet | 72% | 34.7257 | 34.548 | 0.17775 | 0.005119 | 15 | 0.0001 | 0 | 3.5 | includes labor and materials for single-ply membrane (https://westroofingsystems.com/cost-of-single-ply-membrane-commercial-roofing/) | 0 | 0 | 4.885 | Average for single ply meeting 0.65 SR: https://www.coolrooftoolkit.org/wp-content/uploads/2012/07/CEC-Non-Res-Cool-Roof-Cost-summary.pdf | 0.20791 | FPL contractor estimate on O&M costs to maintain reflectivity (occurs every 3 years) - PV of cost over measure life | 1.5929 | sq ft |  | 1.5929
Nonequipment | Cool Roof | Cool Roof - Includes both DX and chiller cooling systems | Code-Compliant Ceiling Insulation | Commercial | New | Miscellaneous | FL Zone 2 | Square feet | 72% | 107.2344 | 107.0567 | 0.17775 | 0.001658 | 15 | 2.29e-05 | 0 | 3.5 | includes labor and materials for single-ply membrane (https://westroofingsystems.com/cost-of-single-ply-membrane-commercial-roofing/) | 0 | 0 | 4.885 | Average for single ply meeting 0.65 SR: https://www.coolrooftoolkit.org/wp-content/uploads/2012/07/CEC-Non-Res-Cool-Roof-Cost-summary.pdf | 0.20791 | FPL contractor estimate on O&M costs to maintain reflectivity (occurs every 3 years) - PV of cost over measure life | 1.5929 | sq ft |  | 1.5929
Nonequipment | Cool Roof | Cool Roof - Includes both DX and chiller cooling systems | Code-Compliant Ceiling Insulation | Commercial | New | Offices | FL Zone 2 | Square feet | 72% | 58.1979 | 58.0201 | 0.17775 | 0.003054 | 15 | 7.55e-05 | 0 | 3.5 | includes labor and materials for single-ply membrane (https://westroofingsystems.com/cost-of-single-ply-membrane-commercial-roofing/) | 0 | 0 | 4.885 | Average for single ply meeting 0.65 SR: https://www.coolrooftoolkit.org/wp-content/uploads/2012/07/CEC-Non-Res-Cool-Roof-Cost-summary.pdf | 0.20791 | FPL contractor estimate on O&M costs to maintain reflectivity (occurs every 3 years) - PV of cost over measure life | 1.5929 | sq ft |  | 1.5929
Nonequipment | Cool Roof | Cool Roof - Includes both DX and chiller cooling systems | Code-Compliant Ceiling Insulation | Commercial | New | Restaurants | FL Zone 2 | Square feet | 72% | 31.354 | 31.1762 | 0.17775 | 0.005669 | 15 | 7.55e-05 | 0 | 3.5 | includes labor and materials for single-ply membrane (https://westroofingsystems.com/cost-of-single-ply-membrane-commercial-roofing/) | 0 | 0 | 4.885 | Average for single ply meeting 0.65 SR: https://www.coolrooftoolkit.org/wp-content/uploads/2012/07/CEC-Non-Res-Cool-Roof-Cost-summary.pdf | 0.20791 | FPL contractor estimate on O&M costs to maintain reflectivity (occurs every 3 years) - PV of cost over measure life | 1.5929 | sq ft |  | 1.5929
Nonequipment | Cool Roof | Cool Roof - Includes both DX and chiller cooling systems | Code-Compliant Ceiling Insulation | Commercial | New | Retail | FL Zone 2 | Square feet | 73% | 5.9824 | 5.8046 | 0.17775 | 0.029713 | 15 | 7.55e-05 | 0 | 3.5 | includes labor and materials for single-ply membrane (https://westroofingsystems.com/cost-of-single-ply-membrane-commercial-roofing/) | 0 | 0 | 4.885 | Average for single ply meeting 0.65 SR: https://www.coolrooftoolkit.org/wp-content/uploads/2012/07/CEC-Non-Res-Cool-Roof-Cost-summary.pdf | 0.20791 | FPL contractor estimate on O&M costs to maintain reflectivity (occurs every 3 years) - PV of cost over measure life | 1.5929 | sq ft |  | 1.5929
Nonequipment | Cool Roof | Cool Roof - Includes both DX and chiller cooling systems | Code-Compliant Ceiling Insulation | Commercial | New | Schools K-12 | FL Zone 2 | Square feet | 72% | 5.1058 | 4.928 | 0.17775 | 0.034814 | 15 | 7.55e-05 | 0 | 3.5 | includes labor and materials for single-ply membrane (https://westroofingsystems.com/cost-of-single-ply-membrane-commercial-roofing/) | 0 | 0 | 4.885 | Average for single ply meeting 0.65 SR: https://www.coolrooftoolkit.org/wp-content/uploads/2012/07/CEC-Non-Res-Cool-Roof-Cost-summary.pdf | 0.20791 | FPL contractor estimate on O&M costs to maintain reflectivity (occurs every 3 years) - PV of cost over measure life | 1.5929 | sq ft |  | 1.5929
Nonequipment | Cool Roof | Cool Roof - Includes both DX and chiller cooling systems | Code-Compliant Ceiling Insulation | Commercial | New | Warehouse | FL Zone 2 | Square feet | 73% | 1.4026 | 1.2248 | 0.17775 | 0.12673 | 15 | 2.29e-05 | 0 | 3.5 | includes labor and materials for single-ply membrane (https://westroofingsystems.com/cost-of-single-ply-membrane-commercial-roofing/) | 0 | 0 | 4.885 | Average for single ply meeting 0.65 SR: https://www.coolrooftoolkit.org/wp-content/uploads/2012/07/CEC-Non-Res-Cool-Roof-Cost-summary.pdf | 0.20791 | FPL contractor estimate on O&M costs to maintain reflectivity (occurs every 3 years) - PV of cost over measure life | 1.5929 | sq ft |  | 1.5929
Nonequipment | Dedicated Outdoor Air System on VRF unit | Code-Compliant New Construction PTHP, 4 Tons, 10.1 SEER, 0.825 COP Utilizing Dedicated Outdoor Air System | 0 | Commercial | Existing | Assembly | FL Zone 2 | Per Unit | 59% | 4707.205 | 3907.075 | 800.1307 | 0.16998 | 15 | 0.24347 | 0.24609 | 7147 | Mid-Atlantic TRM v7.0, 2017 (average for 24kBtu across efficiency types) | 0 | 0 | 8147.58 | Mid-Atlantic TRM v7.0, 2017 (average for 24kBtu across efficiency types) plus additional 14% cost of DOAS system, based on cost increase for integrated DOAS: https://www.osti.gov/servlets/purl/920385 | 0 | 0 | 1000.58 | unit (4 tons) |  | 1000.58
Nonequipment | Dedicated Outdoor Air System on VRF unit | Code-Compliant New Construction PTHP, 4 Tons, 10.1 SEER, 0.825 COP Utilizing Dedicated Outdoor Air System | 0 | Commercial | Existing | College and University | FL Zone 2 | Per Unit | 59% | 5187.753 | 4303.526 | 884.2265 | 0.17045 | 15 | 0.1876 | 0.13783 | 7147 | Mid-Atlantic TRM v7.0, 2017 (average for 24kBtu across efficiency types) | 0 | 0 | 8147.58 | Mid-Atlantic TRM v7.0, 2017 (average for 24kBtu across efficiency types) plus additional 14% cost of DOAS system, based on cost increase for integrated DOAS: https://www.osti.gov/servlets/purl/920385 | 0 | 0 | 1000.58 | unit (4 tons) |  | 1000.58
Nonequipment | Dedicated Outdoor Air System on VRF unit | Code-Compliant New Construction PTHP, 4 Tons, 10.1 SEER, 0.825 COP Utilizing Dedicated Outdoor Air System | 0 | Commercial | Existing | Grocery | FL Zone 2 | Per Unit | 59% | 2968.18 | 2489.393 | 478.7875 | 0.16131 | 15 | 0.14569 | 0.14726 | 7147 | Mid-Atlantic TRM v7.0, 2017 (average for 24kBtu across efficiency types) | 0 | 0 | 8147.58 | Mid-Atlantic TRM v7.0, 2017 (average for 24kBtu across efficiency types) plus additional 14% cost of DOAS system, based on cost increase for integrated DOAS: https://www.osti.gov/servlets/purl/920385 | 0 | 0 | 1000.58 | unit (4 tons) |  | 1000.58
Nonequipment | Dedicated Outdoor Air System on VRF unit | Code-Compliant New Construction PTHP, 4 Tons, 10.1 SEER, 0.825 COP Utilizing Dedicated Outdoor Air System | 0 | Commercial | Existing | Healthcare | FL Zone 2 | Per Unit | 59% | 10051.21 | 8329.3 | 1721.909 | 0.17131 | 15 | 0.52396 | 0.52959 | 7147 | Mid-Atlantic TRM v7.0, 2017 (average for 24kBtu across efficiency types) | 0 | 0 | 8147.58 | Mid-Atlantic TRM v7.0, 2017 (average for 24kBtu across efficiency types) plus additional 14% cost of DOAS system, based on cost increase for integrated DOAS: https://www.osti.gov/servlets/purl/920385 | 0 | 0 | 1000.58 | unit (4 tons) |  | 1000.58
Nonequipment | Dedicated Outdoor Air System on VRF unit | Code-Compliant New Construction PTHP, 4 Tons, 10.1 SEER, 0.825 COP Utilizing Dedicated Outdoor Air System | 0 | Commercial | Existing | Hospitals | FL Zone 2 | Per Unit | 59% | 9615.193 | 7974.691 | 1640.503 | 0.17062 | 15 | 0.49919 | 0.50455 | 7147 | Mid-Atlantic TRM v7.0, 2017 (average for 24kBtu across efficiency types) | 0 | 0 | 8147.58 | Mid-Atlantic TRM v7.0, 2017 (average for 24kBtu across efficiency types) plus additional 14% cost of DOAS system, based on cost increase for integrated DOAS: https://www.osti.gov/servlets/purl/920385 | 0 | 0 | 1000.58 | unit (4 tons) |  | 1000.58
Nonequipment | Dedicated Outdoor Air System on VRF unit | Code-Compliant New Construction PTHP, 4 Tons, 10.1 SEER, 0.825 COP Utilizing Dedicated Outdoor Air System | 0 | Commercial | Existing | Institutional | FL Zone 2 | Per Unit | 59% | 2647.233 | 2204.573 | 442.6603 | 0.16722 | 15 | 0.1347 | 0.13614 | 7147 | Mid-Atlantic TRM v7.0, 2017 (average for 24kBtu across efficiency types) | 0 | 0 | 8147.58 | Mid-Atlantic TRM v7.0, 2017 (average for 24kBtu across efficiency types) plus additional 14% cost of DOAS system, based on cost increase for integrated DOAS: https://www.osti.gov/servlets/purl/920385 | 0 | 0 | 1000.58 | unit (4 tons) |  | 1000.58
Nonequipment | Dedicated Outdoor Air System on VRF unit | Code-Compliant New Construction PTHP, 4 Tons, 10.1 SEER, 0.825 COP Utilizing Dedicated Outdoor Air System | 0 | Commercial | Existing | Lodging/Hospitality | FL Zone 2 | Per Unit | 59% | 7587.971 | 6285.029 | 1302.941 | 0.17171 | 15 | 0.27644 | 0.2031 | 7147 | Mid-Atlantic TRM v7.0, 2017 (average for 24kBtu across efficiency types) | 0 | 0 | 8147.58 | Mid-Atlantic TRM v7.0, 2017 (average for 24kBtu across efficiency types) plus additional 14% cost of DOAS system, based on cost increase for integrated DOAS: https://www.osti.gov/servlets/purl/920385 | 0 | 0 | 1000.58 | unit (4 tons) |  | 1000.58
Nonequipment | Dedicated Outdoor Air System on VRF unit | Code-Compliant New Construction PTHP, 4 Tons, 10.1 SEER, 0.825 COP Utilizing Dedicated Outdoor Air System | 0 | Commercial | Existing | Miscellaneous | FL Zone 2 | Per Unit | 59% | 2627.062 | 2180.37 | 446.692 | 0.17003 | 15 | 0.13592 | 0.13738 | 7147 | Mid-Atlantic TRM v7.0, 2017 (average for 24kBtu across efficiency types) | 0 | 0 | 8147.58 | Mid-Atlantic TRM v7.0, 2017 (average for 24kBtu across efficiency types) plus additional 14% cost of DOAS system, based on cost increase for integrated DOAS: https://www.osti.gov/servlets/purl/920385 | 0 | 0 | 1000.58 | unit (4 tons) |  | 1000.58
Nonequipment | Dedicated Outdoor Air System on VRF unit | Code-Compliant New Construction PTHP, 4 Tons, 10.1 SEER, 0.825 COP Utilizing Dedicated Outdoor Air System | 0 | Commercial | Existing | Offices | FL Zone 2 | Per Unit | 59% | 5127.254 | 4243.784 | 883.4693 | 0.17231 | 15 | 0.26883 | 0.27172 | 7147 | Mid-Atlantic TRM v7.0, 2017 (average for 24kBtu across efficiency types) | 0 | 0 | 8147.58 | Mid-Atlantic TRM v7.0, 2017 (average for 24kBtu across efficiency types) plus additional 14% cost of DOAS system, based on cost increase for integrated DOAS: https://www.osti.gov/servlets/purl/920385 | 0 | 0 | 1000.58 | unit (4 tons) |  | 1000.58
Nonequipment | Dedicated Outdoor Air System on VRF unit | Code-Compliant New Construction PTHP, 4 Tons, 10.1 SEER, 0.825 COP Utilizing Dedicated Outdoor Air System | 0 | Commercial | Existing | Restaurants | FL Zone 2 | Per Unit | 59% | 8279.455 | 6917.699 | 1361.756 | 0.16447 | 15 | 0.41437 | 0.41882 | 7147 | Mid-Atlantic TRM v7.0, 2017 (average for 24kBtu across efficiency types) | 0 | 0 | 8147.58 | Mid-Atlantic TRM v7.0, 2017 (average for 24kBtu across efficiency types) plus additional 14% cost of DOAS system, based on cost increase for integrated DOAS: https://www.osti.gov/servlets/purl/920385 | 0 | 0 | 1000.58 | unit (4 tons) |  | 1000.58
Nonequipment | Dedicated Outdoor Air System on VRF unit | Code-Compliant New Construction PTHP, 4 Tons, 10.1 SEER, 0.825 COP Utilizing Dedicated Outdoor Air System | 0 | Commercial | Existing | Retail | FL Zone 2 | Per Unit | 59% | 6306.823 | 5257.762 | 1049.061 | 0.16634 | 15 | 0.31922 | 0.32265 | 7147 | Mid-Atlantic TRM v7.0, 2017 (average for 24kBtu across efficiency types) | 0 | 0 | 8147.58 | Mid-Atlantic TRM v7.0, 2017 (average for 24kBtu across efficiency types) plus additional 14% cost of DOAS system, based on cost increase for integrated DOAS: https://www.osti.gov/servlets/purl/920385 | 0 | 0 | 1000.58 | unit (4 tons) |  | 1000.58
Nonequipment | Dedicated Outdoor Air System on VRF unit | Code-Compliant New Construction PTHP, 4 Tons, 10.1 SEER, 0.825 COP Utilizing Dedicated Outdoor Air System | 0 | Commercial | Existing | Schools K-12 | FL Zone 2 | Per Unit | 59% | 5519.628 | 4603.978 | 915.6498 | 0.16589 | 15 | 0.27863 | 0.28162 | 7147 | Mid-Atlantic TRM v7.0, 2017 (average for 24kBtu across efficiency types) | 0 | 0 | 8147.58 | Mid-Atlantic TRM v7.0, 2017 (average for 24kBtu across efficiency types) plus additional 14% cost of DOAS system, based on cost increase for integrated DOAS: https://www.osti.gov/servlets/purl/920385 | 0 | 0 | 1000.58 | unit (4 tons) |  | 1000.58
Nonequipment | Dedicated Outdoor Air System on VRF unit | Code-Compliant New Construction PTHP, 4 Tons, 10.1 SEER, 0.825 COP Utilizing Dedicated Outdoor Air System | 0 | Commercial | Existing | Warehouse | FL Zone 2 | Per Unit | 59% | 1239.188 | 1035.374 | 203.814 | 0.16447 | 15 | 0.062019 | 0.062685 | 7147 | Mid-Atlantic TRM v7.0, 2017 (average for 24kBtu across efficiency types) | 0 | 0 | 8147.58 | Mid-Atlantic TRM v7.0, 2017 (average for 24kBtu across efficiency types) plus additional 14% cost of DOAS system, based on cost increase for integrated DOAS: https://www.osti.gov/servlets/purl/920385 | 0 | 0 | 1000.58 | unit (4 tons) |  | 1000.58
Nonequipment | Dedicated Outdoor Air System on VRF unit | Code-Compliant New Construction PTHP, 4 Tons, 10.1 SEER, 0.825 COP Utilizing Dedicated Outdoor Air System | Code-Compliant New Construction PTHP, 4 Tons, 10.1 SEER, 0.825 COP | Commercial | New | Assembly | FL Zone 2 | Per Unit | 59% | 4707.205 | 3907.075 | 800.1307 | 0.16998 | 15 | 0.24347 | 0.24609 | 7147 | Mid-Atlantic TRM v7.0, 2017 (average for 24kBtu across efficiency types) | 0 | 0 | 8147.58 | Mid-Atlantic TRM v7.0, 2017 (average for 24kBtu across efficiency types) plus additional 14% cost of DOAS system, based on cost increase for integrated DOAS: https://www.osti.gov/servlets/purl/920385 | 0 | 0 | 1000.58 | unit (4 tons) |  | 1000.58
Nonequipment | Dedicated Outdoor Air System on VRF unit | Code-Compliant New Construction PTHP, 4 Tons, 10.1 SEER, 0.825 COP Utilizing Dedicated Outdoor Air System | Code-Compliant New Construction PTHP, 4 Tons, 10.1 SEER, 0.825 COP | Commercial | New | College and University | FL Zone 2 | Per Unit | 59% | 5187.753 | 4303.526 | 884.2265 | 0.17045 | 15 | 0.1876 | 0.13783 | 7147 | Mid-Atlantic TRM v7.0, 2017 (average for 24kBtu across efficiency types) | 0 | 0 | 8147.58 | Mid-Atlantic TRM v7.0, 2017 (average for 24kBtu across efficiency types) plus additional 14% cost of DOAS system, based on cost increase for integrated DOAS: https://www.osti.gov/servlets/purl/920385 | 0 | 0 | 1000.58 | unit (4 tons) |  | 1000.58
Nonequipment | Dedicated Outdoor Air System on VRF unit | Code-Compliant New Construction PTHP, 4 Tons, 10.1 SEER, 0.825 COP Utilizing Dedicated Outdoor Air System | Code-Compliant New Construction PTHP, 4 Tons, 10.1 SEER, 0.825 COP | Commercial | New | Grocery | FL Zone 2 | Per Unit | 59% | 2968.18 | 2489.393 | 478.7875 | 0.16131 | 15 | 0.14569 | 0.14726 | 7147 | Mid-Atlantic TRM v7.0, 2017 (average for 24kBtu across efficiency types) | 0 | 0 | 8147.58 | Mid-Atlantic TRM v7.0, 2017 (average for 24kBtu across efficiency types) plus additional 14% cost of DOAS system, based on cost increase for integrated DOAS: https://www.osti.gov/servlets/purl/920385 | 0 | 0 | 1000.58 | unit (4 tons) |  | 1000.58
Nonequipment | Dedicated Outdoor Air System on VRF unit | Code-Compliant New Construction PTHP, 4 Tons, 10.1 SEER, 0.825 COP Utilizing Dedicated Outdoor Air System | Code-Compliant New Construction PTHP, 4 Tons, 10.1 SEER, 0.825 COP | Commercial | New | Healthcare | FL Zone 2 | Per Unit | 59% | 10051.21 | 8329.3 | 1721.909 | 0.17131 | 15 | 0.52396 | 0.52959 | 7147 | Mid-Atlantic TRM v7.0, 2017 (average for 24kBtu across efficiency types) | 0 | 0 | 8147.58 | Mid-Atlantic TRM v7.0, 2017 (average for 24kBtu across efficiency types) plus additional 14% cost of DOAS system, based on cost increase for integrated DOAS: https://www.osti.gov/servlets/purl/920385 | 0 | 0 | 1000.58 | unit (4 tons) |  | 1000.58
Nonequipment | Dedicated Outdoor Air System on VRF unit | Code-Compliant New Construction PTHP, 4 Tons, 10.1 SEER, 0.825 COP Utilizing Dedicated Outdoor Air System | Code-Compliant New Construction PTHP, 4 Tons, 10.1 SEER, 0.825 COP | Commercial | New | Hospitals | FL Zone 2 | Per Unit | 59% | 9615.193 | 7974.691 | 1640.503 | 0.17062 | 15 | 0.49919 | 0.50455 | 7147 | Mid-Atlantic TRM v7.0, 2017 (average for 24kBtu across efficiency types) | 0 | 0 | 8147.58 | Mid-Atlantic TRM v7.0, 2017 (average for 24kBtu across efficiency types) plus additional 14% cost of DOAS system, based on cost increase for integrated DOAS: https://www.osti.gov/servlets/purl/920385 | 0 | 0 | 1000.58 | unit (4 tons) |  | 1000.58
Nonequipment | Dedicated Outdoor Air System on VRF unit | Code-Compliant New Construction PTHP, 4 Tons, 10.1 SEER, 0.825 COP Utilizing Dedicated Outdoor Air System | Code-Compliant New Construction PTHP, 4 Tons, 10.1 SEER, 0.825 COP | Commercial | New | Institutional | FL Zone 2 | Per Unit | 59% | 2647.233 | 2204.573 | 442.6603 | 0.16722 | 15 | 0.1347 | 0.13614 | 7147 | Mid-Atlantic TRM v7.0, 2017 (average for 24kBtu across efficiency types) | 0 | 0 | 8147.58 | Mid-Atlantic TRM v7.0, 2017 (average for 24kBtu across efficiency types) plus additional 14% cost of DOAS system, based on cost increase for integrated DOAS: https://www.osti.gov/servlets/purl/920385 | 0 | 0 | 1000.58 | unit (4 tons) |  | 1000.58
Nonequipment | Dedicated Outdoor Air System on VRF unit | Code-Compliant New Construction PTHP, 4 Tons, 10.1 SEER, 0.825 COP Utilizing Dedicated Outdoor Air System | Code-Compliant New Construction PTHP, 4 Tons, 10.1 SEER, 0.825 COP | Commercial | New | Lodging/Hospitality | FL Zone 2 | Per Unit | 59% | 7587.971 | 6285.029 | 1302.941 | 0.17171 | 15 | 0.27644 | 0.2031 | 7147 | Mid-Atlantic TRM v7.0, 2017 (average for 24kBtu across efficiency types) | 0 | 0 | 8147.58 | Mid-Atlantic TRM v7.0, 2017 (average for 24kBtu across efficiency types) plus additional 14% cost of DOAS system, based on cost increase for integrated DOAS: https://www.osti.gov/servlets/purl/920385 | 0 | 0 | 1000.58 | unit (4 tons) |  | 1000.58
Nonequipment | Dedicated Outdoor Air System on VRF unit | Code-Compliant New Construction PTHP, 4 Tons, 10.1 SEER, 0.825 COP Utilizing Dedicated Outdoor Air System | Code-Compliant New Construction PTHP, 4 Tons, 10.1 SEER, 0.825 COP | Commercial | New | Miscellaneous | FL Zone 2 | Per Unit | 59% | 2627.062 | 2180.37 | 446.692 | 0.17003 | 15 | 0.13592 | 0.13738 | 7147 | Mid-Atlantic TRM v7.0, 2017 (average for 24kBtu across efficiency types) | 0 | 0 | 8147.58 | Mid-Atlantic TRM v7.0, 2017 (average for 24kBtu across efficiency types) plus additional 14% cost of DOAS system, based on cost increase for integrated DOAS: https://www.osti.gov/servlets/purl/920385 | 0 | 0 | 1000.58 | unit (4 tons) |  | 1000.58
Nonequipment | Dedicated Outdoor Air System on VRF unit | Code-Compliant New Construction PTHP, 4 Tons, 10.1 SEER, 0.825 COP Utilizing Dedicated Outdoor Air System | Code-Compliant New Construction PTHP, 4 Tons, 10.1 SEER, 0.825 COP | Commercial | New | Offices | FL Zone 2 | Per Unit | 59% | 5127.254 | 4243.784 | 883.4693 | 0.17231 | 15 | 0.26883 | 0.27172 | 7147 | Mid-Atlantic TRM v7.0, 2017 (average for 24kBtu across efficiency types) | 0 | 0 | 8147.58 | Mid-Atlantic TRM v7.0, 2017 (average for 24kBtu across efficiency types) plus additional 14% cost of DOAS system, based on cost increase for integrated DOAS: https://www.osti.gov/servlets/purl/920385 | 0 | 0 | 1000.58 | unit (4 tons) |  | 1000.58
Nonequipment | Dedicated Outdoor Air System on VRF unit | Code-Compliant New Construction PTHP, 4 Tons, 10.1 SEER, 0.825 COP Utilizing Dedicated Outdoor Air System | Code-Compliant New Construction PTHP, 4 Tons, 10.1 SEER, 0.825 COP | Commercial | New | Restaurants | FL Zone 2 | Per Unit | 59% | 8279.455 | 6917.699 | 1361.756 | 0.16447 | 15 | 0.41437 | 0.41882 | 7147 | Mid-Atlantic TRM v7.0, 2017 (average for 24kBtu across efficiency types) | 0 | 0 | 8147.58 | Mid-Atlantic TRM v7.0, 2017 (average for 24kBtu across efficiency types) plus additional 14% cost of DOAS system, based on cost increase for integrated DOAS: https://www.osti.gov/servlets/purl/920385 | 0 | 0 | 1000.58 | unit (4 tons) |  | 1000.58
Nonequipment | Dedicated Outdoor Air System on VRF unit | Code-Compliant New Construction PTHP, 4 Tons, 10.1 SEER, 0.825 COP Utilizing Dedicated Outdoor Air System | Code-Compliant New Construction PTHP, 4 Tons, 10.1 SEER, 0.825 COP | Commercial | New | Retail | FL Zone 2 | Per Unit | 59% | 6306.823 | 5257.762 | 1049.061 | 0.16634 | 15 | 0.31922 | 0.32265 | 7147 | Mid-Atlantic TRM v7.0, 2017 (average for 24kBtu across efficiency types) | 0 | 0 | 8147.58 | Mid-Atlantic TRM v7.0, 2017 (average for 24kBtu across efficiency types) plus additional 14% cost of DOAS system, based on cost increase for integrated DOAS: https://www.osti.gov/servlets/purl/920385 | 0 | 0 | 1000.58 | unit (4 tons) |  | 1000.58
Nonequipment | Dedicated Outdoor Air System on VRF unit | Code-Compliant New Construction PTHP, 4 Tons, 10.1 SEER, 0.825 COP Utilizing Dedicated Outdoor Air System | Code-Compliant New Construction PTHP, 4 Tons, 10.1 SEER, 0.825 COP | Commercial | New | Schools K-12 | FL Zone 2 | Per Unit | 59% | 5519.628 | 4603.978 | 915.6498 | 0.16589 | 15 | 0.27863 | 0.28162 | 7147 | Mid-Atlantic TRM v7.0, 2017 (average for 24kBtu across efficiency types) | 0 | 0 | 8147.58 | Mid-Atlantic TRM v7.0, 2017 (average for 24kBtu across efficiency types) plus additional 14% cost of DOAS system, based on cost increase for integrated DOAS: https://www.osti.gov/servlets/purl/920385 | 0 | 0 | 1000.58 | unit (4 tons) |  | 1000.58
Nonequipment | Dedicated Outdoor Air System on VRF unit | Code-Compliant New Construction PTHP, 4 Tons, 10.1 SEER, 0.825 COP Utilizing Dedicated Outdoor Air System | Code-Compliant New Construction PTHP, 4 Tons, 10.1 SEER, 0.825 COP | Commercial | New | Warehouse | FL Zone 2 | Per Unit | 59% | 1239.188 | 1035.374 | 203.814 | 0.16447 | 15 | 0.062019 | 0.062685 | 7147 | Mid-Atlantic TRM v7.0, 2017 (average for 24kBtu across efficiency types) | 0 | 0 | 8147.58 | Mid-Atlantic TRM v7.0, 2017 (average for 24kBtu across efficiency types) plus additional 14% cost of DOAS system, based on cost increase for integrated DOAS: https://www.osti.gov/servlets/purl/920385 | 0 | 0 | 1000.58 | unit (4 tons) |  | 1000.58
Nonequipment | Destratification Fans | Destratification Fans improve temperature distribution by circulating warmer air from the ceiling back down to the floor level | 0 | Commercial | Existing | Assembly | FL Zone 2 | Square feet | 0% | 13888.83 | 11879.24 | 2009.598 | 0.14469 | 10 | 0 | 0.40688 | 0 | 0 | 0 | 0 | 6800 | Illinois 2018 Statewide TRM, Section 4.4.34 | 0 | 0 | 6800 | unit |  | 6800
Nonequipment | Destratification Fans | Destratification Fans improve temperature distribution by circulating warmer air from the ceiling back down to the floor level | 0 | Commercial | Existing | College and University | FL Zone 2 | Square feet | 0% | 23416.42 | 19760.69 | 3655.721 | 0.15612 | 10 | 0 | 0.74017 | 0 | 0 | 0 | 0 | 6800 | Illinois 2018 Statewide TRM, Section 4.4.34 | 0 | 0 | 6800 | unit |  | 6800
Nonequipment | Destratification Fans | Destratification Fans improve temperature distribution by circulating warmer air from the ceiling back down to the floor level | 0 | Commercial | Existing | Grocery | FL Zone 2 | Square feet | 0% | 10499.34 | 9182.674 | 1316.664 | 0.1254 | 10 | 0 | 0.26658 | 0 | 0 | 0 | 0 | 6800 | Illinois 2018 Statewide TRM, Section 4.4.34 | 0 | 0 | 6800 | unit |  | 6800
Nonequipment | Destratification Fans | Destratification Fans improve temperature distribution by circulating warmer air from the ceiling back down to the floor level | 0 | Commercial | Existing | Healthcare | FL Zone 2 | Square feet | 0% | 22625 | 19331.84 | 3293.159 | 0.14555 | 10 | 0 | 0.66677 | 0 | 0 | 0 | 0 | 6800 | Illinois 2018 Statewide TRM, Section 4.4.34 | 0 | 0 | 6800 | unit |  | 6800
Nonequipment | Destratification Fans | Destratification Fans improve temperature distribution by circulating warmer air from the ceiling back down to the floor level | 0 | Commercial | Existing | Hospitals | FL Zone 2 | Square feet | 0% | 41667.57 | 35164.77 | 6502.801 | 0.15606 | 10 | 0 | 1.3166 | 0 | 0 | 0 | 0 | 6800 | Illinois 2018 Statewide TRM, Section 4.4.34 | 0 | 0 | 6800 | unit |  | 6800
Nonequipment | Destratification Fans | Destratification Fans improve temperature distribution by circulating warmer air from the ceiling back down to the floor level | 0 | Commercial | Existing | Institutional | FL Zone 2 | Square feet | 0% | 5697.807 | 4973.936 | 723.871 | 0.12704 | 10 | 0 | 0.14656 | 0 | 0 | 0 | 0 | 6800 | Illinois 2018 Statewide TRM, Section 4.4.34 | 0 | 0 | 6800 | unit |  | 6800
Nonequipment | Destratification Fans | Destratification Fans improve temperature distribution by circulating warmer air from the ceiling back down to the floor level | 0 | Commercial | Existing | Lodging/Hospitality | FL Zone 2 | Square feet | 0% | 8305.726 | 7213.741 | 1091.986 | 0.13147 | 10 | 0 | 0.22109 | 0 | 0 | 0 | 0 | 6800 | Illinois 2018 Statewide TRM, Section 4.4.34 | 0 | 0 | 6800 | unit |  | 6800
Nonequipment | Destratification Fans | Destratification Fans improve temperature distribution by circulating warmer air from the ceiling back down to the floor level | 0 | Commercial | Existing | Miscellaneous | FL Zone 2 | Square feet | 0% | 10938.84 | 9269.984 | 1668.853 | 0.15256 | 10 | 0 | 0.33789 | 0 | 0 | 0 | 0 | 6800 | Illinois 2018 Statewide TRM, Section 4.4.34 | 0 | 0 | 6800 | unit |  | 6800
Nonequipment | Destratification Fans | Destratification Fans improve temperature distribution by circulating warmer air from the ceiling back down to the floor level | 0 | Commercial | Existing | Offices | FL Zone 2 | Square feet | 0% | 3012.747 | 2647.245 | 365.5015 | 0.12132 | 10 | 0 | 0.074003 | 0 | 0 | 0 | 0 | 6800 | Illinois 2018 Statewide TRM, Section 4.4.34 | 0 | 0 | 6800 | unit |  | 6800
Nonequipment | Destratification Fans | Destratification Fans improve temperature distribution by circulating warmer air from the ceiling back down to the floor level | 0 | Commercial | Existing | Restaurants | FL Zone 2 | Square feet | 0% | 22950.39 | 20061.64 | 2888.746 | 0.12587 | 10 | 0 | 0.58488 | 0 | 0 | 0 | 0 | 6800 | Illinois 2018 Statewide TRM, Section 4.4.34 | 0 | 0 | 6800 | unit |  | 6800
Nonequipment | Destratification Fans | Destratification Fans improve temperature distribution by circulating warmer air from the ceiling back down to the floor level | 0 | Commercial | Existing | Retail | FL Zone 2 | Square feet | 0% | 24895.87 | 21438.98 | 3456.887 | 0.13885 | 10 | 0 | 0.69991 | 0 | 0 | 0 | 0 | 6800 | Illinois 2018 Statewide TRM, Section 4.4.34 | 0 | 0 | 6800 | unit |  | 6800
Nonequipment | Destratification Fans | Destratification Fans improve temperature distribution by circulating warmer air from the ceiling back down to the floor level | 0 | Commercial | Existing | Schools K-12 | FL Zone 2 | Square feet | 0% | 67358.85 | 56428.55 | 10930.3 | 0.16227 | 10 | 0 | 2.2131 | 0 | 0 | 0 | 0 | 6800 | Illinois 2018 Statewide TRM, Section 4.4.34 | 0 | 0 | 6800 | unit |  | 6800
Nonequipment | Destratification Fans | Destratification Fans improve temperature distribution by circulating warmer air from the ceiling back down to the floor level | 0 | Commercial | Existing | Warehouse | FL Zone 2 | Square feet | 75% | 8195.685 | 6997.503 | 1198.183 | 0.1462 | 10 | 0 | 0.2426 | 0 | 0 | 0 | 0 | 6800 | Illinois 2018 Statewide TRM, Section 4.4.34 | 0 | 0 | 6800 | unit |  | 6800
Nonequipment | Destratification Fans | Destratification Fans improve temperature distribution by circulating warmer air from the ceiling back down to the floor level | No fan (e.g. temperature stratification at ceiling of high bay ceilings) | Commercial | New | Assembly | FL Zone 2 | Square feet | 0% | 13888.83 | 11879.24 | 2009.598 | 0.14469 | 10 | 0 | 0.40688 | 0 | 0 | 0 | 0 | 6800 | Illinois 2018 Statewide TRM, Section 4.4.34 | 0 | 0 | 6800 | unit |  | 6800
Nonequipment | Destratification Fans | Destratification Fans improve temperature distribution by circulating warmer air from the ceiling back down to the floor level | No fan (e.g. temperature stratification at ceiling of high bay ceilings) | Commercial | New | College and University | FL Zone 2 | Square feet | 0% | 23416.42 | 19760.69 | 3655.721 | 0.15612 | 10 | 0 | 0.74017 | 0 | 0 | 0 | 0 | 6800 | Illinois 2018 Statewide TRM, Section 4.4.34 | 0 | 0 | 6800 | unit |  | 6800
Nonequipment | Destratification Fans | Destratification Fans improve temperature distribution by circulating warmer air from the ceiling back down to the floor level | No fan (e.g. temperature stratification at ceiling of high bay ceilings) | Commercial | New | Grocery | FL Zone 2 | Square feet | 0% | 10499.34 | 9182.674 | 1316.664 | 0.1254 | 10 | 0 | 0.26658 | 0 | 0 | 0 | 0 | 6800 | Illinois 2018 Statewide TRM, Section 4.4.34 | 0 | 0 | 6800 | unit |  | 6800
Nonequipment | Destratification Fans | Destratification Fans improve temperature distribution by circulating warmer air from the ceiling back down to the floor level | No fan (e.g. temperature stratification at ceiling of high bay ceilings) | Commercial | New | Healthcare | FL Zone 2 | Square feet | 0% | 22625 | 19331.84 | 3293.159 | 0.14555 | 10 | 0 | 0.66677 | 0 | 0 | 0 | 0 | 6800 | Illinois 2018 Statewide TRM, Section 4.4.34 | 0 | 0 | 6800 | unit |  | 6800
Nonequipment | Destratification Fans | Destratification Fans improve temperature distribution by circulating warmer air from the ceiling back down to the floor level | No fan (e.g. temperature stratification at ceiling of high bay ceilings) | Commercial | New | Hospitals | FL Zone 2 | Square feet | 0% | 41667.57 | 35164.77 | 6502.801 | 0.15606 | 10 | 0 | 1.3166 | 0 | 0 | 0 | 0 | 6800 | Illinois 2018 Statewide TRM, Section 4.4.34 | 0 | 0 | 6800 | unit |  | 6800
Nonequipment | Destratification Fans | Destratification Fans improve temperature distribution by circulating warmer air from the ceiling back down to the floor level | No fan (e.g. temperature stratification at ceiling of high bay ceilings) | Commercial | New | Institutional | FL Zone 2 | Square feet | 0% | 5697.807 | 4973.936 | 723.871 | 0.12704 | 10 | 0 | 0.14656 | 0 | 0 | 0 | 0 | 6800 | Illinois 2018 Statewide TRM, Section 4.4.34 | 0 | 0 | 6800 | unit |  | 6800
Nonequipment | Destratification Fans | Destratification Fans improve temperature distribution by circulating warmer air from the ceiling back down to the floor level | No fan (e.g. temperature stratification at ceiling of high bay ceilings) | Commercial | New | Lodging/Hospitality | FL Zone 2 | Square feet | 0% | 8305.726 | 7213.741 | 1091.986 | 0.13147 | 10 | 0 | 0.22109 | 0 | 0 | 0 | 0 | 6800 | Illinois 2018 Statewide TRM, Section 4.4.34 | 0 | 0 | 6800 | unit |  | 6800
Nonequipment | Destratification Fans | Destratification Fans improve temperature distribution by circulating warmer air from the ceiling back down to the floor level | No fan (e.g. temperature stratification at ceiling of high bay ceilings) | Commercial | New | Miscellaneous | FL Zone 2 | Square feet | 0% | 10938.84 | 9269.984 | 1668.853 | 0.15256 | 10 | 0 | 0.33789 | 0 | 0 | 0 | 0 | 6800 | Illinois 2018 Statewide TRM, Section 4.4.34 | 0 | 0 | 6800 | unit |  | 6800
Nonequipment | Destratification Fans | Destratification Fans improve temperature distribution by circulating warmer air from the ceiling back down to the floor level | No fan (e.g. temperature stratification at ceiling of high bay ceilings) | Commercial | New | Offices | FL Zone 2 | Square feet | 0% | 3012.747 | 2647.245 | 365.5015 | 0.12132 | 10 | 0 | 0.074003 | 0 | 0 | 0 | 0 | 6800 | Illinois 2018 Statewide TRM, Section 4.4.34 | 0 | 0 | 6800 | unit |  | 6800
Nonequipment | Destratification Fans | Destratification Fans improve temperature distribution by circulating warmer air from the ceiling back down to the floor level | No fan (e.g. temperature stratification at ceiling of high bay ceilings) | Commercial | New | Restaurants | FL Zone 2 | Square feet | 0% | 22950.39 | 20061.64 | 2888.746 | 0.12587 | 10 | 0 | 0.58488 | 0 | 0 | 0 | 0 | 6800 | Illinois 2018 Statewide TRM, Section 4.4.34 | 0 | 0 | 6800 | unit |  | 6800
Nonequipment | Destratification Fans | Destratification Fans improve temperature distribution by circulating warmer air from the ceiling back down to the floor level | No fan (e.g. temperature stratification at ceiling of high bay ceilings) | Commercial | New | Retail | FL Zone 2 | Square feet | 0% | 24895.87 | 21438.98 | 3456.887 | 0.13885 | 10 | 0 | 0.69991 | 0 | 0 | 0 | 0 | 6800 | Illinois 2018 Statewide TRM, Section 4.4.34 | 0 | 0 | 6800 | unit |  | 6800
Nonequipment | Destratification Fans | Destratification Fans improve temperature distribution by circulating warmer air from the ceiling back down to the floor level | No fan (e.g. temperature stratification at ceiling of high bay ceilings) | Commercial | New | Schools K-12 | FL Zone 2 | Square feet | 0% | 67358.85 | 56428.55 | 10930.3 | 0.16227 | 10 | 0 | 2.2131 | 0 | 0 | 0 | 0 | 6800 | Illinois 2018 Statewide TRM, Section 4.4.34 | 0 | 0 | 6800 | unit |  | 6800
Nonequipment | Destratification Fans | Destratification Fans improve temperature distribution by circulating warmer air from the ceiling back down to the floor level | No fan (e.g. temperature stratification at ceiling of high bay ceilings) | Commercial | New | Warehouse | FL Zone 2 | Square feet | 75% | 8195.685 | 6997.503 | 1198.183 | 0.1462 | 10 | 0 | 0.2426 | 0 | 0 | 0 | 0 | 6800 | Illinois 2018 Statewide TRM, Section 4.4.34 | 0 | 0 | 6800 | unit |  | 6800
Nonequipment | Duct Insulation | Standard Electric Heating and Central AC with Insulated Ductwork (R-8) | Standard Electric Heating and Central AC with Uninsulated Ductwork (R-4) | Commercial | Existing | Assembly | FL Zone 2 | Per End Use Consumption | 0% | 48078.24 | 47094.91 | 983.3201 | 0.020453 | 15 | 0.26714 | 0.57411 | 0 | no base cost | 0 | 0 | 0.37 | rate at $0.37/sq.ft, reference: https://www.homewyse.com/costs/cost_of_duct_insulation.html | 0.59125 | rate at $53.75/per labor hour and 0.011 hr/sq.ft, reference: https://www.homewyse.com/costs/cost_of_duct_insulation.html | 0.96125 | sq ft | 19267.25 | 18520.65
Nonequipment | Duct Insulation | Standard Electric Heating and Central AC with Insulated Ductwork (R-8) | Standard Electric Heating and Central AC with Uninsulated Ductwork (R-4) | Commercial | Existing | College and University | FL Zone 2 | Per End Use Consumption | 0% | 287152.3 | 281279.3 | 5872.983 | 0.020453 | 15 | 1.5955 | 3.429 | 0 | no base cost | 0 | 0 | 0.37 | rate at $0.37/sq.ft, reference: https://www.homewyse.com/costs/cost_of_duct_insulation.html | 0.59125 | rate at $53.75/per labor hour and 0.011 hr/sq.ft, reference: https://www.homewyse.com/costs/cost_of_duct_insulation.html | 0.96125 | sq ft | 75933.21 | 72990.8
Nonequipment | Duct Insulation | Standard Electric Heating and Central AC with Insulated Ductwork (R-8) | Standard Electric Heating and Central AC with Uninsulated Ductwork (R-4) | Commercial | Existing | Grocery | FL Zone 2 | Per End Use Consumption | 0% | 115753 | 113385.6 | 2367.438 | 0.020453 | 15 | 0.64315 | 1.3822 | 0 | no base cost | 0 | 0 | 0.37 | rate at $0.37/sq.ft, reference: https://www.homewyse.com/costs/cost_of_duct_insulation.html | 0.59125 | rate at $53.75/per labor hour and 0.011 hr/sq.ft, reference: https://www.homewyse.com/costs/cost_of_duct_insulation.html | 0.96125 | sq ft | 4711.697 | 4529.119
Nonequipment | Duct Insulation | Standard Electric Heating and Central AC with Insulated Ductwork (R-8) | Standard Electric Heating and Central AC with Uninsulated Ductwork (R-4) | Commercial | Existing | Healthcare | FL Zone 2 | Per End Use Consumption | 0% | 202047.4 | 197915 | 4132.374 | 0.020453 | 15 | 1.1226 | 2.4127 | 0 | no base cost | 0 | 0 | 0.37 | rate at $0.37/sq.ft, reference: https://www.homewyse.com/costs/cost_of_duct_insulation.html | 0.59125 | rate at $53.75/per labor hour and 0.011 hr/sq.ft, reference: https://www.homewyse.com/costs/cost_of_duct_insulation.html | 0.96125 | sq ft | 20120.77 | 19341.09
Nonequipment | Duct Insulation | Standard Electric Heating and Central AC with Insulated Ductwork (R-8) | Standard Electric Heating and Central AC with Uninsulated Ductwork (R-4) | Commercial | Existing | Hospitals | FL Zone 2 | Per End Use Consumption | 0% | 2105302 | 2062243 | 43058.69 | 0.020453 | 15 | 11.6976 | 25.1399 | 0 | no base cost | 0 | 0 | 0.37 | rate at $0.37/sq.ft, reference: https://www.homewyse.com/costs/cost_of_duct_insulation.html | 0.59125 | rate at $53.75/per labor hour and 0.011 hr/sq.ft, reference: https://www.homewyse.com/costs/cost_of_duct_insulation.html | 0.96125 | sq ft | 209655.2 | 201531.1
Nonequipment | Duct Insulation | Standard Electric Heating and Central AC with Insulated Ductwork (R-8) | Standard Electric Heating and Central AC with Uninsulated Ductwork (R-4) | Commercial | Existing | Institutional | FL Zone 2 | Per End Use Consumption | 0% | 233568.9 | 228791.9 | 4777.068 | 0.020453 | 15 | 1.2978 | 2.7891 | 0 | no base cost | 0 | 0 | 0.37 | rate at $0.37/sq.ft, reference: https://www.homewyse.com/costs/cost_of_duct_insulation.html | 0.59125 | rate at $53.75/per labor hour and 0.011 hr/sq.ft, reference: https://www.homewyse.com/costs/cost_of_duct_insulation.html | 0.96125 | sq ft | 20630.29 | 19830.86
Nonequipment | Duct Insulation | Standard Electric Heating and Central AC with Insulated Ductwork (R-8) | Standard Electric Heating and Central AC with Uninsulated Ductwork (R-4) | Commercial | Existing | Lodging/Hospitality | FL Zone 2 | Per End Use Consumption | 0% | 191602.2 | 187683.4 | 3918.744 | 0.020453 | 15 | 1.0646 | 2.288 | 0 | no base cost | 0 | 0 | 0.37 | rate at $0.37/sq.ft, reference: https://www.homewyse.com/costs/cost_of_duct_insulation.html | 0.59125 | rate at $53.75/per labor hour and 0.011 hr/sq.ft, reference: https://www.homewyse.com/costs/cost_of_duct_insulation.html | 0.96125 | sq ft | 33805.34 | 32495.38
Nonequipment | Duct Insulation | Standard Electric Heating and Central AC with Insulated Ductwork (R-8) | Standard Electric Heating and Central AC with Uninsulated Ductwork (R-4) | Commercial | Existing | Miscellaneous | FL Zone 2 | Per End Use Consumption | 0% | 2226772 | 2181229 | 45543.06 | 0.020453 | 15 | 12.3725 | 26.5904 | 0 | no base cost | 0 | 0 | 0.37 | rate at $0.37/sq.ft, reference: https://www.homewyse.com/costs/cost_of_duct_insulation.html | 0.59125 | rate at $53.75/per labor hour and 0.011 hr/sq.ft, reference: https://www.homewyse.com/costs/cost_of_duct_insulation.html | 0.96125 | sq ft | 288693.3 | 277506.5
Nonequipment | Duct Insulation | Standard Electric Heating and Central AC with Insulated Ductwork (R-8) | Standard Electric Heating and Central AC with Uninsulated Ductwork (R-4) | Commercial | Existing | Offices | FL Zone 2 | Per End Use Consumption | 31% | 166452.1 | 163047.7 | 3404.361 | 0.020453 | 15 | 0.92485 | 1.9876 | 0 | no base cost | 0 | 0 | 0.37 | rate at $0.37/sq.ft, reference: https://www.homewyse.com/costs/cost_of_duct_insulation.html | 0.59125 | rate at $53.75/per labor hour and 0.011 hr/sq.ft, reference: https://www.homewyse.com/costs/cost_of_duct_insulation.html | 0.96125 | sq ft | 16065.03 | 15442.51
Nonequipment | Duct Insulation | Standard Electric Heating and Central AC with Insulated Ductwork (R-8) | Standard Electric Heating and Central AC with Uninsulated Ductwork (R-4) | Commercial | Existing | Restaurants | FL Zone 2 | Per End Use Consumption | 31% | 120615.3 | 118148.5 | 2466.885 | 0.020453 | 15 | 0.67017 | 1.4403 | 0 | no base cost | 0 | 0 | 0.37 | rate at $0.37/sq.ft, reference: https://www.homewyse.com/costs/cost_of_duct_insulation.html | 0.59125 | rate at $53.75/per labor hour and 0.011 hr/sq.ft, reference: https://www.homewyse.com/costs/cost_of_duct_insulation.html | 0.96125 | sq ft | 5079.789 | 4882.948
Nonequipment | Duct Insulation | Standard Electric Heating and Central AC with Insulated Ductwork (R-8) | Standard Electric Heating and Central AC with Uninsulated Ductwork (R-4) | Commercial | Existing | Retail | FL Zone 2 | Per End Use Consumption | 31% | 52681.84 | 51604.37 | 1077.475 | 0.020453 | 15 | 0.29271 | 0.62909 | 0 | no base cost | 0 | 0 | 0.37 | rate at $0.37/sq.ft, reference: https://www.homewyse.com/costs/cost_of_duct_insulation.html | 0.59125 | rate at $53.75/per labor hour and 0.011 hr/sq.ft, reference: https://www.homewyse.com/costs/cost_of_duct_insulation.html | 0.96125 | sq ft | 11443.85 | 11000.4
Nonequipment | Duct Insulation | Standard Electric Heating and Central AC with Insulated Ductwork (R-8) | Standard Electric Heating and Central AC with Uninsulated Ductwork (R-4) | Commercial | Existing | Schools K-12 | FL Zone 2 | Per End Use Consumption | 0% | 196877 | 192850.3 | 4026.626 | 0.020453 | 15 | 1.0939 | 2.351 | 0 | no base cost | 0 | 0 | 0.37 | rate at $0.37/sq.ft, reference: https://www.homewyse.com/costs/cost_of_duct_insulation.html | 0.59125 | rate at $53.75/per labor hour and 0.011 hr/sq.ft, reference: https://www.homewyse.com/costs/cost_of_duct_insulation.html | 0.96125 | sq ft | 52061.22 | 50043.85
Nonequipment | Duct Insulation | Standard Electric Heating and Central AC with Insulated Ductwork (R-8) | Standard Electric Heating and Central AC with Uninsulated Ductwork (R-4) | Commercial | Existing | Warehouse | FL Zone 2 | Per End Use Consumption | 0% | 19557.83 | 19157.83 | 400.0066 | 0.020453 | 15 | 0.10867 | 0.23355 | 0 | no base cost | 0 | 0 | 0.37 | rate at $0.37/sq.ft, reference: https://www.homewyse.com/costs/cost_of_duct_insulation.html | 0.59125 | rate at $53.75/per labor hour and 0.011 hr/sq.ft, reference: https://www.homewyse.com/costs/cost_of_duct_insulation.html | 0.96125 | sq ft | 16063.99 | 15441.51
Nonequipment | Duct Insulation | Standard Electric Heating and Central AC with Insulated Ductwork (R-8) | 0 | Commercial | New | Assembly | FL Zone 2 | Per End Use Consumption | 0% | 48078.24 | 47094.91 | 983.3201 | 0.020453 | 15 | 0.26714 | 0.57411 | 0 | no base cost | 0 | 0 | 0.37 | rate at $0.37/sq.ft, reference: https://www.homewyse.com/costs/cost_of_duct_insulation.html | 0.59125 | rate at $53.75/per labor hour and 0.011 hr/sq.ft, reference: https://www.homewyse.com/costs/cost_of_duct_insulation.html | 0.96125 | sq ft | 19267.25 | 18520.65
Nonequipment | Duct Insulation | Standard Electric Heating and Central AC with Insulated Ductwork (R-8) | 0 | Commercial | New | College and University | FL Zone 2 | Per End Use Consumption | 0% | 287152.3 | 281279.3 | 5872.983 | 0.020453 | 15 | 1.5955 | 3.429 | 0 | no base cost | 0 | 0 | 0.37 | rate at $0.37/sq.ft, reference: https://www.homewyse.com/costs/cost_of_duct_insulation.html | 0.59125 | rate at $53.75/per labor hour and 0.011 hr/sq.ft, reference: https://www.homewyse.com/costs/cost_of_duct_insulation.html | 0.96125 | sq ft | 75933.21 | 72990.8
Nonequipment | Duct Insulation | Standard Electric Heating and Central AC with Insulated Ductwork (R-8) | 0 | Commercial | New | Grocery | FL Zone 2 | Per End Use Consumption | 0% | 115753 | 113385.6 | 2367.438 | 0.020453 | 15 | 0.64315 | 1.3822 | 0 | no base cost | 0 | 0 | 0.37 | rate at $0.37/sq.ft, reference: https://www.homewyse.com/costs/cost_of_duct_insulation.html | 0.59125 | rate at $53.75/per labor hour and 0.011 hr/sq.ft, reference: https://www.homewyse.com/costs/cost_of_duct_insulation.html | 0.96125 | sq ft | 4711.697 | 4529.119
Nonequipment | Duct Insulation | Standard Electric Heating and Central AC with Insulated Ductwork (R-8) | 0 | Commercial | New | Healthcare | FL Zone 2 | Per End Use Consumption | 0% | 202047.4 | 197915 | 4132.374 | 0.020453 | 15 | 1.1226 | 2.4127 | 0 | no base cost | 0 | 0 | 0.37 | rate at $0.37/sq.ft, reference: https://www.homewyse.com/costs/cost_of_duct_insulation.html | 0.59125 | rate at $53.75/per labor hour and 0.011 hr/sq.ft, reference: https://www.homewyse.com/costs/cost_of_duct_insulation.html | 0.96125 | sq ft | 20120.77 | 19341.09
Nonequipment | Duct Insulation | Standard Electric Heating and Central AC with Insulated Ductwork (R-8) | 0 | Commercial | New | Hospitals | FL Zone 2 | Per End Use Consumption | 0% | 2105302 | 2062243 | 43058.69 | 0.020453 | 15 | 11.6976 | 25.1399 | 0 | no base cost | 0 | 0 | 0.37 | rate at $0.37/sq.ft, reference: https://www.homewyse.com/costs/cost_of_duct_insulation.html | 0.59125 | rate at $53.75/per labor hour and 0.011 hr/sq.ft, reference: https://www.homewyse.com/costs/cost_of_duct_insulation.html | 0.96125 | sq ft | 209655.2 | 201531.1
Nonequipment | Duct Insulation | Standard Electric Heating and Central AC with Insulated Ductwork (R-8) | 0 | Commercial | New | Institutional | FL Zone 2 | Per End Use Consumption | 0% | 233568.9 | 228791.9 | 4777.068 | 0.020453 | 15 | 1.2978 | 2.7891 | 0 | no base cost | 0 | 0 | 0.37 | rate at $0.37/sq.ft, reference: https://www.homewyse.com/costs/cost_of_duct_insulation.html | 0.59125 | rate at $53.75/per labor hour and 0.011 hr/sq.ft, reference: https://www.homewyse.com/costs/cost_of_duct_insulation.html | 0.96125 | sq ft | 20630.29 | 19830.86
Nonequipment | Duct Insulation | Standard Electric Heating and Central AC with Insulated Ductwork (R-8) | 0 | Commercial | New | Lodging/Hospitality | FL Zone 2 | Per End Use Consumption | 0% | 191602.2 | 187683.4 | 3918.744 | 0.020453 | 15 | 1.0646 | 2.288 | 0 | no base cost | 0 | 0 | 0.37 | rate at $0.37/sq.ft, reference: https://www.homewyse.com/costs/cost_of_duct_insulation.html | 0.59125 | rate at $53.75/per labor hour and 0.011 hr/sq.ft, reference: https://www.homewyse.com/costs/cost_of_duct_insulation.html | 0.96125 | sq ft | 33805.34 | 32495.38
Nonequipment | Duct Insulation | Standard Electric Heating and Central AC with Insulated Ductwork (R-8) | 0 | Commercial | New | Miscellaneous | FL Zone 2 | Per End Use Consumption | 0% | 2226772 | 2181229 | 45543.06 | 0.020453 | 15 | 12.3725 | 26.5904 | 0 | no base cost | 0 | 0 | 0.37 | rate at $0.37/sq.ft, reference: https://www.homewyse.com/costs/cost_of_duct_insulation.html | 0.59125 | rate at $53.75/per labor hour and 0.011 hr/sq.ft, reference: https://www.homewyse.com/costs/cost_of_duct_insulation.html | 0.96125 | sq ft | 288693.3 | 277506.5
Nonequipment | Duct Insulation | Standard Electric Heating and Central AC with Insulated Ductwork (R-8) | 0 | Commercial | New | Offices | FL Zone 2 | Per End Use Consumption | 0% | 166452.1 | 163047.7 | 3404.361 | 0.020453 | 15 | 0.92485 | 1.9876 | 0 | no base cost | 0 | 0 | 0.37 | rate at $0.37/sq.ft, reference: https://www.homewyse.com/costs/cost_of_duct_insulation.html | 0.59125 | rate at $53.75/per labor hour and 0.011 hr/sq.ft, reference: https://www.homewyse.com/costs/cost_of_duct_insulation.html | 0.96125 | sq ft | 16065.03 | 15442.51
Nonequipment | Duct Insulation | Standard Electric Heating and Central AC with Insulated Ductwork (R-8) | 0 | Commercial | New | Restaurants | FL Zone 2 | Per End Use Consumption | 0% | 120615.3 | 118148.5 | 2466.885 | 0.020453 | 15 | 0.67017 | 1.4403 | 0 | no base cost | 0 | 0 | 0.37 | rate at $0.37/sq.ft, reference: https://www.homewyse.com/costs/cost_of_duct_insulation.html | 0.59125 | rate at $53.75/per labor hour and 0.011 hr/sq.ft, reference: https://www.homewyse.com/costs/cost_of_duct_insulation.html | 0.96125 | sq ft | 5079.789 | 4882.948
Nonequipment | Duct Insulation | Standard Electric Heating and Central AC with Insulated Ductwork (R-8) | 0 | Commercial | New | Retail | FL Zone 2 | Per End Use Consumption | 0% | 52681.84 | 51604.37 | 1077.475 | 0.020453 | 15 | 0.29271 | 0.62909 | 0 | no base cost | 0 | 0 | 0.37 | rate at $0.37/sq.ft, reference: https://www.homewyse.com/costs/cost_of_duct_insulation.html | 0.59125 | rate at $53.75/per labor hour and 0.011 hr/sq.ft, reference: https://www.homewyse.com/costs/cost_of_duct_insulation.html | 0.96125 | sq ft | 11443.85 | 11000.4
Nonequipment | Duct Insulation | Standard Electric Heating and Central AC with Insulated Ductwork (R-8) | 0 | Commercial | New | Schools K-12 | FL Zone 2 | Per End Use Consumption | 0% | 196877 | 192850.3 | 4026.626 | 0.020453 | 15 | 1.0939 | 2.351 | 0 | no base cost | 0 | 0 | 0.37 | rate at $0.37/sq.ft, reference: https://www.homewyse.com/costs/cost_of_duct_insulation.html | 0.59125 | rate at $53.75/per labor hour and 0.011 hr/sq.ft, reference: https://www.homewyse.com/costs/cost_of_duct_insulation.html | 0.96125 | sq ft | 52061.22 | 50043.85
Nonequipment | Duct Insulation | Standard Electric Heating and Central AC with Insulated Ductwork (R-8) | 0 | Commercial | New | Warehouse | FL Zone 2 | Per End Use Consumption | 0% | 19557.83 | 19157.83 | 400.0066 | 0.020453 | 15 | 0.10867 | 0.23355 | 0 | no base cost | 0 | 0 | 0.37 | rate at $0.37/sq.ft, reference: https://www.homewyse.com/costs/cost_of_duct_insulation.html | 0.59125 | rate at $53.75/per labor hour and 0.011 hr/sq.ft, reference: https://www.homewyse.com/costs/cost_of_duct_insulation.html | 0.96125 | sq ft | 16063.99 | 15441.51
Nonequipment | Duct Sealing Repair | Standard Electric Heating and Central AC with Improved Duct Sealing | Standard Electric Heating and Central AC, Standard Duct Sealing | Commercial | Existing | Assembly | FL Zone 2 | Per End Use Consumption | 0% | 48078.24 | 42308.85 | 5769.388 | 0.12 | 15 | 1.1367 | 4.0258 | 0 | 0 | 0 | 0 | 0.11 | https://www.fixr.com/costs/air-leaks-sealing | 0 | included in total equipment cost, per reference | 0.11 | sq ft | 19267.25 | 2119.398
Nonequipment | Duct Sealing Repair | Standard Electric Heating and Central AC with Improved Duct Sealing | Standard Electric Heating and Central AC, Standard Duct Sealing | Commercial | Existing | College and University | FL Zone 2 | Per End Use Consumption | 0% | 287152.3 | 252694 | 34458.28 | 0.12 | 15 | 6.789 | 24.0448 | 0 | 0 | 0 | 0 | 0.11 | https://www.fixr.com/costs/air-leaks-sealing | 0 | included in total equipment cost, per reference | 0.11 | sq ft | 75933.21 | 8352.653
Nonequipment | Duct Sealing Repair | Standard Electric Heating and Central AC with Improved Duct Sealing | Standard Electric Heating and Central AC, Standard Duct Sealing | Commercial | Existing | Grocery | FL Zone 2 | Per End Use Consumption | 0% | 115753 | 101862.6 | 13890.36 | 0.12 | 15 | 2.7367 | 9.6926 | 0 | 0 | 0 | 0 | 0.11 | https://www.fixr.com/costs/air-leaks-sealing | 0 | included in total equipment cost, per reference | 0.11 | sq ft | 4711.697 | 518.2866
Nonequipment | Duct Sealing Repair | Standard Electric Heating and Central AC with Improved Duct Sealing | Standard Electric Heating and Central AC, Standard Duct Sealing | Commercial | Existing | Healthcare | FL Zone 2 | Per End Use Consumption | 0% | 202047.4 | 177801.7 | 24245.69 | 0.12 | 15 | 4.7769 | 16.9185 | 0 | 0 | 0 | 0 | 0.11 | https://www.fixr.com/costs/air-leaks-sealing | 0 | included in total equipment cost, per reference | 0.11 | sq ft | 20120.77 | 2213.284
Nonequipment | Duct Sealing Repair | Standard Electric Heating and Central AC with Improved Duct Sealing | Standard Electric Heating and Central AC, Standard Duct Sealing | Commercial | Existing | Hospitals | FL Zone 2 | Per End Use Consumption | 0% | 2105302 | 1852666 | 252636.2 | 0.12 | 15 | 49.7747 | 176.288 | 0 | 0 | 0 | 0 | 0.11 | https://www.fixr.com/costs/air-leaks-sealing | 0 | included in total equipment cost, per reference | 0.11 | sq ft | 209655.2 | 23062.07
Nonequipment | Duct Sealing Repair | Standard Electric Heating and Central AC with Improved Duct Sealing | Standard Electric Heating and Central AC, Standard Duct Sealing | Commercial | Existing | Institutional | FL Zone 2 | Per End Use Consumption | 0% | 233568.9 | 205540.7 | 28028.27 | 0.12 | 15 | 5.5222 | 19.558 | 0 | 0 | 0 | 0 | 0.11 | https://www.fixr.com/costs/air-leaks-sealing | 0 | included in total equipment cost, per reference | 0.11 | sq ft | 20630.29 | 2269.331
Nonequipment | Duct Sealing Repair | Standard Electric Heating and Central AC with Improved Duct Sealing | Standard Electric Heating and Central AC, Standard Duct Sealing | Commercial | Existing | Lodging/Hospitality | FL Zone 2 | Per End Use Consumption | 0% | 191602.2 | 168609.9 | 22992.26 | 0.12 | 15 | 4.53 | 16.0439 | 0 | 0 | 0 | 0 | 0.11 | https://www.fixr.com/costs/air-leaks-sealing | 0 | included in total equipment cost, per reference | 0.11 | sq ft | 33805.34 | 3718.587
Nonequipment | Duct Sealing Repair | Standard Electric Heating and Central AC with Improved Duct Sealing | Standard Electric Heating and Central AC, Standard Duct Sealing | Commercial | Existing | Miscellaneous | FL Zone 2 | Per End Use Consumption | 0% | 2226772 | 1959560 | 267212.7 | 0.12 | 15 | 52.6466 | 186.4593 | 0 | 0 | 0 | 0 | 0.11 | https://www.fixr.com/costs/air-leaks-sealing | 0 | included in total equipment cost, per reference | 0.11 | sq ft | 288693.3 | 31756.27
Nonequipment | Duct Sealing Repair | Standard Electric Heating and Central AC with Improved Duct Sealing | Standard Electric Heating and Central AC, Standard Duct Sealing | Commercial | Existing | Offices | FL Zone 2 | Per End Use Consumption | 31% | 166452.1 | 146477.8 | 19974.25 | 0.12 | 15 | 3.9354 | 13.9379 | 0 | 0 | 0 | 0 | 0.11 | https://www.fixr.com/costs/air-leaks-sealing | 0 | included in total equipment cost, per reference | 0.11 | sq ft | 16065.03 | 1767.154
Nonequipment | Duct Sealing Repair | Standard Electric Heating and Central AC with Improved Duct Sealing | Standard Electric Heating and Central AC, Standard Duct Sealing | Commercial | Existing | Restaurants | FL Zone 2 | Per End Use Consumption | 31% | 120615.3 | 106141.5 | 14473.84 | 0.12 | 15 | 2.8517 | 10.0998 | 0 | 0 | 0 | 0 | 0.11 | https://www.fixr.com/costs/air-leaks-sealing | 0 | included in total equipment cost, per reference | 0.11 | sq ft | 5079.789 | 558.7768
Nonequipment | Duct Sealing Repair | Standard Electric Heating and Central AC with Improved Duct Sealing | Standard Electric Heating and Central AC, Standard Duct Sealing | Commercial | Existing | Retail | FL Zone 2 | Per End Use Consumption | 31% | 52681.84 | 46360.02 | 6321.821 | 0.12 | 15 | 1.2455 | 4.4113 | 0 | 0 | 0 | 0 | 0.11 | https://www.fixr.com/costs/air-leaks-sealing | 0 | included in total equipment cost, per reference | 0.11 | sq ft | 11443.85 | 1258.823
Nonequipment | Duct Sealing Repair | Standard Electric Heating and Central AC with Improved Duct Sealing | Standard Electric Heating and Central AC, Standard Duct Sealing | Commercial | Existing | Schools K-12 | FL Zone 2 | Per End Use Consumption | 0% | 196877 | 173251.7 | 23625.24 | 0.12 | 15 | 4.6547 | 16.4855 | 0 | 0 | 0 | 0 | 0.11 | https://www.fixr.com/costs/air-leaks-sealing | 0 | included in total equipment cost, per reference | 0.11 | sq ft | 52061.22 | 5726.734
Nonequipment | Duct Sealing Repair | Standard Electric Heating and Central AC with Improved Duct Sealing | Standard Electric Heating and Central AC, Standard Duct Sealing | Commercial | Existing | Warehouse | FL Zone 2 | Per End Use Consumption | 0% | 19557.83 | 17210.89 | 2346.94 | 0.12 | 15 | 0.4624 | 1.6377 | 0 | 0 | 0 | 0 | 0.11 | https://www.fixr.com/costs/air-leaks-sealing | 0 | included in total equipment cost, per reference | 0.11 | sq ft | 16063.99 | 1767.039
Nonequipment | Duct Sealing Repair | Standard Electric Heating and Central AC with Improved Duct Sealing | N/A - Retrofit Only | Commercial | New | Assembly | FL Zone 2 | Per End Use Consumption | 0% | 48078.24 | 42308.85 | 5769.388 | 0.12 | 15 | 1.1367 | 4.0258 | 0 | 0 | 0 | 0 | 0.11 | https://www.fixr.com/costs/air-leaks-sealing | 0 | included in total equipment cost, per reference | 0.11 | sq ft | 19267.25 | 2119.398
Nonequipment | Duct Sealing Repair | Standard Electric Heating and Central AC with Improved Duct Sealing | N/A - Retrofit Only | Commercial | New | College and University | FL Zone 2 | Per End Use Consumption | 0% | 287152.3 | 252694 | 34458.28 | 0.12 | 15 | 6.789 | 24.0448 | 0 | 0 | 0 | 0 | 0.11 | https://www.fixr.com/costs/air-leaks-sealing | 0 | included in total equipment cost, per reference | 0.11 | sq ft | 75933.21 | 8352.653
Nonequipment | Duct Sealing Repair | Standard Electric Heating and Central AC with Improved Duct Sealing | N/A - Retrofit Only | Commercial | New | Grocery | FL Zone 2 | Per End Use Consumption | 0% | 115753 | 101862.6 | 13890.36 | 0.12 | 15 | 2.7367 | 9.6926 | 0 | 0 | 0 | 0 | 0.11 | https://www.fixr.com/costs/air-leaks-sealing | 0 | included in total equipment cost, per reference | 0.11 | sq ft | 4711.697 | 518.2866
Nonequipment | Duct Sealing Repair | Standard Electric Heating and Central AC with Improved Duct Sealing | N/A - Retrofit Only | Commercial | New | Healthcare | FL Zone 2 | Per End Use Consumption | 0% | 202047.4 | 177801.7 | 24245.69 | 0.12 | 15 | 4.7769 | 16.9185 | 0 | 0 | 0 | 0 | 0.11 | https://www.fixr.com/costs/air-leaks-sealing | 0 | included in total equipment cost, per reference | 0.11 | sq ft | 20120.77 | 2213.284
Nonequipment | Duct Sealing Repair | Standard Electric Heating and Central AC with Improved Duct Sealing | N/A - Retrofit Only | Commercial | New | Hospitals | FL Zone 2 | Per End Use Consumption | 0% | 2105302 | 1852666 | 252636.2 | 0.12 | 15 | 49.7747 | 176.288 | 0 | 0 | 0 | 0 | 0.11 | https://www.fixr.com/costs/air-leaks-sealing | 0 | included in total equipment cost, per reference | 0.11 | sq ft | 209655.2 | 23062.07
Nonequipment | Duct Sealing Repair | Standard Electric Heating and Central AC with Improved Duct Sealing | N/A - Retrofit Only | Commercial | New | Institutional | FL Zone 2 | Per End Use Consumption | 0% | 233568.9 | 205540.7 | 28028.27 | 0.12 | 15 | 5.5222 | 19.558 | 0 | 0 | 0 | 0 | 0.11 | https://www.fixr.com/costs/air-leaks-sealing | 0 | included in total equipment cost, per reference | 0.11 | sq ft | 20630.29 | 2269.331
Nonequipment | Duct Sealing Repair | Standard Electric Heating and Central AC with Improved Duct Sealing | N/A - Retrofit Only | Commercial | New | Lodging/Hospitality | FL Zone 2 | Per End Use Consumption | 0% | 191602.2 | 168609.9 | 22992.26 | 0.12 | 15 | 4.53 | 16.0439 | 0 | 0 | 0 | 0 | 0.11 | https://www.fixr.com/costs/air-leaks-sealing | 0 | included in total equipment cost, per reference | 0.11 | sq ft | 33805.34 | 3718.587
Nonequipment | Duct Sealing Repair | Standard Electric Heating and Central AC with Improved Duct Sealing | N/A - Retrofit Only | Commercial | New | Miscellaneous | FL Zone 2 | Per End Use Consumption | 0% | 2226772 | 1959560 | 267212.7 | 0.12 | 15 | 52.6466 | 186.4593 | 0 | 0 | 0 | 0 | 0.11 | https://www.fixr.com/costs/air-leaks-sealing | 0 | included in total equipment cost, per reference | 0.11 | sq ft | 288693.3 | 31756.27
Nonequipment | Duct Sealing Repair | Standard Electric Heating and Central AC with Improved Duct Sealing | N/A - Retrofit Only | Commercial | New | Offices | FL Zone 2 | Per End Use Consumption | 0% | 166452.1 | 146477.8 | 19974.25 | 0.12 | 15 | 3.9354 | 13.9379 | 0 | 0 | 0 | 0 | 0.11 | https://www.fixr.com/costs/air-leaks-sealing | 0 | included in total equipment cost, per reference | 0.11 | sq ft | 16065.03 | 1767.154
Nonequipment | Duct Sealing Repair | Standard Electric Heating and Central AC with Improved Duct Sealing | N/A - Retrofit Only | Commercial | New | Restaurants | FL Zone 2 | Per End Use Consumption | 0% | 120615.3 | 106141.5 | 14473.84 | 0.12 | 15 | 2.8517 | 10.0998 | 0 | 0 | 0 | 0 | 0.11 | https://www.fixr.com/costs/air-leaks-sealing | 0 | included in total equipment cost, per reference | 0.11 | sq ft | 5079.789 | 558.7768
Nonequipment | Duct Sealing Repair | Standard Electric Heating and Central AC with Improved Duct Sealing | N/A - Retrofit Only | Commercial | New | Retail | FL Zone 2 | Per End Use Consumption | 0% | 52681.84 | 46360.02 | 6321.821 | 0.12 | 15 | 1.2455 | 4.4113 | 0 | 0 | 0 | 0 | 0.11 | https://www.fixr.com/costs/air-leaks-sealing | 0 | included in total equipment cost, per reference | 0.11 | sq ft | 11443.85 | 1258.823
Nonequipment | Duct Sealing Repair | Standard Electric Heating and Central AC with Improved Duct Sealing | N/A - Retrofit Only | Commercial | New | Schools K-12 | FL Zone 2 | Per End Use Consumption | 0% | 196877 | 173251.7 | 23625.24 | 0.12 | 15 | 4.6547 | 16.4855 | 0 | 0 | 0 | 0 | 0.11 | https://www.fixr.com/costs/air-leaks-sealing | 0 | included in total equipment cost, per reference | 0.11 | sq ft | 52061.22 | 5726.734
Nonequipment | Duct Sealing Repair | Standard Electric Heating and Central AC with Improved Duct Sealing | N/A - Retrofit Only | Commercial | New | Warehouse | FL Zone 2 | Per End Use Consumption | 0% | 19557.83 | 17210.89 | 2346.94 | 0.12 | 15 | 0.4624 | 1.6377 | 0 | 0 | 0 | 0 | 0.11 | https://www.fixr.com/costs/air-leaks-sealing | 0 | included in total equipment cost, per reference | 0.11 | sq ft | 16063.99 | 1767.039
Nonequipment | ECM Motors on Furnaces | ECM motors on furnaces | 0 | Commercial | Existing | Assembly | FL Zone 2 | Per Unit | 48% | 74113.63 | 72848.97 | 1264.664 | 0.017064 | 15 | 0 | 0 | 0 | no base cost | 0 | 0 | 287 | Mid-Atlantic TRM, v7.0, 2017, retrofit cost | 0 | 0 | 287 | furnace |  | 287
Nonequipment | ECM Motors on Furnaces | ECM motors on furnaces | 0 | Commercial | Existing | College and University | FL Zone 2 | Per Unit | 48% | 74113.63 | 72848.97 | 1264.664 | 0.017064 | 15 | 0 | 0.19298 | 0 | no base cost | 0 | 0 | 287 | Mid-Atlantic TRM, v7.0, 2017, retrofit cost | 0 | 0 | 287 | furnace |  | 287
Nonequipment | ECM Motors on Furnaces | ECM motors on furnaces | 0 | Commercial | Existing | Grocery | FL Zone 2 | Per Unit | 48% | 127475.4 | 125300.2 | 2175.223 | 0.017064 | 15 | 0 | 0.24831 | 0 | no base cost | 0 | 0 | 287 | Mid-Atlantic TRM, v7.0, 2017, retrofit cost | 0 | 0 | 287 | furnace |  | 287
Nonequipment | ECM Motors on Furnaces | ECM motors on furnaces | 0 | Commercial | Existing | Healthcare | FL Zone 2 | Per Unit | 48% | 116210.2 | 114227.2 | 1982.994 | 0.017064 | 15 | 0 | 0 | 0 | no base cost | 0 | 0 | 287 | Mid-Atlantic TRM, v7.0, 2017, retrofit cost | 0 | 0 | 287 | furnace |  | 287
Nonequipment | ECM Motors on Furnaces | ECM motors on furnaces | 0 | Commercial | Existing | Hospitals | FL Zone 2 | Per Unit | 48% | 132218.7 | 129962.6 | 2256.161 | 0.017064 | 15 | 0 | 0.34427 | 0 | no base cost | 0 | 0 | 287 | Mid-Atlantic TRM, v7.0, 2017, retrofit cost | 0 | 0 | 287 | furnace |  | 287
Nonequipment | ECM Motors on Furnaces | ECM motors on furnaces | 0 | Commercial | Existing | Institutional | FL Zone 2 | Per Unit | 48% | 64627.09 | 63524.3 | 1102.787 | 0.017064 | 15 | 0 | 0 | 0 | no base cost | 0 | 0 | 287 | Mid-Atlantic TRM, v7.0, 2017, retrofit cost | 0 | 0 | 287 | furnace |  | 287
Nonequipment | ECM Motors on Furnaces | ECM motors on furnaces | 0 | Commercial | Existing | Lodging/Hospitality | FL Zone 2 | Per Unit | 48% | 78264 | 76928.51 | 1335.486 | 0.017064 | 15 | 0 | 0.15245 | 0 | no base cost | 0 | 0 | 287 | Mid-Atlantic TRM, v7.0, 2017, retrofit cost | 0 | 0 | 287 | furnace |  | 287
Nonequipment | ECM Motors on Furnaces | ECM motors on furnaces | 0 | Commercial | Existing | Miscellaneous | FL Zone 2 | Per Unit | 48% | 40910.72 | 40212.63 | 698.0947 | 0.017064 | 15 | 0 | 0 | 0 | no base cost | 0 | 0 | 287 | Mid-Atlantic TRM, v7.0, 2017, retrofit cost | 0 | 0 | 287 | furnace |  | 287
Nonequipment | ECM Motors on Furnaces | ECM motors on furnaces | 0 | Commercial | Existing | Offices | FL Zone 2 | Per Unit | 48% | 43282.36 | 42543.8 | 738.564 | 0.017064 | 15 | 0 | 0 | 0 | no base cost | 0 | 0 | 287 | Mid-Atlantic TRM, v7.0, 2017, retrofit cost | 0 | 0 | 287 | furnace |  | 287
Nonequipment | ECM Motors on Furnaces | ECM motors on furnaces | 0 | Commercial | Existing | Restaurants | FL Zone 2 | Per Unit | 48% | 273331.1 | 268667 | 4664.082 | 0.017064 | 15 | 0 | 0.53243 | 0 | no base cost | 0 | 0 | 287 | Mid-Atlantic TRM, v7.0, 2017, retrofit cost | 0 | 0 | 287 | furnace |  | 287
Nonequipment | ECM Motors on Furnaces | ECM motors on furnaces | 0 | Commercial | Existing | Retail | FL Zone 2 | Per Unit | 48% | 171350.7 | 168426.8 | 2923.904 | 0.017064 | 15 | 0 | 0.33378 | 0 | no base cost | 0 | 0 | 287 | Mid-Atlantic TRM, v7.0, 2017, retrofit cost | 0 | 0 | 287 | furnace |  | 287
Nonequipment | ECM Motors on Furnaces | ECM motors on furnaces | 0 | Commercial | Existing | Schools K-12 | FL Zone 2 | Per Unit | 48% | 157713.8 | 155022.6 | 2691.206 | 0.017064 | 15 | 0 | 0 | 0 | no base cost | 0 | 0 | 287 | Mid-Atlantic TRM, v7.0, 2017, retrofit cost | 0 | 0 | 287 | furnace |  | 287
Nonequipment | ECM Motors on Furnaces | ECM motors on furnaces | 0 | Commercial | Existing | Warehouse | FL Zone 2 | Per Unit | 48% | 40910.72 | 40212.63 | 698.0947 | 0.017064 | 15 | 0 | 0 | 0 | no base cost | 0 | 0 | 287 | Mid-Atlantic TRM, v7.0, 2017, retrofit cost | 0 | 0 | 287 | furnace |  | 287
Nonequipment | ECM Motors on Furnaces | ECM motors on furnaces | 0 | Commercial | New | Assembly | FL Zone 2 | Per Unit | 48% | 74113.63 | 72848.97 | 1264.664 | 0.017064 | 15 | 0 | 0 | 0 | no base cost | 0 | 0 | 287 | Mid-Atlantic TRM, v7.0, 2017, retrofit cost | 0 | 0 | 287 | furnace |  | 287
Nonequipment | ECM Motors on Furnaces | ECM motors on furnaces | 0 | Commercial | New | College and University | FL Zone 2 | Per Unit | 48% | 74113.63 | 72848.97 | 1264.664 | 0.017064 | 15 | 0 | 0.19298 | 0 | no base cost | 0 | 0 | 287 | Mid-Atlantic TRM, v7.0, 2017, retrofit cost | 0 | 0 | 287 | furnace |  | 287
Nonequipment | ECM Motors on Furnaces | ECM motors on furnaces | 0 | Commercial | New | Grocery | FL Zone 2 | Per Unit | 48% | 127475.4 | 125300.2 | 2175.223 | 0.017064 | 15 | 0 | 0.24831 | 0 | no base cost | 0 | 0 | 287 | Mid-Atlantic TRM, v7.0, 2017, retrofit cost | 0 | 0 | 287 | furnace |  | 287
Nonequipment | ECM Motors on Furnaces | ECM motors on furnaces | 0 | Commercial | New | Healthcare | FL Zone 2 | Per Unit | 48% | 116210.2 | 114227.2 | 1982.994 | 0.017064 | 15 | 0 | 0 | 0 | no base cost | 0 | 0 | 287 | Mid-Atlantic TRM, v7.0, 2017, retrofit cost | 0 | 0 | 287 | furnace |  | 287
Nonequipment | ECM Motors on Furnaces | ECM motors on furnaces | 0 | Commercial | New | Hospitals | FL Zone 2 | Per Unit | 48% | 132218.7 | 129962.6 | 2256.161 | 0.017064 | 15 | 0 | 0.34427 | 0 | no base cost | 0 | 0 | 287 | Mid-Atlantic TRM, v7.0, 2017, retrofit cost | 0 | 0 | 287 | furnace |  | 287
Nonequipment | ECM Motors on Furnaces | ECM motors on furnaces | 0 | Commercial | New | Institutional | FL Zone 2 | Per Unit | 48% | 64627.09 | 63524.3 | 1102.787 | 0.017064 | 15 | 0 | 0 | 0 | no base cost | 0 | 0 | 287 | Mid-Atlantic TRM, v7.0, 2017, retrofit cost | 0 | 0 | 287 | furnace |  | 287
Nonequipment | ECM Motors on Furnaces | ECM motors on furnaces | 0 | Commercial | New | Lodging/Hospitality | FL Zone 2 | Per Unit | 48% | 78264 | 76928.51 | 1335.486 | 0.017064 | 15 | 0 | 0.15245 | 0 | no base cost | 0 | 0 | 287 | Mid-Atlantic TRM, v7.0, 2017, retrofit cost | 0 | 0 | 287 | furnace |  | 287
Nonequipment | ECM Motors on Furnaces | ECM motors on furnaces | 0 | Commercial | New | Miscellaneous | FL Zone 2 | Per Unit | 48% | 40910.72 | 40212.63 | 698.0947 | 0.017064 | 15 | 0 | 0 | 0 | no base cost | 0 | 0 | 287 | Mid-Atlantic TRM, v7.0, 2017, retrofit cost | 0 | 0 | 287 | furnace |  | 287
Nonequipment | ECM Motors on Furnaces | ECM motors on furnaces | 0 | Commercial | New | Offices | FL Zone 2 | Per Unit | 48% | 43282.36 | 42543.8 | 738.564 | 0.017064 | 15 | 0 | 0 | 0 | no base cost | 0 | 0 | 287 | Mid-Atlantic TRM, v7.0, 2017, retrofit cost | 0 | 0 | 287 | furnace |  | 287
Nonequipment | ECM Motors on Furnaces | ECM motors on furnaces | 0 | Commercial | New | Restaurants | FL Zone 2 | Per Unit | 48% | 273331.1 | 268667 | 4664.082 | 0.017064 | 15 | 0 | 0.53243 | 0 | no base cost | 0 | 0 | 287 | Mid-Atlantic TRM, v7.0, 2017, retrofit cost | 0 | 0 | 287 | furnace |  | 287
Nonequipment | ECM Motors on Furnaces | ECM motors on furnaces | 0 | Commercial | New | Retail | FL Zone 2 | Per Unit | 48% | 171350.7 | 168426.8 | 2923.904 | 0.017064 | 15 | 0 | 0.33378 | 0 | no base cost | 0 | 0 | 287 | Mid-Atlantic TRM, v7.0, 2017, retrofit cost | 0 | 0 | 287 | furnace |  | 287
Nonequipment | ECM Motors on Furnaces | ECM motors on furnaces | 0 | Commercial | New | Schools K-12 | FL Zone 2 | Per Unit | 48% | 157713.8 | 155022.6 | 2691.206 | 0.017064 | 15 | 0 | 0 | 0 | no base cost | 0 | 0 | 287 | Mid-Atlantic TRM, v7.0, 2017, retrofit cost | 0 | 0 | 287 | furnace |  | 287
Nonequipment | ECM Motors on Furnaces | ECM motors on furnaces | 0 | Commercial | New | Warehouse | FL Zone 2 | Per Unit | 48% | 40910.72 | 40212.63 | 698.0947 | 0.017064 | 15 | 0 | 0 | 0 | no base cost | 0 | 0 | 287 | Mid-Atlantic TRM, v7.0, 2017, retrofit cost | 0 | 0 | 287 | furnace |  | 287
Nonequipment | Energy Recovery Ventilation System (ERV) | Unitary Cooling Equipment that Incorporates Energy Recovery | Current Market Packaged or Split DX Unit, 7.5 tons, 10.9 EER | Commercial | Existing | Assembly | FL Zone 2 | Per End Use Consumption | 54% | 40558.16 | 33160.35 | 7397.809 | 0.1824 | 15 | 13.3127 | 11.3508 | 0 | no base cost | 0 | 0 | 6 | Illinois 2018 Statewide TRM, Section 4.4.27 | 0 | 0 | 6 | CFM | 19267.25 | 115603.5
Nonequipment | Energy Recovery Ventilation System (ERV) | Unitary Cooling Equipment that Incorporates Energy Recovery | Current Market Packaged or Split DX Unit, 7.5 tons, 10.9 EER | Commercial | Existing | College and University | FL Zone 2 | Per End Use Consumption | 35% | 242237.9 | 217432.7 | 24805.16 | 0.1024 | 15 | 44.638 | 38.0597 | 0 | no base cost | 0 | 0 | 6 | Illinois 2018 Statewide TRM, Section 4.4.27 | 0 | 0 | 6 | CFM | 75933.21 | 455599.3
Nonequipment | Energy Recovery Ventilation System (ERV) | Unitary Cooling Equipment that Incorporates Energy Recovery | Current Market Packaged or Split DX Unit, 7.5 tons, 10.9 EER | Commercial | Existing | Grocery | FL Zone 2 | Per End Use Consumption | 49% | 97647.71 | 87946.41 | 9701.3 | 0.09935 | 15 | 17.4579 | 14.8851 | 0 | no base cost | 0 | 0 | 6 | Illinois 2018 Statewide TRM, Section 4.4.27 | 0 | 0 | 6 | CFM | 4711.697 | 28270.18
Nonequipment | Energy Recovery Ventilation System (ERV) | Unitary Cooling Equipment that Incorporates Energy Recovery | Current Market Packaged or Split DX Unit, 7.5 tons, 10.9 EER | Commercial | Existing | Healthcare | FL Zone 2 | Per End Use Consumption | 35% | 170444.5 | 153510.8 | 16933.66 | 0.09935 | 15 | 30.4729 | 25.9821 | 0 | no base cost | 0 | 0 | 6 | Illinois 2018 Statewide TRM, Section 4.4.27 | 0 | 0 | 6 | CFM | 20120.77 | 120724.6
Nonequipment | Energy Recovery Ventilation System (ERV) | Unitary Cooling Equipment that Incorporates Energy Recovery | Current Market Packaged or Split DX Unit, 7.5 tons, 10.9 EER | Commercial | Existing | Hospitals | FL Zone 2 | Per End Use Consumption | 38% | 1776005 | 1599559 | 176446.1 | 0.09935 | 15 | 317.5226 | 270.7292 | 0 | no base cost | 0 | 0 | 6 | Illinois 2018 Statewide TRM, Section 4.4.27 | 0 | 0 | 6 | CFM | 209655.2 | 1257931
Nonequipment | Energy Recovery Ventilation System (ERV) | Unitary Cooling Equipment that Incorporates Energy Recovery | Current Market Packaged or Split DX Unit, 7.5 tons, 10.9 EER | Commercial | Existing | Institutional | FL Zone 2 | Per End Use Consumption | 38% | 197035.7 | 177460.2 | 19575.49 | 0.09935 | 15 | 35.227 | 30.0356 | 0 | no base cost | 0 | 0 | 6 | Illinois 2018 Statewide TRM, Section 4.4.27 | 0 | 0 | 6 | CFM | 20630.29 | 123781.7
Nonequipment | Energy Recovery Ventilation System (ERV) | Unitary Cooling Equipment that Incorporates Energy Recovery | Current Market Packaged or Split DX Unit, 7.5 tons, 10.9 EER | Commercial | Existing | Lodging/Hospitality | FL Zone 2 | Per End Use Consumption | 49% | 161633.1 | 145574.8 | 16058.24 | 0.09935 | 15 | 28.8975 | 24.6389 | 0 | no base cost | 0 | 0 | 6 | Illinois 2018 Statewide TRM, Section 4.4.27 | 0 | 0 | 6 | CFM | 33805.34 | 202832
Nonequipment | Energy Recovery Ventilation System (ERV) | Unitary Cooling Equipment that Incorporates Energy Recovery | Current Market Packaged or Split DX Unit, 7.5 tons, 10.9 EER | Commercial | Existing | Miscellaneous | FL Zone 2 | Per End Use Consumption | 49% | 1878476 | 1691849 | 186626.6 | 0.09935 | 15 | 335.8429 | 286.3496 | 0 | no base cost | 0 | 0 | 6 | Illinois 2018 Statewide TRM, Section 4.4.27 | 0 | 0 | 6 | CFM | 288596.2 | 1731577
Nonequipment | Energy Recovery Ventilation System (ERV) | Unitary Cooling Equipment that Incorporates Energy Recovery | Current Market Packaged or Split DX Unit, 7.5 tons, 10.9 EER | Commercial | Existing | Offices | FL Zone 2 | Per End Use Consumption | 38% | 140416.8 | 131823.3 | 8593.507 | 0.0612 | 15 | 15.4644 | 13.1854 | 0 | no base cost | 0 | 0 | 6 | Illinois 2018 Statewide TRM, Section 4.4.27 | 0 | 0 | 6 | CFM | 16065.03 | 96390.2
Nonequipment | Energy Recovery Ventilation System (ERV) | Unitary Cooling Equipment that Incorporates Energy Recovery | Current Market Packaged or Split DX Unit, 7.5 tons, 10.9 EER | Commercial | Existing | Restaurants | FL Zone 2 | Per End Use Consumption | 49% | 101749.5 | 90658.81 | 11090.7 | 0.109 | 15 | 19.9582 | 17.017 | 0 | no base cost | 0 | 0 | 6 | Illinois 2018 Statewide TRM, Section 4.4.27 | 0 | 0 | 6 | CFM | 5079.789 | 30478.74
Nonequipment | Energy Recovery Ventilation System (ERV) | Unitary Cooling Equipment that Incorporates Energy Recovery | Current Market Packaged or Split DX Unit, 7.5 tons, 10.9 EER | Commercial | Existing | Retail | FL Zone 2 | Per End Use Consumption | 49% | 44441.71 | 38895.38 | 5546.325 | 0.1248 | 15 | 9.9809 | 8.51 | 0 | no base cost | 0 | 0 | 6 | Illinois 2018 Statewide TRM, Section 4.4.27 | 0 | 0 | 6 | CFM | 11443.85 | 68663.08
Nonequipment | Energy Recovery Ventilation System (ERV) | Unitary Cooling Equipment that Incorporates Energy Recovery | Current Market Packaged or Split DX Unit, 7.5 tons, 10.9 EER | Commercial | Existing | Schools K-12 | FL Zone 2 | Per End Use Consumption | 35% | 166082.8 | 149075.9 | 17006.88 | 0.1024 | 15 | 30.6046 | 26.0944 | 0 | no base cost | 0 | 0 | 6 | Illinois 2018 Statewide TRM, Section 4.4.27 | 0 | 0 | 6 | CFM | 52061.22 | 312367.3
Nonequipment | Energy Recovery Ventilation System (ERV) | Unitary Cooling Equipment that Incorporates Energy Recovery | Current Market Packaged or Split DX Unit, 7.5 tons, 10.9 EER | Commercial | Existing | Warehouse | FL Zone 2 | Per End Use Consumption | 49% | 16498.73 | 14859.58 | 1639.149 | 0.09935 | 15 | 2.9497 | 2.515 | 0 | no base cost | 0 | 0 | 6 | Illinois 2018 Statewide TRM, Section 4.4.27 | 0 | 0 | 6 | CFM | 16063.99 | 96383.95
Nonequipment | Energy Recovery Ventilation System (ERV) | Unitary Cooling Equipment that Incorporates Energy Recovery | Code-Compliant Packaged or Split DX Unit, 7.5 Tons, 11.2 EER | Commercial | New | Assembly | FL Zone 2 | Per End Use Consumption | 55% | 40558.16 | 33160.35 | 7397.809 | 0.1824 | 15 | 13.3127 | 11.3508 | 0 | no base cost | 0 | 0 | 6 | Illinois 2018 Statewide TRM, Section 4.4.27 | 0 | 0 | 6 | CFM | 19267.25 | 115603.5
Nonequipment | Energy Recovery Ventilation System (ERV) | Unitary Cooling Equipment that Incorporates Energy Recovery | Code-Compliant Packaged or Split DX Unit, 7.5 Tons, 11.2 EER | Commercial | New | College and University | FL Zone 2 | Per End Use Consumption | 35% | 242237.9 | 217432.7 | 24805.16 | 0.1024 | 15 | 44.638 | 38.0597 | 0 | no base cost | 0 | 0 | 6 | Illinois 2018 Statewide TRM, Section 4.4.27 | 0 | 0 | 6 | CFM | 75933.21 | 455599.3
Nonequipment | Energy Recovery Ventilation System (ERV) | Unitary Cooling Equipment that Incorporates Energy Recovery | Code-Compliant Packaged or Split DX Unit, 7.5 Tons, 11.2 EER | Commercial | New | Grocery | FL Zone 2 | Per End Use Consumption | 49% | 97647.71 | 87946.41 | 9701.3 | 0.09935 | 15 | 17.4579 | 14.8851 | 0 | no base cost | 0 | 0 | 6 | Illinois 2018 Statewide TRM, Section 4.4.27 | 0 | 0 | 6 | CFM | 4711.697 | 28270.18
Nonequipment | Energy Recovery Ventilation System (ERV) | Unitary Cooling Equipment that Incorporates Energy Recovery | Code-Compliant Packaged or Split DX Unit, 7.5 Tons, 11.2 EER | Commercial | New | Healthcare | FL Zone 2 | Per End Use Consumption | 35% | 170444.5 | 153510.8 | 16933.66 | 0.09935 | 15 | 30.4729 | 25.9821 | 0 | no base cost | 0 | 0 | 6 | Illinois 2018 Statewide TRM, Section 4.4.27 | 0 | 0 | 6 | CFM | 20120.77 | 120724.6
Nonequipment | Energy Recovery Ventilation System (ERV) | Unitary Cooling Equipment that Incorporates Energy Recovery | Code-Compliant Packaged or Split DX Unit, 7.5 Tons, 11.2 EER | Commercial | New | Hospitals | FL Zone 2 | Per End Use Consumption | 39% | 1776005 | 1599559 | 176446.1 | 0.09935 | 15 | 317.5226 | 270.7292 | 0 | no base cost | 0 | 0 | 6 | Illinois 2018 Statewide TRM, Section 4.4.27 | 0 | 0 | 6 | CFM | 209655.2 | 1257931
Nonequipment | Energy Recovery Ventilation System (ERV) | Unitary Cooling Equipment that Incorporates Energy Recovery | Code-Compliant Packaged or Split DX Unit, 7.5 Tons, 11.2 EER | Commercial | New | Institutional | FL Zone 2 | Per End Use Consumption | 39% | 197035.7 | 177460.2 | 19575.49 | 0.09935 | 15 | 35.227 | 30.0356 | 0 | no base cost | 0 | 0 | 6 | Illinois 2018 Statewide TRM, Section 4.4.27 | 0 | 0 | 6 | CFM | 20630.29 | 123781.7
Nonequipment | Energy Recovery Ventilation System (ERV) | Unitary Cooling Equipment that Incorporates Energy Recovery | Code-Compliant Packaged or Split DX Unit, 7.5 Tons, 11.2 EER | Commercial | New | Lodging/Hospitality | FL Zone 2 | Per End Use Consumption | 49% | 161633.1 | 145574.8 | 16058.24 | 0.09935 | 15 | 28.8975 | 24.6389 | 0 | no base cost | 0 | 0 | 6 | Illinois 2018 Statewide TRM, Section 4.4.27 | 0 | 0 | 6 | CFM | 33805.34 | 202832
Nonequipment | Energy Recovery Ventilation System (ERV) | Unitary Cooling Equipment that Incorporates Energy Recovery | Code-Compliant Packaged or Split DX Unit, 7.5 Tons, 11.2 EER | Commercial | New | Miscellaneous | FL Zone 2 | Per End Use Consumption | 49% | 1878476 | 1691849 | 186626.6 | 0.09935 | 15 | 335.8429 | 286.3496 | 0 | no base cost | 0 | 0 | 6 | Illinois 2018 Statewide TRM, Section 4.4.27 | 0 | 0 | 6 | CFM | 288596.2 | 1731577
Nonequipment | Energy Recovery Ventilation System (ERV) | Unitary Cooling Equipment that Incorporates Energy Recovery | Code-Compliant Packaged or Split DX Unit, 7.5 Tons, 11.2 EER | Commercial | New | Offices | FL Zone 2 | Per End Use Consumption | 39% | 140416.8 | 131823.3 | 8593.507 | 0.0612 | 15 | 15.4644 | 13.1854 | 0 | no base cost | 0 | 0 | 6 | Illinois 2018 Statewide TRM, Section 4.4.27 | 0 | 0 | 6 | CFM | 16065.03 | 96390.2
Nonequipment | Energy Recovery Ventilation System (ERV) | Unitary Cooling Equipment that Incorporates Energy Recovery | Code-Compliant Packaged or Split DX Unit, 7.5 Tons, 11.2 EER | Commercial | New | Restaurants | FL Zone 2 | Per End Use Consumption | 49% | 101749.5 | 90658.81 | 11090.7 | 0.109 | 15 | 19.9582 | 17.017 | 0 | no base cost | 0 | 0 | 6 | Illinois 2018 Statewide TRM, Section 4.4.27 | 0 | 0 | 6 | CFM | 5079.789 | 30478.74
Nonequipment | Energy Recovery Ventilation System (ERV) | Unitary Cooling Equipment that Incorporates Energy Recovery | Code-Compliant Packaged or Split DX Unit, 7.5 Tons, 11.2 EER | Commercial | New | Retail | FL Zone 2 | Per End Use Consumption | 49% | 44441.71 | 38895.38 | 5546.325 | 0.1248 | 15 | 9.9809 | 8.51 | 0 | no base cost | 0 | 0 | 6 | Illinois 2018 Statewide TRM, Section 4.4.27 | 0 | 0 | 6 | CFM | 11443.85 | 68663.08
Nonequipment | Energy Recovery Ventilation System (ERV) | Unitary Cooling Equipment that Incorporates Energy Recovery | Code-Compliant Packaged or Split DX Unit, 7.5 Tons, 11.2 EER | Commercial | New | Schools K-12 | FL Zone 2 | Per End Use Consumption | 35% | 166082.8 | 149075.9 | 17006.88 | 0.1024 | 15 | 30.6046 | 26.0944 | 0 | no base cost | 0 | 0 | 6 | Illinois 2018 Statewide TRM, Section 4.4.27 | 0 | 0 | 6 | CFM | 52061.22 | 312367.3
Nonequipment | Energy Recovery Ventilation System (ERV) | Unitary Cooling Equipment that Incorporates Energy Recovery | Code-Compliant Packaged or Split DX Unit, 7.5 Tons, 11.2 EER | Commercial | New | Warehouse | FL Zone 2 | Per End Use Consumption | 49% | 16498.73 | 14859.58 | 1639.149 | 0.09935 | 15 | 2.9497 | 2.515 | 0 | no base cost | 0 | 0 | 6 | Illinois 2018 Statewide TRM, Section 4.4.27 | 0 | 0 | 6 | CFM | 16063.99 | 96383.95
Nonequipment | Facility Commissioning | Perform facility commissioning | N/A - New Construction Only | Commercial | Existing | Assembly | FL Zone 2 | Per end use consumption | 55% | 0 | 0 | 0 | 0 | 10 | 0 | 0 | 0 | no base cost | 0 | 0 | 1.16 | Lawrence Berkeley National Laboratory: A Golden Opportunity for Reducing Energy Costs and Greenhouse Gas Emissions. July, 2009. | 0 | 0 | 1.16 | sq ft | 19267.25 | 22350.01
Nonequipment | Facility Commissioning | Perform facility commissioning | N/A - New Construction Only | Commercial | Existing | College and University | FL Zone 2 | Per end use consumption | 55% | 0 | 0 | 0 | 0 | 10 | 0 | 0 | 0 | no base cost | 0 | 0 | 1.16 | Lawrence Berkeley National Laboratory: A Golden Opportunity for Reducing Energy Costs and Greenhouse Gas Emissions. July, 2009. | 0 | 0 | 1.16 | sq ft | 75933.21 | 88082.52
Nonequipment | Facility Commissioning | Perform facility commissioning | N/A - New Construction Only | Commercial | Existing | Grocery | FL Zone 2 | Per end use consumption | 53% | 0 | 0 | 0 | 0 | 10 | 0 | 0 | 0 | no base cost | 0 | 0 | 1.16 | Lawrence Berkeley National Laboratory: A Golden Opportunity for Reducing Energy Costs and Greenhouse Gas Emissions. July, 2009. | 0 | 0 | 1.16 | sq ft | 4711.697 | 5465.568
Nonequipment | Facility Commissioning | Perform facility commissioning | N/A - New Construction Only | Commercial | Existing | Healthcare | FL Zone 2 | Per end use consumption | 55% | 0 | 0 | 0 | 0 | 10 | 0 | 0 | 0 | no base cost | 0 | 0 | 1.16 | Lawrence Berkeley National Laboratory: A Golden Opportunity for Reducing Energy Costs and Greenhouse Gas Emissions. July, 2009. | 0 | 0 | 1.16 | sq ft | 20120.77 | 23340.09
Nonequipment | Facility Commissioning | Perform facility commissioning | N/A - New Construction Only | Commercial | Existing | Hospitals | FL Zone 2 | Per end use consumption | 55% | 0 | 0 | 0 | 0 | 10 | 0 | 0 | 0 | no base cost | 0 | 0 | 1.16 | Lawrence Berkeley National Laboratory: A Golden Opportunity for Reducing Energy Costs and Greenhouse Gas Emissions. July, 2009. | 0 | 0 | 1.16 | sq ft | 209655.2 | 243200
Nonequipment | Facility Commissioning | Perform facility commissioning | N/A - New Construction Only | Commercial | Existing | Institutional | FL Zone 2 | Per end use consumption | 55% | 0 | 0 | 0 | 0 | 10 | 0 | 0 | 0 | no base cost | 0 | 0 | 1.16 | Lawrence Berkeley National Laboratory: A Golden Opportunity for Reducing Energy Costs and Greenhouse Gas Emissions. July, 2009. | 0 | 0 | 1.16 | sq ft | 20630.29 | 23931.13
Nonequipment | Facility Commissioning | Perform facility commissioning | N/A - New Construction Only | Commercial | Existing | Lodging/Hospitality | FL Zone 2 | Per end use consumption | 55% | 0 | 0 | 0 | 0 | 10 | 0 | 0 | 0 | no base cost | 0 | 0 | 1.16 | Lawrence Berkeley National Laboratory: A Golden Opportunity for Reducing Energy Costs and Greenhouse Gas Emissions. July, 2009. | 0 | 0 | 1.16 | sq ft | 33805.34 | 39214.19
Nonequipment | Facility Commissioning | Perform facility commissioning | N/A - New Construction Only | Commercial | Existing | Miscellaneous | FL Zone 2 | Per end use consumption | 53% | 0 | 0 | 0 | 0 | 10 | 0 | 0 | 0 | no base cost | 0 | 0 | 1.16 | Lawrence Berkeley National Laboratory: A Golden Opportunity for Reducing Energy Costs and Greenhouse Gas Emissions. July, 2009. | 0 | 0 | 1.16 | sq ft | 287978.9 | 334055.6
Nonequipment | Facility Commissioning | Perform facility commissioning | N/A - New Construction Only | Commercial | Existing | Offices | FL Zone 2 | Per end use consumption | 55% | 0 | 0 | 0 | 0 | 10 | 0 | 0 | 0 | no base cost | 0 | 0 | 1.16 | Lawrence Berkeley National Laboratory: A Golden Opportunity for Reducing Energy Costs and Greenhouse Gas Emissions. July, 2009. | 0 | 0 | 1.16 | sq ft | 16065.03 | 18635.44
Nonequipment | Facility Commissioning | Perform facility commissioning | N/A - New Construction Only | Commercial | Existing | Restaurants | FL Zone 2 | Per end use consumption | 55% | 0 | 0 | 0 | 0 | 10 | 0 | 0 | 0 | no base cost | 0 | 0 | 1.16 | Lawrence Berkeley National Laboratory: A Golden Opportunity for Reducing Energy Costs and Greenhouse Gas Emissions. July, 2009. | 0 | 0 | 1.16 | sq ft | 5079.789 | 5892.556
Nonequipment | Facility Commissioning | Perform facility commissioning | N/A - New Construction Only | Commercial | Existing | Retail | FL Zone 2 | Per end use consumption | 53% | 0 | 0 | 0 | 0 | 10 | 0 | 0 | 0 | no base cost | 0 | 0 | 1.16 | Lawrence Berkeley National Laboratory: A Golden Opportunity for Reducing Energy Costs and Greenhouse Gas Emissions. July, 2009. | 0 | 0 | 1.16 | sq ft | 11443.85 | 13274.86
Nonequipment | Facility Commissioning | Perform facility commissioning | N/A - New Construction Only | Commercial | Existing | Schools K-12 | FL Zone 2 | Per end use consumption | 55% | 0 | 0 | 0 | 0 | 10 | 0 | 0 | 0 | no base cost | 0 | 0 | 1.16 | Lawrence Berkeley National Laboratory: A Golden Opportunity for Reducing Energy Costs and Greenhouse Gas Emissions. July, 2009. | 0 | 0 | 1.16 | sq ft | 52061.22 | 60391.02
Nonequipment | Facility Commissioning | Perform facility commissioning | N/A - New Construction Only | Commercial | Existing | Warehouse | FL Zone 2 | Per end use consumption | 53% | 0 | 0 | 0 | 0 | 10 | 0 | 0 | 0 | no base cost | 0 | 0 | 1.16 | Lawrence Berkeley National Laboratory: A Golden Opportunity for Reducing Energy Costs and Greenhouse Gas Emissions. July, 2009. | 0 | 0 | 1.16 | sq ft | 16063.99 | 18634.23
Nonequipment | Facility Commissioning | Perform facility commissioning | Comparable facility, no commissioning | Commercial | New | Assembly | FL Zone 2 | Per end use consumption | 36% | 40558.16 | 34068.86 | 6489.306 | 0.16 | 10 | 1.3944 | 0.13997 | 0 | no base cost | 0 | 0 | 1.16 | Lawrence Berkeley National Laboratory: A Golden Opportunity for Reducing Energy Costs and Greenhouse Gas Emissions. July, 2009. | 0 | 0 | 1.16 | sq ft | 19267.25 | 22350.01
Nonequipment | Facility Commissioning | Perform facility commissioning | Comparable facility, no commissioning | Commercial | New | College and University | FL Zone 2 | Per end use consumption | 72% | 242237.9 | 203479.8 | 38758.06 | 0.16 | 10 | 7.1769 | 5.9242 | 0 | no base cost | 0 | 0 | 1.16 | Lawrence Berkeley National Laboratory: A Golden Opportunity for Reducing Energy Costs and Greenhouse Gas Emissions. July, 2009. | 0 | 0 | 1.16 | sq ft | 75933.21 | 88082.52
Nonequipment | Facility Commissioning | Perform facility commissioning | Comparable facility, no commissioning | Commercial | New | Grocery | FL Zone 2 | Per end use consumption | 53% | 97647.71 | 82024.07 | 15623.63 | 0.16 | 10 | 3.3572 | 0.33698 | 0 | no base cost | 0 | 0 | 1.16 | Lawrence Berkeley National Laboratory: A Golden Opportunity for Reducing Energy Costs and Greenhouse Gas Emissions. July, 2009. | 0 | 0 | 1.16 | sq ft | 4711.697 | 5465.568
Nonequipment | Facility Commissioning | Perform facility commissioning | Comparable facility, no commissioning | Commercial | New | Healthcare | FL Zone 2 | Per end use consumption | 72% | 170444.5 | 143173.4 | 27271.12 | 0.16 | 10 | 5.8599 | 0.5882 | 0 | no base cost | 0 | 0 | 1.16 | Lawrence Berkeley National Laboratory: A Golden Opportunity for Reducing Energy Costs and Greenhouse Gas Emissions. July, 2009. | 0 | 0 | 1.16 | sq ft | 20120.77 | 23340.09
Nonequipment | Facility Commissioning | Perform facility commissioning | Comparable facility, no commissioning | Commercial | New | Hospitals | FL Zone 2 | Per end use consumption | 36% | 1776005 | 1491844 | 284160.8 | 0.16 | 10 | 52.6188 | 43.4343 | 0 | no base cost | 0 | 0 | 1.16 | Lawrence Berkeley National Laboratory: A Golden Opportunity for Reducing Energy Costs and Greenhouse Gas Emissions. July, 2009. | 0 | 0 | 1.16 | sq ft | 209655.2 | 243200
Nonequipment | Facility Commissioning | Perform facility commissioning | Comparable facility, no commissioning | Commercial | New | Institutional | FL Zone 2 | Per end use consumption | 36% | 197035.7 | 165510 | 31525.7 | 0.16 | 10 | 6.7742 | 0.67997 | 0 | no base cost | 0 | 0 | 1.16 | Lawrence Berkeley National Laboratory: A Golden Opportunity for Reducing Energy Costs and Greenhouse Gas Emissions. July, 2009. | 0 | 0 | 1.16 | sq ft | 20630.29 | 23931.13
Nonequipment | Facility Commissioning | Perform facility commissioning | Comparable facility, no commissioning | Commercial | New | Lodging/Hospitality | FL Zone 2 | Per end use consumption | 72% | 161633.1 | 135771.8 | 25861.29 | 0.16 | 10 | 5.557 | 0.55779 | 0 | no base cost | 0 | 0 | 1.16 | Lawrence Berkeley National Laboratory: A Golden Opportunity for Reducing Energy Costs and Greenhouse Gas Emissions. July, 2009. | 0 | 0 | 1.16 | sq ft | 33805.34 | 39214.19
Nonequipment | Facility Commissioning | Perform facility commissioning | Comparable facility, no commissioning | Commercial | New | Miscellaneous | FL Zone 2 | Per end use consumption | 53% | 1878476 | 1577920 | 300556.1 | 0.16 | 10 | 64.5827 | 6.4826 | 0 | no base cost | 0 | 0 | 1.16 | Lawrence Berkeley National Laboratory: A Golden Opportunity for Reducing Energy Costs and Greenhouse Gas Emissions. July, 2009. | 0 | 0 | 1.16 | sq ft | 287978.9 | 334055.6
Nonequipment | Facility Commissioning | Perform facility commissioning | Comparable facility, no commissioning | Commercial | New | Offices | FL Zone 2 | Per end use consumption | 36% | 140416.8 | 117950.1 | 22466.68 | 0.16 | 10 | 4.8276 | 0.48457 | 0 | no base cost | 0 | 0 | 1.16 | Lawrence Berkeley National Laboratory: A Golden Opportunity for Reducing Energy Costs and Greenhouse Gas Emissions. July, 2009. | 0 | 0 | 1.16 | sq ft | 16065.03 | 18635.44
Nonequipment | Facility Commissioning | Perform facility commissioning | Comparable facility, no commissioning | Commercial | New | Restaurants | FL Zone 2 | Per end use consumption | 72% | 101749.5 | 85469.59 | 16279.92 | 0.16 | 10 | 3.4982 | 0.35113 | 0 | no base cost | 0 | 0 | 1.16 | Lawrence Berkeley National Laboratory: A Golden Opportunity for Reducing Energy Costs and Greenhouse Gas Emissions. July, 2009. | 0 | 0 | 1.16 | sq ft | 5079.789 | 5892.556
Nonequipment | Facility Commissioning | Perform facility commissioning | Comparable facility, no commissioning | Commercial | New | Retail | FL Zone 2 | Per end use consumption | 53% | 44441.71 | 37331.03 | 7110.673 | 0.16 | 10 | 1.5279 | 0.15337 | 0 | no base cost | 0 | 0 | 1.16 | Lawrence Berkeley National Laboratory: A Golden Opportunity for Reducing Energy Costs and Greenhouse Gas Emissions. July, 2009. | 0 | 0 | 1.16 | sq ft | 11443.85 | 13274.86
Nonequipment | Facility Commissioning | Perform facility commissioning | Comparable facility, no commissioning | Commercial | New | Schools K-12 | FL Zone 2 | Per end use consumption | 72% | 166082.8 | 139509.6 | 26573.25 | 0.16 | 10 | 5.71 | 0.57315 | 0 | no base cost | 0 | 0 | 1.16 | Lawrence Berkeley National Laboratory: A Golden Opportunity for Reducing Energy Costs and Greenhouse Gas Emissions. July, 2009. | 0 | 0 | 1.16 | sq ft | 52061.22 | 60391.02
Nonequipment | Facility Commissioning | Perform facility commissioning | Comparable facility, no commissioning | Commercial | New | Warehouse | FL Zone 2 | Per end use consumption | 53% | 16498.73 | 13858.93 | 2639.797 | 0.16 | 10 | 0.56723 | 0.056937 | 0 | no base cost | 0 | 0 | 1.16 | Lawrence Berkeley National Laboratory: A Golden Opportunity for Reducing Energy Costs and Greenhouse Gas Emissions. July, 2009. | 0 | 0 | 1.16 | sq ft | 16063.99 | 18634.23
Nonequipment | Facility Energy Management System | Energy Management System deployed to automatically control HVAC and lighting, etc to save energy | 0 | Commercial | Existing | Assembly | FL Zone 2 | Per End Use Consumption | 5% | 84673.14 | 66274.71 | 18398.42 | 0.21729 | 15 | 3.8562 | 0.3316 | 0 | no base cost | 0 | 0 | 0.75 | https://blogs.intel.com/iot/2016/06/20/costs-savings-roi-smart-building-implementation/ | 0 | 0 | 0.75 | sq ft | 19267.25 | 14450.44
Nonequipment | Facility Energy Management System | Energy Management System deployed to automatically control HVAC and lighting, etc to save energy | 0 | Commercial | Existing | College and University | FL Zone 2 | Per End Use Consumption | 1% | 505719.2 | 395832.7 | 109886.5 | 0.21729 | 15 | 16.2679 | 14.0526 | 0 | no base cost | 0 | 0 | 0.75 | https://blogs.intel.com/iot/2016/06/20/costs-savings-roi-smart-building-implementation/ | 0 | 0 | 0.75 | sq ft | 75933.21 | 56949.91
Nonequipment | Facility Energy Management System | Energy Management System deployed to automatically control HVAC and lighting, etc to save energy | 0 | Commercial | Existing | Grocery | FL Zone 2 | Per End Use Consumption | 7% | 203858.8 | 159562.8 | 44295.99 | 0.21729 | 15 | 11.5595 | 5.3149 | 0 | no base cost | 0 | 0 | 0.75 | https://blogs.intel.com/iot/2016/06/20/costs-savings-roi-smart-building-implementation/ | 0 | 0 | 0.75 | sq ft | 4711.697 | 3533.773
Nonequipment | Facility Energy Management System | Energy Management System deployed to automatically control HVAC and lighting, etc to save energy | 0 | Commercial | Existing | Healthcare | FL Zone 2 | Per End Use Consumption | 1% | 355836.4 | 278517.5 | 77318.84 | 0.21729 | 15 | 16.2055 | 1.3935 | 0 | no base cost | 0 | 0 | 0.75 | https://blogs.intel.com/iot/2016/06/20/costs-savings-roi-smart-building-implementation/ | 0 | 0 | 0.75 | sq ft | 20120.77 | 15090.57
Nonequipment | Facility Energy Management System | Energy Management System deployed to automatically control HVAC and lighting, etc to save energy | 0 | Commercial | Existing | Hospitals | FL Zone 2 | Per End Use Consumption | 5% | 3707759 | 2902109 | 805650.1 | 0.21729 | 15 | 119.2704 | 103.029 | 0 | no base cost | 0 | 0 | 0.75 | https://blogs.intel.com/iot/2016/06/20/costs-savings-roi-smart-building-implementation/ | 0 | 0 | 0.75 | sq ft | 209655.2 | 157241.4
Nonequipment | Facility Energy Management System | Energy Management System deployed to automatically control HVAC and lighting, etc to save energy | 0 | Commercial | Existing | Institutional | FL Zone 2 | Per End Use Consumption | 5% | 411350.6 | 321969.3 | 89381.4 | 0.21729 | 15 | 18.7338 | 1.6109 | 0 | no base cost | 0 | 0 | 0.75 | https://blogs.intel.com/iot/2016/06/20/costs-savings-roi-smart-building-implementation/ | 0 | 0 | 0.75 | sq ft | 20630.29 | 15472.71
Nonequipment | Facility Energy Management System | Energy Management System deployed to automatically control HVAC and lighting, etc to save energy | 0 | Commercial | Existing | Lodging/Hospitality | FL Zone 2 | Per End Use Consumption | 1% | 337440.8 | 264119.1 | 73321.7 | 0.21729 | 15 | 19.134 | 8.7976 | 0 | no base cost | 0 | 0 | 0.75 | https://blogs.intel.com/iot/2016/06/20/costs-savings-roi-smart-building-implementation/ | 0 | 0 | 0.75 | sq ft | 33805.34 | 25354
Nonequipment | Facility Energy Management System | Energy Management System deployed to automatically control HVAC and lighting, etc to save energy | 0 | Commercial | Existing | Miscellaneous | FL Zone 2 | Per End Use Consumption | 7% | 3921687 | 3069553 | 852134 | 0.21729 | 15 | 178.6019 | 15.3582 | 0 | no base cost | 0 | 0 | 0.75 | https://blogs.intel.com/iot/2016/06/20/costs-savings-roi-smart-building-implementation/ | 0 | 0 | 0.75 | sq ft | 288693.3 | 216520
Nonequipment | Facility Energy Management System | Energy Management System deployed to automatically control HVAC and lighting, etc to save energy | 0 | Commercial | Existing | Offices | FL Zone 2 | Per End Use Consumption | 3% | 293147.6 | 229450.3 | 63697.35 | 0.21729 | 15 | 13.3506 | 1.148 | 0 | no base cost | 0 | 0 | 0.75 | https://blogs.intel.com/iot/2016/06/20/costs-savings-roi-smart-building-implementation/ | 0 | 0 | 0.75 | sq ft | 16065.03 | 12048.77
Nonequipment | Facility Energy Management System | Energy Management System deployed to automatically control HVAC and lighting, etc to save energy | 0 | Commercial | Existing | Restaurants | FL Zone 2 | Per End Use Consumption | 1% | 212422.1 | 166265.4 | 46156.69 | 0.21729 | 15 | 12.0451 | 5.5382 | 0 | no base cost | 0 | 0 | 0.75 | https://blogs.intel.com/iot/2016/06/20/costs-savings-roi-smart-building-implementation/ | 0 | 0 | 0.75 | sq ft | 5079.789 | 3809.842
Nonequipment | Facility Energy Management System | Energy Management System deployed to automatically control HVAC and lighting, etc to save energy | 0 | Commercial | Existing | Retail | FL Zone 2 | Per End Use Consumption | 4% | 92780.8 | 72620.68 | 20160.12 | 0.21729 | 15 | 5.261 | 2.419 | 0 | no base cost | 0 | 0 | 0.75 | https://blogs.intel.com/iot/2016/06/20/costs-savings-roi-smart-building-implementation/ | 0 | 0 | 0.75 | sq ft | 11443.85 | 8582.884
Nonequipment | Facility Energy Management System | Energy Management System deployed to automatically control HVAC and lighting, etc to save energy | 0 | Commercial | Existing | Schools K-12 | FL Zone 2 | Per End Use Consumption | 1% | 346730.5 | 271390.3 | 75340.24 | 0.21729 | 15 | 15.7908 | 1.3579 | 0 | no base cost | 0 | 0 | 0.75 | https://blogs.intel.com/iot/2016/06/20/costs-savings-roi-smart-building-implementation/ | 0 | 0 | 0.75 | sq ft | 52061.22 | 39045.92
Nonequipment | Facility Energy Management System | Energy Management System deployed to automatically control HVAC and lighting, etc to save energy | 0 | Commercial | Existing | Warehouse | FL Zone 2 | Per End Use Consumption | 4% | 34444.34 | 26960.01 | 7484.329 | 0.21729 | 15 | 1.5687 | 0.13489 | 0 | no base cost | 0 | 0 | 0.75 | https://blogs.intel.com/iot/2016/06/20/costs-savings-roi-smart-building-implementation/ | 0 | 0 | 0.75 | sq ft | 16063.99 | 12047.99
Nonequipment | Facility Energy Management System | Energy Management System deployed to automatically control HVAC and lighting, etc to save energy | No Energy Management System | Commercial | New | Assembly | FL Zone 2 | Per End Use Consumption | 4% | 84673.14 | 66274.71 | 18398.42 | 0.21729 | 15 | 3.8562 | 0.3316 | 0 | no base cost | 0 | 0 | 0.75 | https://blogs.intel.com/iot/2016/06/20/costs-savings-roi-smart-building-implementation/ | 0 | 0 | 0.75 | sq ft | 19267.25 | 14450.44
Nonequipment | Facility Energy Management System | Energy Management System deployed to automatically control HVAC and lighting, etc to save energy | No Energy Management System | Commercial | New | College and University | FL Zone 2 | Per End Use Consumption | 4% | 505719.2 | 395832.7 | 109886.5 | 0.21729 | 15 | 16.2679 | 14.0526 | 0 | no base cost | 0 | 0 | 0.75 | https://blogs.intel.com/iot/2016/06/20/costs-savings-roi-smart-building-implementation/ | 0 | 0 | 0.75 | sq ft | 75933.21 | 56949.91
Nonequipment | Facility Energy Management System | Energy Management System deployed to automatically control HVAC and lighting, etc to save energy | No Energy Management System | Commercial | New | Grocery | FL Zone 2 | Per End Use Consumption | 4% | 203858.8 | 159562.8 | 44295.99 | 0.21729 | 15 | 11.5595 | 5.3149 | 0 | no base cost | 0 | 0 | 0.75 | https://blogs.intel.com/iot/2016/06/20/costs-savings-roi-smart-building-implementation/ | 0 | 0 | 0.75 | sq ft | 4711.697 | 3533.773
Nonequipment | Facility Energy Management System | Energy Management System deployed to automatically control HVAC and lighting, etc to save energy | No Energy Management System | Commercial | New | Healthcare | FL Zone 2 | Per End Use Consumption | 4% | 355836.4 | 278517.5 | 77318.84 | 0.21729 | 15 | 16.2055 | 1.3935 | 0 | no base cost | 0 | 0 | 0.75 | https://blogs.intel.com/iot/2016/06/20/costs-savings-roi-smart-building-implementation/ | 0 | 0 | 0.75 | sq ft | 20120.77 | 15090.57
Nonequipment | Facility Energy Management System | Energy Management System deployed to automatically control HVAC and lighting, etc to save energy | No Energy Management System | Commercial | New | Hospitals | FL Zone 2 | Per End Use Consumption | 4% | 3707759 | 2902109 | 805650.1 | 0.21729 | 15 | 119.2704 | 103.029 | 0 | no base cost | 0 | 0 | 0.75 | https://blogs.intel.com/iot/2016/06/20/costs-savings-roi-smart-building-implementation/ | 0 | 0 | 0.75 | sq ft | 209655.2 | 157241.4
Nonequipment | Facility Energy Management System | Energy Management System deployed to automatically control HVAC and lighting, etc to save energy | No Energy Management System | Commercial | New | Institutional | FL Zone 2 | Per End Use Consumption | 2% | 411350.6 | 321969.3 | 89381.4 | 0.21729 | 15 | 18.7338 | 1.6109 | 0 | no base cost | 0 | 0 | 0.75 | https://blogs.intel.com/iot/2016/06/20/costs-savings-roi-smart-building-implementation/ | 0 | 0 | 0.75 | sq ft | 20630.29 | 15472.71
Nonequipment | Facility Energy Management System | Energy Management System deployed to automatically control HVAC and lighting, etc to save energy | No Energy Management System | Commercial | New | Lodging/Hospitality | FL Zone 2 | Per End Use Consumption | 4% | 337440.8 | 264119.1 | 73321.7 | 0.21729 | 15 | 19.134 | 8.7976 | 0 | no base cost | 0 | 0 | 0.75 | https://blogs.intel.com/iot/2016/06/20/costs-savings-roi-smart-building-implementation/ | 0 | 0 | 0.75 | sq ft | 33805.34 | 25354
Nonequipment | Facility Energy Management System | Energy Management System deployed to automatically control HVAC and lighting, etc to save energy | No Energy Management System | Commercial | New | Miscellaneous | FL Zone 2 | Per End Use Consumption | 7% | 3921687 | 3069553 | 852134 | 0.21729 | 15 | 178.6019 | 15.3582 | 0 | no base cost | 0 | 0 | 0.75 | https://blogs.intel.com/iot/2016/06/20/costs-savings-roi-smart-building-implementation/ | 0 | 0 | 0.75 | sq ft | 288693.3 | 216520
Nonequipment | Facility Energy Management System | Energy Management System deployed to automatically control HVAC and lighting, etc to save energy | No Energy Management System | Commercial | New | Offices | FL Zone 2 | Per End Use Consumption | 2% | 293147.6 | 229450.3 | 63697.35 | 0.21729 | 15 | 13.3506 | 1.148 | 0 | no base cost | 0 | 0 | 0.75 | https://blogs.intel.com/iot/2016/06/20/costs-savings-roi-smart-building-implementation/ | 0 | 0 | 0.75 | sq ft | 16065.03 | 12048.77
Nonequipment | Facility Energy Management System | Energy Management System deployed to automatically control HVAC and lighting, etc to save energy | No Energy Management System | Commercial | New | Restaurants | FL Zone 2 | Per End Use Consumption | 4% | 212422.1 | 166265.4 | 46156.69 | 0.21729 | 15 | 12.0451 | 5.5382 | 0 | no base cost | 0 | 0 | 0.75 | https://blogs.intel.com/iot/2016/06/20/costs-savings-roi-smart-building-implementation/ | 0 | 0 | 0.75 | sq ft | 5079.789 | 3809.842
Nonequipment | Facility Energy Management System | Energy Management System deployed to automatically control HVAC and lighting, etc to save energy | No Energy Management System | Commercial | New | Retail | FL Zone 2 | Per End Use Consumption | 4% | 92780.8 | 72620.68 | 20160.12 | 0.21729 | 15 | 5.261 | 2.419 | 0 | no base cost | 0 | 0 | 0.75 | https://blogs.intel.com/iot/2016/06/20/costs-savings-roi-smart-building-implementation/ | 0 | 0 | 0.75 | sq ft | 11443.85 | 8582.884
Nonequipment | Facility Energy Management System | Energy Management System deployed to automatically control HVAC and lighting, etc to save energy | No Energy Management System | Commercial | New | Schools K-12 | FL Zone 2 | Per End Use Consumption | 4% | 346730.5 | 271390.3 | 75340.24 | 0.21729 | 15 | 15.7908 | 1.3579 | 0 | no base cost | 0 | 0 | 0.75 | https://blogs.intel.com/iot/2016/06/20/costs-savings-roi-smart-building-implementation/ | 0 | 0 | 0.75 | sq ft | 52061.22 | 39045.92
Nonequipment | Facility Energy Management System | Energy Management System deployed to automatically control HVAC and lighting, etc to save energy | No Energy Management System | Commercial | New | Warehouse | FL Zone 2 | Per End Use Consumption | 4% | 34444.34 | 26960.01 | 7484.329 | 0.21729 | 15 | 1.5687 | 0.13489 | 0 | no base cost | 0 | 0 | 0.75 | https://blogs.intel.com/iot/2016/06/20/costs-savings-roi-smart-building-implementation/ | 0 | 0 | 0.75 | sq ft | 16063.99 | 12047.99
Nonequipment | Floor Insulation | Increased Floor Insulation (R-19) | Market Average Existing Floor Insulation | Commercial | Existing | Assembly | FL Zone 2 | Square feet | 13% | 3.7877 | 3.7141 | 0.073626 | 0.019438 | 20 | 1.47e-06 | 3.32e-05 | 0 | no base cost | 0 | 0 | 0.73 | rate at $0.73/sq.ft, reference: https://www.homewyse.com/costs/cost_of_floor_insulation.html | 0.6658 | rate at $53.92/per labor hour and 0.012 hr/sq.ft, referenrce: https://www.homewyse.com/costs/cost_of_floor_insulation.html | 1.3958 | sq ft |  | 1.3958
Nonequipment | Floor Insulation | Increased Floor Insulation (R-19) | Market Average Existing Floor Insulation | Commercial | Existing | College and University | FL Zone 2 | Square feet | 7% | 11.0507 | 10.977 | 0.073626 | 0.006663 | 20 | 3.05e-05 | 1.79e-05 | 0 | no base cost | 0 | 0 | 0.73 | rate at $0.73/sq.ft, reference: https://www.homewyse.com/costs/cost_of_floor_insulation.html | 0.6658 | rate at $53.92/per labor hour and 0.012 hr/sq.ft, referenrce: https://www.homewyse.com/costs/cost_of_floor_insulation.html | 1.3958 | sq ft |  | 1.3958
Nonequipment | Floor Insulation | Increased Floor Insulation (R-19) | Market Average Existing Floor Insulation | Commercial | Existing | Grocery | FL Zone 2 | Square feet | 20% | 31.0105 | 30.9369 | 0.073626 | 0.002374 | 20 | 1.5e-05 | 3.44e-05 | 0 | no base cost | 0 | 0 | 0.73 | rate at $0.73/sq.ft, reference: https://www.homewyse.com/costs/cost_of_floor_insulation.html | 0.6658 | rate at $53.92/per labor hour and 0.012 hr/sq.ft, referenrce: https://www.homewyse.com/costs/cost_of_floor_insulation.html | 1.3958 | sq ft |  | 1.3958
Nonequipment | Floor Insulation | Increased Floor Insulation (R-19) | Market Average Existing Floor Insulation | Commercial | Existing | Healthcare | FL Zone 2 | Square feet | 5% | 15.083 | 15.0093 | 0.073626 | 0.004881 | 20 | 1.47e-06 | 3.32e-05 | 0 | no base cost | 0 | 0 | 0.73 | rate at $0.73/sq.ft, reference: https://www.homewyse.com/costs/cost_of_floor_insulation.html | 0.6658 | rate at $53.92/per labor hour and 0.012 hr/sq.ft, referenrce: https://www.homewyse.com/costs/cost_of_floor_insulation.html | 1.3958 | sq ft |  | 1.3958
Nonequipment | Floor Insulation | Increased Floor Insulation (R-19) | Market Average Existing Floor Insulation | Commercial | Existing | Hospitals | FL Zone 2 | Square feet | 13% | 81.2975 | 81.2238 | 0.073626 | 0.000906 | 20 | 3.05e-05 | 1.79e-05 | 0 | no base cost | 0 | 0 | 0.73 | rate at $0.73/sq.ft, reference: https://www.homewyse.com/costs/cost_of_floor_insulation.html | 0.6658 | rate at $53.92/per labor hour and 0.012 hr/sq.ft, referenrce: https://www.homewyse.com/costs/cost_of_floor_insulation.html | 1.3958 | sq ft |  | 1.3958
Nonequipment | Floor Insulation | Increased Floor Insulation (R-19) | Market Average Existing Floor Insulation | Commercial | Existing | Institutional | FL Zone 2 | Square feet | 12% | 56.2721 | 56.1985 | 0.073626 | 0.001308 | 20 | 1.47e-06 | 3.32e-05 | 0 | no base cost | 0 | 0 | 0.73 | rate at $0.73/sq.ft, reference: https://www.homewyse.com/costs/cost_of_floor_insulation.html | 0.6658 | rate at $53.92/per labor hour and 0.012 hr/sq.ft, referenrce: https://www.homewyse.com/costs/cost_of_floor_insulation.html | 1.3958 | sq ft |  | 1.3958
Nonequipment | Floor Insulation | Increased Floor Insulation (R-19) | Market Average Existing Floor Insulation | Commercial | Existing | Lodging/Hospitality | FL Zone 2 | Square feet | 12% | 34.7257 | 34.6521 | 0.073626 | 0.00212 | 20 | 3.05e-05 | 1.79e-05 | 0 | no base cost | 0 | 0 | 0.73 | rate at $0.73/sq.ft, reference: https://www.homewyse.com/costs/cost_of_floor_insulation.html | 0.6658 | rate at $53.92/per labor hour and 0.012 hr/sq.ft, referenrce: https://www.homewyse.com/costs/cost_of_floor_insulation.html | 1.3958 | sq ft |  | 1.3958
Nonequipment | Floor Insulation | Increased Floor Insulation (R-19) | Market Average Existing Floor Insulation | Commercial | Existing | Miscellaneous | FL Zone 2 | Square feet | 24% | 107.2344 | 107.1608 | 0.073626 | 0.000687 | 20 | 1.47e-06 | 3.32e-05 | 0 | no base cost | 0 | 0 | 0.73 | rate at $0.73/sq.ft, reference: https://www.homewyse.com/costs/cost_of_floor_insulation.html | 0.6658 | rate at $53.92/per labor hour and 0.012 hr/sq.ft, referenrce: https://www.homewyse.com/costs/cost_of_floor_insulation.html | 1.3958 | sq ft |  | 1.3958
Nonequipment | Floor Insulation | Increased Floor Insulation (R-19) | Market Average Existing Floor Insulation | Commercial | Existing | Offices | FL Zone 2 | Square feet | 3% | 58.1979 | 58.1243 | 0.073626 | 0.001265 | 20 | 1.47e-06 | 3.32e-05 | 0 | no base cost | 0 | 0 | 0.73 | rate at $0.73/sq.ft, reference: https://www.homewyse.com/costs/cost_of_floor_insulation.html | 0.6658 | rate at $53.92/per labor hour and 0.012 hr/sq.ft, referenrce: https://www.homewyse.com/costs/cost_of_floor_insulation.html | 1.3958 | sq ft |  | 1.3958
Nonequipment | Floor Insulation | Increased Floor Insulation (R-19) | Market Average Existing Floor Insulation | Commercial | Existing | Restaurants | FL Zone 2 | Square feet | 7% | 31.354 | 31.2803 | 0.073626 | 0.002348 | 20 | 1.5e-05 | 3.44e-05 | 0 | no base cost | 0 | 0 | 0.73 | rate at $0.73/sq.ft, reference: https://www.homewyse.com/costs/cost_of_floor_insulation.html | 0.6658 | rate at $53.92/per labor hour and 0.012 hr/sq.ft, referenrce: https://www.homewyse.com/costs/cost_of_floor_insulation.html | 1.3958 | sq ft |  | 1.3958
Nonequipment | Floor Insulation | Increased Floor Insulation (R-19) | Market Average Existing Floor Insulation | Commercial | Existing | Retail | FL Zone 2 | Square feet | 12% | 5.9824 | 5.9087 | 0.073626 | 0.012307 | 20 | 1.5e-05 | 3.44e-05 | 0 | no base cost | 0 | 0 | 0.73 | rate at $0.73/sq.ft, reference: https://www.homewyse.com/costs/cost_of_floor_insulation.html | 0.6658 | rate at $53.92/per labor hour and 0.012 hr/sq.ft, referenrce: https://www.homewyse.com/costs/cost_of_floor_insulation.html | 1.3958 | sq ft |  | 1.3958
Nonequipment | Floor Insulation | Increased Floor Insulation (R-19) | Market Average Existing Floor Insulation | Commercial | Existing | Schools K-12 | FL Zone 2 | Square feet | 7% | 5.1058 | 5.0321 | 0.073626 | 0.01442 | 20 | 1.47e-06 | 3.32e-05 | 0 | no base cost | 0 | 0 | 0.73 | rate at $0.73/sq.ft, reference: https://www.homewyse.com/costs/cost_of_floor_insulation.html | 0.6658 | rate at $53.92/per labor hour and 0.012 hr/sq.ft, referenrce: https://www.homewyse.com/costs/cost_of_floor_insulation.html | 1.3958 | sq ft |  | 1.3958
Nonequipment | Floor Insulation | Increased Floor Insulation (R-19) | Market Average Existing Floor Insulation | Commercial | Existing | Warehouse | FL Zone 2 | Square feet | 20% | 1.4026 | 1.3289 | 0.073626 | 0.052494 | 20 | 8.35e-06 | 1.49e-05 | 0 | no base cost | 0 | 0 | 0.73 | rate at $0.73/sq.ft, reference: https://www.homewyse.com/costs/cost_of_floor_insulation.html | 0.6658 | rate at $53.92/per labor hour and 0.012 hr/sq.ft, referenrce: https://www.homewyse.com/costs/cost_of_floor_insulation.html | 1.3958 | sq ft |  | 1.3958
Nonequipment | Floor Insulation | Increased Floor Insulation (R-19) | Code-Compliant Floor Insulation (Zone 1 & 2: Floor R-Value: 13) | Commercial | New | Assembly | FL Zone 2 | Square feet | 32% | 3.7877 | 3.717 | 0.070704 | 0.018667 | 20 | 1.41e-06 | 3.19e-05 | 0 | no base cost | 0 | 0 | 0.73 | rate at $0.73/sq.ft, reference: https://www.homewyse.com/costs/cost_of_floor_insulation.html | 0.6658 | rate at $53.92/per labor hour and 0.012 hr/sq.ft, referenrce: https://www.homewyse.com/costs/cost_of_floor_insulation.html | 1.3958 | sq ft |  | 1.3958
Nonequipment | Floor Insulation | Increased Floor Insulation (R-19) | Code-Compliant Floor Insulation (Zone 1 & 2: Floor R-Value: 13) | Commercial | New | College and University | FL Zone 2 | Square feet | 17% | 11.0507 | 10.98 | 0.070704 | 0.006398 | 20 | 2.92e-05 | 1.72e-05 | 0 | no base cost | 0 | 0 | 0.73 | rate at $0.73/sq.ft, reference: https://www.homewyse.com/costs/cost_of_floor_insulation.html | 0.6658 | rate at $53.92/per labor hour and 0.012 hr/sq.ft, referenrce: https://www.homewyse.com/costs/cost_of_floor_insulation.html | 1.3958 | sq ft |  | 1.3958
Nonequipment | Floor Insulation | Increased Floor Insulation (R-19) | Code-Compliant Floor Insulation (Zone 1 & 2: Floor R-Value: 13) | Commercial | New | Grocery | FL Zone 2 | Square feet | 50% | 31.0105 | 30.9398 | 0.070704 | 0.00228 | 20 | 1.44e-05 | 3.3e-05 | 0 | no base cost | 0 | 0 | 0.73 | rate at $0.73/sq.ft, reference: https://www.homewyse.com/costs/cost_of_floor_insulation.html | 0.6658 | rate at $53.92/per labor hour and 0.012 hr/sq.ft, referenrce: https://www.homewyse.com/costs/cost_of_floor_insulation.html | 1.3958 | sq ft |  | 1.3958
Nonequipment | Floor Insulation | Increased Floor Insulation (R-19) | Code-Compliant Floor Insulation (Zone 1 & 2: Floor R-Value: 13) | Commercial | New | Healthcare | FL Zone 2 | Square feet | 13% | 15.083 | 15.0122 | 0.070704 | 0.004688 | 20 | 1.41e-06 | 3.19e-05 | 0 | no base cost | 0 | 0 | 0.73 | rate at $0.73/sq.ft, reference: https://www.homewyse.com/costs/cost_of_floor_insulation.html | 0.6658 | rate at $53.92/per labor hour and 0.012 hr/sq.ft, referenrce: https://www.homewyse.com/costs/cost_of_floor_insulation.html | 1.3958 | sq ft |  | 1.3958
Nonequipment | Floor Insulation | Increased Floor Insulation (R-19) | Code-Compliant Floor Insulation (Zone 1 & 2: Floor R-Value: 13) | Commercial | New | Hospitals | FL Zone 2 | Square feet | 32% | 81.2975 | 81.2268 | 0.070704 | 0.00087 | 20 | 2.92e-05 | 1.72e-05 | 0 | no base cost | 0 | 0 | 0.73 | rate at $0.73/sq.ft, reference: https://www.homewyse.com/costs/cost_of_floor_insulation.html | 0.6658 | rate at $53.92/per labor hour and 0.012 hr/sq.ft, referenrce: https://www.homewyse.com/costs/cost_of_floor_insulation.html | 1.3958 | sq ft |  | 1.3958
Nonequipment | Floor Insulation | Increased Floor Insulation (R-19) | Code-Compliant Floor Insulation (Zone 1 & 2: Floor R-Value: 13) | Commercial | New | Institutional | FL Zone 2 | Square feet | 30% | 56.2721 | 56.2014 | 0.070704 | 0.001256 | 20 | 1.41e-06 | 3.19e-05 | 0 | no base cost | 0 | 0 | 0.73 | rate at $0.73/sq.ft, reference: https://www.homewyse.com/costs/cost_of_floor_insulation.html | 0.6658 | rate at $53.92/per labor hour and 0.012 hr/sq.ft, referenrce: https://www.homewyse.com/costs/cost_of_floor_insulation.html | 1.3958 | sq ft |  | 1.3958
Nonequipment | Floor Insulation | Increased Floor Insulation (R-19) | Code-Compliant Floor Insulation (Zone 1 & 2: Floor R-Value: 13) | Commercial | New | Lodging/Hospitality | FL Zone 2 | Square feet | 17% | 34.7257 | 34.655 | 0.070704 | 0.002036 | 20 | 2.92e-05 | 1.72e-05 | 0 | no base cost | 0 | 0 | 0.73 | rate at $0.73/sq.ft, reference: https://www.homewyse.com/costs/cost_of_floor_insulation.html | 0.6658 | rate at $53.92/per labor hour and 0.012 hr/sq.ft, referenrce: https://www.homewyse.com/costs/cost_of_floor_insulation.html | 1.3958 | sq ft |  | 1.3958
Nonequipment | Floor Insulation | Increased Floor Insulation (R-19) | Code-Compliant Floor Insulation (Zone 1 & 2: Floor R-Value: 13) | Commercial | New | Miscellaneous | FL Zone 2 | Square feet | 24% | 107.2344 | 107.1637 | 0.070704 | 0.000659 | 20 | 1.41e-06 | 3.19e-05 | 0 | no base cost | 0 | 0 | 0.73 | rate at $0.73/sq.ft, reference: https://www.homewyse.com/costs/cost_of_floor_insulation.html | 0.6658 | rate at $53.92/per labor hour and 0.012 hr/sq.ft, referenrce: https://www.homewyse.com/costs/cost_of_floor_insulation.html | 1.3958 | sq ft |  | 1.3958
Nonequipment | Floor Insulation | Increased Floor Insulation (R-19) | Code-Compliant Floor Insulation (Zone 1 & 2: Floor R-Value: 13) | Commercial | New | Offices | FL Zone 2 | Square feet | 8% | 58.1979 | 58.1272 | 0.070704 | 0.001215 | 20 | 1.41e-06 | 3.19e-05 | 0 | no base cost | 0 | 0 | 0.73 | rate at $0.73/sq.ft, reference: https://www.homewyse.com/costs/cost_of_floor_insulation.html | 0.6658 | rate at $53.92/per labor hour and 0.012 hr/sq.ft, referenrce: https://www.homewyse.com/costs/cost_of_floor_insulation.html | 1.3958 | sq ft |  | 1.3958
Nonequipment | Floor Insulation | Increased Floor Insulation (R-19) | Code-Compliant Floor Insulation (Zone 1 & 2: Floor R-Value: 13) | Commercial | New | Restaurants | FL Zone 2 | Square feet | 17% | 31.354 | 31.2833 | 0.070704 | 0.002255 | 20 | 1.44e-05 | 3.3e-05 | 0 | no base cost | 0 | 0 | 0.73 | rate at $0.73/sq.ft, reference: https://www.homewyse.com/costs/cost_of_floor_insulation.html | 0.6658 | rate at $53.92/per labor hour and 0.012 hr/sq.ft, referenrce: https://www.homewyse.com/costs/cost_of_floor_insulation.html | 1.3958 | sq ft |  | 1.3958
Nonequipment | Floor Insulation | Increased Floor Insulation (R-19) | Code-Compliant Floor Insulation (Zone 1 & 2: Floor R-Value: 13) | Commercial | New | Retail | FL Zone 2 | Square feet | 30% | 5.9824 | 5.9117 | 0.070704 | 0.011819 | 20 | 1.44e-05 | 3.3e-05 | 0 | no base cost | 0 | 0 | 0.73 | rate at $0.73/sq.ft, reference: https://www.homewyse.com/costs/cost_of_floor_insulation.html | 0.6658 | rate at $53.92/per labor hour and 0.012 hr/sq.ft, referenrce: https://www.homewyse.com/costs/cost_of_floor_insulation.html | 1.3958 | sq ft |  | 1.3958
Nonequipment | Floor Insulation | Increased Floor Insulation (R-19) | Code-Compliant Floor Insulation (Zone 1 & 2: Floor R-Value: 13) | Commercial | New | Schools K-12 | FL Zone 2 | Square feet | 17% | 5.1058 | 5.0351 | 0.070704 | 0.013848 | 20 | 1.41e-06 | 3.19e-05 | 0 | no base cost | 0 | 0 | 0.73 | rate at $0.73/sq.ft, reference: https://www.homewyse.com/costs/cost_of_floor_insulation.html | 0.6658 | rate at $53.92/per labor hour and 0.012 hr/sq.ft, referenrce: https://www.homewyse.com/costs/cost_of_floor_insulation.html | 1.3958 | sq ft |  | 1.3958
Nonequipment | Floor Insulation | Increased Floor Insulation (R-19) | Code-Compliant Floor Insulation (Zone 1 & 2: Floor R-Value: 13) | Commercial | New | Warehouse | FL Zone 2 | Square feet | 50% | 1.4026 | 1.3319 | 0.070704 | 0.05041 | 20 | 8.02e-06 | 1.43e-05 | 0 | no base cost | 0 | 0 | 0.73 | rate at $0.73/sq.ft, reference: https://www.homewyse.com/costs/cost_of_floor_insulation.html | 0.6658 | rate at $53.92/per labor hour and 0.012 hr/sq.ft, referenrce: https://www.homewyse.com/costs/cost_of_floor_insulation.html | 1.3958 | sq ft |  | 1.3958
Nonequipment | Green Roof | Green Roof | Market Average Existing Ceiling Insulation | Commercial | Existing | Assembly | FL Zone 2 | Square feet | 0% | 3.7877 | 3.6021 | 0.18559 | 0.048999 | 15 | 7.88e-05 | 0 | 1.22 | RS Means Green Building Cost Data 2014 (Table 7.21.16.20) | 2.3725 | rate at $69.60/ per labor hour (same rate as baseline), assume .0349 hrs/sq ft | 17 | Reducing Urban Heat Islands: Green Roofs (EPA 2014) (/sqft) | 2.6448 | rate at $69.60/ per labor hour (same rate as baseline), assume .038 hrs/sq ft (consistent with Res assumption) | 16.0523 | sq ft |  | 16.0523
Nonequipment | Green Roof | Green Roof | Market Average Existing Ceiling Insulation | Commercial | Existing | College and University | FL Zone 2 | Square feet | 0% | 11.0507 | 10.8651 | 0.18559 | 0.016795 | 15 | 7.88e-05 | 0 | 1.22 | RS Means Green Building Cost Data 2014 (Table 7.21.16.20) | 2.3725 | rate at $69.60/ per labor hour (same rate as baseline), assume .0349 hrs/sq ft | 17 | Reducing Urban Heat Islands: Green Roofs (EPA 2014) (/sqft) | 2.6448 | rate at $69.60/ per labor hour (same rate as baseline), assume .038 hrs/sq ft (consistent with Res assumption) | 16.0523 | sq ft |  | 16.0523
Nonequipment | Green Roof | Green Roof | Market Average Existing Ceiling Insulation | Commercial | Existing | Grocery | FL Zone 2 | Square feet | 0% | 31.0105 | 30.8249 | 0.18559 | 0.005985 | 15 | 7.88e-05 | 0 | 1.22 | RS Means Green Building Cost Data 2014 (Table 7.21.16.20) | 2.3725 | rate at $69.60/ per labor hour (same rate as baseline), assume .0349 hrs/sq ft | 17 | Reducing Urban Heat Islands: Green Roofs (EPA 2014) (/sqft) | 2.6448 | rate at $69.60/ per labor hour (same rate as baseline), assume .038 hrs/sq ft (consistent with Res assumption) | 16.0523 | sq ft |  | 16.0523
Nonequipment | Green Roof | Green Roof | Market Average Existing Ceiling Insulation | Commercial | Existing | Healthcare | FL Zone 2 | Square feet | 0% | 15.083 | 14.8973 | 0.18559 | 0.012305 | 15 | 7.88e-05 | 0 | 1.22 | RS Means Green Building Cost Data 2014 (Table 7.21.16.20) | 2.3725 | rate at $69.60/ per labor hour (same rate as baseline), assume .0349 hrs/sq ft | 17 | Reducing Urban Heat Islands: Green Roofs (EPA 2014) (/sqft) | 2.6448 | rate at $69.60/ per labor hour (same rate as baseline), assume .038 hrs/sq ft (consistent with Res assumption) | 16.0523 | sq ft |  | 16.0523
Nonequipment | Green Roof | Green Roof | Market Average Existing Ceiling Insulation | Commercial | Existing | Hospitals | FL Zone 2 | Square feet | 0% | 81.2975 | 81.1119 | 0.18559 | 0.002283 | 15 | 7.88e-05 | 0 | 1.22 | RS Means Green Building Cost Data 2014 (Table 7.21.16.20) | 2.3725 | rate at $69.60/ per labor hour (same rate as baseline), assume .0349 hrs/sq ft | 17 | Reducing Urban Heat Islands: Green Roofs (EPA 2014) (/sqft) | 2.6448 | rate at $69.60/ per labor hour (same rate as baseline), assume .038 hrs/sq ft (consistent with Res assumption) | 16.0523 | sq ft |  | 16.0523
Nonequipment | Green Roof | Green Roof | Market Average Existing Ceiling Insulation | Commercial | Existing | Institutional | FL Zone 2 | Square feet | 0% | 56.2721 | 56.0865 | 0.18559 | 0.003298 | 15 | 7.88e-05 | 0 | 1.22 | RS Means Green Building Cost Data 2014 (Table 7.21.16.20) | 2.3725 | rate at $69.60/ per labor hour (same rate as baseline), assume .0349 hrs/sq ft | 17 | Reducing Urban Heat Islands: Green Roofs (EPA 2014) (/sqft) | 2.6448 | rate at $69.60/ per labor hour (same rate as baseline), assume .038 hrs/sq ft (consistent with Res assumption) | 16.0523 | sq ft |  | 16.0523
Nonequipment | Green Roof | Green Roof | Market Average Existing Ceiling Insulation | Commercial | Existing | Lodging/Hospitality | FL Zone 2 | Square feet | 0% | 34.7257 | 34.5401 | 0.18559 | 0.005345 | 15 | 0.000105 | 0 | 1.22 | RS Means Green Building Cost Data 2014 (Table 7.21.16.20) | 2.3725 | rate at $69.60/ per labor hour (same rate as baseline), assume .0349 hrs/sq ft | 17 | Reducing Urban Heat Islands: Green Roofs (EPA 2014) (/sqft) | 2.6448 | rate at $69.60/ per labor hour (same rate as baseline), assume .038 hrs/sq ft (consistent with Res assumption) | 16.0523 | sq ft |  | 16.0523
Nonequipment | Green Roof | Green Roof | Market Average Existing Ceiling Insulation | Commercial | Existing | Miscellaneous | FL Zone 2 | Square feet | 0% | 107.2344 | 107.0488 | 0.18559 | 0.001731 | 15 | 2.39e-05 | 0 | 1.22 | RS Means Green Building Cost Data 2014 (Table 7.21.16.20) | 2.3725 | rate at $69.60/ per labor hour (same rate as baseline), assume .0349 hrs/sq ft | 17 | Reducing Urban Heat Islands: Green Roofs (EPA 2014) (/sqft) | 2.6448 | rate at $69.60/ per labor hour (same rate as baseline), assume .038 hrs/sq ft (consistent with Res assumption) | 16.0523 | sq ft |  | 16.0523
Nonequipment | Green Roof | Green Roof | Market Average Existing Ceiling Insulation | Commercial | Existing | Offices | FL Zone 2 | Square feet | 0% | 58.1979 | 58.0123 | 0.18559 | 0.003189 | 15 | 7.88e-05 | 0 | 1.22 | RS Means Green Building Cost Data 2014 (Table 7.21.16.20) | 2.3725 | rate at $69.60/ per labor hour (same rate as baseline), assume .0349 hrs/sq ft | 17 | Reducing Urban Heat Islands: Green Roofs (EPA 2014) (/sqft) | 2.6448 | rate at $69.60/ per labor hour (same rate as baseline), assume .038 hrs/sq ft (consistent with Res assumption) | 16.0523 | sq ft |  | 16.0523
Nonequipment | Green Roof | Green Roof | Market Average Existing Ceiling Insulation | Commercial | Existing | Restaurants | FL Zone 2 | Square feet | 0% | 31.354 | 31.1684 | 0.18559 | 0.005919 | 15 | 7.88e-05 | 0 | 1.22 | RS Means Green Building Cost Data 2014 (Table 7.21.16.20) | 2.3725 | rate at $69.60/ per labor hour (same rate as baseline), assume .0349 hrs/sq ft | 17 | Reducing Urban Heat Islands: Green Roofs (EPA 2014) (/sqft) | 2.6448 | rate at $69.60/ per labor hour (same rate as baseline), assume .038 hrs/sq ft (consistent with Res assumption) | 16.0523 | sq ft |  | 16.0523
Nonequipment | Green Roof | Green Roof | Market Average Existing Ceiling Insulation | Commercial | Existing | Retail | FL Zone 2 | Square feet | 0% | 5.9824 | 5.7968 | 0.18559 | 0.031023 | 15 | 7.88e-05 | 0 | 1.22 | RS Means Green Building Cost Data 2014 (Table 7.21.16.20) | 2.3725 | rate at $69.60/ per labor hour (same rate as baseline), assume .0349 hrs/sq ft | 17 | Reducing Urban Heat Islands: Green Roofs (EPA 2014) (/sqft) | 2.6448 | rate at $69.60/ per labor hour (same rate as baseline), assume .038 hrs/sq ft (consistent with Res assumption) | 16.0523 | sq ft |  | 16.0523
Nonequipment | Green Roof | Green Roof | Market Average Existing Ceiling Insulation | Commercial | Existing | Schools K-12 | FL Zone 2 | Square feet | 0% | 5.1058 | 4.9202 | 0.18559 | 0.03635 | 15 | 7.88e-05 | 0 | 1.22 | RS Means Green Building Cost Data 2014 (Table 7.21.16.20) | 2.3725 | rate at $69.60/ per labor hour (same rate as baseline), assume .0349 hrs/sq ft | 17 | Reducing Urban Heat Islands: Green Roofs (EPA 2014) (/sqft) | 2.6448 | rate at $69.60/ per labor hour (same rate as baseline), assume .038 hrs/sq ft (consistent with Res assumption) | 16.0523 | sq ft |  | 16.0523
Nonequipment | Green Roof | Green Roof | Market Average Existing Ceiling Insulation | Commercial | Existing | Warehouse | FL Zone 2 | Square feet | 0% | 1.4026 | 1.217 | 0.18559 | 0.13232 | 15 | 2.39e-05 | 0 | 1.22 | RS Means Green Building Cost Data 2014 (Table 7.21.16.20) | 2.3725 | rate at $69.60/ per labor hour (same rate as baseline), assume .0349 hrs/sq ft | 17 | Reducing Urban Heat Islands: Green Roofs (EPA 2014) (/sqft) | 2.6448 | rate at $69.60/ per labor hour (same rate as baseline), assume .038 hrs/sq ft (consistent with Res assumption) | 16.0523 | sq ft |  | 16.0523
Nonequipment | Green Roof | Green Roof | Code-Compliant Ceiling Insulation | Commercial | New | Assembly | FL Zone 2 | Square feet | 0% | 3.7877 | 3.6107 | 0.17699 | 0.046727 | 15 | 7.52e-05 | 0 | 1.22 | RS Means Green Building Cost Data 2014 (Table 7.21.16.20) | 2.3725 | rate at $69.60/ per labor hour (same rate as baseline), assume .0349 hrs/sq ft | 17 | Reducing Urban Heat Islands: Green Roofs (EPA 2014) (/sqft) | 2.6448 | rate at $69.60/ per labor hour (same rate as baseline), assume .038 hrs/sq ft (consistent with Res assumption) | 16.0523 | sq ft |  | 16.0523
Nonequipment | Green Roof | Green Roof | Code-Compliant Ceiling Insulation | Commercial | New | College and University | FL Zone 2 | Square feet | 1% | 11.0507 | 10.8737 | 0.17699 | 0.016016 | 15 | 7.52e-05 | 0 | 1.22 | RS Means Green Building Cost Data 2014 (Table 7.21.16.20) | 2.3725 | rate at $69.60/ per labor hour (same rate as baseline), assume .0349 hrs/sq ft | 17 | Reducing Urban Heat Islands: Green Roofs (EPA 2014) (/sqft) | 2.6448 | rate at $69.60/ per labor hour (same rate as baseline), assume .038 hrs/sq ft (consistent with Res assumption) | 16.0523 | sq ft |  | 16.0523
Nonequipment | Green Roof | Green Roof | Code-Compliant Ceiling Insulation | Commercial | New | Grocery | FL Zone 2 | Square feet | 0% | 31.0105 | 30.8335 | 0.17699 | 0.005707 | 15 | 7.52e-05 | 0 | 1.22 | RS Means Green Building Cost Data 2014 (Table 7.21.16.20) | 2.3725 | rate at $69.60/ per labor hour (same rate as baseline), assume .0349 hrs/sq ft | 17 | Reducing Urban Heat Islands: Green Roofs (EPA 2014) (/sqft) | 2.6448 | rate at $69.60/ per labor hour (same rate as baseline), assume .038 hrs/sq ft (consistent with Res assumption) | 16.0523 | sq ft |  | 16.0523
Nonequipment | Green Roof | Green Roof | Code-Compliant Ceiling Insulation | Commercial | New | Healthcare | FL Zone 2 | Square feet | 0% | 15.083 | 14.906 | 0.17699 | 0.011734 | 15 | 7.52e-05 | 0 | 1.22 | RS Means Green Building Cost Data 2014 (Table 7.21.16.20) | 2.3725 | rate at $69.60/ per labor hour (same rate as baseline), assume .0349 hrs/sq ft | 17 | Reducing Urban Heat Islands: Green Roofs (EPA 2014) (/sqft) | 2.6448 | rate at $69.60/ per labor hour (same rate as baseline), assume .038 hrs/sq ft (consistent with Res assumption) | 16.0523 | sq ft |  | 16.0523
Nonequipment | Green Roof | Green Roof | Code-Compliant Ceiling Insulation | Commercial | New | Hospitals | FL Zone 2 | Square feet | 0% | 81.2975 | 81.1205 | 0.17699 | 0.002177 | 15 | 7.52e-05 | 0 | 1.22 | RS Means Green Building Cost Data 2014 (Table 7.21.16.20) | 2.3725 | rate at $69.60/ per labor hour (same rate as baseline), assume .0349 hrs/sq ft | 17 | Reducing Urban Heat Islands: Green Roofs (EPA 2014) (/sqft) | 2.6448 | rate at $69.60/ per labor hour (same rate as baseline), assume .038 hrs/sq ft (consistent with Res assumption) | 16.0523 | sq ft |  | 16.0523
Nonequipment | Green Roof | Green Roof | Code-Compliant Ceiling Insulation | Commercial | New | Institutional | FL Zone 2 | Square feet | 0% | 56.2721 | 56.0951 | 0.17699 | 0.003145 | 15 | 7.52e-05 | 0 | 1.22 | RS Means Green Building Cost Data 2014 (Table 7.21.16.20) | 2.3725 | rate at $69.60/ per labor hour (same rate as baseline), assume .0349 hrs/sq ft | 17 | Reducing Urban Heat Islands: Green Roofs (EPA 2014) (/sqft) | 2.6448 | rate at $69.60/ per labor hour (same rate as baseline), assume .038 hrs/sq ft (consistent with Res assumption) | 16.0523 | sq ft |  | 16.0523
Nonequipment | Green Roof | Green Roof | Code-Compliant Ceiling Insulation | Commercial | New | Lodging/Hospitality | FL Zone 2 | Square feet | 1% | 34.7257 | 34.5487 | 0.17699 | 0.005097 | 15 | 9.97e-05 | 0 | 1.22 | RS Means Green Building Cost Data 2014 (Table 7.21.16.20) | 2.3725 | rate at $69.60/ per labor hour (same rate as baseline), assume .0349 hrs/sq ft | 17 | Reducing Urban Heat Islands: Green Roofs (EPA 2014) (/sqft) | 2.6448 | rate at $69.60/ per labor hour (same rate as baseline), assume .038 hrs/sq ft (consistent with Res assumption) | 16.0523 | sq ft |  | 16.0523
Nonequipment | Green Roof | Green Roof | Code-Compliant Ceiling Insulation | Commercial | New | Miscellaneous | FL Zone 2 | Square feet | 0% | 107.2344 | 107.0574 | 0.17699 | 0.00165 | 15 | 2.28e-05 | 0 | 1.22 | RS Means Green Building Cost Data 2014 (Table 7.21.16.20) | 2.3725 | rate at $69.60/ per labor hour (same rate as baseline), assume .0349 hrs/sq ft | 17 | Reducing Urban Heat Islands: Green Roofs (EPA 2014) (/sqft) | 2.6448 | rate at $69.60/ per labor hour (same rate as baseline), assume .038 hrs/sq ft (consistent with Res assumption) | 16.0523 | sq ft |  | 16.0523
Nonequipment | Green Roof | Green Roof | Code-Compliant Ceiling Insulation | Commercial | New | Offices | FL Zone 2 | Square feet | 0% | 58.1979 | 58.0209 | 0.17699 | 0.003041 | 15 | 7.52e-05 | 0 | 1.22 | RS Means Green Building Cost Data 2014 (Table 7.21.16.20) | 2.3725 | rate at $69.60/ per labor hour (same rate as baseline), assume .0349 hrs/sq ft | 17 | Reducing Urban Heat Islands: Green Roofs (EPA 2014) (/sqft) | 2.6448 | rate at $69.60/ per labor hour (same rate as baseline), assume .038 hrs/sq ft (consistent with Res assumption) | 16.0523 | sq ft |  | 16.0523
Nonequipment | Green Roof | Green Roof | Code-Compliant Ceiling Insulation | Commercial | New | Restaurants | FL Zone 2 | Square feet | 0% | 31.354 | 31.177 | 0.17699 | 0.005645 | 15 | 7.52e-05 | 0 | 1.22 | RS Means Green Building Cost Data 2014 (Table 7.21.16.20) | 2.3725 | rate at $69.60/ per labor hour (same rate as baseline), assume .0349 hrs/sq ft | 17 | Reducing Urban Heat Islands: Green Roofs (EPA 2014) (/sqft) | 2.6448 | rate at $69.60/ per labor hour (same rate as baseline), assume .038 hrs/sq ft (consistent with Res assumption) | 16.0523 | sq ft |  | 16.0523
Nonequipment | Green Roof | Green Roof | Code-Compliant Ceiling Insulation | Commercial | New | Retail | FL Zone 2 | Square feet | 0% | 5.9824 | 5.8054 | 0.17699 | 0.029585 | 15 | 7.52e-05 | 0 | 1.22 | RS Means Green Building Cost Data 2014 (Table 7.21.16.20) | 2.3725 | rate at $69.60/ per labor hour (same rate as baseline), assume .0349 hrs/sq ft | 17 | Reducing Urban Heat Islands: Green Roofs (EPA 2014) (/sqft) | 2.6448 | rate at $69.60/ per labor hour (same rate as baseline), assume .038 hrs/sq ft (consistent with Res assumption) | 16.0523 | sq ft |  | 16.0523
Nonequipment | Green Roof | Green Roof | Code-Compliant Ceiling Insulation | Commercial | New | Schools K-12 | FL Zone 2 | Square feet | 1% | 5.1058 | 4.9288 | 0.17699 | 0.034664 | 15 | 7.52e-05 | 0 | 1.22 | RS Means Green Building Cost Data 2014 (Table 7.21.16.20) | 2.3725 | rate at $69.60/ per labor hour (same rate as baseline), assume .0349 hrs/sq ft | 17 | Reducing Urban Heat Islands: Green Roofs (EPA 2014) (/sqft) | 2.6448 | rate at $69.60/ per labor hour (same rate as baseline), assume .038 hrs/sq ft (consistent with Res assumption) | 16.0523 | sq ft |  | 16.0523
Nonequipment | Green Roof | Green Roof | Code-Compliant Ceiling Insulation | Commercial | New | Warehouse | FL Zone 2 | Square feet | 0% | 1.4026 | 1.2256 | 0.17699 | 0.12619 | 15 | 2.28e-05 | 0 | 1.22 | RS Means Green Building Cost Data 2014 (Table 7.21.16.20) | 2.3725 | rate at $69.60/ per labor hour (same rate as baseline), assume .0349 hrs/sq ft | 17 | Reducing Urban Heat Islands: Green Roofs (EPA 2014) (/sqft) | 2.6448 | rate at $69.60/ per labor hour (same rate as baseline), assume .038 hrs/sq ft (consistent with Res assumption) | 16.0523 | sq ft |  | 16.0523
Nonequipment | Hotel Card Energy Control Systems | 3-Ton Guest Room HVAC Unit Controlled by Hotel-Key-Card Activated Energy Control System | 3-Ton Guest Room HVAC Unit, Manually Controlled by Guest | Commercial | Existing | Assembly | FL Zone 2 | Per end use consumption | 0% | 0 | 0 | 0 | 0 | 15 | 0 | 0 | 0 | no base cost | 0 | 0 | 260 | Illinois 2018 Statewide TRM, Section 4.4.8 | 0 | 0 | 260 | guest room |  | 260
Nonequipment | Hotel Card Energy Control Systems | 3-Ton Guest Room HVAC Unit Controlled by Hotel-Key-Card Activated Energy Control System | 3-Ton Guest Room HVAC Unit, Manually Controlled by Guest | Commercial | Existing | College and University | FL Zone 2 | Per end use consumption | 0% | 0 | 0 | 0 | 0 | 15 | 0 | 0 | 0 | no base cost | 0 | 0 | 260 | Illinois 2018 Statewide TRM, Section 4.4.8 | 0 | 0 | 260 | guest room |  | 260
Nonequipment | Hotel Card Energy Control Systems | 3-Ton Guest Room HVAC Unit Controlled by Hotel-Key-Card Activated Energy Control System | 3-Ton Guest Room HVAC Unit, Manually Controlled by Guest | Commercial | Existing | Grocery | FL Zone 2 | Per end use consumption | 0% | 0 | 0 | 0 | 0 | 15 | 0 | 0 | 0 | no base cost | 0 | 0 | 260 | Illinois 2018 Statewide TRM, Section 4.4.8 | 0 | 0 | 260 | guest room |  | 260
Nonequipment | Hotel Card Energy Control Systems | 3-Ton Guest Room HVAC Unit Controlled by Hotel-Key-Card Activated Energy Control System | 3-Ton Guest Room HVAC Unit, Manually Controlled by Guest | Commercial | Existing | Healthcare | FL Zone 2 | Per end use consumption | 0% | 0 | 0 | 0 | 0 | 15 | 0 | 0 | 0 | no base cost | 0 | 0 | 260 | Illinois 2018 Statewide TRM, Section 4.4.8 | 0 | 0 | 260 | guest room |  | 260
Nonequipment | Hotel Card Energy Control Systems | 3-Ton Guest Room HVAC Unit Controlled by Hotel-Key-Card Activated Energy Control System | 3-Ton Guest Room HVAC Unit, Manually Controlled by Guest | Commercial | Existing | Hospitals | FL Zone 2 | Per end use consumption | 0% | 0 | 0 | 0 | 0 | 15 | 0 | 0 | 0 | no base cost | 0 | 0 | 260 | Illinois 2018 Statewide TRM, Section 4.4.8 | 0 | 0 | 260 | guest room |  | 260
Nonequipment | Hotel Card Energy Control Systems | 3-Ton Guest Room HVAC Unit Controlled by Hotel-Key-Card Activated Energy Control System | 3-Ton Guest Room HVAC Unit, Manually Controlled by Guest | Commercial | Existing | Institutional | FL Zone 2 | Per end use consumption | 0% | 0 | 0 | 0 | 0 | 15 | 0 | 0 | 0 | no base cost | 0 | 0 | 260 | Illinois 2018 Statewide TRM, Section 4.4.8 | 0 | 0 | 260 | guest room |  | 260
Nonequipment | Hotel Card Energy Control Systems | 3-Ton Guest Room HVAC Unit Controlled by Hotel-Key-Card Activated Energy Control System | 3-Ton Guest Room HVAC Unit, Manually Controlled by Guest | Commercial | Existing | Lodging/Hospitality | FL Zone 2 | Per end use consumption | 41% | 8498.799 | 7937.379 | 561.42 | 0.066059 | 15 | 0.004488 | -0.01689 | 0 | no base cost | 0 | 0 | 260 | Illinois 2018 Statewide TRM, Section 4.4.8 | 0 | 0 | 260 | guest room |  | 260
Nonequipment | Hotel Card Energy Control Systems | 3-Ton Guest Room HVAC Unit Controlled by Hotel-Key-Card Activated Energy Control System | 3-Ton Guest Room HVAC Unit, Manually Controlled by Guest | Commercial | Existing | Miscellaneous | FL Zone 2 | Per end use consumption | 0% | 0 | 0 | 0 | 0 | 15 | 0 | 0 | 0 | no base cost | 0 | 0 | 260 | Illinois 2018 Statewide TRM, Section 4.4.8 | 0 | 0 | 260 | guest room |  | 260
Nonequipment | Hotel Card Energy Control Systems | 3-Ton Guest Room HVAC Unit Controlled by Hotel-Key-Card Activated Energy Control System | 3-Ton Guest Room HVAC Unit, Manually Controlled by Guest | Commercial | Existing | Offices | FL Zone 2 | Per end use consumption | 0% | 0 | 0 | 0 | 0 | 15 | 0 | 0 | 0 | no base cost | 0 | 0 | 260 | Illinois 2018 Statewide TRM, Section 4.4.8 | 0 | 0 | 260 | guest room |  | 260
Nonequipment | Hotel Card Energy Control Systems | 3-Ton Guest Room HVAC Unit Controlled by Hotel-Key-Card Activated Energy Control System | 3-Ton Guest Room HVAC Unit, Manually Controlled by Guest | Commercial | Existing | Restaurants | FL Zone 2 | Per end use consumption | 0% | 0 | 0 | 0 | 0 | 15 | 0 | 0 | 0 | no base cost | 0 | 0 | 260 | Illinois 2018 Statewide TRM, Section 4.4.8 | 0 | 0 | 260 | guest room |  | 260
Nonequipment | Hotel Card Energy Control Systems | 3-Ton Guest Room HVAC Unit Controlled by Hotel-Key-Card Activated Energy Control System | 3-Ton Guest Room HVAC Unit, Manually Controlled by Guest | Commercial | Existing | Retail | FL Zone 2 | Per end use consumption | 0% | 0 | 0 | 0 | 0 | 15 | 0 | 0 | 0 | no base cost | 0 | 0 | 260 | Illinois 2018 Statewide TRM, Section 4.4.8 | 0 | 0 | 260 | guest room |  | 260
Nonequipment | Hotel Card Energy Control Systems | 3-Ton Guest Room HVAC Unit Controlled by Hotel-Key-Card Activated Energy Control System | 3-Ton Guest Room HVAC Unit, Manually Controlled by Guest | Commercial | Existing | Schools K-12 | FL Zone 2 | Per end use consumption | 0% | 0 | 0 | 0 | 0 | 15 | 0 | 0 | 0 | no base cost | 0 | 0 | 260 | Illinois 2018 Statewide TRM, Section 4.4.8 | 0 | 0 | 260 | guest room |  | 260
Nonequipment | Hotel Card Energy Control Systems | 3-Ton Guest Room HVAC Unit Controlled by Hotel-Key-Card Activated Energy Control System | 3-Ton Guest Room HVAC Unit, Manually Controlled by Guest | Commercial | Existing | Warehouse | FL Zone 2 | Per end use consumption | 0% | 0 | 0 | 0 | 0 | 15 | 0 | 0 | 0 | no base cost | 0 | 0 | 260 | Illinois 2018 Statewide TRM, Section 4.4.8 | 0 | 0 | 260 | guest room |  | 260
Nonequipment | Hotel Card Energy Control Systems | 3-Ton Guest Room HVAC Unit Controlled by Hotel-Key-Card Activated Energy Control System | 3-Ton Guest Room HVAC Unit, Manually Controlled by Guest | Commercial | New | Assembly | FL Zone 2 | Per end use consumption | 0% | 0 | 0 | 0 | 0 | 15 | 0 | 0 | 0 | no base cost | 0 | 0 | 260 | Illinois 2018 Statewide TRM, Section 4.4.8 | 0 | 0 | 260 | guest room |  | 260
Nonequipment | Hotel Card Energy Control Systems | 3-Ton Guest Room HVAC Unit Controlled by Hotel-Key-Card Activated Energy Control System | 3-Ton Guest Room HVAC Unit, Manually Controlled by Guest | Commercial | New | College and University | FL Zone 2 | Per end use consumption | 0% | 0 | 0 | 0 | 0 | 15 | 0 | 0 | 0 | no base cost | 0 | 0 | 260 | Illinois 2018 Statewide TRM, Section 4.4.8 | 0 | 0 | 260 | guest room |  | 260
Nonequipment | Hotel Card Energy Control Systems | 3-Ton Guest Room HVAC Unit Controlled by Hotel-Key-Card Activated Energy Control System | 3-Ton Guest Room HVAC Unit, Manually Controlled by Guest | Commercial | New | Grocery | FL Zone 2 | Per end use consumption | 0% | 0 | 0 | 0 | 0 | 15 | 0 | 0 | 0 | no base cost | 0 | 0 | 260 | Illinois 2018 Statewide TRM, Section 4.4.8 | 0 | 0 | 260 | guest room |  | 260
Nonequipment | Hotel Card Energy Control Systems | 3-Ton Guest Room HVAC Unit Controlled by Hotel-Key-Card Activated Energy Control System | 3-Ton Guest Room HVAC Unit, Manually Controlled by Guest | Commercial | New | Healthcare | FL Zone 2 | Per end use consumption | 0% | 0 | 0 | 0 | 0 | 15 | 0 | 0 | 0 | no base cost | 0 | 0 | 260 | Illinois 2018 Statewide TRM, Section 4.4.8 | 0 | 0 | 260 | guest room |  | 260
Nonequipment | Hotel Card Energy Control Systems | 3-Ton Guest Room HVAC Unit Controlled by Hotel-Key-Card Activated Energy Control System | 3-Ton Guest Room HVAC Unit, Manually Controlled by Guest | Commercial | New | Hospitals | FL Zone 2 | Per end use consumption | 0% | 0 | 0 | 0 | 0 | 15 | 0 | 0 | 0 | no base cost | 0 | 0 | 260 | Illinois 2018 Statewide TRM, Section 4.4.8 | 0 | 0 | 260 | guest room |  | 260
Nonequipment | Hotel Card Energy Control Systems | 3-Ton Guest Room HVAC Unit Controlled by Hotel-Key-Card Activated Energy Control System | 3-Ton Guest Room HVAC Unit, Manually Controlled by Guest | Commercial | New | Institutional | FL Zone 2 | Per end use consumption | 0% | 0 | 0 | 0 | 0 | 15 | 0 | 0 | 0 | no base cost | 0 | 0 | 260 | Illinois 2018 Statewide TRM, Section 4.4.8 | 0 | 0 | 260 | guest room |  | 260
Nonequipment | Hotel Card Energy Control Systems | 3-Ton Guest Room HVAC Unit Controlled by Hotel-Key-Card Activated Energy Control System | 3-Ton Guest Room HVAC Unit, Manually Controlled by Guest | Commercial | New | Lodging/Hospitality | FL Zone 2 | Per end use consumption | 41% | 8498.799 | 7937.379 | 561.42 | 0.066059 | 15 | 0.004488 | -0.01689 | 0 | no base cost | 0 | 0 | 260 | Illinois 2018 Statewide TRM, Section 4.4.8 | 0 | 0 | 260 | guest room |  | 260
Nonequipment | Hotel Card Energy Control Systems | 3-Ton Guest Room HVAC Unit Controlled by Hotel-Key-Card Activated Energy Control System | 3-Ton Guest Room HVAC Unit, Manually Controlled by Guest | Commercial | New | Miscellaneous | FL Zone 2 | Per end use consumption | 0% | 0 | 0 | 0 | 0 | 15 | 0 | 0 | 0 | no base cost | 0 | 0 | 260 | Illinois 2018 Statewide TRM, Section 4.4.8 | 0 | 0 | 260 | guest room |  | 260
Nonequipment | Hotel Card Energy Control Systems | 3-Ton Guest Room HVAC Unit Controlled by Hotel-Key-Card Activated Energy Control System | 3-Ton Guest Room HVAC Unit, Manually Controlled by Guest | Commercial | New | Offices | FL Zone 2 | Per end use consumption | 0% | 0 | 0 | 0 | 0 | 15 | 0 | 0 | 0 | no base cost | 0 | 0 | 260 | Illinois 2018 Statewide TRM, Section 4.4.8 | 0 | 0 | 260 | guest room |  | 260
Nonequipment | Hotel Card Energy Control Systems | 3-Ton Guest Room HVAC Unit Controlled by Hotel-Key-Card Activated Energy Control System | 3-Ton Guest Room HVAC Unit, Manually Controlled by Guest | Commercial | New | Restaurants | FL Zone 2 | Per end use consumption | 0% | 0 | 0 | 0 | 0 | 15 | 0 | 0 | 0 | no base cost | 0 | 0 | 260 | Illinois 2018 Statewide TRM, Section 4.4.8 | 0 | 0 | 260 | guest room |  | 260
Nonequipment | Hotel Card Energy Control Systems | 3-Ton Guest Room HVAC Unit Controlled by Hotel-Key-Card Activated Energy Control System | 3-Ton Guest Room HVAC Unit, Manually Controlled by Guest | Commercial | New | Retail | FL Zone 2 | Per end use consumption | 0% | 0 | 0 | 0 | 0 | 15 | 0 | 0 | 0 | no base cost | 0 | 0 | 260 | Illinois 2018 Statewide TRM, Section 4.4.8 | 0 | 0 | 260 | guest room |  | 260
Nonequipment | Hotel Card Energy Control Systems | 3-Ton Guest Room HVAC Unit Controlled by Hotel-Key-Card Activated Energy Control System | 3-Ton Guest Room HVAC Unit, Manually Controlled by Guest | Commercial | New | Schools K-12 | FL Zone 2 | Per end use consumption | 0% | 0 | 0 | 0 | 0 | 15 | 0 | 0 | 0 | no base cost | 0 | 0 | 260 | Illinois 2018 Statewide TRM, Section 4.4.8 | 0 | 0 | 260 | guest room |  | 260
Nonequipment | Hotel Card Energy Control Systems | 3-Ton Guest Room HVAC Unit Controlled by Hotel-Key-Card Activated Energy Control System | 3-Ton Guest Room HVAC Unit, Manually Controlled by Guest | Commercial | New | Warehouse | FL Zone 2 | Per end use consumption | 0% | 0 | 0 | 0 | 0 | 15 | 0 | 0 | 0 | no base cost | 0 | 0 | 260 | Illinois 2018 Statewide TRM, Section 4.4.8 | 0 | 0 | 260 | guest room |  | 260
Nonequipment | HVAC tune-up | HVAC tune-up | Code-Compliant Retrofit PTAC, 1.5 Tons, 7.1 SEER | Commercial | Existing | Assembly | FL Zone 2 | Per Unit | 0% | 2409.059 | 2288.606 | 120.4529 | 0.05 | 5 | 0.023914 | 0.004353 | 0 | no base cost | 0 | 0 | 52.5 | Illinois 2018 Statewide TRM, Section 4.4.1 (for 1.5 ton unit) | 0 | 0 | 52.5 | unit (1.5 ton) |  | 52.5
Nonequipment | HVAC tune-up | HVAC tune-up | Code-Compliant Retrofit PTAC, 1.5 Tons, 7.1 SEER | Commercial | Existing | College and University | FL Zone 2 | Per Unit | 0% | 2672.636 | 2539.004 | 133.6318 | 0.05 | 5 | 0.050504 | 0.017071 | 0 | no base cost | 0 | 0 | 52.5 | Illinois 2018 Statewide TRM, Section 4.4.1 (for 1.5 ton unit) | 0 | 0 | 52.5 | unit (1.5 ton) |  | 52.5
Nonequipment | HVAC tune-up | HVAC tune-up | Code-Compliant Retrofit PTAC, 1.5 Tons, 7.1 SEER | Commercial | Existing | Grocery | FL Zone 2 | Per Unit | 0% | 1330.788 | 1264.249 | 66.5394 | 0.05 | 5 | 0.01321 | 0.002405 | 0 | no base cost | 0 | 0 | 52.5 | Illinois 2018 Statewide TRM, Section 4.4.1 (for 1.5 ton unit) | 0 | 0 | 52.5 | unit (1.5 ton) |  | 52.5
Nonequipment | HVAC tune-up | HVAC tune-up | Code-Compliant Retrofit PTAC, 1.5 Tons, 7.1 SEER | Commercial | Existing | Healthcare | FL Zone 2 | Per Unit | 0% | 5242.053 | 4979.95 | 262.1026 | 0.05 | 5 | 0.092058 | 0.011178 | 0 | no base cost | 0 | 0 | 52.5 | Illinois 2018 Statewide TRM, Section 4.4.1 (for 1.5 ton unit) | 0 | 0 | 52.5 | unit (1.5 ton) |  | 52.5
Nonequipment | HVAC tune-up | HVAC tune-up | Code-Compliant Retrofit PTAC, 1.5 Tons, 7.1 SEER | Commercial | Existing | Hospitals | FL Zone 2 | Per Unit | 0% | 4965.573 | 4717.294 | 248.2786 | 0.05 | 5 | 0.093834 | 0.031716 | 0 | no base cost | 0 | 0 | 52.5 | Illinois 2018 Statewide TRM, Section 4.4.1 (for 1.5 ton unit) | 0 | 0 | 52.5 | unit (1.5 ton) |  | 52.5
Nonequipment | HVAC tune-up | HVAC tune-up | Code-Compliant Retrofit PTAC, 1.5 Tons, 7.1 SEER | Commercial | Existing | Institutional | FL Zone 2 | Per Unit | 0% | 1301.297 | 1236.232 | 65.0649 | 0.05 | 5 | 0.012918 | 0.002352 | 0 | no base cost | 0 | 0 | 52.5 | Illinois 2018 Statewide TRM, Section 4.4.1 (for 1.5 ton unit) | 0 | 0 | 52.5 | unit (1.5 ton) |  | 52.5
Nonequipment | HVAC tune-up | HVAC tune-up | Code-Compliant Retrofit PTAC, 1.5 Tons, 7.1 SEER | Commercial | Existing | Lodging/Hospitality | FL Zone 2 | Per Unit | 0% | 3979.463 | 3780.489 | 198.9731 | 0.05 | 5 | 0.069885 | 0.008485 | 0 | no base cost | 0 | 0 | 52.5 | Illinois 2018 Statewide TRM, Section 4.4.1 (for 1.5 ton unit) | 0 | 0 | 52.5 | unit (1.5 ton) |  | 52.5
Nonequipment | HVAC tune-up | HVAC tune-up | Code-Compliant Retrofit PTAC, 1.5 Tons, 7.1 SEER | Commercial | Existing | Miscellaneous | FL Zone 2 | Per Unit | 0% | 1345.534 | 1278.257 | 67.2767 | 0.05 | 5 | 0.013357 | 0.002431 | 0 | no base cost | 0 | 0 | 52.5 | Illinois 2018 Statewide TRM, Section 4.4.1 (for 1.5 ton unit) | 0 | 0 | 52.5 | unit (1.5 ton) |  | 52.5
Nonequipment | HVAC tune-up | HVAC tune-up | Code-Compliant Retrofit PTAC, 1.5 Tons, 7.1 SEER | Commercial | Existing | Offices | FL Zone 2 | Per Unit | 0% | 2711.343 | 2575.776 | 135.5671 | 0.05 | 5 | 0.026915 | 0.0049 | 0 | no base cost | 0 | 0 | 52.5 | Illinois 2018 Statewide TRM, Section 4.4.1 (for 1.5 ton unit) | 0 | 0 | 52.5 | unit (1.5 ton) |  | 52.5
Nonequipment | HVAC tune-up | HVAC tune-up | Code-Compliant Retrofit PTAC, 1.5 Tons, 7.1 SEER | Commercial | Existing | Restaurants | FL Zone 2 | Per Unit | 0% | 3903.891 | 3708.697 | 195.1946 | 0.05 | 5 | 0.038753 | 0.007055 | 0 | no base cost | 0 | 0 | 52.5 | Illinois 2018 Statewide TRM, Section 4.4.1 (for 1.5 ton unit) | 0 | 0 | 52.5 | unit (1.5 ton) |  | 52.5
Nonequipment | HVAC tune-up | HVAC tune-up | Code-Compliant Retrofit PTAC, 1.5 Tons, 7.1 SEER | Commercial | Existing | Retail | FL Zone 2 | Per Unit | 0% | 3059.707 | 2906.722 | 152.9854 | 0.05 | 5 | 0.030373 | 0.005529 | 0 | no base cost | 0 | 0 | 52.5 | Illinois 2018 Statewide TRM, Section 4.4.1 (for 1.5 ton unit) | 0 | 0 | 52.5 | unit (1.5 ton) |  | 52.5
Nonequipment | HVAC tune-up | HVAC tune-up | Code-Compliant Retrofit PTAC, 1.5 Tons, 7.1 SEER | Commercial | Existing | Schools K-12 | FL Zone 2 | Per Unit | 0% | 2659.733 | 2526.747 | 132.9867 | 0.05 | 5 | 0.026402 | 0.004806 | 0 | no base cost | 0 | 0 | 52.5 | Illinois 2018 Statewide TRM, Section 4.4.1 (for 1.5 ton unit) | 0 | 0 | 52.5 | unit (1.5 ton) |  | 52.5
Nonequipment | HVAC tune-up | HVAC tune-up | Code-Compliant Retrofit PTAC, 1.5 Tons, 7.1 SEER | Commercial | Existing | Warehouse | FL Zone 2 | Per Unit | 0% | 584.2935 | 555.0788 | 29.2147 | 0.05 | 5 | 0.0058 | 0.001056 | 0 | no base cost | 0 | 0 | 52.5 | Illinois 2018 Statewide TRM, Section 4.4.1 (for 1.5 ton unit) | 0 | 0 | 52.5 | unit (1.5 ton) |  | 52.5
Nonequipment | HVAC tune-up | HVAC tune-up | Code-Compliant New Construction PTAC, 1.5 Tons, 11 SEER | Commercial | New | Assembly | FL Zone 2 | Per Unit | 0% | 2409.059 | 2288.606 | 120.4529 | 0.05 | 5 | 0.023914 | 0.004353 | 0 | no base cost | 0 | 0 | 52.5 | Illinois 2018 Statewide TRM, Section 4.4.1 (for 1.5 ton unit) | 0 | 0 | 52.5 | unit (1.5 ton) |  | 52.5
Nonequipment | HVAC tune-up | HVAC tune-up | Code-Compliant New Construction PTAC, 1.5 Tons, 11 SEER | Commercial | New | College and University | FL Zone 2 | Per Unit | 0% | 2672.636 | 2539.004 | 133.6318 | 0.05 | 5 | 0.050504 | 0.017071 | 0 | no base cost | 0 | 0 | 52.5 | Illinois 2018 Statewide TRM, Section 4.4.1 (for 1.5 ton unit) | 0 | 0 | 52.5 | unit (1.5 ton) |  | 52.5
Nonequipment | HVAC tune-up | HVAC tune-up | Code-Compliant New Construction PTAC, 1.5 Tons, 11 SEER | Commercial | New | Grocery | FL Zone 2 | Per Unit | 0% | 1330.788 | 1264.249 | 66.5394 | 0.05 | 5 | 0.01321 | 0.002405 | 0 | no base cost | 0 | 0 | 52.5 | Illinois 2018 Statewide TRM, Section 4.4.1 (for 1.5 ton unit) | 0 | 0 | 52.5 | unit (1.5 ton) |  | 52.5
Nonequipment | HVAC tune-up | HVAC tune-up | Code-Compliant New Construction PTAC, 1.5 Tons, 11 SEER | Commercial | New | Healthcare | FL Zone 2 | Per Unit | 0% | 5242.053 | 4979.95 | 262.1026 | 0.05 | 5 | 0.092058 | 0.011178 | 0 | no base cost | 0 | 0 | 52.5 | Illinois 2018 Statewide TRM, Section 4.4.1 (for 1.5 ton unit) | 0 | 0 | 52.5 | unit (1.5 ton) |  | 52.5
Nonequipment | HVAC tune-up | HVAC tune-up | Code-Compliant New Construction PTAC, 1.5 Tons, 11 SEER | Commercial | New | Hospitals | FL Zone 2 | Per Unit | 0% | 4965.573 | 4717.294 | 248.2786 | 0.05 | 5 | 0.093834 | 0.031716 | 0 | no base cost | 0 | 0 | 52.5 | Illinois 2018 Statewide TRM, Section 4.4.1 (for 1.5 ton unit) | 0 | 0 | 52.5 | unit (1.5 ton) |  | 52.5
Nonequipment | HVAC tune-up | HVAC tune-up | Code-Compliant New Construction PTAC, 1.5 Tons, 11 SEER | Commercial | New | Institutional | FL Zone 2 | Per Unit | 0% | 1301.297 | 1236.232 | 65.0649 | 0.05 | 5 | 0.012918 | 0.002352 | 0 | no base cost | 0 | 0 | 52.5 | Illinois 2018 Statewide TRM, Section 4.4.1 (for 1.5 ton unit) | 0 | 0 | 52.5 | unit (1.5 ton) |  | 52.5
Nonequipment | HVAC tune-up | HVAC tune-up | Code-Compliant New Construction PTAC, 1.5 Tons, 11 SEER | Commercial | New | Lodging/Hospitality | FL Zone 2 | Per Unit | 0% | 3979.463 | 3780.489 | 198.9731 | 0.05 | 5 | 0.069885 | 0.008485 | 0 | no base cost | 0 | 0 | 52.5 | Illinois 2018 Statewide TRM, Section 4.4.1 (for 1.5 ton unit) | 0 | 0 | 52.5 | unit (1.5 ton) |  | 52.5
Nonequipment | HVAC tune-up | HVAC tune-up | Code-Compliant New Construction PTAC, 1.5 Tons, 11 SEER | Commercial | New | Miscellaneous | FL Zone 2 | Per Unit | 0% | 1345.534 | 1278.257 | 67.2767 | 0.05 | 5 | 0.013357 | 0.002431 | 0 | no base cost | 0 | 0 | 52.5 | Illinois 2018 Statewide TRM, Section 4.4.1 (for 1.5 ton unit) | 0 | 0 | 52.5 | unit (1.5 ton) |  | 52.5
Nonequipment | HVAC tune-up | HVAC tune-up | Code-Compliant New Construction PTAC, 1.5 Tons, 11 SEER | Commercial | New | Offices | FL Zone 2 | Per Unit | 0% | 2711.343 | 2575.776 | 135.5671 | 0.05 | 5 | 0.026915 | 0.0049 | 0 | no base cost | 0 | 0 | 52.5 | Illinois 2018 Statewide TRM, Section 4.4.1 (for 1.5 ton unit) | 0 | 0 | 52.5 | unit (1.5 ton) |  | 52.5
Nonequipment | HVAC tune-up | HVAC tune-up | Code-Compliant New Construction PTAC, 1.5 Tons, 11 SEER | Commercial | New | Restaurants | FL Zone 2 | Per Unit | 0% | 3903.891 | 3708.697 | 195.1946 | 0.05 | 5 | 0.038753 | 0.007055 | 0 | no base cost | 0 | 0 | 52.5 | Illinois 2018 Statewide TRM, Section 4.4.1 (for 1.5 ton unit) | 0 | 0 | 52.5 | unit (1.5 ton) |  | 52.5
Nonequipment | HVAC tune-up | HVAC tune-up | Code-Compliant New Construction PTAC, 1.5 Tons, 11 SEER | Commercial | New | Retail | FL Zone 2 | Per Unit | 0% | 3059.707 | 2906.722 | 152.9854 | 0.05 | 5 | 0.030373 | 0.005529 | 0 | no base cost | 0 | 0 | 52.5 | Illinois 2018 Statewide TRM, Section 4.4.1 (for 1.5 ton unit) | 0 | 0 | 52.5 | unit (1.5 ton) |  | 52.5
Nonequipment | HVAC tune-up | HVAC tune-up | Code-Compliant New Construction PTAC, 1.5 Tons, 11 SEER | Commercial | New | Schools K-12 | FL Zone 2 | Per Unit | 0% | 2659.733 | 2526.747 | 132.9867 | 0.05 | 5 | 0.026402 | 0.004806 | 0 | no base cost | 0 | 0 | 52.5 | Illinois 2018 Statewide TRM, Section 4.4.1 (for 1.5 ton unit) | 0 | 0 | 52.5 | unit (1.5 ton) |  | 52.5
Nonequipment | HVAC tune-up | HVAC tune-up | Code-Compliant New Construction PTAC, 1.5 Tons, 11 SEER | Commercial | New | Warehouse | FL Zone 2 | Per Unit | 0% | 584.2935 | 555.0788 | 29.2147 | 0.05 | 5 | 0.0058 | 0.001056 | 0 | no base cost | 0 | 0 | 52.5 | Illinois 2018 Statewide TRM, Section 4.4.1 (for 1.5 ton unit) | 0 | 0 | 52.5 | unit (1.5 ton) |  | 52.5
Nonequipment | HVAC tune-up_RTU | HVAC tune-up_RTU | Code-Compliant Retrofit PTAC, 1.5 Tons, 7.1 SEER | Commercial | Existing | Assembly | FL Zone 2 | Per Unit | 0% | 15686.2 | 14901.89 | 784.3099 | 0.05 | 5 | 0.15571 | 0.028346 | 0 | no base cost | 0 | 0 | 350 | Illinois 2018 Statewide TRM, Section 4.4.1 (for 10 ton unit) | 0 | 0 | 350 | unit (10 ton) |  | 350
Nonequipment | HVAC tune-up_RTU | HVAC tune-up_RTU | Code-Compliant Retrofit PTAC, 1.5 Tons, 7.1 SEER | Commercial | Existing | College and University | FL Zone 2 | Per Unit | 0% | 17402.44 | 16532.32 | 870.122 | 0.05 | 5 | 0.32885 | 0.11115 | 0 | no base cost | 0 | 0 | 350 | Illinois 2018 Statewide TRM, Section 4.4.1 (for 10 ton unit) | 0 | 0 | 350 | unit (10 ton) |  | 350
Nonequipment | HVAC tune-up_RTU | HVAC tune-up_RTU | Code-Compliant Retrofit PTAC, 1.5 Tons, 7.1 SEER | Commercial | Existing | Grocery | FL Zone 2 | Per Unit | 0% | 8665.215 | 8231.954 | 433.2607 | 0.05 | 5 | 0.086017 | 0.015659 | 0 | no base cost | 0 | 0 | 350 | Illinois 2018 Statewide TRM, Section 4.4.1 (for 10 ton unit) | 0 | 0 | 350 | unit (10 ton) |  | 350
Nonequipment | HVAC tune-up_RTU | HVAC tune-up_RTU | Code-Compliant Retrofit PTAC, 1.5 Tons, 7.1 SEER | Commercial | Existing | Healthcare | FL Zone 2 | Per Unit | 0% | 34132.78 | 32426.14 | 1706.639 | 0.05 | 5 | 0.59942 | 0.072781 | 0 | no base cost | 0 | 0 | 350 | Illinois 2018 Statewide TRM, Section 4.4.1 (for 10 ton unit) | 0 | 0 | 350 | unit (10 ton) |  | 350
Nonequipment | HVAC tune-up_RTU | HVAC tune-up_RTU | Code-Compliant Retrofit PTAC, 1.5 Tons, 7.1 SEER | Commercial | Existing | Hospitals | FL Zone 2 | Per Unit | 0% | 32332.53 | 30715.91 | 1616.627 | 0.05 | 5 | 0.61098 | 0.20652 | 0 | no base cost | 0 | 0 | 350 | Illinois 2018 Statewide TRM, Section 4.4.1 (for 10 ton unit) | 0 | 0 | 350 | unit (10 ton) |  | 350
Nonequipment | HVAC tune-up_RTU | HVAC tune-up_RTU | Code-Compliant Retrofit PTAC, 1.5 Tons, 7.1 SEER | Commercial | Existing | Institutional | FL Zone 2 | Per Unit | 0% | 8473.188 | 8049.528 | 423.6594 | 0.05 | 5 | 0.084111 | 0.015312 | 0 | no base cost | 0 | 0 | 350 | Illinois 2018 Statewide TRM, Section 4.4.1 (for 10 ton unit) | 0 | 0 | 350 | unit (10 ton) |  | 350
Nonequipment | HVAC tune-up_RTU | HVAC tune-up_RTU | Code-Compliant Retrofit PTAC, 1.5 Tons, 7.1 SEER | Commercial | Existing | Lodging/Hospitality | FL Zone 2 | Per Unit | 0% | 25911.63 | 24616.05 | 1295.582 | 0.05 | 5 | 0.45504 | 0.055251 | 0 | no base cost | 0 | 0 | 350 | Illinois 2018 Statewide TRM, Section 4.4.1 (for 10 ton unit) | 0 | 0 | 350 | unit (10 ton) |  | 350
Nonequipment | HVAC tune-up_RTU | HVAC tune-up_RTU | Code-Compliant Retrofit PTAC, 1.5 Tons, 7.1 SEER | Commercial | Existing | Miscellaneous | FL Zone 2 | Per Unit | 0% | 8761.228 | 8323.167 | 438.0614 | 0.05 | 5 | 0.08697 | 0.015832 | 0 | no base cost | 0 | 0 | 350 | Illinois 2018 Statewide TRM, Section 4.4.1 (for 10 ton unit) | 0 | 0 | 350 | unit (10 ton) |  | 350
Nonequipment | HVAC tune-up_RTU | HVAC tune-up_RTU | Code-Compliant Retrofit PTAC, 1.5 Tons, 7.1 SEER | Commercial | Existing | Offices | FL Zone 2 | Per Unit | 0% | 17654.47 | 16771.75 | 882.7237 | 0.05 | 5 | 0.17525 | 0.031903 | 0 | no base cost | 0 | 0 | 350 | Illinois 2018 Statewide TRM, Section 4.4.1 (for 10 ton unit) | 0 | 0 | 350 | unit (10 ton) |  | 350
Nonequipment | HVAC tune-up_RTU | HVAC tune-up_RTU | Code-Compliant Retrofit PTAC, 1.5 Tons, 7.1 SEER | Commercial | Existing | Restaurants | FL Zone 2 | Per Unit | 0% | 25419.56 | 24148.58 | 1270.978 | 0.05 | 5 | 0.25233 | 0.045935 | 0 | no base cost | 0 | 0 | 350 | Illinois 2018 Statewide TRM, Section 4.4.1 (for 10 ton unit) | 0 | 0 | 350 | unit (10 ton) |  | 350
Nonequipment | HVAC tune-up_RTU | HVAC tune-up_RTU | Code-Compliant Retrofit PTAC, 1.5 Tons, 7.1 SEER | Commercial | Existing | Retail | FL Zone 2 | Per Unit | 0% | 19922.79 | 18926.65 | 996.1396 | 0.05 | 5 | 0.19777 | 0.036002 | 0 | no base cost | 0 | 0 | 350 | Illinois 2018 Statewide TRM, Section 4.4.1 (for 10 ton unit) | 0 | 0 | 350 | unit (10 ton) |  | 350
Nonequipment | HVAC tune-up_RTU | HVAC tune-up_RTU | Code-Compliant Retrofit PTAC, 1.5 Tons, 7.1 SEER | Commercial | Existing | Schools K-12 | FL Zone 2 | Per Unit | 0% | 17318.43 | 16452.51 | 865.9214 | 0.05 | 5 | 0.17192 | 0.031296 | 0 | no base cost | 0 | 0 | 350 | Illinois 2018 Statewide TRM, Section 4.4.1 (for 10 ton unit) | 0 | 0 | 350 | unit (10 ton) |  | 350
Nonequipment | HVAC tune-up_RTU | HVAC tune-up_RTU | Code-Compliant Retrofit PTAC, 1.5 Tons, 7.1 SEER | Commercial | Existing | Warehouse | FL Zone 2 | Per Unit | 0% | 3804.533 | 3614.307 | 190.2267 | 0.05 | 5 | 0.037766 | 0.006875 | 0 | no base cost | 0 | 0 | 350 | Illinois 2018 Statewide TRM, Section 4.4.1 (for 10 ton unit) | 0 | 0 | 350 | unit (10 ton) |  | 350
Nonequipment | HVAC tune-up_RTU | HVAC tune-up_RTU | Code-Compliant New Construction PTAC, 1.5 Tons, 11 SEER | Commercial | New | Assembly | FL Zone 2 | Per Unit | 0% | 15686.2 | 14901.89 | 784.3099 | 0.05 | 5 | 0.15571 | 0.028346 | 0 | no base cost | 0 | 0 | 350 | Illinois 2018 Statewide TRM, Section 4.4.1 (for 10 ton unit) | 0 | 0 | 350 | unit (10 ton) |  | 350
Nonequipment | HVAC tune-up_RTU | HVAC tune-up_RTU | Code-Compliant New Construction PTAC, 1.5 Tons, 11 SEER | Commercial | New | College and University | FL Zone 2 | Per Unit | 0% | 17402.44 | 16532.32 | 870.122 | 0.05 | 5 | 0.32885 | 0.11115 | 0 | no base cost | 0 | 0 | 350 | Illinois 2018 Statewide TRM, Section 4.4.1 (for 10 ton unit) | 0 | 0 | 350 | unit (10 ton) |  | 350
Nonequipment | HVAC tune-up_RTU | HVAC tune-up_RTU | Code-Compliant New Construction PTAC, 1.5 Tons, 11 SEER | Commercial | New | Grocery | FL Zone 2 | Per Unit | 0% | 8665.215 | 8231.954 | 433.2607 | 0.05 | 5 | 0.086017 | 0.015659 | 0 | no base cost | 0 | 0 | 350 | Illinois 2018 Statewide TRM, Section 4.4.1 (for 10 ton unit) | 0 | 0 | 350 | unit (10 ton) |  | 350
Nonequipment | HVAC tune-up_RTU | HVAC tune-up_RTU | Code-Compliant New Construction PTAC, 1.5 Tons, 11 SEER | Commercial | New | Healthcare | FL Zone 2 | Per Unit | 0% | 34132.78 | 32426.14 | 1706.639 | 0.05 | 5 | 0.59942 | 0.072781 | 0 | no base cost | 0 | 0 | 350 | Illinois 2018 Statewide TRM, Section 4.4.1 (for 10 ton unit) | 0 | 0 | 350 | unit (10 ton) |  | 350
Nonequipment | HVAC tune-up_RTU | HVAC tune-up_RTU | Code-Compliant New Construction PTAC, 1.5 Tons, 11 SEER | Commercial | New | Hospitals | FL Zone 2 | Per Unit | 0% | 32332.53 | 30715.91 | 1616.627 | 0.05 | 5 | 0.61098 | 0.20652 | 0 | no base cost | 0 | 0 | 350 | Illinois 2018 Statewide TRM, Section 4.4.1 (for 10 ton unit) | 0 | 0 | 350 | unit (10 ton) |  | 350
Nonequipment | HVAC tune-up_RTU | HVAC tune-up_RTU | Code-Compliant New Construction PTAC, 1.5 Tons, 11 SEER | Commercial | New | Institutional | FL Zone 2 | Per Unit | 0% | 8473.188 | 8049.528 | 423.6594 | 0.05 | 5 | 0.084111 | 0.015312 | 0 | no base cost | 0 | 0 | 350 | Illinois 2018 Statewide TRM, Section 4.4.1 (for 10 ton unit) | 0 | 0 | 350 | unit (10 ton) |  | 350
Nonequipment | HVAC tune-up_RTU | HVAC tune-up_RTU | Code-Compliant New Construction PTAC, 1.5 Tons, 11 SEER | Commercial | New | Lodging/Hospitality | FL Zone 2 | Per Unit | 0% | 25911.63 | 24616.05 | 1295.582 | 0.05 | 5 | 0.45504 | 0.055251 | 0 | no base cost | 0 | 0 | 350 | Illinois 2018 Statewide TRM, Section 4.4.1 (for 10 ton unit) | 0 | 0 | 350 | unit (10 ton) |  | 350
Nonequipment | HVAC tune-up_RTU | HVAC tune-up_RTU | Code-Compliant New Construction PTAC, 1.5 Tons, 11 SEER | Commercial | New | Miscellaneous | FL Zone 2 | Per Unit | 0% | 8761.228 | 8323.167 | 438.0614 | 0.05 | 5 | 0.08697 | 0.015832 | 0 | no base cost | 0 | 0 | 350 | Illinois 2018 Statewide TRM, Section 4.4.1 (for 10 ton unit) | 0 | 0 | 350 | unit (10 ton) |  | 350
Nonequipment | HVAC tune-up_RTU | HVAC tune-up_RTU | Code-Compliant New Construction PTAC, 1.5 Tons, 11 SEER | Commercial | New | Offices | FL Zone 2 | Per Unit | 0% | 17654.47 | 16771.75 | 882.7237 | 0.05 | 5 | 0.17525 | 0.031903 | 0 | no base cost | 0 | 0 | 350 | Illinois 2018 Statewide TRM, Section 4.4.1 (for 10 ton unit) | 0 | 0 | 350 | unit (10 ton) |  | 350
Nonequipment | HVAC tune-up_RTU | HVAC tune-up_RTU | Code-Compliant New Construction PTAC, 1.5 Tons, 11 SEER | Commercial | New | Restaurants | FL Zone 2 | Per Unit | 0% | 25419.56 | 24148.58 | 1270.978 | 0.05 | 5 | 0.25233 | 0.045935 | 0 | no base cost | 0 | 0 | 350 | Illinois 2018 Statewide TRM, Section 4.4.1 (for 10 ton unit) | 0 | 0 | 350 | unit (10 ton) |  | 350
Nonequipment | HVAC tune-up_RTU | HVAC tune-up_RTU | Code-Compliant New Construction PTAC, 1.5 Tons, 11 SEER | Commercial | New | Retail | FL Zone 2 | Per Unit | 0% | 19922.79 | 18926.65 | 996.1396 | 0.05 | 5 | 0.19777 | 0.036002 | 0 | no base cost | 0 | 0 | 350 | Illinois 2018 Statewide TRM, Section 4.4.1 (for 10 ton unit) | 0 | 0 | 350 | unit (10 ton) |  | 350
Nonequipment | HVAC tune-up_RTU | HVAC tune-up_RTU | Code-Compliant New Construction PTAC, 1.5 Tons, 11 SEER | Commercial | New | Schools K-12 | FL Zone 2 | Per Unit | 0% | 17318.43 | 16452.51 | 865.9214 | 0.05 | 5 | 0.17192 | 0.031296 | 0 | no base cost | 0 | 0 | 350 | Illinois 2018 Statewide TRM, Section 4.4.1 (for 10 ton unit) | 0 | 0 | 350 | unit (10 ton) |  | 350
Nonequipment | HVAC tune-up_RTU | HVAC tune-up_RTU | Code-Compliant New Construction PTAC, 1.5 Tons, 11 SEER | Commercial | New | Warehouse | FL Zone 2 | Per Unit | 0% | 3804.533 | 3614.307 | 190.2267 | 0.05 | 5 | 0.037766 | 0.006875 | 0 | no base cost | 0 | 0 | 350 | Illinois 2018 Statewide TRM, Section 4.4.1 (for 10 ton unit) | 0 | 0 | 350 | unit (10 ton) |  | 350
Nonequipment | Infiltration Reduction - Air Sealing | Reduced leakage through caulking, weather-stripping | 0 | Commercial | Existing | Assembly | FL Zone 2 | Square feet | 0% | 3.7877 | 3.7519 | 0.035817 | 0.009456 | 11 | 7.92e-06 | 2.35e-05 | 0 | no base cost | 0 | 0 | 0.094 | rate at $0.094/sq.ft, based on reference: https://www.fixr.com/costs/air-leaks-sealing#sQ1 | 0.168 | assume one energy audit rate at $0.125/sq.ft, sealing rate at $53.75/per labor hour (same as duct insulation) and 0.0016 hr/sq.ft, reference: https://www.fixr.com/costs/air-leaks-sealing#sQ1 | 0.262 | sq ft |  | 0.262
Nonequipment | Infiltration Reduction - Air Sealing | Reduced leakage through caulking, weather-stripping | 0 | Commercial | Existing | College and University | FL Zone 2 | Square feet | 0% | 11.0507 | 11.0332 | 0.017496 | 0.001583 | 11 | 3.87e-06 | 1.15e-05 | 0 | no base cost | 0 | 0 | 0.094 | rate at $0.094/sq.ft, based on reference: https://www.fixr.com/costs/air-leaks-sealing#sQ1 | 0.168 | assume one energy audit rate at $0.125/sq.ft, sealing rate at $53.75/per labor hour (same as duct insulation) and 0.0016 hr/sq.ft, reference: https://www.fixr.com/costs/air-leaks-sealing#sQ1 | 0.262 | sq ft |  | 0.262
Nonequipment | Infiltration Reduction - Air Sealing | Reduced leakage through caulking, weather-stripping | 0 | Commercial | Existing | Grocery | FL Zone 2 | Square feet | 0% | 31.0105 | 30.8887 | 0.1218 | 0.003928 | 11 | 2.69e-05 | 8e-05 | 0 | no base cost | 0 | 0 | 0.094 | rate at $0.094/sq.ft, based on reference: https://www.fixr.com/costs/air-leaks-sealing#sQ1 | 0.168 | assume one energy audit rate at $0.125/sq.ft, sealing rate at $53.75/per labor hour (same as duct insulation) and 0.0016 hr/sq.ft, reference: https://www.fixr.com/costs/air-leaks-sealing#sQ1 | 0.262 | sq ft |  | 0.262
Nonequipment | Infiltration Reduction - Air Sealing | Reduced leakage through caulking, weather-stripping | 0 | Commercial | Existing | Healthcare | FL Zone 2 | Square feet | 45% | 15.083 | 15.049 | 0.033939 | 0.00225 | 11 | 7.51e-06 | 2.23e-05 | 0 | no base cost | 0 | 0 | 0.094 | rate at $0.094/sq.ft, based on reference: https://www.fixr.com/costs/air-leaks-sealing#sQ1 | 0.168 | assume one energy audit rate at $0.125/sq.ft, sealing rate at $53.75/per labor hour (same as duct insulation) and 0.0016 hr/sq.ft, reference: https://www.fixr.com/costs/air-leaks-sealing#sQ1 | 0.262 | sq ft |  | 0.262
Nonequipment | Infiltration Reduction - Air Sealing | Reduced leakage through caulking, weather-stripping | 0 | Commercial | Existing | Hospitals | FL Zone 2 | Square feet | 0% | 81.2975 | 81.2799 | 0.017556 | 0.000216 | 11 | 3.88e-06 | 1.15e-05 | 0 | no base cost | 0 | 0 | 0.094 | rate at $0.094/sq.ft, based on reference: https://www.fixr.com/costs/air-leaks-sealing#sQ1 | 0.168 | assume one energy audit rate at $0.125/sq.ft, sealing rate at $53.75/per labor hour (same as duct insulation) and 0.0016 hr/sq.ft, reference: https://www.fixr.com/costs/air-leaks-sealing#sQ1 | 0.262 | sq ft |  | 0.262
Nonequipment | Infiltration Reduction - Air Sealing | Reduced leakage through caulking, weather-stripping | 0 | Commercial | Existing | Institutional | FL Zone 2 | Square feet | 0% | 56.2721 | 56.1626 | 0.10953 | 0.001946 | 11 | 2.42e-05 | 7.19e-05 | 0 | no base cost | 0 | 0 | 0.094 | rate at $0.094/sq.ft, based on reference: https://www.fixr.com/costs/air-leaks-sealing#sQ1 | 0.168 | assume one energy audit rate at $0.125/sq.ft, sealing rate at $53.75/per labor hour (same as duct insulation) and 0.0016 hr/sq.ft, reference: https://www.fixr.com/costs/air-leaks-sealing#sQ1 | 0.262 | sq ft |  | 0.262
Nonequipment | Infiltration Reduction - Air Sealing | Reduced leakage through caulking, weather-stripping | 0 | Commercial | Existing | Lodging/Hospitality | FL Zone 2 | Square feet | 0% | 34.7257 | 34.6433 | 0.082397 | 0.002373 | 11 | 1.82e-05 | 5.41e-05 | 0 | no base cost | 0 | 0 | 0.094 | rate at $0.094/sq.ft, based on reference: https://www.fixr.com/costs/air-leaks-sealing#sQ1 | 0.168 | assume one energy audit rate at $0.125/sq.ft, sealing rate at $53.75/per labor hour (same as duct insulation) and 0.0016 hr/sq.ft, reference: https://www.fixr.com/costs/air-leaks-sealing#sQ1 | 0.262 | sq ft |  | 0.262
Nonequipment | Infiltration Reduction - Air Sealing | Reduced leakage through caulking, weather-stripping | 0 | Commercial | Existing | Miscellaneous | FL Zone 2 | Square feet | 0% | 107.2344 | 107.2125 | 0.021894 | 0.000204 | 11 | 4.84e-06 | 1.44e-05 | 0 | no base cost | 0 | 0 | 0.094 | rate at $0.094/sq.ft, based on reference: https://www.fixr.com/costs/air-leaks-sealing#sQ1 | 0.168 | assume one energy audit rate at $0.125/sq.ft, sealing rate at $53.75/per labor hour (same as duct insulation) and 0.0016 hr/sq.ft, reference: https://www.fixr.com/costs/air-leaks-sealing#sQ1 | 0.262 | sq ft |  | 0.262
Nonequipment | Infiltration Reduction - Air Sealing | Reduced leakage through caulking, weather-stripping | 0 | Commercial | Existing | Offices | FL Zone 2 | Square feet | 45% | 58.1979 | 58.0389 | 0.15896 | 0.002731 | 11 | 3.52e-05 | 0.000104 | 0 | no base cost | 0 | 0 | 0.094 | rate at $0.094/sq.ft, based on reference: https://www.fixr.com/costs/air-leaks-sealing#sQ1 | 0.168 | assume one energy audit rate at $0.125/sq.ft, sealing rate at $53.75/per labor hour (same as duct insulation) and 0.0016 hr/sq.ft, reference: https://www.fixr.com/costs/air-leaks-sealing#sQ1 | 0.262 | sq ft |  | 0.262
Nonequipment | Infiltration Reduction - Air Sealing | Reduced leakage through caulking, weather-stripping | 0 | Commercial | Existing | Restaurants | FL Zone 2 | Square feet | 0% | 31.354 | 31.2358 | 0.11818 | 0.003769 | 11 | 2.61e-05 | 7.76e-05 | 0 | no base cost | 0 | 0 | 0.094 | rate at $0.094/sq.ft, based on reference: https://www.fixr.com/costs/air-leaks-sealing#sQ1 | 0.168 | assume one energy audit rate at $0.125/sq.ft, sealing rate at $53.75/per labor hour (same as duct insulation) and 0.0016 hr/sq.ft, reference: https://www.fixr.com/costs/air-leaks-sealing#sQ1 | 0.262 | sq ft |  | 0.262
Nonequipment | Infiltration Reduction - Air Sealing | Reduced leakage through caulking, weather-stripping | 0 | Commercial | Existing | Retail | FL Zone 2 | Square feet | 45% | 5.9824 | 5.9307 | 0.051626 | 0.00863 | 11 | 1.14e-05 | 3.39e-05 | 0 | no base cost | 0 | 0 | 0.094 | rate at $0.094/sq.ft, based on reference: https://www.fixr.com/costs/air-leaks-sealing#sQ1 | 0.168 | assume one energy audit rate at $0.125/sq.ft, sealing rate at $53.75/per labor hour (same as duct insulation) and 0.0016 hr/sq.ft, reference: https://www.fixr.com/costs/air-leaks-sealing#sQ1 | 0.262 | sq ft |  | 0.262
Nonequipment | Infiltration Reduction - Air Sealing | Reduced leakage through caulking, weather-stripping | 0 | Commercial | Existing | Schools K-12 | FL Zone 2 | Square feet | 0% | 5.1058 | 5.094 | 0.01179 | 0.002309 | 11 | 2.61e-06 | 7.74e-06 | 0 | no base cost | 0 | 0 | 0.094 | rate at $0.094/sq.ft, based on reference: https://www.fixr.com/costs/air-leaks-sealing#sQ1 | 0.168 | assume one energy audit rate at $0.125/sq.ft, sealing rate at $53.75/per labor hour (same as duct insulation) and 0.0016 hr/sq.ft, reference: https://www.fixr.com/costs/air-leaks-sealing#sQ1 | 0.262 | sq ft |  | 0.262
Nonequipment | Infiltration Reduction - Air Sealing | Reduced leakage through caulking, weather-stripping | 0 | Commercial | Existing | Warehouse | FL Zone 2 | Square feet | 0% | 1.4026 | 1.37 | 0.032603 | 0.023246 | 11 | 7.21e-06 | 2.14e-05 | 0 | no base cost | 0 | 0 | 0.094 | rate at $0.094/sq.ft, based on reference: https://www.fixr.com/costs/air-leaks-sealing#sQ1 | 0.168 | assume one energy audit rate at $0.125/sq.ft, sealing rate at $53.75/per labor hour (same as duct insulation) and 0.0016 hr/sq.ft, reference: https://www.fixr.com/costs/air-leaks-sealing#sQ1 | 0.262 | sq ft |  | 0.262
Nonequipment | Infiltration Reduction - Air Sealing | Reduced leakage through caulking, weather-stripping | 0 | Commercial | New | Assembly | FL Zone 2 | Square feet | 0% | 3.7877 | 3.7533 | 0.034395 | 0.009081 | 11 | 7.61e-06 | 2.26e-05 | 0 | no base cost | 0 | 0 | 0.094 | rate at $0.094/sq.ft, based on reference: https://www.fixr.com/costs/air-leaks-sealing#sQ1 | 0.168 | assume one energy audit rate at $0.125/sq.ft, sealing rate at $53.75/per labor hour (same as duct insulation) and 0.0016 hr/sq.ft, reference: https://www.fixr.com/costs/air-leaks-sealing#sQ1 | 0.262 | sq ft |  | 0.262
Nonequipment | Infiltration Reduction - Air Sealing | Reduced leakage through caulking, weather-stripping | 0 | Commercial | New | College and University | FL Zone 2 | Square feet | 0% | 11.0507 | 11.0338 | 0.016801 | 0.00152 | 11 | 3.72e-06 | 1.1e-05 | 0 | no base cost | 0 | 0 | 0.094 | rate at $0.094/sq.ft, based on reference: https://www.fixr.com/costs/air-leaks-sealing#sQ1 | 0.168 | assume one energy audit rate at $0.125/sq.ft, sealing rate at $53.75/per labor hour (same as duct insulation) and 0.0016 hr/sq.ft, reference: https://www.fixr.com/costs/air-leaks-sealing#sQ1 | 0.262 | sq ft |  | 0.262
Nonequipment | Infiltration Reduction - Air Sealing | Reduced leakage through caulking, weather-stripping | 0 | Commercial | New | Grocery | FL Zone 2 | Square feet | 0% | 31.0105 | 30.8935 | 0.11696 | 0.003772 | 11 | 2.59e-05 | 7.68e-05 | 0 | no base cost | 0 | 0 | 0.094 | rate at $0.094/sq.ft, based on reference: https://www.fixr.com/costs/air-leaks-sealing#sQ1 | 0.168 | assume one energy audit rate at $0.125/sq.ft, sealing rate at $53.75/per labor hour (same as duct insulation) and 0.0016 hr/sq.ft, reference: https://www.fixr.com/costs/air-leaks-sealing#sQ1 | 0.262 | sq ft |  | 0.262
Nonequipment | Infiltration Reduction - Air Sealing | Reduced leakage through caulking, weather-stripping | 0 | Commercial | New | Healthcare | FL Zone 2 | Square feet | 0% | 15.083 | 15.0503 | 0.032592 | 0.002161 | 11 | 7.21e-06 | 2.14e-05 | 0 | no base cost | 0 | 0 | 0.094 | rate at $0.094/sq.ft, based on reference: https://www.fixr.com/costs/air-leaks-sealing#sQ1 | 0.168 | assume one energy audit rate at $0.125/sq.ft, sealing rate at $53.75/per labor hour (same as duct insulation) and 0.0016 hr/sq.ft, reference: https://www.fixr.com/costs/air-leaks-sealing#sQ1 | 0.262 | sq ft |  | 0.262
Nonequipment | Infiltration Reduction - Air Sealing | Reduced leakage through caulking, weather-stripping | 0 | Commercial | New | Hospitals | FL Zone 2 | Square feet | 0% | 81.2975 | 81.2806 | 0.016859 | 0.000207 | 11 | 3.73e-06 | 1.11e-05 | 0 | no base cost | 0 | 0 | 0.094 | rate at $0.094/sq.ft, based on reference: https://www.fixr.com/costs/air-leaks-sealing#sQ1 | 0.168 | assume one energy audit rate at $0.125/sq.ft, sealing rate at $53.75/per labor hour (same as duct insulation) and 0.0016 hr/sq.ft, reference: https://www.fixr.com/costs/air-leaks-sealing#sQ1 | 0.262 | sq ft |  | 0.262
Nonequipment | Infiltration Reduction - Air Sealing | Reduced leakage through caulking, weather-stripping | 0 | Commercial | New | Institutional | FL Zone 2 | Square feet | 0% | 56.2721 | 56.1669 | 0.10518 | 0.001869 | 11 | 2.33e-05 | 6.91e-05 | 0 | no base cost | 0 | 0 | 0.094 | rate at $0.094/sq.ft, based on reference: https://www.fixr.com/costs/air-leaks-sealing#sQ1 | 0.168 | assume one energy audit rate at $0.125/sq.ft, sealing rate at $53.75/per labor hour (same as duct insulation) and 0.0016 hr/sq.ft, reference: https://www.fixr.com/costs/air-leaks-sealing#sQ1 | 0.262 | sq ft |  | 0.262
Nonequipment | Infiltration Reduction - Air Sealing | Reduced leakage through caulking, weather-stripping | 0 | Commercial | New | Lodging/Hospitality | FL Zone 2 | Square feet | 0% | 34.7257 | 34.6466 | 0.079127 | 0.002279 | 11 | 1.75e-05 | 5.2e-05 | 0 | no base cost | 0 | 0 | 0.094 | rate at $0.094/sq.ft, based on reference: https://www.fixr.com/costs/air-leaks-sealing#sQ1 | 0.168 | assume one energy audit rate at $0.125/sq.ft, sealing rate at $53.75/per labor hour (same as duct insulation) and 0.0016 hr/sq.ft, reference: https://www.fixr.com/costs/air-leaks-sealing#sQ1 | 0.262 | sq ft |  | 0.262
Nonequipment | Infiltration Reduction - Air Sealing | Reduced leakage through caulking, weather-stripping | 0 | Commercial | New | Miscellaneous | FL Zone 2 | Square feet | 0% | 107.2344 | 107.2134 | 0.021025 | 0.000196 | 11 | 4.65e-06 | 1.38e-05 | 0 | no base cost | 0 | 0 | 0.094 | rate at $0.094/sq.ft, based on reference: https://www.fixr.com/costs/air-leaks-sealing#sQ1 | 0.168 | assume one energy audit rate at $0.125/sq.ft, sealing rate at $53.75/per labor hour (same as duct insulation) and 0.0016 hr/sq.ft, reference: https://www.fixr.com/costs/air-leaks-sealing#sQ1 | 0.262 | sq ft |  | 0.262
Nonequipment | Infiltration Reduction - Air Sealing | Reduced leakage through caulking, weather-stripping | 0 | Commercial | New | Offices | FL Zone 2 | Square feet | 0% | 58.1979 | 58.0452 | 0.15265 | 0.002623 | 11 | 3.38e-05 | 0.0001 | 0 | no base cost | 0 | 0 | 0.094 | rate at $0.094/sq.ft, based on reference: https://www.fixr.com/costs/air-leaks-sealing#sQ1 | 0.168 | assume one energy audit rate at $0.125/sq.ft, sealing rate at $53.75/per labor hour (same as duct insulation) and 0.0016 hr/sq.ft, reference: https://www.fixr.com/costs/air-leaks-sealing#sQ1 | 0.262 | sq ft |  | 0.262
Nonequipment | Infiltration Reduction - Air Sealing | Reduced leakage through caulking, weather-stripping | 0 | Commercial | New | Restaurants | FL Zone 2 | Square feet | 0% | 31.354 | 31.2405 | 0.11349 | 0.00362 | 11 | 2.51e-05 | 7.45e-05 | 0 | no base cost | 0 | 0 | 0.094 | rate at $0.094/sq.ft, based on reference: https://www.fixr.com/costs/air-leaks-sealing#sQ1 | 0.168 | assume one energy audit rate at $0.125/sq.ft, sealing rate at $53.75/per labor hour (same as duct insulation) and 0.0016 hr/sq.ft, reference: https://www.fixr.com/costs/air-leaks-sealing#sQ1 | 0.262 | sq ft |  | 0.262
Nonequipment | Infiltration Reduction - Air Sealing | Reduced leakage through caulking, weather-stripping | 0 | Commercial | New | Retail | FL Zone 2 | Square feet | 0% | 5.9824 | 5.9328 | 0.049577 | 0.008287 | 11 | 1.1e-05 | 3.26e-05 | 0 | no base cost | 0 | 0 | 0.094 | rate at $0.094/sq.ft, based on reference: https://www.fixr.com/costs/air-leaks-sealing#sQ1 | 0.168 | assume one energy audit rate at $0.125/sq.ft, sealing rate at $53.75/per labor hour (same as duct insulation) and 0.0016 hr/sq.ft, reference: https://www.fixr.com/costs/air-leaks-sealing#sQ1 | 0.262 | sq ft |  | 0.262
Nonequipment | Infiltration Reduction - Air Sealing | Reduced leakage through caulking, weather-stripping | 0 | Commercial | New | Schools K-12 | FL Zone 2 | Square feet | 0% | 5.1058 | 5.0944 | 0.011322 | 0.002218 | 11 | 2.5e-06 | 7.44e-06 | 0 | no base cost | 0 | 0 | 0.094 | rate at $0.094/sq.ft, based on reference: https://www.fixr.com/costs/air-leaks-sealing#sQ1 | 0.168 | assume one energy audit rate at $0.125/sq.ft, sealing rate at $53.75/per labor hour (same as duct insulation) and 0.0016 hr/sq.ft, reference: https://www.fixr.com/costs/air-leaks-sealing#sQ1 | 0.262 | sq ft |  | 0.262
Nonequipment | Infiltration Reduction - Air Sealing | Reduced leakage through caulking, weather-stripping | 0 | Commercial | New | Warehouse | FL Zone 2 | Square feet | 0% | 1.4026 | 1.3713 | 0.031309 | 0.022323 | 11 | 6.93e-06 | 2.06e-05 | 0 | no base cost | 0 | 0 | 0.094 | rate at $0.094/sq.ft, based on reference: https://www.fixr.com/costs/air-leaks-sealing#sQ1 | 0.168 | assume one energy audit rate at $0.125/sq.ft, sealing rate at $53.75/per labor hour (same as duct insulation) and 0.0016 hr/sq.ft, reference: https://www.fixr.com/costs/air-leaks-sealing#sQ1 | 0.262 | sq ft |  | 0.262
Nonequipment | Low U-Value Windows | 100ft2 of Window meeting Energy Star Version 6.0 Requirements (R-Value: 0.27, SHGC: 0.21) | 100ft2 of Window meeting Energy Star Version 5.0 Requirements (R-Value: 0.3, SHGC: 0.21) | Commercial | Existing | Assembly | FL Zone 2 | Per 100 S.F. | 5% | 750.8563 | 405.4624 | 345.3939 | 0.46 | 20 | 0.12838 | 0.001435 | 0 | No equipment cost | 0 | No Labor Cost | 360 | Incremental cost equivalent to estimated window efficiency (U-factor = 0.27) https://www.energystar.gov/sites/default/files/ESWDS-ReviewOfCost_EffectivenessAnalysis.pdf | 0 | 0 | 360 | 100 sq ft |  | 360
Nonequipment | Low U-Value Windows | 100ft2 of Window meeting Energy Star Version 6.0 Requirements (R-Value: 0.27, SHGC: 0.21) | 100ft2 of Window meeting Energy Star Version 5.0 Requirements (R-Value: 0.3, SHGC: 0.21) | Commercial | Existing | College and University | FL Zone 2 | Per 100 S.F. | 11% | 750.8563 | 405.4624 | 345.3939 | 0.46 | 20 | 0.12838 | 0.001435 | 0 | No equipment cost | 0 | No Labor Cost | 360 | Incremental cost equivalent to estimated window efficiency (U-factor = 0.27) https://www.energystar.gov/sites/default/files/ESWDS-ReviewOfCost_EffectivenessAnalysis.pdf | 0 | 0 | 360 | 100 sq ft |  | 360
Nonequipment | Low U-Value Windows | 100ft2 of Window meeting Energy Star Version 6.0 Requirements (R-Value: 0.27, SHGC: 0.21) | 100ft2 of Window meeting Energy Star Version 5.0 Requirements (R-Value: 0.3, SHGC: 0.21) | Commercial | Existing | Grocery | FL Zone 2 | Per 100 S.F. | 8% | 750.8563 | 405.4624 | 345.3939 | 0.46 | 20 | 0.12838 | 0.001435 | 0 | No equipment cost | 0 | No Labor Cost | 360 | Incremental cost equivalent to estimated window efficiency (U-factor = 0.27) https://www.energystar.gov/sites/default/files/ESWDS-ReviewOfCost_EffectivenessAnalysis.pdf | 0 | 0 | 360 | 100 sq ft |  | 360
Nonequipment | Low U-Value Windows | 100ft2 of Window meeting Energy Star Version 6.0 Requirements (R-Value: 0.27, SHGC: 0.21) | 100ft2 of Window meeting Energy Star Version 5.0 Requirements (R-Value: 0.3, SHGC: 0.21) | Commercial | Existing | Healthcare | FL Zone 2 | Per 100 S.F. | 8% | 750.8563 | 405.4624 | 345.3939 | 0.46 | 20 | 0.12838 | 0.001435 | 0 | No equipment cost | 0 | No Labor Cost | 360 | Incremental cost equivalent to estimated window efficiency (U-factor = 0.27) https://www.energystar.gov/sites/default/files/ESWDS-ReviewOfCost_EffectivenessAnalysis.pdf | 0 | 0 | 360 | 100 sq ft |  | 360
Nonequipment | Low U-Value Windows | 100ft2 of Window meeting Energy Star Version 6.0 Requirements (R-Value: 0.27, SHGC: 0.21) | 100ft2 of Window meeting Energy Star Version 5.0 Requirements (R-Value: 0.3, SHGC: 0.21) | Commercial | Existing | Hospitals | FL Zone 2 | Per 100 S.F. | 5% | 750.8563 | 405.4624 | 345.3939 | 0.46 | 20 | 0.12838 | 0.001435 | 0 | No equipment cost | 0 | No Labor Cost | 360 | Incremental cost equivalent to estimated window efficiency (U-factor = 0.27) https://www.energystar.gov/sites/default/files/ESWDS-ReviewOfCost_EffectivenessAnalysis.pdf | 0 | 0 | 360 | 100 sq ft |  | 360
Nonequipment | Low U-Value Windows | 100ft2 of Window meeting Energy Star Version 6.0 Requirements (R-Value: 0.27, SHGC: 0.21) | 100ft2 of Window meeting Energy Star Version 5.0 Requirements (R-Value: 0.3, SHGC: 0.21) | Commercial | Existing | Institutional | FL Zone 2 | Per 100 S.F. | 5% | 750.8563 | 405.4624 | 345.3939 | 0.46 | 20 | 0.12838 | 0.001435 | 0 | No equipment cost | 0 | No Labor Cost | 360 | Incremental cost equivalent to estimated window efficiency (U-factor = 0.27) https://www.energystar.gov/sites/default/files/ESWDS-ReviewOfCost_EffectivenessAnalysis.pdf | 0 | 0 | 360 | 100 sq ft |  | 360
Nonequipment | Low U-Value Windows | 100ft2 of Window meeting Energy Star Version 6.0 Requirements (R-Value: 0.27, SHGC: 0.21) | 100ft2 of Window meeting Energy Star Version 5.0 Requirements (R-Value: 0.3, SHGC: 0.21) | Commercial | Existing | Lodging/Hospitality | FL Zone 2 | Per 100 S.F. | 11% | 750.8563 | 405.4624 | 345.3939 | 0.46 | 20 | 0.15241 | -0.0343 | 0 | No equipment cost | 0 | No Labor Cost | 360 | Incremental cost equivalent to estimated window efficiency (U-factor = 0.27) https://www.energystar.gov/sites/default/files/ESWDS-ReviewOfCost_EffectivenessAnalysis.pdf | 0 | 0 | 360 | 100 sq ft |  | 360
Nonequipment | Low U-Value Windows | 100ft2 of Window meeting Energy Star Version 6.0 Requirements (R-Value: 0.27, SHGC: 0.21) | 100ft2 of Window meeting Energy Star Version 5.0 Requirements (R-Value: 0.3, SHGC: 0.21) | Commercial | Existing | Miscellaneous | FL Zone 2 | Per 100 S.F. | 14% | 750.8563 | 405.4624 | 345.3939 | 0.46 | 20 | 0.11891 | -0.02008 | 0 | No equipment cost | 0 | No Labor Cost | 360 | Incremental cost equivalent to estimated window efficiency (U-factor = 0.27) https://www.energystar.gov/sites/default/files/ESWDS-ReviewOfCost_EffectivenessAnalysis.pdf | 0 | 0 | 360 | 100 sq ft |  | 360
Nonequipment | Low U-Value Windows | 100ft2 of Window meeting Energy Star Version 6.0 Requirements (R-Value: 0.27, SHGC: 0.21) | 100ft2 of Window meeting Energy Star Version 5.0 Requirements (R-Value: 0.3, SHGC: 0.21) | Commercial | Existing | Offices | FL Zone 2 | Per 100 S.F. | 5% | 750.8563 | 405.4624 | 345.3939 | 0.46 | 20 | 0.12838 | 0.001435 | 0 | No equipment cost | 0 | No Labor Cost | 360 | Incremental cost equivalent to estimated window efficiency (U-factor = 0.27) https://www.energystar.gov/sites/default/files/ESWDS-ReviewOfCost_EffectivenessAnalysis.pdf | 0 | 0 | 360 | 100 sq ft |  | 360
Nonequipment | Low U-Value Windows | 100ft2 of Window meeting Energy Star Version 6.0 Requirements (R-Value: 0.27, SHGC: 0.21) | 100ft2 of Window meeting Energy Star Version 5.0 Requirements (R-Value: 0.3, SHGC: 0.21) | Commercial | Existing | Restaurants | FL Zone 2 | Per 100 S.F. | 11% | 750.8563 | 405.4624 | 345.3939 | 0.46 | 20 | 0.12838 | 0.001435 | 0 | No equipment cost | 0 | No Labor Cost | 360 | Incremental cost equivalent to estimated window efficiency (U-factor = 0.27) https://www.energystar.gov/sites/default/files/ESWDS-ReviewOfCost_EffectivenessAnalysis.pdf | 0 | 0 | 360 | 100 sq ft |  | 360
Nonequipment | Low U-Value Windows | 100ft2 of Window meeting Energy Star Version 6.0 Requirements (R-Value: 0.27, SHGC: 0.21) | 100ft2 of Window meeting Energy Star Version 5.0 Requirements (R-Value: 0.3, SHGC: 0.21) | Commercial | Existing | Retail | FL Zone 2 | Per 100 S.F. | 5% | 750.8563 | 405.4624 | 345.3939 | 0.46 | 20 | 0.12838 | 0.001435 | 0 | No equipment cost | 0 | No Labor Cost | 360 | Incremental cost equivalent to estimated window efficiency (U-factor = 0.27) https://www.energystar.gov/sites/default/files/ESWDS-ReviewOfCost_EffectivenessAnalysis.pdf | 0 | 0 | 360 | 100 sq ft |  | 360
Nonequipment | Low U-Value Windows | 100ft2 of Window meeting Energy Star Version 6.0 Requirements (R-Value: 0.27, SHGC: 0.21) | 100ft2 of Window meeting Energy Star Version 5.0 Requirements (R-Value: 0.3, SHGC: 0.21) | Commercial | Existing | Schools K-12 | FL Zone 2 | Per 100 S.F. | 11% | 750.8563 | 405.4624 | 345.3939 | 0.46 | 20 | 0.12838 | 0.001435 | 0 | No equipment cost | 0 | No Labor Cost | 360 | Incremental cost equivalent to estimated window efficiency (U-factor = 0.27) https://www.energystar.gov/sites/default/files/ESWDS-ReviewOfCost_EffectivenessAnalysis.pdf | 0 | 0 | 360 | 100 sq ft |  | 360
Nonequipment | Low U-Value Windows | 100ft2 of Window meeting Energy Star Version 6.0 Requirements (R-Value: 0.27, SHGC: 0.21) | 100ft2 of Window meeting Energy Star Version 5.0 Requirements (R-Value: 0.3, SHGC: 0.21) | Commercial | Existing | Warehouse | FL Zone 2 | Per 100 S.F. | 5% | 750.8563 | 405.4624 | 345.3939 | 0.46 | 20 | 0.11891 | -0.02008 | 0 | No equipment cost | 0 | No Labor Cost | 360 | Incremental cost equivalent to estimated window efficiency (U-factor = 0.27) https://www.energystar.gov/sites/default/files/ESWDS-ReviewOfCost_EffectivenessAnalysis.pdf | 0 | 0 | 360 | 100 sq ft |  | 360
Nonequipment | Low U-Value Windows | 100ft2 of Window meeting Energy Star Version 6.0 Requirements (R-Value: 0.27, SHGC: 0.21) | 100ft2 of Code-Compliant Window (R-Value and SHGC values per IECC) | Commercial | New | Assembly | FL Zone 2 | Per 100 S.F. | 13% | 450.5138 | 405.4624 | 45.0514 | 0.1 | 20 | 0.016746 | 0.000187 | 0 | No equipment cost | 0 | No Labor Cost | 360 | Incremental cost equivalent to estimated window efficiency (U-factor = 0.27) https://www.energystar.gov/sites/default/files/ESWDS-ReviewOfCost_EffectivenessAnalysis.pdf | 0 | 0 | 360 | 100 sq ft |  | 360
Nonequipment | Low U-Value Windows | 100ft2 of Window meeting Energy Star Version 6.0 Requirements (R-Value: 0.27, SHGC: 0.21) | 100ft2 of Code-Compliant Window (R-Value and SHGC values per IECC) | Commercial | New | College and University | FL Zone 2 | Per 100 S.F. | 27% | 450.5138 | 405.4624 | 45.0514 | 0.1 | 20 | 0.016746 | 0.000187 | 0 | No equipment cost | 0 | No Labor Cost | 360 | Incremental cost equivalent to estimated window efficiency (U-factor = 0.27) https://www.energystar.gov/sites/default/files/ESWDS-ReviewOfCost_EffectivenessAnalysis.pdf | 0 | 0 | 360 | 100 sq ft |  | 360
Nonequipment | Low U-Value Windows | 100ft2 of Window meeting Energy Star Version 6.0 Requirements (R-Value: 0.27, SHGC: 0.21) | 100ft2 of Code-Compliant Window (R-Value and SHGC values per IECC) | Commercial | New | Grocery | FL Zone 2 | Per 100 S.F. | 21% | 450.5138 | 405.4624 | 45.0514 | 0.1 | 20 | 0.016746 | 0.000187 | 0 | No equipment cost | 0 | No Labor Cost | 360 | Incremental cost equivalent to estimated window efficiency (U-factor = 0.27) https://www.energystar.gov/sites/default/files/ESWDS-ReviewOfCost_EffectivenessAnalysis.pdf | 0 | 0 | 360 | 100 sq ft |  | 360
Nonequipment | Low U-Value Windows | 100ft2 of Window meeting Energy Star Version 6.0 Requirements (R-Value: 0.27, SHGC: 0.21) | 100ft2 of Code-Compliant Window (R-Value and SHGC values per IECC) | Commercial | New | Healthcare | FL Zone 2 | Per 100 S.F. | 21% | 450.5138 | 405.4624 | 45.0514 | 0.1 | 20 | 0.016746 | 0.000187 | 0 | No equipment cost | 0 | No Labor Cost | 360 | Incremental cost equivalent to estimated window efficiency (U-factor = 0.27) https://www.energystar.gov/sites/default/files/ESWDS-ReviewOfCost_EffectivenessAnalysis.pdf | 0 | 0 | 360 | 100 sq ft |  | 360
Nonequipment | Low U-Value Windows | 100ft2 of Window meeting Energy Star Version 6.0 Requirements (R-Value: 0.27, SHGC: 0.21) | 100ft2 of Code-Compliant Window (R-Value and SHGC values per IECC) | Commercial | New | Hospitals | FL Zone 2 | Per 100 S.F. | 13% | 450.5138 | 405.4624 | 45.0514 | 0.1 | 20 | 0.016746 | 0.000187 | 0 | No equipment cost | 0 | No Labor Cost | 360 | Incremental cost equivalent to estimated window efficiency (U-factor = 0.27) https://www.energystar.gov/sites/default/files/ESWDS-ReviewOfCost_EffectivenessAnalysis.pdf | 0 | 0 | 360 | 100 sq ft |  | 360
Nonequipment | Low U-Value Windows | 100ft2 of Window meeting Energy Star Version 6.0 Requirements (R-Value: 0.27, SHGC: 0.21) | 100ft2 of Code-Compliant Window (R-Value and SHGC values per IECC) | Commercial | New | Institutional | FL Zone 2 | Per 100 S.F. | 13% | 450.5138 | 405.4624 | 45.0514 | 0.1 | 20 | 0.016746 | 0.000187 | 0 | No equipment cost | 0 | No Labor Cost | 360 | Incremental cost equivalent to estimated window efficiency (U-factor = 0.27) https://www.energystar.gov/sites/default/files/ESWDS-ReviewOfCost_EffectivenessAnalysis.pdf | 0 | 0 | 360 | 100 sq ft |  | 360
Nonequipment | Low U-Value Windows | 100ft2 of Window meeting Energy Star Version 6.0 Requirements (R-Value: 0.27, SHGC: 0.21) | 100ft2 of Code-Compliant Window (R-Value and SHGC values per IECC) | Commercial | New | Lodging/Hospitality | FL Zone 2 | Per 100 S.F. | 27% | 450.5138 | 405.4624 | 45.0514 | 0.1 | 20 | 0.019879 | -0.00447 | 0 | No equipment cost | 0 | No Labor Cost | 360 | Incremental cost equivalent to estimated window efficiency (U-factor = 0.27) https://www.energystar.gov/sites/default/files/ESWDS-ReviewOfCost_EffectivenessAnalysis.pdf | 0 | 0 | 360 | 100 sq ft |  | 360
Nonequipment | Low U-Value Windows | 100ft2 of Window meeting Energy Star Version 6.0 Requirements (R-Value: 0.27, SHGC: 0.21) | 100ft2 of Code-Compliant Window (R-Value and SHGC values per IECC) | Commercial | New | Miscellaneous | FL Zone 2 | Per 100 S.F. | 14% | 450.5138 | 405.4624 | 45.0514 | 0.1 | 20 | 0.01551 | -0.00262 | 0 | No equipment cost | 0 | No Labor Cost | 360 | Incremental cost equivalent to estimated window efficiency (U-factor = 0.27) https://www.energystar.gov/sites/default/files/ESWDS-ReviewOfCost_EffectivenessAnalysis.pdf | 0 | 0 | 360 | 100 sq ft |  | 360
Nonequipment | Low U-Value Windows | 100ft2 of Window meeting Energy Star Version 6.0 Requirements (R-Value: 0.27, SHGC: 0.21) | 100ft2 of Code-Compliant Window (R-Value and SHGC values per IECC) | Commercial | New | Offices | FL Zone 2 | Per 100 S.F. | 13% | 450.5138 | 405.4624 | 45.0514 | 0.1 | 20 | 0.016746 | 0.000187 | 0 | No equipment cost | 0 | No Labor Cost | 360 | Incremental cost equivalent to estimated window efficiency (U-factor = 0.27) https://www.energystar.gov/sites/default/files/ESWDS-ReviewOfCost_EffectivenessAnalysis.pdf | 0 | 0 | 360 | 100 sq ft |  | 360
Nonequipment | Low U-Value Windows | 100ft2 of Window meeting Energy Star Version 6.0 Requirements (R-Value: 0.27, SHGC: 0.21) | 100ft2 of Code-Compliant Window (R-Value and SHGC values per IECC) | Commercial | New | Restaurants | FL Zone 2 | Per 100 S.F. | 27% | 450.5138 | 405.4624 | 45.0514 | 0.1 | 20 | 0.016746 | 0.000187 | 0 | No equipment cost | 0 | No Labor Cost | 360 | Incremental cost equivalent to estimated window efficiency (U-factor = 0.27) https://www.energystar.gov/sites/default/files/ESWDS-ReviewOfCost_EffectivenessAnalysis.pdf | 0 | 0 | 360 | 100 sq ft |  | 360
Nonequipment | Low U-Value Windows | 100ft2 of Window meeting Energy Star Version 6.0 Requirements (R-Value: 0.27, SHGC: 0.21) | 100ft2 of Code-Compliant Window (R-Value and SHGC values per IECC) | Commercial | New | Retail | FL Zone 2 | Per 100 S.F. | 13% | 450.5138 | 405.4624 | 45.0514 | 0.1 | 20 | 0.016746 | 0.000187 | 0 | No equipment cost | 0 | No Labor Cost | 360 | Incremental cost equivalent to estimated window efficiency (U-factor = 0.27) https://www.energystar.gov/sites/default/files/ESWDS-ReviewOfCost_EffectivenessAnalysis.pdf | 0 | 0 | 360 | 100 sq ft |  | 360
Nonequipment | Low U-Value Windows | 100ft2 of Window meeting Energy Star Version 6.0 Requirements (R-Value: 0.27, SHGC: 0.21) | 100ft2 of Code-Compliant Window (R-Value and SHGC values per IECC) | Commercial | New | Schools K-12 | FL Zone 2 | Per 100 S.F. | 27% | 450.5138 | 405.4624 | 45.0514 | 0.1 | 20 | 0.016746 | 0.000187 | 0 | No equipment cost | 0 | No Labor Cost | 360 | Incremental cost equivalent to estimated window efficiency (U-factor = 0.27) https://www.energystar.gov/sites/default/files/ESWDS-ReviewOfCost_EffectivenessAnalysis.pdf | 0 | 0 | 360 | 100 sq ft |  | 360
Nonequipment | Low U-Value Windows | 100ft2 of Window meeting Energy Star Version 6.0 Requirements (R-Value: 0.27, SHGC: 0.21) | 100ft2 of Code-Compliant Window (R-Value and SHGC values per IECC) | Commercial | New | Warehouse | FL Zone 2 | Per 100 S.F. | 13% | 450.5138 | 405.4624 | 45.0514 | 0.1 | 20 | 0.01551 | -0.00262 | 0 | No equipment cost | 0 | No Labor Cost | 360 | Incremental cost equivalent to estimated window efficiency (U-factor = 0.27) https://www.energystar.gov/sites/default/files/ESWDS-ReviewOfCost_EffectivenessAnalysis.pdf | 0 | 0 | 360 | 100 sq ft |  | 360
Nonequipment | Programmable Thermostat | Standard Heating and Cooling System with Programmable Thermostat | Standard Heating and Cooling System with Manual Thermostat | Commercial | Existing | Assembly | FL Zone 2 | Per End Use Consumption | 0% | 48078.24 | 46347.42 | 1730.816 | 0.036 | 11 | 0.020551 | -0.2844 | 0 | no base cost | 0 | 0 | 69.99 | https://www.honeywellstore.com/store/products/honeywell-programmable-thermostat-rth6360d.htm | 105 | rate at $70/per labor hour, assume 1.5. hours work, reference: https://www.fixr.com/costs/thermostat-installation | 174.99 | thermostat | 16 | 2799.84
Nonequipment | Programmable Thermostat | Standard Heating and Cooling System with Programmable Thermostat | Standard Heating and Cooling System with Manual Thermostat | Commercial | Existing | College and University | FL Zone 2 | Per End Use Consumption | 0% | 287152.3 | 276814.8 | 10337.48 | 0.036 | 11 | 0.86408 | 0.25527 | 0 | no base cost | 0 | 0 | 69.99 | https://www.honeywellstore.com/store/products/honeywell-programmable-thermostat-rth6360d.htm | 105 | rate at $70/per labor hour, assume 1.5. hours work, reference: https://www.fixr.com/costs/thermostat-installation | 174.99 | thermostat | 61 | 10674.39
Nonequipment | Programmable Thermostat | Standard Heating and Cooling System with Programmable Thermostat | Standard Heating and Cooling System with Manual Thermostat | Commercial | Existing | Grocery | FL Zone 2 | Per End Use Consumption | 0% | 115753 | 111585.9 | 4167.108 | 0.036 | 11 | 1.5442 | -0.00293 | 0 | no base cost | 0 | 0 | 69.99 | https://www.honeywellstore.com/store/products/honeywell-programmable-thermostat-rth6360d.htm | 105 | rate at $70/per labor hour, assume 1.5. hours work, reference: https://www.fixr.com/costs/thermostat-installation | 174.99 | thermostat | 4 | 699.96
Nonequipment | Programmable Thermostat | Standard Heating and Cooling System with Programmable Thermostat | Standard Heating and Cooling System with Manual Thermostat | Commercial | Existing | Healthcare | FL Zone 2 | Per End Use Consumption | 0% | 202047.4 | 194773.7 | 7273.706 | 0.036 | 11 | 0.086367 | -1.1952 | 0 | no base cost | 0 | 0 | 69.99 | https://www.honeywellstore.com/store/products/honeywell-programmable-thermostat-rth6360d.htm | 105 | rate at $70/per labor hour, assume 1.5. hours work, reference: https://www.fixr.com/costs/thermostat-installation | 174.99 | thermostat | 17 | 2974.83
Nonequipment | Programmable Thermostat | Standard Heating and Cooling System with Programmable Thermostat | Standard Heating and Cooling System with Manual Thermostat | Commercial | Existing | Hospitals | FL Zone 2 | Per End Use Consumption | 0% | 2105302 | 2029511 | 75790.87 | 0.036 | 11 | 6.3351 | 1.8716 | 0 | no base cost | 0 | 0 | 69.99 | https://www.honeywellstore.com/store/products/honeywell-programmable-thermostat-rth6360d.htm | 105 | rate at $70/per labor hour, assume 1.5. hours work, reference: https://www.fixr.com/costs/thermostat-installation | 174.99 | thermostat | 168 | 29398.32
Nonequipment | Programmable Thermostat | Standard Heating and Cooling System with Programmable Thermostat | Standard Heating and Cooling System with Manual Thermostat | Commercial | Existing | Institutional | FL Zone 2 | Per End Use Consumption | 0% | 233568.9 | 225160.4 | 8408.481 | 0.036 | 11 | 0.099841 | -1.3816 | 0 | no base cost | 0 | 0 | 69.99 | https://www.honeywellstore.com/store/products/honeywell-programmable-thermostat-rth6360d.htm | 105 | rate at $70/per labor hour, assume 1.5. hours work, reference: https://www.fixr.com/costs/thermostat-installation | 174.99 | thermostat | 17 | 2974.83
Nonequipment | Programmable Thermostat | Standard Heating and Cooling System with Programmable Thermostat | Standard Heating and Cooling System with Manual Thermostat | Commercial | Existing | Lodging/Hospitality | FL Zone 2 | Per End Use Consumption | 0% | 191602.2 | 184704.5 | 6897.678 | 0.036 | 11 | -0.22094 | 20.6086 | 0 | no base cost | 0 | 0 | 69.99 | https://www.honeywellstore.com/store/products/honeywell-programmable-thermostat-rth6360d.htm | 105 | rate at $70/per labor hour, assume 1.5. hours work, reference: https://www.fixr.com/costs/thermostat-installation | 174.99 | thermostat | 27 | 4724.73
Nonequipment | Programmable Thermostat | Standard Heating and Cooling System with Programmable Thermostat | Standard Heating and Cooling System with Manual Thermostat | Commercial | Existing | Miscellaneous | FL Zone 2 | Per End Use Consumption | 0% | 2226772 | 2146609 | 80163.8 | 0.036 | 11 | 0.95185 | -13.172 | 0 | no base cost | 0 | 0 | 69.99 | https://www.honeywellstore.com/store/products/honeywell-programmable-thermostat-rth6360d.htm | 105 | rate at $70/per labor hour, assume 1.5. hours work, reference: https://www.fixr.com/costs/thermostat-installation | 174.99 | thermostat | 231 | 40422.69
Nonequipment | Programmable Thermostat | Standard Heating and Cooling System with Programmable Thermostat | Standard Heating and Cooling System with Manual Thermostat | Commercial | Existing | Offices | FL Zone 2 | Per End Use Consumption | 0% | 166452.1 | 160459.8 | 5992.275 | 0.036 | 11 | 0.071151 | -0.98461 | 0 | no base cost | 0 | 0 | 69.99 | https://www.honeywellstore.com/store/products/honeywell-programmable-thermostat-rth6360d.htm | 105 | rate at $70/per labor hour, assume 1.5. hours work, reference: https://www.fixr.com/costs/thermostat-installation | 174.99 | thermostat | 13 | 2274.87
Nonequipment | Programmable Thermostat | Standard Heating and Cooling System with Programmable Thermostat | Standard Heating and Cooling System with Manual Thermostat | Commercial | Existing | Restaurants | FL Zone 2 | Per End Use Consumption | 0% | 120615.3 | 116273.2 | 4342.152 | 0.036 | 11 | 1.6091 | -0.00305 | 0 | no base cost | 0 | 0 | 69.99 | https://www.honeywellstore.com/store/products/honeywell-programmable-thermostat-rth6360d.htm | 105 | rate at $70/per labor hour, assume 1.5. hours work, reference: https://www.fixr.com/costs/thermostat-installation | 174.99 | thermostat | 5 | 874.95
Nonequipment | Programmable Thermostat | Standard Heating and Cooling System with Programmable Thermostat | Standard Heating and Cooling System with Manual Thermostat | Commercial | Existing | Retail | FL Zone 2 | Per End Use Consumption | 0% | 52681.84 | 50785.3 | 1896.546 | 0.036 | 11 | 0.70282 | -0.00133 | 0 | no base cost | 0 | 0 | 69.99 | https://www.honeywellstore.com/store/products/honeywell-programmable-thermostat-rth6360d.htm | 105 | rate at $70/per labor hour, assume 1.5. hours work, reference: https://www.fixr.com/costs/thermostat-installation | 174.99 | thermostat | 10 | 1749.9
Nonequipment | Programmable Thermostat | Standard Heating and Cooling System with Programmable Thermostat | Standard Heating and Cooling System with Manual Thermostat | Commercial | Existing | Schools K-12 | FL Zone 2 | Per End Use Consumption | 0% | 196877 | 189789.4 | 7087.571 | 0.036 | 11 | 0.084157 | -1.1646 | 0 | no base cost | 0 | 0 | 69.99 | https://www.honeywellstore.com/store/products/honeywell-programmable-thermostat-rth6360d.htm | 105 | rate at $70/per labor hour, assume 1.5. hours work, reference: https://www.fixr.com/costs/thermostat-installation | 174.99 | thermostat | 42 | 7349.58
Nonequipment | Programmable Thermostat | Standard Heating and Cooling System with Programmable Thermostat | Standard Heating and Cooling System with Manual Thermostat | Commercial | Existing | Warehouse | FL Zone 2 | Per End Use Consumption | 0% | 19557.83 | 18853.75 | 704.082 | 0.036 | 11 | 0.00836 | -0.11569 | 0 | no base cost | 0 | 0 | 69.99 | https://www.honeywellstore.com/store/products/honeywell-programmable-thermostat-rth6360d.htm | 105 | rate at $70/per labor hour, assume 1.5. hours work, reference: https://www.fixr.com/costs/thermostat-installation | 174.99 | thermostat | 13 | 2274.87
Nonequipment | Programmable Thermostat | Standard Heating and Cooling System with Programmable Thermostat | Standard Heating and Cooling System with Manual Thermostat | Commercial | New | Assembly | FL Zone 2 | Per End Use Consumption | 0% | 48078.24 | 46347.42 | 1730.816 | 0.036 | 11 | 0.020551 | -0.2844 | 0 | no base cost | 0 | 0 | 69.99 | https://www.honeywellstore.com/store/products/honeywell-programmable-thermostat-rth6360d.htm | 105 | rate at $70/per labor hour, assume 1.5. hours work, reference: https://www.fixr.com/costs/thermostat-installation | 174.99 | thermostat | 16 | 2799.84
Nonequipment | Programmable Thermostat | Standard Heating and Cooling System with Programmable Thermostat | Standard Heating and Cooling System with Manual Thermostat | Commercial | New | College and University | FL Zone 2 | Per End Use Consumption | 0% | 287152.3 | 276814.8 | 10337.48 | 0.036 | 11 | 0.86408 | 0.25527 | 0 | no base cost | 0 | 0 | 69.99 | https://www.honeywellstore.com/store/products/honeywell-programmable-thermostat-rth6360d.htm | 105 | rate at $70/per labor hour, assume 1.5. hours work, reference: https://www.fixr.com/costs/thermostat-installation | 174.99 | thermostat | 61 | 10674.39
Nonequipment | Programmable Thermostat | Standard Heating and Cooling System with Programmable Thermostat | Standard Heating and Cooling System with Manual Thermostat | Commercial | New | Grocery | FL Zone 2 | Per End Use Consumption | 0% | 115753 | 111585.9 | 4167.108 | 0.036 | 11 | 1.5442 | -0.00293 | 0 | no base cost | 0 | 0 | 69.99 | https://www.honeywellstore.com/store/products/honeywell-programmable-thermostat-rth6360d.htm | 105 | rate at $70/per labor hour, assume 1.5. hours work, reference: https://www.fixr.com/costs/thermostat-installation | 174.99 | thermostat | 4 | 699.96
Nonequipment | Programmable Thermostat | Standard Heating and Cooling System with Programmable Thermostat | Standard Heating and Cooling System with Manual Thermostat | Commercial | New | Healthcare | FL Zone 2 | Per End Use Consumption | 0% | 202047.4 | 194773.7 | 7273.706 | 0.036 | 11 | 0.086367 | -1.1952 | 0 | no base cost | 0 | 0 | 69.99 | https://www.honeywellstore.com/store/products/honeywell-programmable-thermostat-rth6360d.htm | 105 | rate at $70/per labor hour, assume 1.5. hours work, reference: https://www.fixr.com/costs/thermostat-installation | 174.99 | thermostat | 17 | 2974.83
Nonequipment | Programmable Thermostat | Standard Heating and Cooling System with Programmable Thermostat | Standard Heating and Cooling System with Manual Thermostat | Commercial | New | Hospitals | FL Zone 2 | Per End Use Consumption | 0% | 2105302 | 2029511 | 75790.87 | 0.036 | 11 | 6.3351 | 1.8716 | 0 | no base cost | 0 | 0 | 69.99 | https://www.honeywellstore.com/store/products/honeywell-programmable-thermostat-rth6360d.htm | 105 | rate at $70/per labor hour, assume 1.5. hours work, reference: https://www.fixr.com/costs/thermostat-installation | 174.99 | thermostat | 168 | 29398.32
Nonequipment | Programmable Thermostat | Standard Heating and Cooling System with Programmable Thermostat | Standard Heating and Cooling System with Manual Thermostat | Commercial | New | Institutional | FL Zone 2 | Per End Use Consumption | 0% | 233568.9 | 225160.4 | 8408.481 | 0.036 | 11 | 0.099841 | -1.3816 | 0 | no base cost | 0 | 0 | 69.99 | https://www.honeywellstore.com/store/products/honeywell-programmable-thermostat-rth6360d.htm | 105 | rate at $70/per labor hour, assume 1.5. hours work, reference: https://www.fixr.com/costs/thermostat-installation | 174.99 | thermostat | 17 | 2974.83
Nonequipment | Programmable Thermostat | Standard Heating and Cooling System with Programmable Thermostat | Standard Heating and Cooling System with Manual Thermostat | Commercial | New | Lodging/Hospitality | FL Zone 2 | Per End Use Consumption | 0% | 191602.2 | 184704.5 | 6897.678 | 0.036 | 11 | -0.22094 | 20.6086 | 0 | no base cost | 0 | 0 | 69.99 | https://www.honeywellstore.com/store/products/honeywell-programmable-thermostat-rth6360d.htm | 105 | rate at $70/per labor hour, assume 1.5. hours work, reference: https://www.fixr.com/costs/thermostat-installation | 174.99 | thermostat | 27 | 4724.73
Nonequipment | Programmable Thermostat | Standard Heating and Cooling System with Programmable Thermostat | Standard Heating and Cooling System with Manual Thermostat | Commercial | New | Miscellaneous | FL Zone 2 | Per End Use Consumption | 0% | 2226772 | 2146609 | 80163.8 | 0.036 | 11 | 0.95185 | -13.172 | 0 | no base cost | 0 | 0 | 69.99 | https://www.honeywellstore.com/store/products/honeywell-programmable-thermostat-rth6360d.htm | 105 | rate at $70/per labor hour, assume 1.5. hours work, reference: https://www.fixr.com/costs/thermostat-installation | 174.99 | thermostat | 231 | 40422.69
Nonequipment | Programmable Thermostat | Standard Heating and Cooling System with Programmable Thermostat | Standard Heating and Cooling System with Manual Thermostat | Commercial | New | Offices | FL Zone 2 | Per End Use Consumption | 0% | 166452.1 | 160459.8 | 5992.275 | 0.036 | 11 | 0.071151 | -0.98461 | 0 | no base cost | 0 | 0 | 69.99 | https://www.honeywellstore.com/store/products/honeywell-programmable-thermostat-rth6360d.htm | 105 | rate at $70/per labor hour, assume 1.5. hours work, reference: https://www.fixr.com/costs/thermostat-installation | 174.99 | thermostat | 13 | 2274.87
Nonequipment | Programmable Thermostat | Standard Heating and Cooling System with Programmable Thermostat | Standard Heating and Cooling System with Manual Thermostat | Commercial | New | Restaurants | FL Zone 2 | Per End Use Consumption | 0% | 120615.3 | 116273.2 | 4342.152 | 0.036 | 11 | 1.6091 | -0.00305 | 0 | no base cost | 0 | 0 | 69.99 | https://www.honeywellstore.com/store/products/honeywell-programmable-thermostat-rth6360d.htm | 105 | rate at $70/per labor hour, assume 1.5. hours work, reference: https://www.fixr.com/costs/thermostat-installation | 174.99 | thermostat | 5 | 874.95
Nonequipment | Programmable Thermostat | Standard Heating and Cooling System with Programmable Thermostat | Standard Heating and Cooling System with Manual Thermostat | Commercial | New | Retail | FL Zone 2 | Per End Use Consumption | 0% | 52681.84 | 50785.3 | 1896.546 | 0.036 | 11 | 0.70282 | -0.00133 | 0 | no base cost | 0 | 0 | 69.99 | https://www.honeywellstore.com/store/products/honeywell-programmable-thermostat-rth6360d.htm | 105 | rate at $70/per labor hour, assume 1.5. hours work, reference: https://www.fixr.com/costs/thermostat-installation | 174.99 | thermostat | 10 | 1749.9
Nonequipment | Programmable Thermostat | Standard Heating and Cooling System with Programmable Thermostat | Standard Heating and Cooling System with Manual Thermostat | Commercial | New | Schools K-12 | FL Zone 2 | Per End Use Consumption | 0% | 196877 | 189789.4 | 7087.571 | 0.036 | 11 | 0.084157 | -1.1646 | 0 | no base cost | 0 | 0 | 69.99 | https://www.honeywellstore.com/store/products/honeywell-programmable-thermostat-rth6360d.htm | 105 | rate at $70/per labor hour, assume 1.5. hours work, reference: https://www.fixr.com/costs/thermostat-installation | 174.99 | thermostat | 42 | 7349.58
Nonequipment | Programmable Thermostat | Standard Heating and Cooling System with Programmable Thermostat | Standard Heating and Cooling System with Manual Thermostat | Commercial | New | Warehouse | FL Zone 2 | Per End Use Consumption | 0% | 19557.83 | 18853.75 | 704.082 | 0.036 | 11 | 0.00836 | -0.11569 | 0 | no base cost | 0 | 0 | 69.99 | https://www.honeywellstore.com/store/products/honeywell-programmable-thermostat-rth6360d.htm | 105 | rate at $70/per labor hour, assume 1.5. hours work, reference: https://www.fixr.com/costs/thermostat-installation | 174.99 | thermostat | 13 | 2274.87
Nonequipment | Roof Insulation | Roof Insulation (built-up roof applicable to flat/low slope roofs) | Code-Compliant Flat Roof | Commercial | Existing | Assembly | FL Zone 2 | Square feet | 58% | 3.7877 | 3.507 | 0.28064 | 0.074093 | 20 | 5.62e-06 | 0.000127 | 1.22 | RS Means Green Building Cost Data 2014 (Table 7.21.16.20) | 0 | 0 | 1.9 | RS Means Green Building Cost Data 2014 (Table 7.21.16.20) | 0 | 0 | 0.68 | sq ft |  | 0.68
Nonequipment | Roof Insulation | Roof Insulation (built-up roof applicable to flat/low slope roofs) | Code-Compliant Flat Roof | Commercial | Existing | College and University | FL Zone 2 | Square feet | 37% | 11.0507 | 10.77 | 0.28064 | 0.025396 | 20 | 0.000116 | 6.84e-05 | 1.22 | RS Means Green Building Cost Data 2014 (Table 7.21.16.20) | 0 | 0 | 1.9 | RS Means Green Building Cost Data 2014 (Table 7.21.16.20) | 0 | 0 | 0.68 | sq ft |  | 0.68
Nonequipment | Roof Insulation | Roof Insulation (built-up roof applicable to flat/low slope roofs) | Code-Compliant Flat Roof | Commercial | Existing | Grocery | FL Zone 2 | Square feet | 58% | 31.0105 | 30.7298 | 0.28064 | 0.00905 | 20 | 5.73e-05 | 0.000131 | 1.22 | RS Means Green Building Cost Data 2014 (Table 7.21.16.20) | 0 | 0 | 1.9 | RS Means Green Building Cost Data 2014 (Table 7.21.16.20) | 0 | 0 | 0.68 | sq ft |  | 0.68
Nonequipment | Roof Insulation | Roof Insulation (built-up roof applicable to flat/low slope roofs) | Code-Compliant Flat Roof | Commercial | Existing | Healthcare | FL Zone 2 | Square feet | 37% | 15.083 | 14.8023 | 0.28064 | 0.018607 | 20 | 5.62e-06 | 0.000127 | 1.22 | RS Means Green Building Cost Data 2014 (Table 7.21.16.20) | 0 | 0 | 1.9 | RS Means Green Building Cost Data 2014 (Table 7.21.16.20) | 0 | 0 | 0.68 | sq ft |  | 0.68
Nonequipment | Roof Insulation | Roof Insulation (built-up roof applicable to flat/low slope roofs) | Code-Compliant Flat Roof | Commercial | Existing | Hospitals | FL Zone 2 | Square feet | 58% | 81.2975 | 81.0168 | 0.28064 | 0.003452 | 20 | 0.000116 | 6.84e-05 | 1.22 | RS Means Green Building Cost Data 2014 (Table 7.21.16.20) | 0 | 0 | 1.9 | RS Means Green Building Cost Data 2014 (Table 7.21.16.20) | 0 | 0 | 0.68 | sq ft |  | 0.68
Nonequipment | Roof Insulation | Roof Insulation (built-up roof applicable to flat/low slope roofs) | Code-Compliant Flat Roof | Commercial | Existing | Institutional | FL Zone 2 | Square feet | 58% | 56.2721 | 55.9915 | 0.28064 | 0.004987 | 20 | 5.62e-06 | 0.000127 | 1.22 | RS Means Green Building Cost Data 2014 (Table 7.21.16.20) | 0 | 0 | 1.9 | RS Means Green Building Cost Data 2014 (Table 7.21.16.20) | 0 | 0 | 0.68 | sq ft |  | 0.68
Nonequipment | Roof Insulation | Roof Insulation (built-up roof applicable to flat/low slope roofs) | Code-Compliant Flat Roof | Commercial | Existing | Lodging/Hospitality | FL Zone 2 | Square feet | 43% | 34.7257 | 34.4451 | 0.28064 | 0.008082 | 20 | 0.000116 | 6.84e-05 | 1.22 | RS Means Green Building Cost Data 2014 (Table 7.21.16.20) | 0 | 0 | 1.9 | RS Means Green Building Cost Data 2014 (Table 7.21.16.20) | 0 | 0 | 0.68 | sq ft |  | 0.68
Nonequipment | Roof Insulation | Roof Insulation (built-up roof applicable to flat/low slope roofs) | Code-Compliant Flat Roof | Commercial | Existing | Miscellaneous | FL Zone 2 | Square feet | 50% | 107.2344 | 106.9538 | 0.28064 | 0.002617 | 20 | 5.62e-06 | 0.000127 | 1.22 | RS Means Green Building Cost Data 2014 (Table 7.21.16.20) | 0 | 0 | 1.9 | RS Means Green Building Cost Data 2014 (Table 7.21.16.20) | 0 | 0 | 0.68 | sq ft |  | 0.68
Nonequipment | Roof Insulation | Roof Insulation (built-up roof applicable to flat/low slope roofs) | Code-Compliant Flat Roof | Commercial | Existing | Offices | FL Zone 2 | Square feet | 37% | 58.1979 | 57.9173 | 0.28064 | 0.004822 | 20 | 5.62e-06 | 0.000127 | 1.22 | RS Means Green Building Cost Data 2014 (Table 7.21.16.20) | 0 | 0 | 1.9 | RS Means Green Building Cost Data 2014 (Table 7.21.16.20) | 0 | 0 | 0.68 | sq ft |  | 0.68
Nonequipment | Roof Insulation | Roof Insulation (built-up roof applicable to flat/low slope roofs) | Code-Compliant Flat Roof | Commercial | Existing | Restaurants | FL Zone 2 | Square feet | 37% | 31.354 | 31.0733 | 0.28064 | 0.008951 | 20 | 5.73e-05 | 0.000131 | 1.22 | RS Means Green Building Cost Data 2014 (Table 7.21.16.20) | 0 | 0 | 1.9 | RS Means Green Building Cost Data 2014 (Table 7.21.16.20) | 0 | 0 | 0.68 | sq ft |  | 0.68
Nonequipment | Roof Insulation | Roof Insulation (built-up roof applicable to flat/low slope roofs) | Code-Compliant Flat Roof | Commercial | Existing | Retail | FL Zone 2 | Square feet | 58% | 5.9824 | 5.7017 | 0.28064 | 0.046912 | 20 | 5.73e-05 | 0.000131 | 1.22 | RS Means Green Building Cost Data 2014 (Table 7.21.16.20) | 0 | 0 | 1.9 | RS Means Green Building Cost Data 2014 (Table 7.21.16.20) | 0 | 0 | 0.68 | sq ft |  | 0.68
Nonequipment | Roof Insulation | Roof Insulation (built-up roof applicable to flat/low slope roofs) | Code-Compliant Flat Roof | Commercial | Existing | Schools K-12 | FL Zone 2 | Square feet | 37% | 5.1058 | 4.8251 | 0.28064 | 0.054966 | 20 | 5.62e-06 | 0.000127 | 1.22 | RS Means Green Building Cost Data 2014 (Table 7.21.16.20) | 0 | 0 | 1.9 | RS Means Green Building Cost Data 2014 (Table 7.21.16.20) | 0 | 0 | 0.68 | sq ft |  | 0.68
Nonequipment | Roof Insulation | Roof Insulation (built-up roof applicable to flat/low slope roofs) | Code-Compliant Flat Roof | Commercial | Existing | Warehouse | FL Zone 2 | Square feet | 58% | 1.4026 | 1.1219 | 0.28064 | 0.20009 | 20 | 3.18e-05 | 5.68e-05 | 1.22 | RS Means Green Building Cost Data 2014 (Table 7.21.16.20) | 0 | 0 | 1.9 | RS Means Green Building Cost Data 2014 (Table 7.21.16.20) | 0 | 0 | 0.68 | sq ft |  | 0.68
Nonequipment | Roof Insulation | Roof Insulation (built-up roof applicable to flat/low slope roofs) | Code-Compliant Flat Roof | Commercial | New | Assembly | FL Zone 2 | Square feet | 58% | 3.7877 | 3.6529 | 0.13475 | 0.035576 | 20 | 2.7e-06 | 6.08e-05 | 1.22 | RS Means Green Building Cost Data 2014 (Table 7.21.16.20) | 0 | 0 | 1.9 | RS Means Green Building Cost Data 2014 (Table 7.21.16.20) | 0 | 0 | 0.68 | sq ft |  | 0.68
Nonequipment | Roof Insulation | Roof Insulation (built-up roof applicable to flat/low slope roofs) | Code-Compliant Flat Roof | Commercial | New | College and University | FL Zone 2 | Square feet | 37% | 11.0507 | 10.9159 | 0.13475 | 0.012194 | 20 | 5.57e-05 | 3.28e-05 | 1.22 | RS Means Green Building Cost Data 2014 (Table 7.21.16.20) | 0 | 0 | 1.9 | RS Means Green Building Cost Data 2014 (Table 7.21.16.20) | 0 | 0 | 0.68 | sq ft |  | 0.68
Nonequipment | Roof Insulation | Roof Insulation (built-up roof applicable to flat/low slope roofs) | Code-Compliant Flat Roof | Commercial | New | Grocery | FL Zone 2 | Square feet | 58% | 31.0105 | 30.8757 | 0.13475 | 0.004345 | 20 | 2.75e-05 | 6.29e-05 | 1.22 | RS Means Green Building Cost Data 2014 (Table 7.21.16.20) | 0 | 0 | 1.9 | RS Means Green Building Cost Data 2014 (Table 7.21.16.20) | 0 | 0 | 0.68 | sq ft |  | 0.68
Nonequipment | Roof Insulation | Roof Insulation (built-up roof applicable to flat/low slope roofs) | Code-Compliant Flat Roof | Commercial | New | Healthcare | FL Zone 2 | Square feet | 37% | 15.083 | 14.9482 | 0.13475 | 0.008934 | 20 | 2.7e-06 | 6.08e-05 | 1.22 | RS Means Green Building Cost Data 2014 (Table 7.21.16.20) | 0 | 0 | 1.9 | RS Means Green Building Cost Data 2014 (Table 7.21.16.20) | 0 | 0 | 0.68 | sq ft |  | 0.68
Nonequipment | Roof Insulation | Roof Insulation (built-up roof applicable to flat/low slope roofs) | Code-Compliant Flat Roof | Commercial | New | Hospitals | FL Zone 2 | Square feet | 58% | 81.2975 | 81.1627 | 0.13475 | 0.001658 | 20 | 5.57e-05 | 3.28e-05 | 1.22 | RS Means Green Building Cost Data 2014 (Table 7.21.16.20) | 0 | 0 | 1.9 | RS Means Green Building Cost Data 2014 (Table 7.21.16.20) | 0 | 0 | 0.68 | sq ft |  | 0.68
Nonequipment | Roof Insulation | Roof Insulation (built-up roof applicable to flat/low slope roofs) | Code-Compliant Flat Roof | Commercial | New | Institutional | FL Zone 2 | Square feet | 58% | 56.2721 | 56.1374 | 0.13475 | 0.002395 | 20 | 2.7e-06 | 6.08e-05 | 1.22 | RS Means Green Building Cost Data 2014 (Table 7.21.16.20) | 0 | 0 | 1.9 | RS Means Green Building Cost Data 2014 (Table 7.21.16.20) | 0 | 0 | 0.68 | sq ft |  | 0.68
Nonequipment | Roof Insulation | Roof Insulation (built-up roof applicable to flat/low slope roofs) | Code-Compliant Flat Roof | Commercial | New | Lodging/Hospitality | FL Zone 2 | Square feet | 37% | 34.7257 | 34.591 | 0.13475 | 0.00388 | 20 | 5.57e-05 | 3.28e-05 | 1.22 | RS Means Green Building Cost Data 2014 (Table 7.21.16.20) | 0 | 0 | 1.9 | RS Means Green Building Cost Data 2014 (Table 7.21.16.20) | 0 | 0 | 0.68 | sq ft |  | 0.68
Nonequipment | Roof Insulation | Roof Insulation (built-up roof applicable to flat/low slope roofs) | Code-Compliant Flat Roof | Commercial | New | Miscellaneous | FL Zone 2 | Square feet | 50% | 107.2344 | 107.0997 | 0.13475 | 0.001257 | 20 | 2.7e-06 | 6.08e-05 | 1.22 | RS Means Green Building Cost Data 2014 (Table 7.21.16.20) | 0 | 0 | 1.9 | RS Means Green Building Cost Data 2014 (Table 7.21.16.20) | 0 | 0 | 0.68 | sq ft |  | 0.68
Nonequipment | Roof Insulation | Roof Insulation (built-up roof applicable to flat/low slope roofs) | Code-Compliant Flat Roof | Commercial | New | Offices | FL Zone 2 | Square feet | 37% | 58.1979 | 58.0631 | 0.13475 | 0.002315 | 20 | 2.7e-06 | 6.08e-05 | 1.22 | RS Means Green Building Cost Data 2014 (Table 7.21.16.20) | 0 | 0 | 1.9 | RS Means Green Building Cost Data 2014 (Table 7.21.16.20) | 0 | 0 | 0.68 | sq ft |  | 0.68
Nonequipment | Roof Insulation | Roof Insulation (built-up roof applicable to flat/low slope roofs) | Code-Compliant Flat Roof | Commercial | New | Restaurants | FL Zone 2 | Square feet | 37% | 31.354 | 31.2192 | 0.13475 | 0.004298 | 20 | 2.75e-05 | 6.29e-05 | 1.22 | RS Means Green Building Cost Data 2014 (Table 7.21.16.20) | 0 | 0 | 1.9 | RS Means Green Building Cost Data 2014 (Table 7.21.16.20) | 0 | 0 | 0.68 | sq ft |  | 0.68
Nonequipment | Roof Insulation | Roof Insulation (built-up roof applicable to flat/low slope roofs) | Code-Compliant Flat Roof | Commercial | New | Retail | FL Zone 2 | Square feet | 58% | 5.9824 | 5.8476 | 0.13475 | 0.022525 | 20 | 2.75e-05 | 6.29e-05 | 1.22 | RS Means Green Building Cost Data 2014 (Table 7.21.16.20) | 0 | 0 | 1.9 | RS Means Green Building Cost Data 2014 (Table 7.21.16.20) | 0 | 0 | 0.68 | sq ft |  | 0.68
Nonequipment | Roof Insulation | Roof Insulation (built-up roof applicable to flat/low slope roofs) | Code-Compliant Flat Roof | Commercial | New | Schools K-12 | FL Zone 2 | Square feet | 37% | 5.1058 | 4.971 | 0.13475 | 0.026392 | 20 | 2.7e-06 | 6.08e-05 | 1.22 | RS Means Green Building Cost Data 2014 (Table 7.21.16.20) | 0 | 0 | 1.9 | RS Means Green Building Cost Data 2014 (Table 7.21.16.20) | 0 | 0 | 0.68 | sq ft |  | 0.68
Nonequipment | Roof Insulation | Roof Insulation (built-up roof applicable to flat/low slope roofs) | Code-Compliant Flat Roof | Commercial | New | Warehouse | FL Zone 2 | Square feet | 58% | 1.4026 | 1.2678 | 0.13475 | 0.096076 | 20 | 1.53e-05 | 2.73e-05 | 1.22 | RS Means Green Building Cost Data 2014 (Table 7.21.16.20) | 0 | 0 | 1.9 | RS Means Green Building Cost Data 2014 (Table 7.21.16.20) | 0 | 0 | 0.68 | sq ft |  | 0.68
Nonequipment | Smart Thermostat | Standard Heating and Cooling System with Smart Thermostat | Standard Heating and Cooling System with Manual Thermostat | Commercial | Existing | Assembly | FL Zone 2 | Per End Use Consumption | 31% | 48078.24 | 43270.41 | 4807.824 | 0.1 | 11 | 0.057087 | -0.78999 | 0 | no base cost | 0 | 0 | 169 | https://www.homedepot.com/p/ecobee-3-lite-7-Day-Programmable-Smart-Thermostat-with-Touchscreen-EB-STATE3LT-02/301500584 | 105 | rate at $70/per labor hour, assume 1.5. hours work, reference: https://www.fixr.com/costs/thermostat-installation | 274 | unit | 16 | 4384
Nonequipment | Smart Thermostat | Standard Heating and Cooling System with Smart Thermostat | Standard Heating and Cooling System with Manual Thermostat | Commercial | Existing | College and University | FL Zone 2 | Per End Use Consumption | 45% | 287152.3 | 258437.1 | 28715.23 | 0.1 | 11 | 2.4002 | 0.70909 | 0 | no base cost | 0 | 0 | 169 | https://www.homedepot.com/p/ecobee-3-lite-7-Day-Programmable-Smart-Thermostat-with-Touchscreen-EB-STATE3LT-02/301500584 | 105 | rate at $70/per labor hour, assume 1.5. hours work, reference: https://www.fixr.com/costs/thermostat-installation | 274 | unit | 61 | 16714
Nonequipment | Smart Thermostat | Standard Heating and Cooling System with Smart Thermostat | Standard Heating and Cooling System with Manual Thermostat | Commercial | Existing | Grocery | FL Zone 2 | Per End Use Consumption | 31% | 115753 | 104177.7 | 11575.3 | 0.1 | 11 | 4.2896 | -0.00814 | 0 | no base cost | 0 | 0 | 169 | https://www.homedepot.com/p/ecobee-3-lite-7-Day-Programmable-Smart-Thermostat-with-Touchscreen-EB-STATE3LT-02/301500584 | 105 | rate at $70/per labor hour, assume 1.5. hours work, reference: https://www.fixr.com/costs/thermostat-installation | 274 | unit | 4 | 1096
Nonequipment | Smart Thermostat | Standard Heating and Cooling System with Smart Thermostat | Standard Heating and Cooling System with Manual Thermostat | Commercial | Existing | Healthcare | FL Zone 2 | Per End Use Consumption | 45% | 202047.4 | 181842.6 | 20204.74 | 0.1 | 11 | 0.23991 | -3.3199 | 0 | no base cost | 0 | 0 | 169 | https://www.homedepot.com/p/ecobee-3-lite-7-Day-Programmable-Smart-Thermostat-with-Touchscreen-EB-STATE3LT-02/301500584 | 105 | rate at $70/per labor hour, assume 1.5. hours work, reference: https://www.fixr.com/costs/thermostat-installation | 274 | unit | 17 | 4658
Nonequipment | Smart Thermostat | Standard Heating and Cooling System with Smart Thermostat | Standard Heating and Cooling System with Manual Thermostat | Commercial | Existing | Hospitals | FL Zone 2 | Per End Use Consumption | 31% | 2105302 | 1894772 | 210530.2 | 0.1 | 11 | 17.5975 | 5.1988 | 0 | no base cost | 0 | 0 | 169 | https://www.homedepot.com/p/ecobee-3-lite-7-Day-Programmable-Smart-Thermostat-with-Touchscreen-EB-STATE3LT-02/301500584 | 105 | rate at $70/per labor hour, assume 1.5. hours work, reference: https://www.fixr.com/costs/thermostat-installation | 274 | unit | 168 | 46032
Nonequipment | Smart Thermostat | Standard Heating and Cooling System with Smart Thermostat | Standard Heating and Cooling System with Manual Thermostat | Commercial | Existing | Institutional | FL Zone 2 | Per End Use Consumption | 31% | 233568.9 | 210212 | 23356.89 | 0.1 | 11 | 0.27734 | -3.8379 | 0 | no base cost | 0 | 0 | 169 | https://www.homedepot.com/p/ecobee-3-lite-7-Day-Programmable-Smart-Thermostat-with-Touchscreen-EB-STATE3LT-02/301500584 | 105 | rate at $70/per labor hour, assume 1.5. hours work, reference: https://www.fixr.com/costs/thermostat-installation | 274 | unit | 17 | 4658
Nonequipment | Smart Thermostat | Standard Heating and Cooling System with Smart Thermostat | Standard Heating and Cooling System with Manual Thermostat | Commercial | Existing | Lodging/Hospitality | FL Zone 2 | Per End Use Consumption | 45% | 191602.2 | 172442 | 19160.22 | 0.1 | 11 | -0.61374 | 57.2461 | 0 | no base cost | 0 | 0 | 169 | https://www.homedepot.com/p/ecobee-3-lite-7-Day-Programmable-Smart-Thermostat-with-Touchscreen-EB-STATE3LT-02/301500584 | 105 | rate at $70/per labor hour, assume 1.5. hours work, reference: https://www.fixr.com/costs/thermostat-installation | 274 | unit | 27 | 7398
Nonequipment | Smart Thermostat | Standard Heating and Cooling System with Smart Thermostat | Standard Heating and Cooling System with Manual Thermostat | Commercial | Existing | Miscellaneous | FL Zone 2 | Per End Use Consumption | 22% | 2226772 | 2004095 | 222677.2 | 0.1 | 11 | 2.644 | -36.5889 | 0 | no base cost | 0 | 0 | 169 | https://www.homedepot.com/p/ecobee-3-lite-7-Day-Programmable-Smart-Thermostat-with-Touchscreen-EB-STATE3LT-02/301500584 | 105 | rate at $70/per labor hour, assume 1.5. hours work, reference: https://www.fixr.com/costs/thermostat-installation | 274 | unit | 231 | 63294
Nonequipment | Smart Thermostat | Standard Heating and Cooling System with Smart Thermostat | Standard Heating and Cooling System with Manual Thermostat | Commercial | Existing | Offices | FL Zone 2 | Per End Use Consumption | 45% | 166452.1 | 149806.9 | 16645.21 | 0.1 | 11 | 0.19764 | -2.735 | 0 | no base cost | 0 | 0 | 169 | https://www.homedepot.com/p/ecobee-3-lite-7-Day-Programmable-Smart-Thermostat-with-Touchscreen-EB-STATE3LT-02/301500584 | 105 | rate at $70/per labor hour, assume 1.5. hours work, reference: https://www.fixr.com/costs/thermostat-installation | 274 | unit | 13 | 3562
Nonequipment | Smart Thermostat | Standard Heating and Cooling System with Smart Thermostat | Standard Heating and Cooling System with Manual Thermostat | Commercial | Existing | Restaurants | FL Zone 2 | Per End Use Consumption | 45% | 120615.3 | 108553.8 | 12061.53 | 0.1 | 11 | 4.4698 | -0.00848 | 0 | no base cost | 0 | 0 | 169 | https://www.homedepot.com/p/ecobee-3-lite-7-Day-Programmable-Smart-Thermostat-with-Touchscreen-EB-STATE3LT-02/301500584 | 105 | rate at $70/per labor hour, assume 1.5. hours work, reference: https://www.fixr.com/costs/thermostat-installation | 274 | unit | 5 | 1370
Nonequipment | Smart Thermostat | Standard Heating and Cooling System with Smart Thermostat | Standard Heating and Cooling System with Manual Thermostat | Commercial | Existing | Retail | FL Zone 2 | Per End Use Consumption | 31% | 52681.84 | 47413.66 | 5268.184 | 0.1 | 11 | 1.9523 | -0.0037 | 0 | no base cost | 0 | 0 | 169 | https://www.homedepot.com/p/ecobee-3-lite-7-Day-Programmable-Smart-Thermostat-with-Touchscreen-EB-STATE3LT-02/301500584 | 105 | rate at $70/per labor hour, assume 1.5. hours work, reference: https://www.fixr.com/costs/thermostat-installation | 274 | unit | 10 | 2740
Nonequipment | Smart Thermostat | Standard Heating and Cooling System with Smart Thermostat | Standard Heating and Cooling System with Manual Thermostat | Commercial | Existing | Schools K-12 | FL Zone 2 | Per End Use Consumption | 45% | 196877 | 177189.3 | 19687.7 | 0.1 | 11 | 0.23377 | -3.235 | 0 | no base cost | 0 | 0 | 169 | https://www.homedepot.com/p/ecobee-3-lite-7-Day-Programmable-Smart-Thermostat-with-Touchscreen-EB-STATE3LT-02/301500584 | 105 | rate at $70/per labor hour, assume 1.5. hours work, reference: https://www.fixr.com/costs/thermostat-installation | 274 | unit | 42 | 11508
Nonequipment | Smart Thermostat | Standard Heating and Cooling System with Smart Thermostat | Standard Heating and Cooling System with Manual Thermostat | Commercial | Existing | Warehouse | FL Zone 2 | Per End Use Consumption | 31% | 19557.83 | 17602.05 | 1955.783 | 0.1 | 11 | 0.023223 | -0.32136 | 0 | no base cost | 0 | 0 | 169 | https://www.homedepot.com/p/ecobee-3-lite-7-Day-Programmable-Smart-Thermostat-with-Touchscreen-EB-STATE3LT-02/301500584 | 105 | rate at $70/per labor hour, assume 1.5. hours work, reference: https://www.fixr.com/costs/thermostat-installation | 274 | unit | 13 | 3562
Nonequipment | Smart Thermostat | Standard Heating and Cooling System with Smart Thermostat | Standard Heating and Cooling System with Manual Thermostat | Commercial | New | Assembly | FL Zone 2 | Per End Use Consumption | 31% | 48078.24 | 43270.41 | 4807.824 | 0.1 | 11 | 0.057087 | -0.78999 | 0 | no base cost | 0 | 0 | 169 | https://www.homedepot.com/p/ecobee-3-lite-7-Day-Programmable-Smart-Thermostat-with-Touchscreen-EB-STATE3LT-02/301500584 | 105 | rate at $70/per labor hour, assume 1.5. hours work, reference: https://www.fixr.com/costs/thermostat-installation | 274 | unit | 16 | 4384
Nonequipment | Smart Thermostat | Standard Heating and Cooling System with Smart Thermostat | Standard Heating and Cooling System with Manual Thermostat | Commercial | New | College and University | FL Zone 2 | Per End Use Consumption | 45% | 287152.3 | 258437.1 | 28715.23 | 0.1 | 11 | 2.4002 | 0.70909 | 0 | no base cost | 0 | 0 | 169 | https://www.homedepot.com/p/ecobee-3-lite-7-Day-Programmable-Smart-Thermostat-with-Touchscreen-EB-STATE3LT-02/301500584 | 105 | rate at $70/per labor hour, assume 1.5. hours work, reference: https://www.fixr.com/costs/thermostat-installation | 274 | unit | 61 | 16714
Nonequipment | Smart Thermostat | Standard Heating and Cooling System with Smart Thermostat | Standard Heating and Cooling System with Manual Thermostat | Commercial | New | Grocery | FL Zone 2 | Per End Use Consumption | 31% | 115753 | 104177.7 | 11575.3 | 0.1 | 11 | 4.2896 | -0.00814 | 0 | no base cost | 0 | 0 | 169 | https://www.homedepot.com/p/ecobee-3-lite-7-Day-Programmable-Smart-Thermostat-with-Touchscreen-EB-STATE3LT-02/301500584 | 105 | rate at $70/per labor hour, assume 1.5. hours work, reference: https://www.fixr.com/costs/thermostat-installation | 274 | unit | 4 | 1096
Nonequipment | Smart Thermostat | Standard Heating and Cooling System with Smart Thermostat | Standard Heating and Cooling System with Manual Thermostat | Commercial | New | Healthcare | FL Zone 2 | Per End Use Consumption | 45% | 202047.4 | 181842.6 | 20204.74 | 0.1 | 11 | 0.23991 | -3.3199 | 0 | no base cost | 0 | 0 | 169 | https://www.homedepot.com/p/ecobee-3-lite-7-Day-Programmable-Smart-Thermostat-with-Touchscreen-EB-STATE3LT-02/301500584 | 105 | rate at $70/per labor hour, assume 1.5. hours work, reference: https://www.fixr.com/costs/thermostat-installation | 274 | unit | 17 | 4658
Nonequipment | Smart Thermostat | Standard Heating and Cooling System with Smart Thermostat | Standard Heating and Cooling System with Manual Thermostat | Commercial | New | Hospitals | FL Zone 2 | Per End Use Consumption | 31% | 2105302 | 1894772 | 210530.2 | 0.1 | 11 | 17.5975 | 5.1988 | 0 | no base cost | 0 | 0 | 169 | https://www.homedepot.com/p/ecobee-3-lite-7-Day-Programmable-Smart-Thermostat-with-Touchscreen-EB-STATE3LT-02/301500584 | 105 | rate at $70/per labor hour, assume 1.5. hours work, reference: https://www.fixr.com/costs/thermostat-installation | 274 | unit | 168 | 46032
Nonequipment | Smart Thermostat | Standard Heating and Cooling System with Smart Thermostat | Standard Heating and Cooling System with Manual Thermostat | Commercial | New | Institutional | FL Zone 2 | Per End Use Consumption | 31% | 233568.9 | 210212 | 23356.89 | 0.1 | 11 | 0.27734 | -3.8379 | 0 | no base cost | 0 | 0 | 169 | https://www.homedepot.com/p/ecobee-3-lite-7-Day-Programmable-Smart-Thermostat-with-Touchscreen-EB-STATE3LT-02/301500584 | 105 | rate at $70/per labor hour, assume 1.5. hours work, reference: https://www.fixr.com/costs/thermostat-installation | 274 | unit | 17 | 4658
Nonequipment | Smart Thermostat | Standard Heating and Cooling System with Smart Thermostat | Standard Heating and Cooling System with Manual Thermostat | Commercial | New | Lodging/Hospitality | FL Zone 2 | Per End Use Consumption | 45% | 191602.2 | 172442 | 19160.22 | 0.1 | 11 | -0.61374 | 57.2461 | 0 | no base cost | 0 | 0 | 169 | https://www.homedepot.com/p/ecobee-3-lite-7-Day-Programmable-Smart-Thermostat-with-Touchscreen-EB-STATE3LT-02/301500584 | 105 | rate at $70/per labor hour, assume 1.5. hours work, reference: https://www.fixr.com/costs/thermostat-installation | 274 | unit | 27 | 7398
Nonequipment | Smart Thermostat | Standard Heating and Cooling System with Smart Thermostat | Standard Heating and Cooling System with Manual Thermostat | Commercial | New | Miscellaneous | FL Zone 2 | Per End Use Consumption | 22% | 2226772 | 2004095 | 222677.2 | 0.1 | 11 | 2.644 | -36.5889 | 0 | no base cost | 0 | 0 | 169 | https://www.homedepot.com/p/ecobee-3-lite-7-Day-Programmable-Smart-Thermostat-with-Touchscreen-EB-STATE3LT-02/301500584 | 105 | rate at $70/per labor hour, assume 1.5. hours work, reference: https://www.fixr.com/costs/thermostat-installation | 274 | unit | 231 | 63294
Nonequipment | Smart Thermostat | Standard Heating and Cooling System with Smart Thermostat | Standard Heating and Cooling System with Manual Thermostat | Commercial | New | Offices | FL Zone 2 | Per End Use Consumption | 45% | 166452.1 | 149806.9 | 16645.21 | 0.1 | 11 | 0.19764 | -2.735 | 0 | no base cost | 0 | 0 | 169 | https://www.homedepot.com/p/ecobee-3-lite-7-Day-Programmable-Smart-Thermostat-with-Touchscreen-EB-STATE3LT-02/301500584 | 105 | rate at $70/per labor hour, assume 1.5. hours work, reference: https://www.fixr.com/costs/thermostat-installation | 274 | unit | 13 | 3562
Nonequipment | Smart Thermostat | Standard Heating and Cooling System with Smart Thermostat | Standard Heating and Cooling System with Manual Thermostat | Commercial | New | Restaurants | FL Zone 2 | Per End Use Consumption | 45% | 120615.3 | 108553.8 | 12061.53 | 0.1 | 11 | 4.4698 | -0.00848 | 0 | no base cost | 0 | 0 | 169 | https://www.homedepot.com/p/ecobee-3-lite-7-Day-Programmable-Smart-Thermostat-with-Touchscreen-EB-STATE3LT-02/301500584 | 105 | rate at $70/per labor hour, assume 1.5. hours work, reference: https://www.fixr.com/costs/thermostat-installation | 274 | unit | 5 | 1370
Nonequipment | Smart Thermostat | Standard Heating and Cooling System with Smart Thermostat | Standard Heating and Cooling System with Manual Thermostat | Commercial | New | Retail | FL Zone 2 | Per End Use Consumption | 31% | 52681.84 | 47413.66 | 5268.184 | 0.1 | 11 | 1.9523 | -0.0037 | 0 | no base cost | 0 | 0 | 169 | https://www.homedepot.com/p/ecobee-3-lite-7-Day-Programmable-Smart-Thermostat-with-Touchscreen-EB-STATE3LT-02/301500584 | 105 | rate at $70/per labor hour, assume 1.5. hours work, reference: https://www.fixr.com/costs/thermostat-installation | 274 | unit | 10 | 2740
Nonequipment | Smart Thermostat | Standard Heating and Cooling System with Smart Thermostat | Standard Heating and Cooling System with Manual Thermostat | Commercial | New | Schools K-12 | FL Zone 2 | Per End Use Consumption | 45% | 196877 | 177189.3 | 19687.7 | 0.1 | 11 | 0.23377 | -3.235 | 0 | no base cost | 0 | 0 | 169 | https://www.homedepot.com/p/ecobee-3-lite-7-Day-Programmable-Smart-Thermostat-with-Touchscreen-EB-STATE3LT-02/301500584 | 105 | rate at $70/per labor hour, assume 1.5. hours work, reference: https://www.fixr.com/costs/thermostat-installation | 274 | unit | 42 | 11508
Nonequipment | Smart Thermostat | Standard Heating and Cooling System with Smart Thermostat | Standard Heating and Cooling System with Manual Thermostat | Commercial | New | Warehouse | FL Zone 2 | Per End Use Consumption | 31% | 19557.83 | 17602.05 | 1955.783 | 0.1 | 11 | 0.023223 | -0.32136 | 0 | no base cost | 0 | 0 | 169 | https://www.homedepot.com/p/ecobee-3-lite-7-Day-Programmable-Smart-Thermostat-with-Touchscreen-EB-STATE3LT-02/301500584 | 105 | rate at $70/per labor hour, assume 1.5. hours work, reference: https://www.fixr.com/costs/thermostat-installation | 274 | unit | 13 | 3562
Nonequipment | Thermal Energy Storage | Deploy thermal energy storage technology (ice harvester, etc) to shift load | 0 | Commercial | Existing | Assembly | FL Zone 2 | Per End Use Consumption | 50% | 40558.16 | 41191.94 | -633.779 | -0.01563 | 20 | 3.9872 | 1.1505 | 0 | no base cost | 0 | 0 | 1128.84 | FPL program cost (average program cost per summer kW) | 71.687 | FPL contractor estimate on O&M costs for system | 1200.527 | kW | 3.9872 | 4786.796
Nonequipment | Thermal Energy Storage | Deploy thermal energy storage technology (ice harvester, etc) to shift load | 0 | Commercial | Existing | College and University | FL Zone 2 | Per End Use Consumption | 67% | 242237.9 | 246023.2 | -3785.31 | -0.01563 | 20 | 23.8142 | 6.8715 | 0 | no base cost | 0 | 0 | 1128.84 | FPL program cost (average program cost per summer kW) | 71.687 | FPL contractor estimate on O&M costs for system | 1200.527 | kW | 23.8142 | 28589.64
Nonequipment | Thermal Energy Storage | Deploy thermal energy storage technology (ice harvester, etc) to shift load | 0 | Commercial | Existing | Grocery | FL Zone 2 | Per End Use Consumption | 33% | 97647.71 | 99173.59 | -1525.88 | -0.01563 | 20 | 9.5997 | 2.77 | 0 | no base cost | 0 | 0 | 1128.84 | FPL program cost (average program cost per summer kW) | 71.687 | FPL contractor estimate on O&M costs for system | 1200.527 | kW | 9.5997 | 11524.67
Nonequipment | Thermal Energy Storage | Deploy thermal energy storage technology (ice harvester, etc) to shift load | 0 | Commercial | Existing | Healthcare | FL Zone 2 | Per End Use Consumption | 20% | 170444.5 | 173107.9 | -2663.44 | -0.01563 | 20 | 16.7563 | 4.835 | 0 | no base cost | 0 | 0 | 1128.84 | FPL program cost (average program cost per summer kW) | 71.687 | FPL contractor estimate on O&M costs for system | 1200.527 | kW | 16.7563 | 20116.37
Nonequipment | Thermal Energy Storage | Deploy thermal energy storage technology (ice harvester, etc) to shift load | 0 | Commercial | Existing | Hospitals | FL Zone 2 | Per End Use Consumption | 67% | 1776005 | 1803757 | -27752.6 | -0.01563 | 20 | 174.5978 | 50.3796 | 0 | no base cost | 0 | 0 | 1128.84 | FPL program cost (average program cost per summer kW) | 71.687 | FPL contractor estimate on O&M costs for system | 1200.527 | kW | 174.5978 | 209609.4
Nonequipment | Thermal Energy Storage | Deploy thermal energy storage technology (ice harvester, etc) to shift load | 0 | Commercial | Existing | Institutional | FL Zone 2 | Per End Use Consumption | 33% | 197035.7 | 200114.6 | -3078.96 | -0.01563 | 20 | 19.3704 | 5.5893 | 0 | no base cost | 0 | 0 | 1128.84 | FPL program cost (average program cost per summer kW) | 71.687 | FPL contractor estimate on O&M costs for system | 1200.527 | kW | 19.3704 | 23254.74
Nonequipment | Thermal Energy Storage | Deploy thermal energy storage technology (ice harvester, etc) to shift load | 0 | Commercial | Existing | Lodging/Hospitality | FL Zone 2 | Per End Use Consumption | 33% | 161633.1 | 164158.8 | -2525.75 | -0.01563 | 20 | 15.89 | 4.585 | 0 | no base cost | 0 | 0 | 1128.84 | FPL program cost (average program cost per summer kW) | 71.687 | FPL contractor estimate on O&M costs for system | 1200.527 | kW | 15.89 | 19076.42
Nonequipment | Thermal Energy Storage | Deploy thermal energy storage technology (ice harvester, etc) to shift load | 0 | Commercial | Existing | Miscellaneous | FL Zone 2 | Per End Use Consumption | 50% | 1878476 | 1907830 | -29353.8 | -0.01563 | 20 | 184.6717 | 53.2863 | 0 | no base cost | 0 | 0 | 1128.84 | FPL program cost (average program cost per summer kW) | 71.687 | FPL contractor estimate on O&M costs for system | 1200.527 | kW | 184.6717 | 221703.3
Nonequipment | Thermal Energy Storage | Deploy thermal energy storage technology (ice harvester, etc) to shift load | 0 | Commercial | Existing | Offices | FL Zone 2 | Per End Use Consumption | 33% | 140416.8 | 142611 | -2194.21 | -0.01563 | 20 | 13.8043 | 3.9832 | 0 | no base cost | 0 | 0 | 1128.84 | FPL program cost (average program cost per summer kW) | 71.687 | FPL contractor estimate on O&M costs for system | 1200.527 | kW | 13.8043 | 16572.41
Nonequipment | Thermal Energy Storage | Deploy thermal energy storage technology (ice harvester, etc) to shift load | 0 | Commercial | Existing | Restaurants | FL Zone 2 | Per End Use Consumption | 0% | 101749.5 | 103339.5 | -1589.98 | -0.01563 | 20 | 10.0029 | 2.8863 | 0 | no base cost | 0 | 0 | 1128.84 | FPL program cost (average program cost per summer kW) | 71.687 | FPL contractor estimate on O&M costs for system | 1200.527 | kW | 10.0029 | 12008.78
Nonequipment | Thermal Energy Storage | Deploy thermal energy storage technology (ice harvester, etc) to shift load | 0 | Commercial | Existing | Retail | FL Zone 2 | Per End Use Consumption | 20% | 44441.71 | 45136.17 | -694.465 | -0.01563 | 20 | 4.369 | 1.2607 | 0 | no base cost | 0 | 0 | 1128.84 | FPL program cost (average program cost per summer kW) | 71.687 | FPL contractor estimate on O&M costs for system | 1200.527 | kW | 4.369 | 5245.143
Nonequipment | Thermal Energy Storage | Deploy thermal energy storage technology (ice harvester, etc) to shift load | 0 | Commercial | Existing | Schools K-12 | FL Zone 2 | Per End Use Consumption | 33% | 166082.8 | 168678.1 | -2595.28 | -0.01563 | 20 | 16.3275 | 4.7112 | 0 | no base cost | 0 | 0 | 1128.84 | FPL program cost (average program cost per summer kW) | 71.687 | FPL contractor estimate on O&M costs for system | 1200.527 | kW | 16.3275 | 19601.59
Nonequipment | Thermal Energy Storage | Deploy thermal energy storage technology (ice harvester, etc) to shift load | 0 | Commercial | Existing | Warehouse | FL Zone 2 | Per End Use Consumption | 0% | 16498.73 | 16756.55 | -257.816 | -0.01563 | 20 | 1.622 | 0.46802 | 0 | no base cost | 0 | 0 | 1128.84 | FPL program cost (average program cost per summer kW) | 71.687 | FPL contractor estimate on O&M costs for system | 1200.527 | kW | 1.622 | 1947.23
Nonequipment | Thermal Energy Storage | Deploy thermal energy storage technology (ice harvester, etc) to shift load | 0 | Commercial | New | Assembly | FL Zone 2 | Per End Use Consumption | 50% | 40558.16 | 41191.94 | -633.779 | -0.01563 | 20 | 3.9872 | 1.1505 | 0 | no base cost | 0 | 0 | 1128.84 | FPL program cost (average program cost per summer kW) | 71.687 | FPL contractor estimate on O&M costs for system | 1200.527 | kW | 3.9872 | 4786.796
Nonequipment | Thermal Energy Storage | Deploy thermal energy storage technology (ice harvester, etc) to shift load | 0 | Commercial | New | College and University | FL Zone 2 | Per End Use Consumption | 67% | 242237.9 | 246023.2 | -3785.31 | -0.01563 | 20 | 23.8142 | 6.8715 | 0 | no base cost | 0 | 0 | 1128.84 | FPL program cost (average program cost per summer kW) | 71.687 | FPL contractor estimate on O&M costs for system | 1200.527 | kW | 23.8142 | 28589.64
Nonequipment | Thermal Energy Storage | Deploy thermal energy storage technology (ice harvester, etc) to shift load | 0 | Commercial | New | Grocery | FL Zone 2 | Per End Use Consumption | 33% | 97647.71 | 99173.59 | -1525.88 | -0.01563 | 20 | 9.5997 | 2.77 | 0 | no base cost | 0 | 0 | 1128.84 | FPL program cost (average program cost per summer kW) | 71.687 | FPL contractor estimate on O&M costs for system | 1200.527 | kW | 9.5997 | 11524.67
Nonequipment | Thermal Energy Storage | Deploy thermal energy storage technology (ice harvester, etc) to shift load | 0 | Commercial | New | Healthcare | FL Zone 2 | Per End Use Consumption | 20% | 170444.5 | 173107.9 | -2663.44 | -0.01563 | 20 | 16.7563 | 4.835 | 0 | no base cost | 0 | 0 | 1128.84 | FPL program cost (average program cost per summer kW) | 71.687 | FPL contractor estimate on O&M costs for system | 1200.527 | kW | 16.7563 | 20116.37
Nonequipment | Thermal Energy Storage | Deploy thermal energy storage technology (ice harvester, etc) to shift load | 0 | Commercial | New | Hospitals | FL Zone 2 | Per End Use Consumption | 67% | 1776005 | 1803757 | -27752.6 | -0.01563 | 20 | 174.5978 | 50.3796 | 0 | no base cost | 0 | 0 | 1128.84 | FPL program cost (average program cost per summer kW) | 71.687 | FPL contractor estimate on O&M costs for system | 1200.527 | kW | 174.5978 | 209609.4
Nonequipment | Thermal Energy Storage | Deploy thermal energy storage technology (ice harvester, etc) to shift load | 0 | Commercial | New | Institutional | FL Zone 2 | Per End Use Consumption | 33% | 197035.7 | 200114.6 | -3078.96 | -0.01563 | 20 | 19.3704 | 5.5893 | 0 | no base cost | 0 | 0 | 1128.84 | FPL program cost (average program cost per summer kW) | 71.687 | FPL contractor estimate on O&M costs for system | 1200.527 | kW | 19.3704 | 23254.74
Nonequipment | Thermal Energy Storage | Deploy thermal energy storage technology (ice harvester, etc) to shift load | 0 | Commercial | New | Lodging/Hospitality | FL Zone 2 | Per End Use Consumption | 33% | 161633.1 | 164158.8 | -2525.75 | -0.01563 | 20 | 15.89 | 4.585 | 0 | no base cost | 0 | 0 | 1128.84 | FPL program cost (average program cost per summer kW) | 71.687 | FPL contractor estimate on O&M costs for system | 1200.527 | kW | 15.89 | 19076.42
Nonequipment | Thermal Energy Storage | Deploy thermal energy storage technology (ice harvester, etc) to shift load | 0 | Commercial | New | Miscellaneous | FL Zone 2 | Per End Use Consumption | 50% | 1878476 | 1907830 | -29353.8 | -0.01563 | 20 | 184.6717 | 53.2863 | 0 | no base cost | 0 | 0 | 1128.84 | FPL program cost (average program cost per summer kW) | 71.687 | FPL contractor estimate on O&M costs for system | 1200.527 | kW | 184.6717 | 221703.3
Nonequipment | Thermal Energy Storage | Deploy thermal energy storage technology (ice harvester, etc) to shift load | 0 | Commercial | New | Offices | FL Zone 2 | Per End Use Consumption | 33% | 140416.8 | 142611 | -2194.21 | -0.01563 | 20 | 13.8043 | 3.9832 | 0 | no base cost | 0 | 0 | 1128.84 | FPL program cost (average program cost per summer kW) | 71.687 | FPL contractor estimate on O&M costs for system | 1200.527 | kW | 13.8043 | 16572.41
Nonequipment | Thermal Energy Storage | Deploy thermal energy storage technology (ice harvester, etc) to shift load | 0 | Commercial | New | Restaurants | FL Zone 2 | Per End Use Consumption | 0% | 101749.5 | 103339.5 | -1589.98 | -0.01563 | 20 | 10.0029 | 2.8863 | 0 | no base cost | 0 | 0 | 1128.84 | FPL program cost (average program cost per summer kW) | 71.687 | FPL contractor estimate on O&M costs for system | 1200.527 | kW | 10.0029 | 12008.78
Nonequipment | Thermal Energy Storage | Deploy thermal energy storage technology (ice harvester, etc) to shift load | 0 | Commercial | New | Retail | FL Zone 2 | Per End Use Consumption | 20% | 44441.71 | 45136.17 | -694.465 | -0.01563 | 20 | 4.369 | 1.2607 | 0 | no base cost | 0 | 0 | 1128.84 | FPL program cost (average program cost per summer kW) | 71.687 | FPL contractor estimate on O&M costs for system | 1200.527 | kW | 4.369 | 5245.143
Nonequipment | Thermal Energy Storage | Deploy thermal energy storage technology (ice harvester, etc) to shift load | 0 | Commercial | New | Schools K-12 | FL Zone 2 | Per End Use Consumption | 33% | 166082.8 | 168678.1 | -2595.28 | -0.01563 | 20 | 16.3275 | 4.7112 | 0 | no base cost | 0 | 0 | 1128.84 | FPL program cost (average program cost per summer kW) | 71.687 | FPL contractor estimate on O&M costs for system | 1200.527 | kW | 16.3275 | 19601.59
Nonequipment | Thermal Energy Storage | Deploy thermal energy storage technology (ice harvester, etc) to shift load | 0 | Commercial | New | Warehouse | FL Zone 2 | Per End Use Consumption | 0% | 16498.73 | 16756.55 | -257.816 | -0.01563 | 20 | 1.622 | 0.46802 | 0 | no base cost | 0 | 0 | 1128.84 | FPL program cost (average program cost per summer kW) | 71.687 | FPL contractor estimate on O&M costs for system | 1200.527 | kW | 1.622 | 1947.23
Nonequipment | Wall Insulation | Increased Exterior Above-Grade Wall Insulation (R-See Table Below) | Market Average Existing Exterior Above-Grade Wall Insulation | Commercial | Existing | Assembly | FL Zone 2 | Per Square Foot | 0% | 12.0311 | 10.0795 | 1.9515 | 0.16221 | 20 | 3.91e-05 | 0.00088 | 0 | no base cost | 0 | 0 | 0.4058 | rate at $0.4058/sq.ft, reference: https://www.homewyse.com/costs/cost_of_wall_insulation.html | 0.5361 | rate at $53.61/per labor hour and 0.01 hr/sq.ft, referenrce: https://www.homewyse.com/costs/cost_of_wall_insulation.html | 0.9419 | sq ft |  | 0.9419
Nonequipment | Wall Insulation | Increased Exterior Above-Grade Wall Insulation (R-See Table Below) | Market Average Existing Exterior Above-Grade Wall Insulation | Commercial | Existing | College and University | FL Zone 2 | Per Square Foot | 0% | 18.8018 | 16.9064 | 1.8954 | 0.10081 | 20 | 0.000784 | 0.000462 | 0 | no base cost | 0 | 0 | 0.4058 | rate at $0.4058/sq.ft, reference: https://www.homewyse.com/costs/cost_of_wall_insulation.html | 0.5361 | rate at $53.61/per labor hour and 0.01 hr/sq.ft, referenrce: https://www.homewyse.com/costs/cost_of_wall_insulation.html | 0.9419 | sq ft |  | 0.9419
Nonequipment | Wall Insulation | Increased Exterior Above-Grade Wall Insulation (R-See Table Below) | Market Average Existing Exterior Above-Grade Wall Insulation | Commercial | Existing | Grocery | FL Zone 2 | Per Square Foot | 0% | 70.4368 | 68.5137 | 1.9231 | 0.027303 | 20 | 0.000392 | 0.000898 | 0 | no base cost | 0 | 0 | 0.4058 | rate at $0.4058/sq.ft, reference: https://www.homewyse.com/costs/cost_of_wall_insulation.html | 0.5361 | rate at $53.61/per labor hour and 0.01 hr/sq.ft, referenrce: https://www.homewyse.com/costs/cost_of_wall_insulation.html | 0.9419 | sq ft |  | 0.9419
Nonequipment | Wall Insulation | Increased Exterior Above-Grade Wall Insulation (R-See Table Below) | Market Average Existing Exterior Above-Grade Wall Insulation | Commercial | Existing | Healthcare | FL Zone 2 | Per Square Foot | 27% | 49.9992 | 48.1308 | 1.8684 | 0.037369 | 20 | 3.74e-05 | 0.000843 | 0 | no base cost | 0 | 0 | 0.4058 | rate at $0.4058/sq.ft, reference: https://www.homewyse.com/costs/cost_of_wall_insulation.html | 0.5361 | rate at $53.61/per labor hour and 0.01 hr/sq.ft, referenrce: https://www.homewyse.com/costs/cost_of_wall_insulation.html | 0.9419 | sq ft |  | 0.9419
Nonequipment | Wall Insulation | Increased Exterior Above-Grade Wall Insulation (R-See Table Below) | Market Average Existing Exterior Above-Grade Wall Insulation | Commercial | Existing | Hospitals | FL Zone 2 | Per Square Foot | 0% | 29.9435 | 28.0204 | 1.9231 | 0.064225 | 20 | 0.000795 | 0.000468 | 0 | no base cost | 0 | 0 | 0.4058 | rate at $0.4058/sq.ft, reference: https://www.homewyse.com/costs/cost_of_wall_insulation.html | 0.5361 | rate at $53.61/per labor hour and 0.01 hr/sq.ft, referenrce: https://www.homewyse.com/costs/cost_of_wall_insulation.html | 0.9419 | sq ft |  | 0.9419
Nonequipment | Wall Insulation | Increased Exterior Above-Grade Wall Insulation (R-See Table Below) | Market Average Existing Exterior Above-Grade Wall Insulation | Commercial | Existing | Institutional | FL Zone 2 | Per Square Foot | 0% | 17.25 | 15.3546 | 1.8954 | 0.10988 | 20 | 3.79e-05 | 0.000855 | 0 | no base cost | 0 | 0 | 0.4058 | rate at $0.4058/sq.ft, reference: https://www.homewyse.com/costs/cost_of_wall_insulation.html | 0.5361 | rate at $53.61/per labor hour and 0.01 hr/sq.ft, referenrce: https://www.homewyse.com/costs/cost_of_wall_insulation.html | 0.9419 | sq ft |  | 0.9419
Nonequipment | Wall Insulation | Increased Exterior Above-Grade Wall Insulation (R-See Table Below) | Market Average Existing Exterior Above-Grade Wall Insulation | Commercial | Existing | Lodging/Hospitality | FL Zone 2 | Per Square Foot | 0% | 8.9677 | 7.0723 | 1.8954 | 0.21136 | 20 | 0.000784 | 0.000462 | 0 | no base cost | 0 | 0 | 0.4058 | rate at $0.4058/sq.ft, reference: https://www.homewyse.com/costs/cost_of_wall_insulation.html | 0.5361 | rate at $53.61/per labor hour and 0.01 hr/sq.ft, referenrce: https://www.homewyse.com/costs/cost_of_wall_insulation.html | 0.9419 | sq ft |  | 0.9419
Nonequipment | Wall Insulation | Increased Exterior Above-Grade Wall Insulation (R-See Table Below) | Market Average Existing Exterior Above-Grade Wall Insulation | Commercial | Existing | Miscellaneous | FL Zone 2 | Per Square Foot | 0% | 453.9659 | 452.0428 | 1.9231 | 0.004236 | 20 | 3.85e-05 | 0.000867 | 0 | no base cost | 0 | 0 | 0.4058 | rate at $0.4058/sq.ft, reference: https://www.homewyse.com/costs/cost_of_wall_insulation.html | 0.5361 | rate at $53.61/per labor hour and 0.01 hr/sq.ft, referenrce: https://www.homewyse.com/costs/cost_of_wall_insulation.html | 0.9419 | sq ft |  | 0.9419
Nonequipment | Wall Insulation | Increased Exterior Above-Grade Wall Insulation (R-See Table Below) | Market Average Existing Exterior Above-Grade Wall Insulation | Commercial | Existing | Offices | FL Zone 2 | Per Square Foot | 17% | 12.327 | 10.4039 | 1.9231 | 0.15601 | 20 | 3.85e-05 | 0.000867 | 0 | no base cost | 0 | 0 | 0.4058 | rate at $0.4058/sq.ft, reference: https://www.homewyse.com/costs/cost_of_wall_insulation.html | 0.5361 | rate at $53.61/per labor hour and 0.01 hr/sq.ft, referenrce: https://www.homewyse.com/costs/cost_of_wall_insulation.html | 0.9419 | sq ft |  | 0.9419
Nonequipment | Wall Insulation | Increased Exterior Above-Grade Wall Insulation (R-See Table Below) | Market Average Existing Exterior Above-Grade Wall Insulation | Commercial | Existing | Restaurants | FL Zone 2 | Per Square Foot | 0% | 67.57 | 65.6184 | 1.9515 | 0.028882 | 20 | 0.000398 | 0.000911 | 0 | no base cost | 0 | 0 | 0.4058 | rate at $0.4058/sq.ft, reference: https://www.homewyse.com/costs/cost_of_wall_insulation.html | 0.5361 | rate at $53.61/per labor hour and 0.01 hr/sq.ft, referenrce: https://www.homewyse.com/costs/cost_of_wall_insulation.html | 0.9419 | sq ft |  | 0.9419
Nonequipment | Wall Insulation | Increased Exterior Above-Grade Wall Insulation (R-See Table Below) | Market Average Existing Exterior Above-Grade Wall Insulation | Commercial | Existing | Retail | FL Zone 2 | Per Square Foot | 16% | 19.9803 | 18.0571 | 1.9231 | 0.096251 | 20 | 0.000392 | 0.000898 | 0 | no base cost | 0 | 0 | 0.4058 | rate at $0.4058/sq.ft, reference: https://www.homewyse.com/costs/cost_of_wall_insulation.html | 0.5361 | rate at $53.61/per labor hour and 0.01 hr/sq.ft, referenrce: https://www.homewyse.com/costs/cost_of_wall_insulation.html | 0.9419 | sq ft |  | 0.9419
Nonequipment | Wall Insulation | Increased Exterior Above-Grade Wall Insulation (R-See Table Below) | Market Average Existing Exterior Above-Grade Wall Insulation | Commercial | Existing | Schools K-12 | FL Zone 2 | Per Square Foot | 0% | 33.6952 | 31.7145 | 1.9807 | 0.058783 | 20 | 3.96e-05 | 0.000893 | 0 | no base cost | 0 | 0 | 0.4058 | rate at $0.4058/sq.ft, reference: https://www.homewyse.com/costs/cost_of_wall_insulation.html | 0.5361 | rate at $53.61/per labor hour and 0.01 hr/sq.ft, referenrce: https://www.homewyse.com/costs/cost_of_wall_insulation.html | 0.9419 | sq ft |  | 0.9419
Nonequipment | Wall Insulation | Increased Exterior Above-Grade Wall Insulation (R-See Table Below) | Market Average Existing Exterior Above-Grade Wall Insulation | Commercial | Existing | Warehouse | FL Zone 2 | Per Square Foot | 0% | 7.0624 | 5.1108 | 1.9515 | 0.27633 | 20 | 0.000221 | 0.000395 | 0 | no base cost | 0 | 0 | 0.4058 | rate at $0.4058/sq.ft, reference: https://www.homewyse.com/costs/cost_of_wall_insulation.html | 0.5361 | rate at $53.61/per labor hour and 0.01 hr/sq.ft, referenrce: https://www.homewyse.com/costs/cost_of_wall_insulation.html | 0.9419 | sq ft |  | 0.9419
Nonequipment | Wall Insulation | Increased Exterior Above-Grade Wall Insulation (R-See Table Below) | Code-Compliant Exterior Above-Grade Wall Insulation | Commercial | New | Assembly | FL Zone 2 | Per Square Foot | 0% | 12.0311 | 12.0311 | 0 | 0 | 20 | 0 | 0 | 0 | no base cost | 0 | 0 | 0.4058 | rate at $0.4058/sq.ft, reference: https://www.homewyse.com/costs/cost_of_wall_insulation.html | 0.5361 | rate at $53.61/per labor hour and 0.01 hr/sq.ft, referenrce: https://www.homewyse.com/costs/cost_of_wall_insulation.html | 0.9419 | sq ft |  | 0.9419
Nonequipment | Wall Insulation | Increased Exterior Above-Grade Wall Insulation (R-See Table Below) | Code-Compliant Exterior Above-Grade Wall Insulation | Commercial | New | College and University | FL Zone 2 | Per Square Foot | 0% | 18.8018 | 18.8018 | 0 | 0 | 20 | 0 | 0 | 0 | no base cost | 0 | 0 | 0.4058 | rate at $0.4058/sq.ft, reference: https://www.homewyse.com/costs/cost_of_wall_insulation.html | 0.5361 | rate at $53.61/per labor hour and 0.01 hr/sq.ft, referenrce: https://www.homewyse.com/costs/cost_of_wall_insulation.html | 0.9419 | sq ft |  | 0.9419
Nonequipment | Wall Insulation | Increased Exterior Above-Grade Wall Insulation (R-See Table Below) | Code-Compliant Exterior Above-Grade Wall Insulation | Commercial | New | Grocery | FL Zone 2 | Per Square Foot | 0% | 70.4368 | 70.4368 | 0 | 0 | 20 | 0 | 0 | 0 | no base cost | 0 | 0 | 0.4058 | rate at $0.4058/sq.ft, reference: https://www.homewyse.com/costs/cost_of_wall_insulation.html | 0.5361 | rate at $53.61/per labor hour and 0.01 hr/sq.ft, referenrce: https://www.homewyse.com/costs/cost_of_wall_insulation.html | 0.9419 | sq ft |  | 0.9419
Nonequipment | Wall Insulation | Increased Exterior Above-Grade Wall Insulation (R-See Table Below) | Code-Compliant Exterior Above-Grade Wall Insulation | Commercial | New | Healthcare | FL Zone 2 | Per Square Foot | 57% | 49.9992 | 49.9992 | 0 | 0 | 20 | 0 | 0 | 0 | no base cost | 0 | 0 | 0.4058 | rate at $0.4058/sq.ft, reference: https://www.homewyse.com/costs/cost_of_wall_insulation.html | 0.5361 | rate at $53.61/per labor hour and 0.01 hr/sq.ft, referenrce: https://www.homewyse.com/costs/cost_of_wall_insulation.html | 0.9419 | sq ft |  | 0.9419
Nonequipment | Wall Insulation | Increased Exterior Above-Grade Wall Insulation (R-See Table Below) | Code-Compliant Exterior Above-Grade Wall Insulation | Commercial | New | Hospitals | FL Zone 2 | Per Square Foot | 0% | 29.9435 | 29.9435 | 0 | 0 | 20 | 0 | 0 | 0 | no base cost | 0 | 0 | 0.4058 | rate at $0.4058/sq.ft, reference: https://www.homewyse.com/costs/cost_of_wall_insulation.html | 0.5361 | rate at $53.61/per labor hour and 0.01 hr/sq.ft, referenrce: https://www.homewyse.com/costs/cost_of_wall_insulation.html | 0.9419 | sq ft |  | 0.9419
Nonequipment | Wall Insulation | Increased Exterior Above-Grade Wall Insulation (R-See Table Below) | Code-Compliant Exterior Above-Grade Wall Insulation | Commercial | New | Institutional | FL Zone 2 | Per Square Foot | 0% | 17.25 | 17.25 | 0 | 0 | 20 | 0 | 0 | 0 | no base cost | 0 | 0 | 0.4058 | rate at $0.4058/sq.ft, reference: https://www.homewyse.com/costs/cost_of_wall_insulation.html | 0.5361 | rate at $53.61/per labor hour and 0.01 hr/sq.ft, referenrce: https://www.homewyse.com/costs/cost_of_wall_insulation.html | 0.9419 | sq ft |  | 0.9419
Nonequipment | Wall Insulation | Increased Exterior Above-Grade Wall Insulation (R-See Table Below) | Code-Compliant Exterior Above-Grade Wall Insulation | Commercial | New | Lodging/Hospitality | FL Zone 2 | Per Square Foot | 0% | 8.9677 | 8.9677 | 0 | 0 | 20 | 0 | 0 | 0 | no base cost | 0 | 0 | 0.4058 | rate at $0.4058/sq.ft, reference: https://www.homewyse.com/costs/cost_of_wall_insulation.html | 0.5361 | rate at $53.61/per labor hour and 0.01 hr/sq.ft, referenrce: https://www.homewyse.com/costs/cost_of_wall_insulation.html | 0.9419 | sq ft |  | 0.9419
Nonequipment | Wall Insulation | Increased Exterior Above-Grade Wall Insulation (R-See Table Below) | Code-Compliant Exterior Above-Grade Wall Insulation | Commercial | New | Miscellaneous | FL Zone 2 | Per Square Foot | 0% | 453.9659 | 453.9659 | 0 | 0 | 20 | 0 | 0 | 0 | no base cost | 0 | 0 | 0.4058 | rate at $0.4058/sq.ft, reference: https://www.homewyse.com/costs/cost_of_wall_insulation.html | 0.5361 | rate at $53.61/per labor hour and 0.01 hr/sq.ft, referenrce: https://www.homewyse.com/costs/cost_of_wall_insulation.html | 0.9419 | sq ft |  | 0.9419
Nonequipment | Wall Insulation | Increased Exterior Above-Grade Wall Insulation (R-See Table Below) | Code-Compliant Exterior Above-Grade Wall Insulation | Commercial | New | Offices | FL Zone 2 | Per Square Foot | 43% | 12.327 | 12.327 | 0 | 0 | 20 | 0 | 0 | 0 | no base cost | 0 | 0 | 0.4058 | rate at $0.4058/sq.ft, reference: https://www.homewyse.com/costs/cost_of_wall_insulation.html | 0.5361 | rate at $53.61/per labor hour and 0.01 hr/sq.ft, referenrce: https://www.homewyse.com/costs/cost_of_wall_insulation.html | 0.9419 | sq ft |  | 0.9419
Nonequipment | Wall Insulation | Increased Exterior Above-Grade Wall Insulation (R-See Table Below) | Code-Compliant Exterior Above-Grade Wall Insulation | Commercial | New | Restaurants | FL Zone 2 | Per Square Foot | 0% | 67.57 | 67.57 | 0 | 0 | 20 | 0 | 0 | 0 | no base cost | 0 | 0 | 0.4058 | rate at $0.4058/sq.ft, reference: https://www.homewyse.com/costs/cost_of_wall_insulation.html | 0.5361 | rate at $53.61/per labor hour and 0.01 hr/sq.ft, referenrce: https://www.homewyse.com/costs/cost_of_wall_insulation.html | 0.9419 | sq ft |  | 0.9419
Nonequipment | Wall Insulation | Increased Exterior Above-Grade Wall Insulation (R-See Table Below) | Code-Compliant Exterior Above-Grade Wall Insulation | Commercial | New | Retail | FL Zone 2 | Per Square Foot | 40% | 19.9803 | 19.9803 | 0 | 0 | 20 | 0 | 0 | 0 | no base cost | 0 | 0 | 0.4058 | rate at $0.4058/sq.ft, reference: https://www.homewyse.com/costs/cost_of_wall_insulation.html | 0.5361 | rate at $53.61/per labor hour and 0.01 hr/sq.ft, referenrce: https://www.homewyse.com/costs/cost_of_wall_insulation.html | 0.9419 | sq ft |  | 0.9419
Nonequipment | Wall Insulation | Increased Exterior Above-Grade Wall Insulation (R-See Table Below) | Code-Compliant Exterior Above-Grade Wall Insulation | Commercial | New | Schools K-12 | FL Zone 2 | Per Square Foot | 0% | 33.6952 | 33.6952 | 0 | 0 | 20 | 0 | 0 | 0 | no base cost | 0 | 0 | 0.4058 | rate at $0.4058/sq.ft, reference: https://www.homewyse.com/costs/cost_of_wall_insulation.html | 0.5361 | rate at $53.61/per labor hour and 0.01 hr/sq.ft, referenrce: https://www.homewyse.com/costs/cost_of_wall_insulation.html | 0.9419 | sq ft |  | 0.9419
Nonequipment | Wall Insulation | Increased Exterior Above-Grade Wall Insulation (R-See Table Below) | Code-Compliant Exterior Above-Grade Wall Insulation | Commercial | New | Warehouse | FL Zone 2 | Per Square Foot | 0% | 7.0624 | 7.0624 | 0 | 0 | 20 | 0 | 0 | 0 | no base cost | 0 | 0 | 0.4058 | rate at $0.4058/sq.ft, reference: https://www.homewyse.com/costs/cost_of_wall_insulation.html | 0.5361 | rate at $53.61/per labor hour and 0.01 hr/sq.ft, referenrce: https://www.homewyse.com/costs/cost_of_wall_insulation.html | 0.9419 | sq ft |  | 0.9419
Nonequipment | Warehouse Loading Dock Seals | Warehouse Loading Dock Seals | 0 | Commercial | Existing | Assembly | FL Zone 2 | Square feet | 0% | 3.7877 | 3.716 | 0.071633 | 0.018912 | 18 | 8.13e-06 | 1.45e-05 | 0 | no base cost | 0 | 0 | 0.2857 | Cost: Minnesota 2016 Statewide TRM, assume 1 dock per 10,000 sq ft facility space: http://courses.washington.edu/cee320ag/warehousing/WarehouseClassification.pdf | 0 | 0 | 0.2857 | facility sq ft |  | 0.2857
Nonequipment | Warehouse Loading Dock Seals | Warehouse Loading Dock Seals | 0 | Commercial | Existing | College and University | FL Zone 2 | Square feet | 0% | 11.0507 | 11.0157 | 0.034992 | 0.003166 | 18 | 3.97e-06 | 7.08e-06 | 0 | no base cost | 0 | 0 | 0.2857 | Cost: Minnesota 2016 Statewide TRM, assume 1 dock per 10,000 sq ft facility space: http://courses.washington.edu/cee320ag/warehousing/WarehouseClassification.pdf | 0 | 0 | 0.2857 | facility sq ft |  | 0.2857
Nonequipment | Warehouse Loading Dock Seals | Warehouse Loading Dock Seals | 0 | Commercial | Existing | Grocery | FL Zone 2 | Square feet | 0% | 31.0105 | 30.7669 | 0.24359 | 0.007855 | 18 | 2.76e-05 | 4.93e-05 | 0 | no base cost | 0 | 0 | 0.2857 | Cost: Minnesota 2016 Statewide TRM, assume 1 dock per 10,000 sq ft facility space: http://courses.washington.edu/cee320ag/warehousing/WarehouseClassification.pdf | 0 | 0 | 0.2857 | facility sq ft |  | 0.2857
Nonequipment | Warehouse Loading Dock Seals | Warehouse Loading Dock Seals | 0 | Commercial | Existing | Healthcare | FL Zone 2 | Square feet | 0% | 15.083 | 15.0151 | 0.067877 | 0.0045 | 18 | 7.7e-06 | 1.37e-05 | 0 | no base cost | 0 | 0 | 0.2857 | Cost: Minnesota 2016 Statewide TRM, assume 1 dock per 10,000 sq ft facility space: http://courses.washington.edu/cee320ag/warehousing/WarehouseClassification.pdf | 0 | 0 | 0.2857 | facility sq ft |  | 0.2857
Nonequipment | Warehouse Loading Dock Seals | Warehouse Loading Dock Seals | 0 | Commercial | Existing | Hospitals | FL Zone 2 | Square feet | 0% | 81.2975 | 81.2624 | 0.035112 | 0.000432 | 18 | 3.98e-06 | 7.11e-06 | 0 | no base cost | 0 | 0 | 0.2857 | Cost: Minnesota 2016 Statewide TRM, assume 1 dock per 10,000 sq ft facility space: http://courses.washington.edu/cee320ag/warehousing/WarehouseClassification.pdf | 0 | 0 | 0.2857 | facility sq ft |  | 0.2857
Nonequipment | Warehouse Loading Dock Seals | Warehouse Loading Dock Seals | 0 | Commercial | Existing | Institutional | FL Zone 2 | Square feet | 0% | 56.2721 | 56.0531 | 0.21906 | 0.003893 | 18 | 2.49e-05 | 4.44e-05 | 0 | no base cost | 0 | 0 | 0.2857 | Cost: Minnesota 2016 Statewide TRM, assume 1 dock per 10,000 sq ft facility space: http://courses.washington.edu/cee320ag/warehousing/WarehouseClassification.pdf | 0 | 0 | 0.2857 | facility sq ft |  | 0.2857
Nonequipment | Warehouse Loading Dock Seals | Warehouse Loading Dock Seals | 0 | Commercial | Existing | Lodging/Hospitality | FL Zone 2 | Square feet | 0% | 34.7257 | 34.5609 | 0.16479 | 0.004746 | 18 | 1.87e-05 | 3.34e-05 | 0 | no base cost | 0 | 0 | 0.2857 | Cost: Minnesota 2016 Statewide TRM, assume 1 dock per 10,000 sq ft facility space: http://courses.washington.edu/cee320ag/warehousing/WarehouseClassification.pdf | 0 | 0 | 0.2857 | facility sq ft |  | 0.2857
Nonequipment | Warehouse Loading Dock Seals | Warehouse Loading Dock Seals | 0 | Commercial | Existing | Miscellaneous | FL Zone 2 | Square feet | 0% | 107.2344 | 107.1906 | 0.043787 | 0.000408 | 18 | 4.97e-06 | 8.87e-06 | 0 | no base cost | 0 | 0 | 0.2857 | Cost: Minnesota 2016 Statewide TRM, assume 1 dock per 10,000 sq ft facility space: http://courses.washington.edu/cee320ag/warehousing/WarehouseClassification.pdf | 0 | 0 | 0.2857 | facility sq ft |  | 0.2857
Nonequipment | Warehouse Loading Dock Seals | Warehouse Loading Dock Seals | 0 | Commercial | Existing | Offices | FL Zone 2 | Square feet | 0% | 58.1979 | 57.88 | 0.31791 | 0.005463 | 18 | 3.61e-05 | 6.44e-05 | 0 | no base cost | 0 | 0 | 0.2857 | Cost: Minnesota 2016 Statewide TRM, assume 1 dock per 10,000 sq ft facility space: http://courses.washington.edu/cee320ag/warehousing/WarehouseClassification.pdf | 0 | 0 | 0.2857 | facility sq ft |  | 0.2857
Nonequipment | Warehouse Loading Dock Seals | Warehouse Loading Dock Seals | 0 | Commercial | Existing | Restaurants | FL Zone 2 | Square feet | 0% | 31.354 | 31.1176 | 0.23636 | 0.007539 | 18 | 2.68e-05 | 4.79e-05 | 0 | no base cost | 0 | 0 | 0.2857 | Cost: Minnesota 2016 Statewide TRM, assume 1 dock per 10,000 sq ft facility space: http://courses.washington.edu/cee320ag/warehousing/WarehouseClassification.pdf | 0 | 0 | 0.2857 | facility sq ft |  | 0.2857
Nonequipment | Warehouse Loading Dock Seals | Warehouse Loading Dock Seals | 0 | Commercial | Existing | Retail | FL Zone 2 | Square feet | 0% | 5.9824 | 5.8791 | 0.10325 | 0.01726 | 18 | 1.17e-05 | 2.09e-05 | 0 | no base cost | 0 | 0 | 0.2857 | Cost: Minnesota 2016 Statewide TRM, assume 1 dock per 10,000 sq ft facility space: http://courses.washington.edu/cee320ag/warehousing/WarehouseClassification.pdf | 0 | 0 | 0.2857 | facility sq ft |  | 0.2857
Nonequipment | Warehouse Loading Dock Seals | Warehouse Loading Dock Seals | 0 | Commercial | Existing | Schools K-12 | FL Zone 2 | Square feet | 0% | 5.1058 | 5.0822 | 0.023581 | 0.004618 | 18 | 2.68e-06 | 4.77e-06 | 0 | no base cost | 0 | 0 | 0.2857 | Cost: Minnesota 2016 Statewide TRM, assume 1 dock per 10,000 sq ft facility space: http://courses.washington.edu/cee320ag/warehousing/WarehouseClassification.pdf | 0 | 0 | 0.2857 | facility sq ft |  | 0.2857
Nonequipment | Warehouse Loading Dock Seals | Warehouse Loading Dock Seals | 0 | Commercial | Existing | Warehouse | FL Zone 2 | Square feet | 25% | 1.4026 | 1.3374 | 0.065206 | 0.046491 | 18 | 7.4e-06 | 1.32e-05 | 0 | no base cost | 0 | 0 | 0.2857 | Cost: Minnesota 2016 Statewide TRM, assume 1 dock per 10,000 sq ft facility space: http://courses.washington.edu/cee320ag/warehousing/WarehouseClassification.pdf | 0 | 0 | 0.2857 | facility sq ft |  | 0.2857
Nonequipment | Warehouse Loading Dock Seals | Warehouse Loading Dock Seals | 0 | Commercial | New | Assembly | FL Zone 2 | Square feet | 0% | 3.7877 | 3.7189 | 0.06879 | 0.018162 | 18 | 7.81e-06 | 1.39e-05 | 0 | no base cost | 0 | 0 | 0.2857 | Cost: Minnesota 2016 Statewide TRM, assume 1 dock per 10,000 sq ft facility space: http://courses.washington.edu/cee320ag/warehousing/WarehouseClassification.pdf | 0 | 0 | 0.2857 | facility sq ft |  | 0.2857
Nonequipment | Warehouse Loading Dock Seals | Warehouse Loading Dock Seals | 0 | Commercial | New | College and University | FL Zone 2 | Square feet | 0% | 11.0507 | 11.017 | 0.033603 | 0.003041 | 18 | 3.81e-06 | 6.8e-06 | 0 | no base cost | 0 | 0 | 0.2857 | Cost: Minnesota 2016 Statewide TRM, assume 1 dock per 10,000 sq ft facility space: http://courses.washington.edu/cee320ag/warehousing/WarehouseClassification.pdf | 0 | 0 | 0.2857 | facility sq ft |  | 0.2857
Nonequipment | Warehouse Loading Dock Seals | Warehouse Loading Dock Seals | 0 | Commercial | New | Grocery | FL Zone 2 | Square feet | 0% | 31.0105 | 30.7766 | 0.23393 | 0.007543 | 18 | 2.65e-05 | 4.74e-05 | 0 | no base cost | 0 | 0 | 0.2857 | Cost: Minnesota 2016 Statewide TRM, assume 1 dock per 10,000 sq ft facility space: http://courses.washington.edu/cee320ag/warehousing/WarehouseClassification.pdf | 0 | 0 | 0.2857 | facility sq ft |  | 0.2857
Nonequipment | Warehouse Loading Dock Seals | Warehouse Loading Dock Seals | 0 | Commercial | New | Healthcare | FL Zone 2 | Square feet | 0% | 15.083 | 15.0178 | 0.065183 | 0.004322 | 18 | 7.4e-06 | 1.32e-05 | 0 | no base cost | 0 | 0 | 0.2857 | Cost: Minnesota 2016 Statewide TRM, assume 1 dock per 10,000 sq ft facility space: http://courses.washington.edu/cee320ag/warehousing/WarehouseClassification.pdf | 0 | 0 | 0.2857 | facility sq ft |  | 0.2857
Nonequipment | Warehouse Loading Dock Seals | Warehouse Loading Dock Seals | 0 | Commercial | New | Hospitals | FL Zone 2 | Square feet | 0% | 81.2975 | 81.2638 | 0.033718 | 0.000415 | 18 | 3.83e-06 | 6.83e-06 | 0 | no base cost | 0 | 0 | 0.2857 | Cost: Minnesota 2016 Statewide TRM, assume 1 dock per 10,000 sq ft facility space: http://courses.washington.edu/cee320ag/warehousing/WarehouseClassification.pdf | 0 | 0 | 0.2857 | facility sq ft |  | 0.2857
Nonequipment | Warehouse Loading Dock Seals | Warehouse Loading Dock Seals | 0 | Commercial | New | Institutional | FL Zone 2 | Square feet | 0% | 56.2721 | 56.0618 | 0.21037 | 0.003738 | 18 | 2.39e-05 | 4.26e-05 | 0 | no base cost | 0 | 0 | 0.2857 | Cost: Minnesota 2016 Statewide TRM, assume 1 dock per 10,000 sq ft facility space: http://courses.washington.edu/cee320ag/warehousing/WarehouseClassification.pdf | 0 | 0 | 0.2857 | facility sq ft |  | 0.2857
Nonequipment | Warehouse Loading Dock Seals | Warehouse Loading Dock Seals | 0 | Commercial | New | Lodging/Hospitality | FL Zone 2 | Square feet | 0% | 34.7257 | 34.5675 | 0.15825 | 0.004557 | 18 | 1.8e-05 | 3.2e-05 | 0 | no base cost | 0 | 0 | 0.2857 | Cost: Minnesota 2016 Statewide TRM, assume 1 dock per 10,000 sq ft facility space: http://courses.washington.edu/cee320ag/warehousing/WarehouseClassification.pdf | 0 | 0 | 0.2857 | facility sq ft |  | 0.2857
Nonequipment | Warehouse Loading Dock Seals | Warehouse Loading Dock Seals | 0 | Commercial | New | Miscellaneous | FL Zone 2 | Square feet | 0% | 107.2344 | 107.1924 | 0.042049 | 0.000392 | 18 | 4.77e-06 | 8.51e-06 | 0 | no base cost | 0 | 0 | 0.2857 | Cost: Minnesota 2016 Statewide TRM, assume 1 dock per 10,000 sq ft facility space: http://courses.washington.edu/cee320ag/warehousing/WarehouseClassification.pdf | 0 | 0 | 0.2857 | facility sq ft |  | 0.2857
Nonequipment | Warehouse Loading Dock Seals | Warehouse Loading Dock Seals | 0 | Commercial | New | Offices | FL Zone 2 | Square feet | 0% | 58.1979 | 57.8926 | 0.30529 | 0.005246 | 18 | 3.46e-05 | 6.18e-05 | 0 | no base cost | 0 | 0 | 0.2857 | Cost: Minnesota 2016 Statewide TRM, assume 1 dock per 10,000 sq ft facility space: http://courses.washington.edu/cee320ag/warehousing/WarehouseClassification.pdf | 0 | 0 | 0.2857 | facility sq ft |  | 0.2857
Nonequipment | Warehouse Loading Dock Seals | Warehouse Loading Dock Seals | 0 | Commercial | New | Restaurants | FL Zone 2 | Square feet | 0% | 31.354 | 31.127 | 0.22698 | 0.007239 | 18 | 2.58e-05 | 4.6e-05 | 0 | no base cost | 0 | 0 | 0.2857 | Cost: Minnesota 2016 Statewide TRM, assume 1 dock per 10,000 sq ft facility space: http://courses.washington.edu/cee320ag/warehousing/WarehouseClassification.pdf | 0 | 0 | 0.2857 | facility sq ft |  | 0.2857
Nonequipment | Warehouse Loading Dock Seals | Warehouse Loading Dock Seals | 0 | Commercial | New | Retail | FL Zone 2 | Square feet | 0% | 5.9824 | 5.8832 | 0.099155 | 0.016575 | 18 | 1.13e-05 | 2.01e-05 | 0 | no base cost | 0 | 0 | 0.2857 | Cost: Minnesota 2016 Statewide TRM, assume 1 dock per 10,000 sq ft facility space: http://courses.washington.edu/cee320ag/warehousing/WarehouseClassification.pdf | 0 | 0 | 0.2857 | facility sq ft |  | 0.2857
Nonequipment | Warehouse Loading Dock Seals | Warehouse Loading Dock Seals | 0 | Commercial | New | Schools K-12 | FL Zone 2 | Square feet | 0% | 5.1058 | 5.0831 | 0.022645 | 0.004435 | 18 | 2.57e-06 | 4.58e-06 | 0 | no base cost | 0 | 0 | 0.2857 | Cost: Minnesota 2016 Statewide TRM, assume 1 dock per 10,000 sq ft facility space: http://courses.washington.edu/cee320ag/warehousing/WarehouseClassification.pdf | 0 | 0 | 0.2857 | facility sq ft |  | 0.2857
Nonequipment | Warehouse Loading Dock Seals | Warehouse Loading Dock Seals | 0 | Commercial | New | Warehouse | FL Zone 2 | Square feet | 17% | 1.4026 | 1.3399 | 0.062618 | 0.044646 | 18 | 7.11e-06 | 1.27e-05 | 0 | no base cost | 0 | 0 | 0.2857 | Cost: Minnesota 2016 Statewide TRM, assume 1 dock per 10,000 sq ft facility space: http://courses.washington.edu/cee320ag/warehousing/WarehouseClassification.pdf | 0 | 0 | 0.2857 | facility sq ft |  | 0.2857
Nonequipment | Water Cooled Refrigeration Heat Recovery | The heat reclaim system transfers waste heat from refrigeration system to space heating or hot water | 0 | Commercial | Existing | Assembly | FL Zone 2 | Per End Use Consumption | 0% | 7520.072 | 6768.065 | 752.0072 | 0.1 | 20 | 0 | 0.050273 | 0 | no base cost | 0 | 0 | 254 | Michigan 2018 Statewide Master Measure Database, Water-Cooled Condenser Heat Recovery DWH - HVAC Electric | 0 | 0 | 254 | ton | 48.1681 | 12234.71
Nonequipment | Water Cooled Refrigeration Heat Recovery | The heat reclaim system transfers waste heat from refrigeration system to space heating or hot water | 0 | Commercial | Existing | College and University | FL Zone 2 | Per End Use Consumption | 56% | 44914.42 | 40422.98 | 4491.442 | 0.1 | 20 | 0 | 0.48778 | 0 | no base cost | 0 | 0 | 254 | Michigan 2018 Statewide Master Measure Database, Water-Cooled Condenser Heat Recovery DWH - HVAC Electric | 0 | 0 | 254 | ton | 189.833 | 48217.59
Nonequipment | Water Cooled Refrigeration Heat Recovery | The heat reclaim system transfers waste heat from refrigeration system to space heating or hot water | 0 | Commercial | Existing | Grocery | FL Zone 2 | Per End Use Consumption | 0% | 18105.3 | 16294.77 | 1810.53 | 0.1 | 20 | 0 | 0.12104 | 0 | no base cost | 0 | 0 | 254 | Michigan 2018 Statewide Master Measure Database, Water-Cooled Condenser Heat Recovery DWH - HVAC Electric | 0 | 0 | 254 | ton | 11.7792 | 2991.927
Nonequipment | Water Cooled Refrigeration Heat Recovery | The heat reclaim system transfers waste heat from refrigeration system to space heating or hot water | 0 | Commercial | Existing | Healthcare | FL Zone 2 | Per End Use Consumption | 0% | 31602.88 | 28442.6 | 3160.288 | 0.1 | 20 | 0 | 0.34321 | 0 | no base cost | 0 | 0 | 254 | Michigan 2018 Statewide Master Measure Database, Water-Cooled Condenser Heat Recovery DWH - HVAC Electric | 0 | 0 | 254 | ton | 50.3019 | 12776.69
Nonequipment | Water Cooled Refrigeration Heat Recovery | The heat reclaim system transfers waste heat from refrigeration system to space heating or hot water | 0 | Commercial | Existing | Hospitals | FL Zone 2 | Per End Use Consumption | 56% | 329297.1 | 296367.4 | 32929.71 | 0.1 | 20 | 0 | 3.5762 | 0 | no base cost | 0 | 0 | 254 | Michigan 2018 Statewide Master Measure Database, Water-Cooled Condenser Heat Recovery DWH - HVAC Electric | 0 | 0 | 254 | ton | 524.138 | 133131.1
Nonequipment | Water Cooled Refrigeration Heat Recovery | The heat reclaim system transfers waste heat from refrigeration system to space heating or hot water | 0 | Commercial | Existing | Institutional | FL Zone 2 | Per End Use Consumption | 15% | 36533.27 | 32879.94 | 3653.327 | 0.1 | 20 | 0 | 0.24423 | 0 | no base cost | 0 | 0 | 254 | Michigan 2018 Statewide Master Measure Database, Water-Cooled Condenser Heat Recovery DWH - HVAC Electric | 0 | 0 | 254 | ton | 51.5757 | 13100.23
Nonequipment | Water Cooled Refrigeration Heat Recovery | The heat reclaim system transfers waste heat from refrigeration system to space heating or hot water | 0 | Commercial | Existing | Lodging/Hospitality | FL Zone 2 | Per End Use Consumption | 0% | 29969.12 | 26972.2 | 2996.912 | 0.1 | 20 | 0 | 0.32547 | 0 | no base cost | 0 | 0 | 254 | Michigan 2018 Statewide Master Measure Database, Water-Cooled Condenser Heat Recovery DWH - HVAC Electric | 0 | 0 | 254 | ton | 84.5133 | 21466.39
Nonequipment | Water Cooled Refrigeration Heat Recovery | The heat reclaim system transfers waste heat from refrigeration system to space heating or hot water | 0 | Commercial | Existing | Miscellaneous | FL Zone 2 | Per End Use Consumption | 0% | 348296.7 | 313467 | 34829.67 | 0.1 | 20 | 0 | 2.3284 | 0 | no base cost | 0 | 0 | 254 | Michigan 2018 Statewide Master Measure Database, Water-Cooled Condenser Heat Recovery DWH - HVAC Electric | 0 | 0 | 254 | ton | 76.6672 | 19473.46
Nonequipment | Water Cooled Refrigeration Heat Recovery | The heat reclaim system transfers waste heat from refrigeration system to space heating or hot water | 0 | Commercial | Existing | Offices | FL Zone 2 | Per End Use Consumption | 15% | 26035.31 | 23431.78 | 2603.531 | 0.1 | 20 | 0 | 0.17405 | 0 | no base cost | 0 | 0 | 254 | Michigan 2018 Statewide Master Measure Database, Water-Cooled Condenser Heat Recovery DWH - HVAC Electric | 0 | 0 | 254 | ton | 40.1626 | 10201.3
Nonequipment | Water Cooled Refrigeration Heat Recovery | The heat reclaim system transfers waste heat from refrigeration system to space heating or hot water | 0 | Commercial | Existing | Restaurants | FL Zone 2 | Per End Use Consumption | 0% | 18865.84 | 16979.25 | 1886.584 | 0.1 | 20 | 0 | 0.20489 | 0 | no base cost | 0 | 0 | 254 | Michigan 2018 Statewide Master Measure Database, Water-Cooled Condenser Heat Recovery DWH - HVAC Electric | 0 | 0 | 254 | ton | 12.6995 | 3225.666
Nonequipment | Water Cooled Refrigeration Heat Recovery | The heat reclaim system transfers waste heat from refrigeration system to space heating or hot water | 0 | Commercial | Existing | Retail | FL Zone 2 | Per End Use Consumption | 0% | 8240.137 | 7416.124 | 824.0137 | 0.1 | 20 | 0 | 0.055087 | 0 | no base cost | 0 | 0 | 254 | Michigan 2018 Statewide Master Measure Database, Water-Cooled Condenser Heat Recovery DWH - HVAC Electric | 0 | 0 | 254 | ton | 28.6096 | 7266.842
Nonequipment | Water Cooled Refrigeration Heat Recovery | The heat reclaim system transfers waste heat from refrigeration system to space heating or hot water | 0 | Commercial | Existing | Schools K-12 | FL Zone 2 | Per End Use Consumption | 0% | 30794.16 | 27714.75 | 3079.416 | 0.1 | 20 | 0 | 0.33443 | 0 | no base cost | 0 | 0 | 254 | Michigan 2018 Statewide Master Measure Database, Water-Cooled Condenser Heat Recovery DWH - HVAC Electric | 0 | 0 | 254 | ton | 130.1531 | 33058.88
Nonequipment | Water Cooled Refrigeration Heat Recovery | The heat reclaim system transfers waste heat from refrigeration system to space heating or hot water | 0 | Commercial | Existing | Warehouse | FL Zone 2 | Per End Use Consumption | 0% | 3059.104 | 2753.194 | 305.9104 | 0.1 | 20 | 0 | 0.020451 | 0 | no base cost | 0 | 0 | 254 | Michigan 2018 Statewide Master Measure Database, Water-Cooled Condenser Heat Recovery DWH - HVAC Electric | 0 | 0 | 254 | ton | 40.16 | 10200.64
Nonequipment | Water Cooled Refrigeration Heat Recovery | The heat reclaim system transfers waste heat from refrigeration system to space heating or hot water | 0 | Commercial | New | Assembly | FL Zone 2 | Per End Use Consumption | 0% | 7520.072 | 6768.065 | 752.0072 | 0.1 | 20 | 0 | 0.050273 | 0 | no base cost | 0 | 0 | 254 | Michigan 2018 Statewide Master Measure Database, Water-Cooled Condenser Heat Recovery DWH - HVAC Electric | 0 | 0 | 254 | ton | 48.1681 | 12234.71
Nonequipment | Water Cooled Refrigeration Heat Recovery | The heat reclaim system transfers waste heat from refrigeration system to space heating or hot water | 0 | Commercial | New | College and University | FL Zone 2 | Per End Use Consumption | 4% | 44914.42 | 40422.98 | 4491.442 | 0.1 | 20 | 0 | 0.48778 | 0 | no base cost | 0 | 0 | 254 | Michigan 2018 Statewide Master Measure Database, Water-Cooled Condenser Heat Recovery DWH - HVAC Electric | 0 | 0 | 254 | ton | 189.833 | 48217.59
Nonequipment | Water Cooled Refrigeration Heat Recovery | The heat reclaim system transfers waste heat from refrigeration system to space heating or hot water | 0 | Commercial | New | Grocery | FL Zone 2 | Per End Use Consumption | 0% | 18105.3 | 16294.77 | 1810.53 | 0.1 | 20 | 0 | 0.12104 | 0 | no base cost | 0 | 0 | 254 | Michigan 2018 Statewide Master Measure Database, Water-Cooled Condenser Heat Recovery DWH - HVAC Electric | 0 | 0 | 254 | ton | 11.7792 | 2991.927
Nonequipment | Water Cooled Refrigeration Heat Recovery | The heat reclaim system transfers waste heat from refrigeration system to space heating or hot water | 0 | Commercial | New | Healthcare | FL Zone 2 | Per End Use Consumption | 0% | 31602.88 | 28442.6 | 3160.288 | 0.1 | 20 | 0 | 0.34321 | 0 | no base cost | 0 | 0 | 254 | Michigan 2018 Statewide Master Measure Database, Water-Cooled Condenser Heat Recovery DWH - HVAC Electric | 0 | 0 | 254 | ton | 50.3019 | 12776.69
Nonequipment | Water Cooled Refrigeration Heat Recovery | The heat reclaim system transfers waste heat from refrigeration system to space heating or hot water | 0 | Commercial | New | Hospitals | FL Zone 2 | Per End Use Consumption | 4% | 329297.1 | 296367.4 | 32929.71 | 0.1 | 20 | 0 | 3.5762 | 0 | no base cost | 0 | 0 | 254 | Michigan 2018 Statewide Master Measure Database, Water-Cooled Condenser Heat Recovery DWH - HVAC Electric | 0 | 0 | 254 | ton | 524.138 | 133131.1
Nonequipment | Water Cooled Refrigeration Heat Recovery | The heat reclaim system transfers waste heat from refrigeration system to space heating or hot water | 0 | Commercial | New | Institutional | FL Zone 2 | Per End Use Consumption | 15% | 36533.27 | 32879.94 | 3653.327 | 0.1 | 20 | 0 | 0.24423 | 0 | no base cost | 0 | 0 | 254 | Michigan 2018 Statewide Master Measure Database, Water-Cooled Condenser Heat Recovery DWH - HVAC Electric | 0 | 0 | 254 | ton | 51.5757 | 13100.23
Nonequipment | Water Cooled Refrigeration Heat Recovery | The heat reclaim system transfers waste heat from refrigeration system to space heating or hot water | 0 | Commercial | New | Lodging/Hospitality | FL Zone 2 | Per End Use Consumption | 0% | 29969.12 | 26972.2 | 2996.912 | 0.1 | 20 | 0 | 0.32547 | 0 | no base cost | 0 | 0 | 254 | Michigan 2018 Statewide Master Measure Database, Water-Cooled Condenser Heat Recovery DWH - HVAC Electric | 0 | 0 | 254 | ton | 84.5133 | 21466.39
Nonequipment | Water Cooled Refrigeration Heat Recovery | The heat reclaim system transfers waste heat from refrigeration system to space heating or hot water | 0 | Commercial | New | Miscellaneous | FL Zone 2 | Per End Use Consumption | 0% | 348296.7 | 313467 | 34829.67 | 0.1 | 20 | 0 | 2.3284 | 0 | no base cost | 0 | 0 | 254 | Michigan 2018 Statewide Master Measure Database, Water-Cooled Condenser Heat Recovery DWH - HVAC Electric | 0 | 0 | 254 | ton | 76.6672 | 19473.46
Nonequipment | Water Cooled Refrigeration Heat Recovery | The heat reclaim system transfers waste heat from refrigeration system to space heating or hot water | 0 | Commercial | New | Offices | FL Zone 2 | Per End Use Consumption | 15% | 26035.31 | 23431.78 | 2603.531 | 0.1 | 20 | 0 | 0.17405 | 0 | no base cost | 0 | 0 | 254 | Michigan 2018 Statewide Master Measure Database, Water-Cooled Condenser Heat Recovery DWH - HVAC Electric | 0 | 0 | 254 | ton | 40.1626 | 10201.3
Nonequipment | Water Cooled Refrigeration Heat Recovery | The heat reclaim system transfers waste heat from refrigeration system to space heating or hot water | 0 | Commercial | New | Restaurants | FL Zone 2 | Per End Use Consumption | 0% | 18865.84 | 16979.25 | 1886.584 | 0.1 | 20 | 0 | 0.20489 | 0 | no base cost | 0 | 0 | 254 | Michigan 2018 Statewide Master Measure Database, Water-Cooled Condenser Heat Recovery DWH - HVAC Electric | 0 | 0 | 254 | ton | 12.6995 | 3225.666
Nonequipment | Water Cooled Refrigeration Heat Recovery | The heat reclaim system transfers waste heat from refrigeration system to space heating or hot water | 0 | Commercial | New | Retail | FL Zone 2 | Per End Use Consumption | 0% | 8240.137 | 7416.124 | 824.0137 | 0.1 | 20 | 0 | 0.055087 | 0 | no base cost | 0 | 0 | 254 | Michigan 2018 Statewide Master Measure Database, Water-Cooled Condenser Heat Recovery DWH - HVAC Electric | 0 | 0 | 254 | ton | 28.6096 | 7266.842
Nonequipment | Water Cooled Refrigeration Heat Recovery | The heat reclaim system transfers waste heat from refrigeration system to space heating or hot water | 0 | Commercial | New | Schools K-12 | FL Zone 2 | Per End Use Consumption | 0% | 30794.16 | 27714.75 | 3079.416 | 0.1 | 20 | 0 | 0.33443 | 0 | no base cost | 0 | 0 | 254 | Michigan 2018 Statewide Master Measure Database, Water-Cooled Condenser Heat Recovery DWH - HVAC Electric | 0 | 0 | 254 | ton | 130.1531 | 33058.88
Nonequipment | Water Cooled Refrigeration Heat Recovery | The heat reclaim system transfers waste heat from refrigeration system to space heating or hot water | 0 | Commercial | New | Warehouse | FL Zone 2 | Per End Use Consumption | 0% | 3059.104 | 2753.194 | 305.9104 | 0.1 | 20 | 0 | 0.020451 | 0 | no base cost | 0 | 0 | 254 | Michigan 2018 Statewide Master Measure Database, Water-Cooled Condenser Heat Recovery DWH - HVAC Electric | 0 | 0 | 254 | ton | 40.16 | 10200.64
Nonequipment | Waterside Economizer | Waterside Economizer | Water Cooled Centrifugal Chiller, 200 Tons, 0.596 kW/ton (IPLV) | Commercial | Existing | Assembly | FL Zone 2 | Per End Use Consumption | 0% | 134007.9 | 126563 | 7444.883 | 0.055556 | 20 | 3.0223 | 0 | 0 | no base cost | 0 | 0 | 7160.52 | RS Means 1800 GPM Plate heat exchanger D30406101040 | 0 | 0 | 7160.52 | economizer | 40 | 286420.8
Nonequipment | Waterside Economizer | Waterside Economizer | Water Cooled Centrifugal Chiller, 200 Tons, 0.596 kW/ton (IPLV) | Commercial | Existing | College and University | FL Zone 2 | Per End Use Consumption | 17% | 148669.8 | 140410.4 | 8259.434 | 0.055556 | 20 | 3.353 | 0 | 0 | no base cost | 0 | 0 | 7160.52 | RS Means 1800 GPM Plate heat exchanger D30406101040 | 0 | 0 | 7160.52 | economizer | 40 | 286420.8
Nonequipment | Waterside Economizer | Waterside Economizer | Water Cooled Centrifugal Chiller, 200 Tons, 0.596 kW/ton (IPLV) | Commercial | Existing | Grocery | FL Zone 2 | Per End Use Consumption | 0% | 74027.32 | 69914.69 | 4112.629 | 0.055556 | 20 | 1.6696 | 0 | 0 | no base cost | 0 | 0 | 7160.52 | RS Means 1800 GPM Plate heat exchanger D30406101040 | 0 | 0 | 7160.52 | economizer | 40 | 286420.8
Nonequipment | Waterside Economizer | Waterside Economizer | Water Cooled Centrifugal Chiller, 200 Tons, 0.596 kW/ton (IPLV) | Commercial | Existing | Healthcare | FL Zone 2 | Per End Use Consumption | 0% | 291597.9 | 275398 | 16199.88 | 0.055556 | 20 | 6.5765 | 0 | 0 | no base cost | 0 | 0 | 7160.52 | RS Means 1800 GPM Plate heat exchanger D30406101040 | 0 | 0 | 7160.52 | economizer | 40 | 286420.8
Nonequipment | Waterside Economizer | Waterside Economizer | Water Cooled Centrifugal Chiller, 200 Tons, 0.596 kW/ton (IPLV) | Commercial | Existing | Hospitals | FL Zone 2 | Per End Use Consumption | 13% | 276218.3 | 260872.8 | 15345.46 | 0.055556 | 20 | 6.2297 | 0 | 0 | no base cost | 0 | 0 | 7160.52 | RS Means 1800 GPM Plate heat exchanger D30406101040 | 0 | 0 | 7160.52 | economizer | 40 | 286420.8
Nonequipment | Waterside Economizer | Waterside Economizer | Water Cooled Centrifugal Chiller, 200 Tons, 0.596 kW/ton (IPLV) | Commercial | Existing | Institutional | FL Zone 2 | Per End Use Consumption | 13% | 72386.82 | 68365.33 | 4021.49 | 0.055556 | 20 | 1.6326 | 0 | 0 | no base cost | 0 | 0 | 7160.52 | RS Means 1800 GPM Plate heat exchanger D30406101040 | 0 | 0 | 7160.52 | economizer | 40 | 286420.8
Nonequipment | Waterside Economizer | Waterside Economizer | Water Cooled Centrifugal Chiller, 200 Tons, 0.596 kW/ton (IPLV) | Commercial | Existing | Lodging/Hospitality | FL Zone 2 | Per End Use Consumption | 0% | 221364.2 | 209066.2 | 12298.01 | 0.055556 | 20 | 4.9925 | 0 | 0 | no base cost | 0 | 0 | 7160.52 | RS Means 1800 GPM Plate heat exchanger D30406101040 | 0 | 0 | 7160.52 | economizer | 40 | 286420.8
Nonequipment | Waterside Economizer | Waterside Economizer | Water Cooled Centrifugal Chiller, 200 Tons, 0.596 kW/ton (IPLV) | Commercial | Existing | Miscellaneous | FL Zone 2 | Per End Use Consumption | 0% | 74847.56 | 70689.37 | 4158.198 | 0.055556 | 20 | 1.6881 | 0 | 0 | no base cost | 0 | 0 | 7160.52 | RS Means 1800 GPM Plate heat exchanger D30406101040 | 0 | 0 | 7160.52 | economizer | 40 | 286420.8
Nonequipment | Waterside Economizer | Waterside Economizer | Water Cooled Centrifugal Chiller, 200 Tons, 0.596 kW/ton (IPLV) | Commercial | Existing | Offices | FL Zone 2 | Per End Use Consumption | 0% | 150823 | 142443.9 | 8379.054 | 0.055556 | 20 | 3.4016 | 0 | 0 | no base cost | 0 | 0 | 7160.52 | RS Means 1800 GPM Plate heat exchanger D30406101040 | 0 | 0 | 7160.52 | economizer | 40 | 286420.8
Nonequipment | Waterside Economizer | Waterside Economizer | Water Cooled Centrifugal Chiller, 200 Tons, 0.596 kW/ton (IPLV) | Commercial | Existing | Restaurants | FL Zone 2 | Per End Use Consumption | 0% | 217160.5 | 205096 | 12064.47 | 0.055556 | 20 | 4.8977 | 0 | 0 | no base cost | 0 | 0 | 7160.52 | RS Means 1800 GPM Plate heat exchanger D30406101040 | 0 | 0 | 7160.52 | economizer | 40 | 286420.8
Nonequipment | Waterside Economizer | Waterside Economizer | Water Cooled Centrifugal Chiller, 200 Tons, 0.596 kW/ton (IPLV) | Commercial | Existing | Retail | FL Zone 2 | Per End Use Consumption | 0% | 170201.3 | 160745.7 | 9455.628 | 0.055556 | 20 | 3.8386 | 0 | 0 | no base cost | 0 | 0 | 7160.52 | RS Means 1800 GPM Plate heat exchanger D30406101040 | 0 | 0 | 7160.52 | economizer | 40 | 286420.8
Nonequipment | Waterside Economizer | Waterside Economizer | Water Cooled Centrifugal Chiller, 200 Tons, 0.596 kW/ton (IPLV) | Commercial | Existing | Schools K-12 | FL Zone 2 | Per End Use Consumption | 0% | 147952.1 | 139732.5 | 8219.561 | 0.055556 | 20 | 3.3368 | 0 | 0 | no base cost | 0 | 0 | 7160.52 | RS Means 1800 GPM Plate heat exchanger D30406101040 | 0 | 0 | 7160.52 | economizer | 40 | 286420.8
Nonequipment | Waterside Economizer | Waterside Economizer | Water Cooled Centrifugal Chiller, 200 Tons, 0.596 kW/ton (IPLV) | Commercial | Existing | Warehouse | FL Zone 2 | Per End Use Consumption | 0% | 32502.3 | 30696.62 | 1805.683 | 0.055556 | 20 | 0.73304 | 0 | 0 | no base cost | 0 | 0 | 7160.52 | RS Means 1800 GPM Plate heat exchanger D30406101040 | 0 | 0 | 7160.52 | economizer | 40 | 286420.8
Nonequipment | Waterside Economizer | Waterside Economizer | Code-Compliant Water Cooled Centrifugal Chiller, 200 Tons, 0.596 kW/ton (IPLV) | Commercial | New | Assembly | FL Zone 2 | Per End Use Consumption | 0% | 134007.9 | 126563 | 7444.883 | 0.055556 | 20 | 3.0223 | 0 | 0 | no base cost | 0 | 0 | 7160.52 | RS Means 1800 GPM Plate heat exchanger D30406101040 | 0 | 0 | 7160.52 | economizer | 40 | 286420.8
Nonequipment | Waterside Economizer | Waterside Economizer | Code-Compliant Water Cooled Centrifugal Chiller, 200 Tons, 0.596 kW/ton (IPLV) | Commercial | New | College and University | FL Zone 2 | Per End Use Consumption | 17% | 148669.8 | 140410.4 | 8259.434 | 0.055556 | 20 | 3.353 | 0 | 0 | no base cost | 0 | 0 | 7160.52 | RS Means 1800 GPM Plate heat exchanger D30406101040 | 0 | 0 | 7160.52 | economizer | 40 | 286420.8
Nonequipment | Waterside Economizer | Waterside Economizer | Code-Compliant Water Cooled Centrifugal Chiller, 200 Tons, 0.596 kW/ton (IPLV) | Commercial | New | Grocery | FL Zone 2 | Per End Use Consumption | 0% | 74027.32 | 69914.69 | 4112.629 | 0.055556 | 20 | 1.6696 | 0 | 0 | no base cost | 0 | 0 | 7160.52 | RS Means 1800 GPM Plate heat exchanger D30406101040 | 0 | 0 | 7160.52 | economizer | 40 | 286420.8
Nonequipment | Waterside Economizer | Waterside Economizer | Code-Compliant Water Cooled Centrifugal Chiller, 200 Tons, 0.596 kW/ton (IPLV) | Commercial | New | Healthcare | FL Zone 2 | Per End Use Consumption | 0% | 291597.9 | 275398 | 16199.88 | 0.055556 | 20 | 6.5765 | 0 | 0 | no base cost | 0 | 0 | 7160.52 | RS Means 1800 GPM Plate heat exchanger D30406101040 | 0 | 0 | 7160.52 | economizer | 40 | 286420.8
Nonequipment | Waterside Economizer | Waterside Economizer | Code-Compliant Water Cooled Centrifugal Chiller, 200 Tons, 0.596 kW/ton (IPLV) | Commercial | New | Hospitals | FL Zone 2 | Per End Use Consumption | 19% | 276218.3 | 260872.8 | 15345.46 | 0.055556 | 20 | 6.2297 | 0 | 0 | no base cost | 0 | 0 | 7160.52 | RS Means 1800 GPM Plate heat exchanger D30406101040 | 0 | 0 | 7160.52 | economizer | 40 | 286420.8
Nonequipment | Waterside Economizer | Waterside Economizer | Code-Compliant Water Cooled Centrifugal Chiller, 200 Tons, 0.596 kW/ton (IPLV) | Commercial | New | Institutional | FL Zone 2 | Per End Use Consumption | 19% | 72386.82 | 68365.33 | 4021.49 | 0.055556 | 20 | 1.6326 | 0 | 0 | no base cost | 0 | 0 | 7160.52 | RS Means 1800 GPM Plate heat exchanger D30406101040 | 0 | 0 | 7160.52 | economizer | 40 | 286420.8
Nonequipment | Waterside Economizer | Waterside Economizer | Code-Compliant Water Cooled Centrifugal Chiller, 200 Tons, 0.596 kW/ton (IPLV) | Commercial | New | Lodging/Hospitality | FL Zone 2 | Per End Use Consumption | 0% | 221364.2 | 209066.2 | 12298.01 | 0.055556 | 20 | 4.9925 | 0 | 0 | no base cost | 0 | 0 | 7160.52 | RS Means 1800 GPM Plate heat exchanger D30406101040 | 0 | 0 | 7160.52 | economizer | 40 | 286420.8
Nonequipment | Waterside Economizer | Waterside Economizer | Code-Compliant Water Cooled Centrifugal Chiller, 200 Tons, 0.596 kW/ton (IPLV) | Commercial | New | Miscellaneous | FL Zone 2 | Per End Use Consumption | 0% | 74847.56 | 70689.37 | 4158.198 | 0.055556 | 20 | 1.6881 | 0 | 0 | no base cost | 0 | 0 | 7160.52 | RS Means 1800 GPM Plate heat exchanger D30406101040 | 0 | 0 | 7160.52 | economizer | 40 | 286420.8
Nonequipment | Waterside Economizer | Waterside Economizer | Code-Compliant Water Cooled Centrifugal Chiller, 200 Tons, 0.596 kW/ton (IPLV) | Commercial | New | Offices | FL Zone 2 | Per End Use Consumption | 0% | 150823 | 142443.9 | 8379.054 | 0.055556 | 20 | 3.4016 | 0 | 0 | no base cost | 0 | 0 | 7160.52 | RS Means 1800 GPM Plate heat exchanger D30406101040 | 0 | 0 | 7160.52 | economizer | 40 | 286420.8
Nonequipment | Waterside Economizer | Waterside Economizer | Code-Compliant Water Cooled Centrifugal Chiller, 200 Tons, 0.596 kW/ton (IPLV) | Commercial | New | Restaurants | FL Zone 2 | Per End Use Consumption | 0% | 217160.5 | 205096 | 12064.47 | 0.055556 | 20 | 4.8977 | 0 | 0 | no base cost | 0 | 0 | 7160.52 | RS Means 1800 GPM Plate heat exchanger D30406101040 | 0 | 0 | 7160.52 | economizer | 40 | 286420.8
Nonequipment | Waterside Economizer | Waterside Economizer | Code-Compliant Water Cooled Centrifugal Chiller, 200 Tons, 0.596 kW/ton (IPLV) | Commercial | New | Retail | FL Zone 2 | Per End Use Consumption | 0% | 170201.3 | 160745.7 | 9455.628 | 0.055556 | 20 | 3.8386 | 0 | 0 | no base cost | 0 | 0 | 7160.52 | RS Means 1800 GPM Plate heat exchanger D30406101040 | 0 | 0 | 7160.52 | economizer | 40 | 286420.8
Nonequipment | Waterside Economizer | Waterside Economizer | Code-Compliant Water Cooled Centrifugal Chiller, 200 Tons, 0.596 kW/ton (IPLV) | Commercial | New | Schools K-12 | FL Zone 2 | Per End Use Consumption | 0% | 147952.1 | 139732.5 | 8219.561 | 0.055556 | 20 | 3.3368 | 0 | 0 | no base cost | 0 | 0 | 7160.52 | RS Means 1800 GPM Plate heat exchanger D30406101040 | 0 | 0 | 7160.52 | economizer | 40 | 286420.8
Nonequipment | Waterside Economizer | Waterside Economizer | Code-Compliant Water Cooled Centrifugal Chiller, 200 Tons, 0.596 kW/ton (IPLV) | Commercial | New | Warehouse | FL Zone 2 | Per End Use Consumption | 0% | 32502.3 | 30696.62 | 1805.683 | 0.055556 | 20 | 0.73304 | 0 | 0 | no base cost | 0 | 0 | 7160.52 | RS Means 1800 GPM Plate heat exchanger D30406101040 | 0 | 0 | 7160.52 | economizer | 40 | 286420.8
Nonequipment | Window Sun Protection | Window Sun Protection (Includes sunscreen, film, tinting or overhang to minimize heat gain through window) | Standard Window with below Code Required Minimum SHGC | Commercial | Existing | Assembly | FL Zone 2 | Per 100 S.F. | 8% | 481.6825 | 404.6133 | 77.0692 | 0.16 | 10 | 0.029451 | -0.0073 | 0 | no base cost | 0 | 0 | 3.5 | CMUA TRM, 2017, based on average incremental cost for Nonresidential reflective window film | 0 | 0 | 3.5 | sq ft | 100 | 350
Nonequipment | Window Sun Protection | Window Sun Protection (Includes sunscreen, film, tinting or overhang to minimize heat gain through window) | Standard Window with below Code Required Minimum SHGC | Commercial | Existing | College and University | FL Zone 2 | Per 100 S.F. | 16% | 481.6825 | 404.6133 | 77.0692 | 0.16 | 10 | 0.029451 | -0.0073 | 0 | no base cost | 0 | 0 | 3.5 | CMUA TRM, 2017, based on average incremental cost for Nonresidential reflective window film | 0 | 0 | 3.5 | sq ft | 100 | 350
Nonequipment | Window Sun Protection | Window Sun Protection (Includes sunscreen, film, tinting or overhang to minimize heat gain through window) | Standard Window with below Code Required Minimum SHGC | Commercial | Existing | Grocery | FL Zone 2 | Per 100 S.F. | 12% | 481.6825 | 404.6133 | 77.0692 | 0.16 | 10 | 0.029451 | -0.0073 | 0 | no base cost | 0 | 0 | 3.5 | CMUA TRM, 2017, based on average incremental cost for Nonresidential reflective window film | 0 | 0 | 3.5 | sq ft | 100 | 350
Nonequipment | Window Sun Protection | Window Sun Protection (Includes sunscreen, film, tinting or overhang to minimize heat gain through window) | Standard Window with below Code Required Minimum SHGC | Commercial | Existing | Healthcare | FL Zone 2 | Per 100 S.F. | 12% | 481.6825 | 404.6133 | 77.0692 | 0.16 | 10 | 0.029451 | -0.0073 | 0 | no base cost | 0 | 0 | 3.5 | CMUA TRM, 2017, based on average incremental cost for Nonresidential reflective window film | 0 | 0 | 3.5 | sq ft | 100 | 350
Nonequipment | Window Sun Protection | Window Sun Protection (Includes sunscreen, film, tinting or overhang to minimize heat gain through window) | Standard Window with below Code Required Minimum SHGC | Commercial | Existing | Hospitals | FL Zone 2 | Per 100 S.F. | 8% | 481.6825 | 404.6133 | 77.0692 | 0.16 | 10 | 0.029451 | -0.0073 | 0 | no base cost | 0 | 0 | 3.5 | CMUA TRM, 2017, based on average incremental cost for Nonresidential reflective window film | 0 | 0 | 3.5 | sq ft | 100 | 350
Nonequipment | Window Sun Protection | Window Sun Protection (Includes sunscreen, film, tinting or overhang to minimize heat gain through window) | Standard Window with below Code Required Minimum SHGC | Commercial | Existing | Institutional | FL Zone 2 | Per 100 S.F. | 6% | 481.6825 | 404.6133 | 77.0692 | 0.16 | 10 | 0.029451 | -0.0073 | 0 | no base cost | 0 | 0 | 3.5 | CMUA TRM, 2017, based on average incremental cost for Nonresidential reflective window film | 0 | 0 | 3.5 | sq ft | 100 | 350
Nonequipment | Window Sun Protection | Window Sun Protection (Includes sunscreen, film, tinting or overhang to minimize heat gain through window) | Standard Window with below Code Required Minimum SHGC | Commercial | Existing | Lodging/Hospitality | FL Zone 2 | Per 100 S.F. | 16% | 481.6825 | 404.6133 | 77.0692 | 0.16 | 10 | 0.034404 | -0.01701 | 0 | no base cost | 0 | 0 | 3.5 | CMUA TRM, 2017, based on average incremental cost for Nonresidential reflective window film | 0 | 0 | 3.5 | sq ft | 100 | 350
Nonequipment | Window Sun Protection | Window Sun Protection (Includes sunscreen, film, tinting or overhang to minimize heat gain through window) | Standard Window with below Code Required Minimum SHGC | Commercial | Existing | Miscellaneous | FL Zone 2 | Per 100 S.F. | 13% | 481.6825 | 404.6133 | 77.0692 | 0.16 | 10 | 0.040496 | -0.02969 | 0 | no base cost | 0 | 0 | 3.5 | CMUA TRM, 2017, based on average incremental cost for Nonresidential reflective window film | 0 | 0 | 3.5 | sq ft | 100 | 350
Nonequipment | Window Sun Protection | Window Sun Protection (Includes sunscreen, film, tinting or overhang to minimize heat gain through window) | Standard Window with below Code Required Minimum SHGC | Commercial | Existing | Offices | FL Zone 2 | Per 100 S.F. | 8% | 481.6825 | 404.6133 | 77.0692 | 0.16 | 10 | 0.029451 | -0.0073 | 0 | no base cost | 0 | 0 | 3.5 | CMUA TRM, 2017, based on average incremental cost for Nonresidential reflective window film | 0 | 0 | 3.5 | sq ft | 100 | 350
Nonequipment | Window Sun Protection | Window Sun Protection (Includes sunscreen, film, tinting or overhang to minimize heat gain through window) | Standard Window with below Code Required Minimum SHGC | Commercial | Existing | Restaurants | FL Zone 2 | Per 100 S.F. | 12% | 481.6825 | 404.6133 | 77.0692 | 0.16 | 10 | 0.029451 | -0.0073 | 0 | no base cost | 0 | 0 | 3.5 | CMUA TRM, 2017, based on average incremental cost for Nonresidential reflective window film | 0 | 0 | 3.5 | sq ft | 100 | 350
Nonequipment | Window Sun Protection | Window Sun Protection (Includes sunscreen, film, tinting or overhang to minimize heat gain through window) | Standard Window with below Code Required Minimum SHGC | Commercial | Existing | Retail | FL Zone 2 | Per 100 S.F. | 7% | 481.6825 | 404.6133 | 77.0692 | 0.16 | 10 | 0.029451 | -0.0073 | 0 | no base cost | 0 | 0 | 3.5 | CMUA TRM, 2017, based on average incremental cost for Nonresidential reflective window film | 0 | 0 | 3.5 | sq ft | 100 | 350
Nonequipment | Window Sun Protection | Window Sun Protection (Includes sunscreen, film, tinting or overhang to minimize heat gain through window) | Standard Window with below Code Required Minimum SHGC | Commercial | Existing | Schools K-12 | FL Zone 2 | Per 100 S.F. | 16% | 481.6825 | 404.6133 | 77.0692 | 0.16 | 10 | 0.029451 | -0.0073 | 0 | no base cost | 0 | 0 | 3.5 | CMUA TRM, 2017, based on average incremental cost for Nonresidential reflective window film | 0 | 0 | 3.5 | sq ft | 100 | 350
Nonequipment | Window Sun Protection | Window Sun Protection (Includes sunscreen, film, tinting or overhang to minimize heat gain through window) | Standard Window with below Code Required Minimum SHGC | Commercial | Existing | Warehouse | FL Zone 2 | Per 100 S.F. | 7% | 481.6825 | 404.6133 | 77.0692 | 0.16 | 10 | 0.040496 | -0.02969 | 0 | no base cost | 0 | 0 | 3.5 | CMUA TRM, 2017, based on average incremental cost for Nonresidential reflective window film | 0 | 0 | 3.5 | sq ft | 100 | 350
Nonequipment | Window Sun Protection | Window Sun Protection (Includes sunscreen, film, tinting or overhang to minimize heat gain through window) | Standard Window with below Code Required Minimum SHGC | Commercial | New | Assembly | FL Zone 2 | Per 100 S.F. | 15% | 289.0095 | 242.768 | 46.2415 | 0.16 | 10 | 0.017671 | -0.00438 | 0 | no base cost | 0 | 0 | 3.5 | CMUA TRM, 2017, based on average incremental cost for Nonresidential reflective window film | 0 | 0 | 3.5 | sq ft | 100 | 350
Nonequipment | Window Sun Protection | Window Sun Protection (Includes sunscreen, film, tinting or overhang to minimize heat gain through window) | Standard Window with below Code Required Minimum SHGC | Commercial | New | College and University | FL Zone 2 | Per 100 S.F. | 15% | 289.0095 | 242.768 | 46.2415 | 0.16 | 10 | 0.017671 | -0.00438 | 0 | no base cost | 0 | 0 | 3.5 | CMUA TRM, 2017, based on average incremental cost for Nonresidential reflective window film | 0 | 0 | 3.5 | sq ft | 100 | 350
Nonequipment | Window Sun Protection | Window Sun Protection (Includes sunscreen, film, tinting or overhang to minimize heat gain through window) | Standard Window with below Code Required Minimum SHGC | Commercial | New | Grocery | FL Zone 2 | Per 100 S.F. | 15% | 289.0095 | 242.768 | 46.2415 | 0.16 | 10 | 0.017671 | -0.00438 | 0 | no base cost | 0 | 0 | 3.5 | CMUA TRM, 2017, based on average incremental cost for Nonresidential reflective window film | 0 | 0 | 3.5 | sq ft | 100 | 350
Nonequipment | Window Sun Protection | Window Sun Protection (Includes sunscreen, film, tinting or overhang to minimize heat gain through window) | Standard Window with below Code Required Minimum SHGC | Commercial | New | Healthcare | FL Zone 2 | Per 100 S.F. | 15% | 289.0095 | 242.768 | 46.2415 | 0.16 | 10 | 0.017671 | -0.00438 | 0 | no base cost | 0 | 0 | 3.5 | CMUA TRM, 2017, based on average incremental cost for Nonresidential reflective window film | 0 | 0 | 3.5 | sq ft | 100 | 350
Nonequipment | Window Sun Protection | Window Sun Protection (Includes sunscreen, film, tinting or overhang to minimize heat gain through window) | Standard Window with below Code Required Minimum SHGC | Commercial | New | Hospitals | FL Zone 2 | Per 100 S.F. | 15% | 289.0095 | 242.768 | 46.2415 | 0.16 | 10 | 0.017671 | -0.00438 | 0 | no base cost | 0 | 0 | 3.5 | CMUA TRM, 2017, based on average incremental cost for Nonresidential reflective window film | 0 | 0 | 3.5 | sq ft | 100 | 350
Nonequipment | Window Sun Protection | Window Sun Protection (Includes sunscreen, film, tinting or overhang to minimize heat gain through window) | Standard Window with below Code Required Minimum SHGC | Commercial | New | Institutional | FL Zone 2 | Per 100 S.F. | 15% | 289.0095 | 242.768 | 46.2415 | 0.16 | 10 | 0.017671 | -0.00438 | 0 | no base cost | 0 | 0 | 3.5 | CMUA TRM, 2017, based on average incremental cost for Nonresidential reflective window film | 0 | 0 | 3.5 | sq ft | 100 | 350
Nonequipment | Window Sun Protection | Window Sun Protection (Includes sunscreen, film, tinting or overhang to minimize heat gain through window) | Standard Window with below Code Required Minimum SHGC | Commercial | New | Lodging/Hospitality | FL Zone 2 | Per 100 S.F. | 15% | 289.0095 | 242.768 | 46.2415 | 0.16 | 10 | 0.020642 | -0.01021 | 0 | no base cost | 0 | 0 | 3.5 | CMUA TRM, 2017, based on average incremental cost for Nonresidential reflective window film | 0 | 0 | 3.5 | sq ft | 100 | 350
Nonequipment | Window Sun Protection | Window Sun Protection (Includes sunscreen, film, tinting or overhang to minimize heat gain through window) | Standard Window with below Code Required Minimum SHGC | Commercial | New | Miscellaneous | FL Zone 2 | Per 100 S.F. | 13% | 289.0095 | 242.768 | 46.2415 | 0.16 | 10 | 0.024298 | -0.01782 | 0 | no base cost | 0 | 0 | 3.5 | CMUA TRM, 2017, based on average incremental cost for Nonresidential reflective window film | 0 | 0 | 3.5 | sq ft | 100 | 350
Nonequipment | Window Sun Protection | Window Sun Protection (Includes sunscreen, film, tinting or overhang to minimize heat gain through window) | Standard Window with below Code Required Minimum SHGC | Commercial | New | Offices | FL Zone 2 | Per 100 S.F. | 15% | 289.0095 | 242.768 | 46.2415 | 0.16 | 10 | 0.017671 | -0.00438 | 0 | no base cost | 0 | 0 | 3.5 | CMUA TRM, 2017, based on average incremental cost for Nonresidential reflective window film | 0 | 0 | 3.5 | sq ft | 100 | 350
Nonequipment | Window Sun Protection | Window Sun Protection (Includes sunscreen, film, tinting or overhang to minimize heat gain through window) | Standard Window with below Code Required Minimum SHGC | Commercial | New | Restaurants | FL Zone 2 | Per 100 S.F. | 15% | 289.0095 | 242.768 | 46.2415 | 0.16 | 10 | 0.017671 | -0.00438 | 0 | no base cost | 0 | 0 | 3.5 | CMUA TRM, 2017, based on average incremental cost for Nonresidential reflective window film | 0 | 0 | 3.5 | sq ft | 100 | 350
Nonequipment | Window Sun Protection | Window Sun Protection (Includes sunscreen, film, tinting or overhang to minimize heat gain through window) | Standard Window with below Code Required Minimum SHGC | Commercial | New | Retail | FL Zone 2 | Per 100 S.F. | 15% | 289.0095 | 242.768 | 46.2415 | 0.16 | 10 | 0.017671 | -0.00438 | 0 | no base cost | 0 | 0 | 3.5 | CMUA TRM, 2017, based on average incremental cost for Nonresidential reflective window film | 0 | 0 | 3.5 | sq ft | 100 | 350
Nonequipment | Window Sun Protection | Window Sun Protection (Includes sunscreen, film, tinting or overhang to minimize heat gain through window) | Standard Window with below Code Required Minimum SHGC | Commercial | New | Schools K-12 | FL Zone 2 | Per 100 S.F. | 15% | 289.0095 | 242.768 | 46.2415 | 0.16 | 10 | 0.017671 | -0.00438 | 0 | no base cost | 0 | 0 | 3.5 | CMUA TRM, 2017, based on average incremental cost for Nonresidential reflective window film | 0 | 0 | 3.5 | sq ft | 100 | 350
Nonequipment | Window Sun Protection | Window Sun Protection (Includes sunscreen, film, tinting or overhang to minimize heat gain through window) | Standard Window with below Code Required Minimum SHGC | Commercial | New | Warehouse | FL Zone 2 | Per 100 S.F. | 15% | 289.0095 | 242.768 | 46.2415 | 0.16 | 10 | 0.024298 | -0.01782 | 0 | no base cost | 0 | 0 | 3.5 | CMUA TRM, 2017, based on average incremental cost for Nonresidential reflective window film | 0 | 0 | 3.5 | sq ft | 100 | 350
Nonequipment | Bi-Level Lighting Control (Interior) | Bi-Level Controls on Interior Lighting, 500 Watts Controlled | 500 Watts of Lighting, Manually Controlled | Commercial | Existing | Assembly | FL Zone 2 | Per 500W Controlled | 22% | 1438 | 992.22 | 445.78 | 0.31 | 8 | 0.001226 | 0 | 0 | no equipment cost | 0 | 0 | 274 | Illinois 2018 Statewide TRM, Section 4.5.9 (inc. cost is capital cost only) | 99 | Michigan 2018 Statewide Master Measure Database, Exterior Lighting BiLevel Control w Override, and wattage assumed in measure workbook | 373 | unit |  | 373
Nonequipment | Bi-Level Lighting Control (Interior) | Bi-Level Controls on Interior Lighting, 500 Watts Controlled | 500 Watts of Lighting, Manually Controlled | Commercial | Existing | College and University | FL Zone 2 | Per 500W Controlled | 36% | 2204 | 1520.76 | 683.24 | 0.31 | 8 | 0.001878 | 0 | 0 | no equipment cost | 0 | 0 | 274 | Illinois 2018 Statewide TRM, Section 4.5.9 (inc. cost is capital cost only) | 99 | Michigan 2018 Statewide Master Measure Database, Exterior Lighting BiLevel Control w Override, and wattage assumed in measure workbook | 373 | unit |  | 373
Nonequipment | Bi-Level Lighting Control (Interior) | Bi-Level Controls on Interior Lighting, 500 Watts Controlled | 500 Watts of Lighting, Manually Controlled | Commercial | Existing | Grocery | FL Zone 2 | Per 500W Controlled | 22% | 2772 | 1912.68 | 859.32 | 0.31 | 8 | 0.010616 | 0 | 0 | no equipment cost | 0 | 0 | 274 | Illinois 2018 Statewide TRM, Section 4.5.9 (inc. cost is capital cost only) | 99 | Michigan 2018 Statewide Master Measure Database, Exterior Lighting BiLevel Control w Override, and wattage assumed in measure workbook | 373 | unit |  | 373
Nonequipment | Bi-Level Lighting Control (Interior) | Bi-Level Controls on Interior Lighting, 500 Watts Controlled | 500 Watts of Lighting, Manually Controlled | Commercial | Existing | Healthcare | FL Zone 2 | Per 500W Controlled | 36% | 2514 | 1734.66 | 779.34 | 0.31 | 8 | 0.002143 | 0 | 0 | no equipment cost | 0 | 0 | 274 | Illinois 2018 Statewide TRM, Section 4.5.9 (inc. cost is capital cost only) | 99 | Michigan 2018 Statewide Master Measure Database, Exterior Lighting BiLevel Control w Override, and wattage assumed in measure workbook | 373 | unit |  | 373
Nonequipment | Bi-Level Lighting Control (Interior) | Bi-Level Controls on Interior Lighting, 500 Watts Controlled | 500 Watts of Lighting, Manually Controlled | Commercial | Existing | Hospitals | FL Zone 2 | Per 500W Controlled | 36% | 3401 | 2346.69 | 1054.31 | 0.31 | 8 | 0.002899 | 0 | 0 | no equipment cost | 0 | 0 | 274 | Illinois 2018 Statewide TRM, Section 4.5.9 (inc. cost is capital cost only) | 99 | Michigan 2018 Statewide Master Measure Database, Exterior Lighting BiLevel Control w Override, and wattage assumed in measure workbook | 373 | unit |  | 373
Nonequipment | Bi-Level Lighting Control (Interior) | Bi-Level Controls on Interior Lighting, 500 Watts Controlled | 500 Watts of Lighting, Manually Controlled | Commercial | Existing | Institutional | FL Zone 2 | Per 500W Controlled | 22% | 1649.5 | 1138.155 | 511.345 | 0.31 | 8 | 0.001406 | 0 | 0 | no equipment cost | 0 | 0 | 274 | Illinois 2018 Statewide TRM, Section 4.5.9 (inc. cost is capital cost only) | 99 | Michigan 2018 Statewide Master Measure Database, Exterior Lighting BiLevel Control w Override, and wattage assumed in measure workbook | 373 | unit |  | 373
Nonequipment | Bi-Level Lighting Control (Interior) | Bi-Level Controls on Interior Lighting, 500 Watts Controlled | 500 Watts of Lighting, Manually Controlled | Commercial | Existing | Lodging/Hospitality | FL Zone 2 | Per 500W Controlled | 36% | 1877 | 1295.13 | 581.87 | 0.31 | 8 | 0.007188 | 0 | 0 | no equipment cost | 0 | 0 | 274 | Illinois 2018 Statewide TRM, Section 4.5.9 (inc. cost is capital cost only) | 99 | Michigan 2018 Statewide Master Measure Database, Exterior Lighting BiLevel Control w Override, and wattage assumed in measure workbook | 373 | unit |  | 373
Nonequipment | Bi-Level Lighting Control (Interior) | Bi-Level Controls on Interior Lighting, 500 Watts Controlled | 500 Watts of Lighting, Manually Controlled | Commercial | Existing | Miscellaneous | FL Zone 2 | Per 500W Controlled | 22% | 2204 | 1520.76 | 683.24 | 0.31 | 8 | 0.001878 | 0 | 0 | no equipment cost | 0 | 0 | 274 | Illinois 2018 Statewide TRM, Section 4.5.9 (inc. cost is capital cost only) | 99 | Michigan 2018 Statewide Master Measure Database, Exterior Lighting BiLevel Control w Override, and wattage assumed in measure workbook | 373 | unit |  | 373
Nonequipment | Bi-Level Lighting Control (Interior) | Bi-Level Controls on Interior Lighting, 500 Watts Controlled | 500 Watts of Lighting, Manually Controlled | Commercial | Existing | Offices | FL Zone 2 | Per 500W Controlled | 36% | 1626.5 | 1122.285 | 504.215 | 0.31 | 8 | 0.001386 | 0 | 0 | no equipment cost | 0 | 0 | 274 | Illinois 2018 Statewide TRM, Section 4.5.9 (inc. cost is capital cost only) | 99 | Michigan 2018 Statewide Master Measure Database, Exterior Lighting BiLevel Control w Override, and wattage assumed in measure workbook | 373 | unit |  | 373
Nonequipment | Bi-Level Lighting Control (Interior) | Bi-Level Controls on Interior Lighting, 500 Watts Controlled | 500 Watts of Lighting, Manually Controlled | Commercial | Existing | Restaurants | FL Zone 2 | Per 500W Controlled | 9% | 1678.5 | 1158.165 | 520.335 | 0.31 | 8 | 0.006428 | 0 | 0 | no equipment cost | 0 | 0 | 274 | Illinois 2018 Statewide TRM, Section 4.5.9 (inc. cost is capital cost only) | 99 | Michigan 2018 Statewide Master Measure Database, Exterior Lighting BiLevel Control w Override, and wattage assumed in measure workbook | 373 | unit |  | 373
Nonequipment | Bi-Level Lighting Control (Interior) | Bi-Level Controls on Interior Lighting, 500 Watts Controlled | 500 Watts of Lighting, Manually Controlled | Commercial | Existing | Retail | FL Zone 2 | Per 500W Controlled | 36% | 2492 | 1719.48 | 772.52 | 0.31 | 8 | 0.009543 | 0 | 0 | no equipment cost | 0 | 0 | 274 | Illinois 2018 Statewide TRM, Section 4.5.9 (inc. cost is capital cost only) | 99 | Michigan 2018 Statewide Master Measure Database, Exterior Lighting BiLevel Control w Override, and wattage assumed in measure workbook | 373 | unit |  | 373
Nonequipment | Bi-Level Lighting Control (Interior) | Bi-Level Controls on Interior Lighting, 500 Watts Controlled | 500 Watts of Lighting, Manually Controlled | Commercial | Existing | Schools K-12 | FL Zone 2 | Per 500W Controlled | 22% | 1189.5 | 820.755 | 368.745 | 0.31 | 8 | 0.001014 | 0 | 0 | no equipment cost | 0 | 0 | 274 | Illinois 2018 Statewide TRM, Section 4.5.9 (inc. cost is capital cost only) | 99 | Michigan 2018 Statewide Master Measure Database, Exterior Lighting BiLevel Control w Override, and wattage assumed in measure workbook | 373 | unit |  | 373
Nonequipment | Bi-Level Lighting Control (Interior) | Bi-Level Controls on Interior Lighting, 500 Watts Controlled | 500 Watts of Lighting, Manually Controlled | Commercial | Existing | Warehouse | FL Zone 2 | Per 500W Controlled | 36% | 1912 | 1319.28 | 592.72 | 0.31 | 8 | 0.00163 | 0 | 0 | no equipment cost | 0 | 0 | 274 | Illinois 2018 Statewide TRM, Section 4.5.9 (inc. cost is capital cost only) | 99 | Michigan 2018 Statewide Master Measure Database, Exterior Lighting BiLevel Control w Override, and wattage assumed in measure workbook | 373 | unit |  | 373
Nonequipment | Bi-Level Lighting Control (Interior) | Bi-Level Controls on Interior Lighting, 500 Watts Controlled | 500 Watts of Lighting, Controlled either Manually or by Sensor as Specified by Code | Commercial | New | Assembly | FL Zone 2 | Per 500W Controlled | 22% | 1438 | 992.22 | 445.78 | 0.31 | 8 | 0.001226 | 0 | 0 | no equipment cost | 0 | 0 | 274 | Illinois 2018 Statewide TRM, Section 4.5.9 (inc. cost is capital cost only) | 99 | Michigan 2018 Statewide Master Measure Database, Exterior Lighting BiLevel Control w Override, and wattage assumed in measure workbook | 373 | unit |  | 373
Nonequipment | Bi-Level Lighting Control (Interior) | Bi-Level Controls on Interior Lighting, 500 Watts Controlled | 500 Watts of Lighting, Controlled either Manually or by Sensor as Specified by Code | Commercial | New | College and University | FL Zone 2 | Per 500W Controlled | 36% | 2204 | 1520.76 | 683.24 | 0.31 | 8 | 0.001878 | 0 | 0 | no equipment cost | 0 | 0 | 274 | Illinois 2018 Statewide TRM, Section 4.5.9 (inc. cost is capital cost only) | 99 | Michigan 2018 Statewide Master Measure Database, Exterior Lighting BiLevel Control w Override, and wattage assumed in measure workbook | 373 | unit |  | 373
Nonequipment | Bi-Level Lighting Control (Interior) | Bi-Level Controls on Interior Lighting, 500 Watts Controlled | 500 Watts of Lighting, Controlled either Manually or by Sensor as Specified by Code | Commercial | New | Grocery | FL Zone 2 | Per 500W Controlled | 22% | 2772 | 1912.68 | 859.32 | 0.31 | 8 | 0.010616 | 0 | 0 | no equipment cost | 0 | 0 | 274 | Illinois 2018 Statewide TRM, Section 4.5.9 (inc. cost is capital cost only) | 99 | Michigan 2018 Statewide Master Measure Database, Exterior Lighting BiLevel Control w Override, and wattage assumed in measure workbook | 373 | unit |  | 373
Nonequipment | Bi-Level Lighting Control (Interior) | Bi-Level Controls on Interior Lighting, 500 Watts Controlled | 500 Watts of Lighting, Controlled either Manually or by Sensor as Specified by Code | Commercial | New | Healthcare | FL Zone 2 | Per 500W Controlled | 36% | 2514 | 1734.66 | 779.34 | 0.31 | 8 | 0.002143 | 0 | 0 | no equipment cost | 0 | 0 | 274 | Illinois 2018 Statewide TRM, Section 4.5.9 (inc. cost is capital cost only) | 99 | Michigan 2018 Statewide Master Measure Database, Exterior Lighting BiLevel Control w Override, and wattage assumed in measure workbook | 373 | unit |  | 373
Nonequipment | Bi-Level Lighting Control (Interior) | Bi-Level Controls on Interior Lighting, 500 Watts Controlled | 500 Watts of Lighting, Controlled either Manually or by Sensor as Specified by Code | Commercial | New | Hospitals | FL Zone 2 | Per 500W Controlled | 36% | 3401 | 2346.69 | 1054.31 | 0.31 | 8 | 0.002899 | 0 | 0 | no equipment cost | 0 | 0 | 274 | Illinois 2018 Statewide TRM, Section 4.5.9 (inc. cost is capital cost only) | 99 | Michigan 2018 Statewide Master Measure Database, Exterior Lighting BiLevel Control w Override, and wattage assumed in measure workbook | 373 | unit |  | 373
Nonequipment | Bi-Level Lighting Control (Interior) | Bi-Level Controls on Interior Lighting, 500 Watts Controlled | 500 Watts of Lighting, Controlled either Manually or by Sensor as Specified by Code | Commercial | New | Institutional | FL Zone 2 | Per 500W Controlled | 22% | 1649.5 | 1138.155 | 511.345 | 0.31 | 8 | 0.001406 | 0 | 0 | no equipment cost | 0 | 0 | 274 | Illinois 2018 Statewide TRM, Section 4.5.9 (inc. cost is capital cost only) | 99 | Michigan 2018 Statewide Master Measure Database, Exterior Lighting BiLevel Control w Override, and wattage assumed in measure workbook | 373 | unit |  | 373
Nonequipment | Bi-Level Lighting Control (Interior) | Bi-Level Controls on Interior Lighting, 500 Watts Controlled | 500 Watts of Lighting, Controlled either Manually or by Sensor as Specified by Code | Commercial | New | Lodging/Hospitality | FL Zone 2 | Per 500W Controlled | 36% | 1877 | 1295.13 | 581.87 | 0.31 | 8 | 0.007188 | 0 | 0 | no equipment cost | 0 | 0 | 274 | Illinois 2018 Statewide TRM, Section 4.5.9 (inc. cost is capital cost only) | 99 | Michigan 2018 Statewide Master Measure Database, Exterior Lighting BiLevel Control w Override, and wattage assumed in measure workbook | 373 | unit |  | 373
Nonequipment | Bi-Level Lighting Control (Interior) | Bi-Level Controls on Interior Lighting, 500 Watts Controlled | 500 Watts of Lighting, Controlled either Manually or by Sensor as Specified by Code | Commercial | New | Miscellaneous | FL Zone 2 | Per 500W Controlled | 22% | 2204 | 1520.76 | 683.24 | 0.31 | 8 | 0.001878 | 0 | 0 | no equipment cost | 0 | 0 | 274 | Illinois 2018 Statewide TRM, Section 4.5.9 (inc. cost is capital cost only) | 99 | Michigan 2018 Statewide Master Measure Database, Exterior Lighting BiLevel Control w Override, and wattage assumed in measure workbook | 373 | unit |  | 373
Nonequipment | Bi-Level Lighting Control (Interior) | Bi-Level Controls on Interior Lighting, 500 Watts Controlled | 500 Watts of Lighting, Controlled either Manually or by Sensor as Specified by Code | Commercial | New | Offices | FL Zone 2 | Per 500W Controlled | 36% | 1626.5 | 1122.285 | 504.215 | 0.31 | 8 | 0.001386 | 0 | 0 | no equipment cost | 0 | 0 | 274 | Illinois 2018 Statewide TRM, Section 4.5.9 (inc. cost is capital cost only) | 99 | Michigan 2018 Statewide Master Measure Database, Exterior Lighting BiLevel Control w Override, and wattage assumed in measure workbook | 373 | unit |  | 373
Nonequipment | Bi-Level Lighting Control (Interior) | Bi-Level Controls on Interior Lighting, 500 Watts Controlled | 500 Watts of Lighting, Controlled either Manually or by Sensor as Specified by Code | Commercial | New | Restaurants | FL Zone 2 | Per 500W Controlled | 9% | 1678.5 | 1158.165 | 520.335 | 0.31 | 8 | 0.006428 | 0 | 0 | no equipment cost | 0 | 0 | 274 | Illinois 2018 Statewide TRM, Section 4.5.9 (inc. cost is capital cost only) | 99 | Michigan 2018 Statewide Master Measure Database, Exterior Lighting BiLevel Control w Override, and wattage assumed in measure workbook | 373 | unit |  | 373
Nonequipment | Bi-Level Lighting Control (Interior) | Bi-Level Controls on Interior Lighting, 500 Watts Controlled | 500 Watts of Lighting, Controlled either Manually or by Sensor as Specified by Code | Commercial | New | Retail | FL Zone 2 | Per 500W Controlled | 36% | 2492 | 1719.48 | 772.52 | 0.31 | 8 | 0.009543 | 0 | 0 | no equipment cost | 0 | 0 | 274 | Illinois 2018 Statewide TRM, Section 4.5.9 (inc. cost is capital cost only) | 99 | Michigan 2018 Statewide Master Measure Database, Exterior Lighting BiLevel Control w Override, and wattage assumed in measure workbook | 373 | unit |  | 373
Nonequipment | Bi-Level Lighting Control (Interior) | Bi-Level Controls on Interior Lighting, 500 Watts Controlled | 500 Watts of Lighting, Controlled either Manually or by Sensor as Specified by Code | Commercial | New | Schools K-12 | FL Zone 2 | Per 500W Controlled | 22% | 1189.5 | 820.755 | 368.745 | 0.31 | 8 | 0.001014 | 0 | 0 | no equipment cost | 0 | 0 | 274 | Illinois 2018 Statewide TRM, Section 4.5.9 (inc. cost is capital cost only) | 99 | Michigan 2018 Statewide Master Measure Database, Exterior Lighting BiLevel Control w Override, and wattage assumed in measure workbook | 373 | unit |  | 373
Nonequipment | Bi-Level Lighting Control (Interior) | Bi-Level Controls on Interior Lighting, 500 Watts Controlled | 500 Watts of Lighting, Controlled either Manually or by Sensor as Specified by Code | Commercial | New | Warehouse | FL Zone 2 | Per 500W Controlled | 36% | 1912 | 1319.28 | 592.72 | 0.31 | 8 | 0.00163 | 0 | 0 | no equipment cost | 0 | 0 | 274 | Illinois 2018 Statewide TRM, Section 4.5.9 (inc. cost is capital cost only) | 99 | Michigan 2018 Statewide Master Measure Database, Exterior Lighting BiLevel Control w Override, and wattage assumed in measure workbook | 373 | unit |  | 373
Nonequipment | Interior Lighting Controls | Install Interior Photocell Dimming Controls, 500 Watts Controlled | 500 Watts of Lighting, Manually Controlled | Commercial | Existing | Assembly | FL Zone 2 | Per End Use Consumption | 15% | 1438 | 1035.36 | 402.64 | 0.28 | 8 | 0 | 0 | 0 | no equipment cost | 0 | 0 | 115 | Mid-Atlantic TRM, v7.0, 2017, average of occupancy sensor and photocell control costs | 41.3796 | rate at $82.76/per labor hour assume 0.5 hours work, https://www.homewyse.com/services/cost_to_install_lighting_control_system.html | 156.3796 | unit |  | 156.3796
Nonequipment | Interior Lighting Controls | Install Interior Photocell Dimming Controls, 500 Watts Controlled | 500 Watts of Lighting, Manually Controlled | Commercial | Existing | College and University | FL Zone 2 | Per End Use Consumption | 38% | 2204 | 1586.88 | 617.12 | 0.28 | 8 | 0 | 0 | 0 | no equipment cost | 0 | 0 | 115 | Mid-Atlantic TRM, v7.0, 2017, average of occupancy sensor and photocell control costs | 41.3796 | rate at $82.76/per labor hour assume 0.5 hours work, https://www.homewyse.com/services/cost_to_install_lighting_control_system.html | 156.3796 | unit |  | 156.3796
Nonequipment | Interior Lighting Controls | Install Interior Photocell Dimming Controls, 500 Watts Controlled | 500 Watts of Lighting, Manually Controlled | Commercial | Existing | Grocery | FL Zone 2 | Per End Use Consumption | 8% | 2772 | 1995.84 | 776.16 | 0.28 | 8 | 0 | 0 | 0 | no equipment cost | 0 | 0 | 115 | Mid-Atlantic TRM, v7.0, 2017, average of occupancy sensor and photocell control costs | 41.3796 | rate at $82.76/per labor hour assume 0.5 hours work, https://www.homewyse.com/services/cost_to_install_lighting_control_system.html | 156.3796 | unit |  | 156.3796
Nonequipment | Interior Lighting Controls | Install Interior Photocell Dimming Controls, 500 Watts Controlled | 500 Watts of Lighting, Manually Controlled | Commercial | Existing | Healthcare | FL Zone 2 | Per End Use Consumption | 38% | 2514 | 1810.08 | 703.92 | 0.28 | 8 | 0 | 0 | 0 | no equipment cost | 0 | 0 | 115 | Mid-Atlantic TRM, v7.0, 2017, average of occupancy sensor and photocell control costs | 41.3796 | rate at $82.76/per labor hour assume 0.5 hours work, https://www.homewyse.com/services/cost_to_install_lighting_control_system.html | 156.3796 | unit |  | 156.3796
Nonequipment | Interior Lighting Controls | Install Interior Photocell Dimming Controls, 500 Watts Controlled | 500 Watts of Lighting, Manually Controlled | Commercial | Existing | Hospitals | FL Zone 2 | Per End Use Consumption | 38% | 3401 | 2448.72 | 952.28 | 0.28 | 8 | 0 | 0 | 0 | no equipment cost | 0 | 0 | 115 | Mid-Atlantic TRM, v7.0, 2017, average of occupancy sensor and photocell control costs | 41.3796 | rate at $82.76/per labor hour assume 0.5 hours work, https://www.homewyse.com/services/cost_to_install_lighting_control_system.html | 156.3796 | unit |  | 156.3796
Nonequipment | Interior Lighting Controls | Install Interior Photocell Dimming Controls, 500 Watts Controlled | 500 Watts of Lighting, Manually Controlled | Commercial | Existing | Institutional | FL Zone 2 | Per End Use Consumption | 15% | 1649.5 | 1187.64 | 461.86 | 0.28 | 8 | 0 | 0 | 0 | no equipment cost | 0 | 0 | 115 | Mid-Atlantic TRM, v7.0, 2017, average of occupancy sensor and photocell control costs | 41.3796 | rate at $82.76/per labor hour assume 0.5 hours work, https://www.homewyse.com/services/cost_to_install_lighting_control_system.html | 156.3796 | unit |  | 156.3796
Nonequipment | Interior Lighting Controls | Install Interior Photocell Dimming Controls, 500 Watts Controlled | 500 Watts of Lighting, Manually Controlled | Commercial | Existing | Lodging/Hospitality | FL Zone 2 | Per End Use Consumption | 15% | 1877 | 1351.44 | 525.56 | 0.28 | 8 | 0 | 0 | 0 | no equipment cost | 0 | 0 | 115 | Mid-Atlantic TRM, v7.0, 2017, average of occupancy sensor and photocell control costs | 41.3796 | rate at $82.76/per labor hour assume 0.5 hours work, https://www.homewyse.com/services/cost_to_install_lighting_control_system.html | 156.3796 | unit |  | 156.3796
Nonequipment | Interior Lighting Controls | Install Interior Photocell Dimming Controls, 500 Watts Controlled | 500 Watts of Lighting, Manually Controlled | Commercial | Existing | Miscellaneous | FL Zone 2 | Per End Use Consumption | 15% | 2204 | 1586.88 | 617.12 | 0.28 | 8 | 0 | 0 | 0 | no equipment cost | 0 | 0 | 115 | Mid-Atlantic TRM, v7.0, 2017, average of occupancy sensor and photocell control costs | 41.3796 | rate at $82.76/per labor hour assume 0.5 hours work, https://www.homewyse.com/services/cost_to_install_lighting_control_system.html | 156.3796 | unit |  | 156.3796
Nonequipment | Interior Lighting Controls | Install Interior Photocell Dimming Controls, 500 Watts Controlled | 500 Watts of Lighting, Manually Controlled | Commercial | Existing | Offices | FL Zone 2 | Per End Use Consumption | 30% | 1626.5 | 1171.08 | 455.42 | 0.28 | 8 | 0 | 0 | 0 | no equipment cost | 0 | 0 | 115 | Mid-Atlantic TRM, v7.0, 2017, average of occupancy sensor and photocell control costs | 41.3796 | rate at $82.76/per labor hour assume 0.5 hours work, https://www.homewyse.com/services/cost_to_install_lighting_control_system.html | 156.3796 | unit |  | 156.3796
Nonequipment | Interior Lighting Controls | Install Interior Photocell Dimming Controls, 500 Watts Controlled | 500 Watts of Lighting, Manually Controlled | Commercial | Existing | Restaurants | FL Zone 2 | Per End Use Consumption | 8% | 1678.5 | 1208.52 | 469.98 | 0.28 | 8 | 0 | 0 | 0 | no equipment cost | 0 | 0 | 115 | Mid-Atlantic TRM, v7.0, 2017, average of occupancy sensor and photocell control costs | 41.3796 | rate at $82.76/per labor hour assume 0.5 hours work, https://www.homewyse.com/services/cost_to_install_lighting_control_system.html | 156.3796 | unit |  | 156.3796
Nonequipment | Interior Lighting Controls | Install Interior Photocell Dimming Controls, 500 Watts Controlled | 500 Watts of Lighting, Manually Controlled | Commercial | Existing | Retail | FL Zone 2 | Per End Use Consumption | 8% | 2492 | 1794.24 | 697.76 | 0.28 | 8 | 0 | 0 | 0 | no equipment cost | 0 | 0 | 115 | Mid-Atlantic TRM, v7.0, 2017, average of occupancy sensor and photocell control costs | 41.3796 | rate at $82.76/per labor hour assume 0.5 hours work, https://www.homewyse.com/services/cost_to_install_lighting_control_system.html | 156.3796 | unit |  | 156.3796
Nonequipment | Interior Lighting Controls | Install Interior Photocell Dimming Controls, 500 Watts Controlled | 500 Watts of Lighting, Manually Controlled | Commercial | Existing | Schools K-12 | FL Zone 2 | Per End Use Consumption | 38% | 1189.5 | 856.44 | 333.06 | 0.28 | 8 | 0 | 0 | 0 | no equipment cost | 0 | 0 | 115 | Mid-Atlantic TRM, v7.0, 2017, average of occupancy sensor and photocell control costs | 41.3796 | rate at $82.76/per labor hour assume 0.5 hours work, https://www.homewyse.com/services/cost_to_install_lighting_control_system.html | 156.3796 | unit |  | 156.3796
Nonequipment | Interior Lighting Controls | Install Interior Photocell Dimming Controls, 500 Watts Controlled | 500 Watts of Lighting, Manually Controlled | Commercial | Existing | Warehouse | FL Zone 2 | Per End Use Consumption | 38% | 1912 | 1376.64 | 535.36 | 0.28 | 8 | 0 | 0 | 0 | no equipment cost | 0 | 0 | 115 | Mid-Atlantic TRM, v7.0, 2017, average of occupancy sensor and photocell control costs | 41.3796 | rate at $82.76/per labor hour assume 0.5 hours work, https://www.homewyse.com/services/cost_to_install_lighting_control_system.html | 156.3796 | unit |  | 156.3796
Nonequipment | Interior Lighting Controls | Install Interior Photocell Dimming Controls, 500 Watts Controlled | 500 Watts of Lighting, Manually Controlled | Commercial | New | Assembly | FL Zone 2 | Per End Use Consumption | 15% | 1438 | 1035.36 | 402.64 | 0.28 | 8 | 0 | 0 | 0 | no equipment cost | 0 | 0 | 115 | Mid-Atlantic TRM, v7.0, 2017, average of occupancy sensor and photocell control costs | 41.3796 | rate at $82.76/per labor hour assume 0.5 hours work, https://www.homewyse.com/services/cost_to_install_lighting_control_system.html | 156.3796 | unit |  | 156.3796
Nonequipment | Interior Lighting Controls | Install Interior Photocell Dimming Controls, 500 Watts Controlled | 500 Watts of Lighting, Manually Controlled | Commercial | New | College and University | FL Zone 2 | Per End Use Consumption | 38% | 2204 | 1586.88 | 617.12 | 0.28 | 8 | 0 | 0 | 0 | no equipment cost | 0 | 0 | 115 | Mid-Atlantic TRM, v7.0, 2017, average of occupancy sensor and photocell control costs | 41.3796 | rate at $82.76/per labor hour assume 0.5 hours work, https://www.homewyse.com/services/cost_to_install_lighting_control_system.html | 156.3796 | unit |  | 156.3796
Nonequipment | Interior Lighting Controls | Install Interior Photocell Dimming Controls, 500 Watts Controlled | 500 Watts of Lighting, Manually Controlled | Commercial | New | Grocery | FL Zone 2 | Per End Use Consumption | 8% | 2772 | 1995.84 | 776.16 | 0.28 | 8 | 0 | 0 | 0 | no equipment cost | 0 | 0 | 115 | Mid-Atlantic TRM, v7.0, 2017, average of occupancy sensor and photocell control costs | 41.3796 | rate at $82.76/per labor hour assume 0.5 hours work, https://www.homewyse.com/services/cost_to_install_lighting_control_system.html | 156.3796 | unit |  | 156.3796
Nonequipment | Interior Lighting Controls | Install Interior Photocell Dimming Controls, 500 Watts Controlled | 500 Watts of Lighting, Manually Controlled | Commercial | New | Healthcare | FL Zone 2 | Per End Use Consumption | 38% | 2514 | 1810.08 | 703.92 | 0.28 | 8 | 0 | 0 | 0 | no equipment cost | 0 | 0 | 115 | Mid-Atlantic TRM, v7.0, 2017, average of occupancy sensor and photocell control costs | 41.3796 | rate at $82.76/per labor hour assume 0.5 hours work, https://www.homewyse.com/services/cost_to_install_lighting_control_system.html | 156.3796 | unit |  | 156.3796
Nonequipment | Interior Lighting Controls | Install Interior Photocell Dimming Controls, 500 Watts Controlled | 500 Watts of Lighting, Manually Controlled | Commercial | New | Hospitals | FL Zone 2 | Per End Use Consumption | 38% | 3401 | 2448.72 | 952.28 | 0.28 | 8 | 0 | 0 | 0 | no equipment cost | 0 | 0 | 115 | Mid-Atlantic TRM, v7.0, 2017, average of occupancy sensor and photocell control costs | 41.3796 | rate at $82.76/per labor hour assume 0.5 hours work, https://www.homewyse.com/services/cost_to_install_lighting_control_system.html | 156.3796 | unit |  | 156.3796
Nonequipment | Interior Lighting Controls | Install Interior Photocell Dimming Controls, 500 Watts Controlled | 500 Watts of Lighting, Manually Controlled | Commercial | New | Institutional | FL Zone 2 | Per End Use Consumption | 15% | 1649.5 | 1187.64 | 461.86 | 0.28 | 8 | 0 | 0 | 0 | no equipment cost | 0 | 0 | 115 | Mid-Atlantic TRM, v7.0, 2017, average of occupancy sensor and photocell control costs | 41.3796 | rate at $82.76/per labor hour assume 0.5 hours work, https://www.homewyse.com/services/cost_to_install_lighting_control_system.html | 156.3796 | unit |  | 156.3796
Nonequipment | Interior Lighting Controls | Install Interior Photocell Dimming Controls, 500 Watts Controlled | 500 Watts of Lighting, Manually Controlled | Commercial | New | Lodging/Hospitality | FL Zone 2 | Per End Use Consumption | 15% | 1877 | 1351.44 | 525.56 | 0.28 | 8 | 0 | 0 | 0 | no equipment cost | 0 | 0 | 115 | Mid-Atlantic TRM, v7.0, 2017, average of occupancy sensor and photocell control costs | 41.3796 | rate at $82.76/per labor hour assume 0.5 hours work, https://www.homewyse.com/services/cost_to_install_lighting_control_system.html | 156.3796 | unit |  | 156.3796
Nonequipment | Interior Lighting Controls | Install Interior Photocell Dimming Controls, 500 Watts Controlled | 500 Watts of Lighting, Manually Controlled | Commercial | New | Miscellaneous | FL Zone 2 | Per End Use Consumption | 15% | 2204 | 1586.88 | 617.12 | 0.28 | 8 | 0 | 0 | 0 | no equipment cost | 0 | 0 | 115 | Mid-Atlantic TRM, v7.0, 2017, average of occupancy sensor and photocell control costs | 41.3796 | rate at $82.76/per labor hour assume 0.5 hours work, https://www.homewyse.com/services/cost_to_install_lighting_control_system.html | 156.3796 | unit |  | 156.3796
Nonequipment | Interior Lighting Controls | Install Interior Photocell Dimming Controls, 500 Watts Controlled | 500 Watts of Lighting, Manually Controlled | Commercial | New | Offices | FL Zone 2 | Per End Use Consumption | 30% | 1626.5 | 1171.08 | 455.42 | 0.28 | 8 | 0 | 0 | 0 | no equipment cost | 0 | 0 | 115 | Mid-Atlantic TRM, v7.0, 2017, average of occupancy sensor and photocell control costs | 41.3796 | rate at $82.76/per labor hour assume 0.5 hours work, https://www.homewyse.com/services/cost_to_install_lighting_control_system.html | 156.3796 | unit |  | 156.3796
Nonequipment | Interior Lighting Controls | Install Interior Photocell Dimming Controls, 500 Watts Controlled | 500 Watts of Lighting, Manually Controlled | Commercial | New | Restaurants | FL Zone 2 | Per End Use Consumption | 8% | 1678.5 | 1208.52 | 469.98 | 0.28 | 8 | 0 | 0 | 0 | no equipment cost | 0 | 0 | 115 | Mid-Atlantic TRM, v7.0, 2017, average of occupancy sensor and photocell control costs | 41.3796 | rate at $82.76/per labor hour assume 0.5 hours work, https://www.homewyse.com/services/cost_to_install_lighting_control_system.html | 156.3796 | unit |  | 156.3796
Nonequipment | Interior Lighting Controls | Install Interior Photocell Dimming Controls, 500 Watts Controlled | 500 Watts of Lighting, Manually Controlled | Commercial | New | Retail | FL Zone 2 | Per End Use Consumption | 8% | 2492 | 1794.24 | 697.76 | 0.28 | 8 | 0 | 0 | 0 | no equipment cost | 0 | 0 | 115 | Mid-Atlantic TRM, v7.0, 2017, average of occupancy sensor and photocell control costs | 41.3796 | rate at $82.76/per labor hour assume 0.5 hours work, https://www.homewyse.com/services/cost_to_install_lighting_control_system.html | 156.3796 | unit |  | 156.3796
Nonequipment | Interior Lighting Controls | Install Interior Photocell Dimming Controls, 500 Watts Controlled | 500 Watts of Lighting, Manually Controlled | Commercial | New | Schools K-12 | FL Zone 2 | Per End Use Consumption | 38% | 1189.5 | 856.44 | 333.06 | 0.28 | 8 | 0 | 0 | 0 | no equipment cost | 0 | 0 | 115 | Mid-Atlantic TRM, v7.0, 2017, average of occupancy sensor and photocell control costs | 41.3796 | rate at $82.76/per labor hour assume 0.5 hours work, https://www.homewyse.com/services/cost_to_install_lighting_control_system.html | 156.3796 | unit |  | 156.3796
Nonequipment | Interior Lighting Controls | Install Interior Photocell Dimming Controls, 500 Watts Controlled | 500 Watts of Lighting, Manually Controlled | Commercial | New | Warehouse | FL Zone 2 | Per End Use Consumption | 38% | 1912 | 1376.64 | 535.36 | 0.28 | 8 | 0 | 0 | 0 | no equipment cost | 0 | 0 | 115 | Mid-Atlantic TRM, v7.0, 2017, average of occupancy sensor and photocell control costs | 41.3796 | rate at $82.76/per labor hour assume 0.5 hours work, https://www.homewyse.com/services/cost_to_install_lighting_control_system.html | 156.3796 | unit |  | 156.3796
Nonequipment | Efficient Motor Belts | Synchronous belt, 98% efficiency | 0 | Commercial | Existing | Assembly | FL Zone 2 | Per Appliance | 5% | 8580.042 | 8485.235 | 94.8071 | 0.01105 | 10 | 0.012997 | 0.003209 | 0 | no base cost | 0 | 0 | 246.51 | Illinois 2018 Statewide TRM, Section 4.4.30 | 150 | Illinois TRM, 2018, Section 4.4.30 | 396.51 | motor belt |  | 396.51
Nonequipment | Efficient Motor Belts | Synchronous belt, 98% efficiency | 0 | Commercial | Existing | College and University | FL Zone 2 | Per Appliance | 1% | 8580.042 | 8485.235 | 94.8071 | 0.01105 | 10 | 0.012292 | 0.010296 | 0 | no base cost | 0 | 0 | 246.51 | Illinois 2018 Statewide TRM, Section 4.4.30 | 150 | Illinois TRM, 2018, Section 4.4.30 | 396.51 | motor belt |  | 396.51
Nonequipment | Efficient Motor Belts | Synchronous belt, 98% efficiency | 0 | Commercial | Existing | Grocery | FL Zone 2 | Per Appliance | 10% | 8580.042 | 8485.235 | 94.8071 | 0.01105 | 10 | 0.012997 | 0.003209 | 0 | no base cost | 0 | 0 | 246.51 | Illinois 2018 Statewide TRM, Section 4.4.30 | 150 | Illinois TRM, 2018, Section 4.4.30 | 396.51 | motor belt |  | 396.51
Nonequipment | Efficient Motor Belts | Synchronous belt, 98% efficiency | 0 | Commercial | Existing | Healthcare | FL Zone 2 | Per Appliance | 1% | 8580.042 | 8485.235 | 94.8071 | 0.01105 | 10 | 0.012292 | 0.010296 | 0 | no base cost | 0 | 0 | 246.51 | Illinois 2018 Statewide TRM, Section 4.4.30 | 150 | Illinois TRM, 2018, Section 4.4.30 | 396.51 | motor belt |  | 396.51
Nonequipment | Efficient Motor Belts | Synchronous belt, 98% efficiency | 0 | Commercial | Existing | Hospitals | FL Zone 2 | Per Appliance | 1% | 8580.042 | 8485.235 | 94.8071 | 0.01105 | 10 | 0.012292 | 0.010296 | 0 | no base cost | 0 | 0 | 246.51 | Illinois 2018 Statewide TRM, Section 4.4.30 | 150 | Illinois TRM, 2018, Section 4.4.30 | 396.51 | motor belt |  | 396.51
Nonequipment | Efficient Motor Belts | Synchronous belt, 98% efficiency | 0 | Commercial | Existing | Institutional | FL Zone 2 | Per Appliance | 5% | 8580.042 | 8485.235 | 94.8071 | 0.01105 | 10 | 0.012997 | 0.003209 | 0 | no base cost | 0 | 0 | 246.51 | Illinois 2018 Statewide TRM, Section 4.4.30 | 150 | Illinois TRM, 2018, Section 4.4.30 | 396.51 | motor belt |  | 396.51
Nonequipment | Efficient Motor Belts | Synchronous belt, 98% efficiency | 0 | Commercial | Existing | Lodging/Hospitality | FL Zone 2 | Per Appliance | 1% | 8580.042 | 8485.235 | 94.8071 | 0.01105 | 10 | 0.012292 | 0.010296 | 0 | no base cost | 0 | 0 | 246.51 | Illinois 2018 Statewide TRM, Section 4.4.30 | 150 | Illinois TRM, 2018, Section 4.4.30 | 396.51 | motor belt |  | 396.51
Nonequipment | Efficient Motor Belts | Synchronous belt, 98% efficiency | 0 | Commercial | Existing | Miscellaneous | FL Zone 2 | Per Appliance | 5% | 8580.042 | 8485.235 | 94.8071 | 0.01105 | 10 | 0.012997 | 0.003209 | 0 | no base cost | 0 | 0 | 246.51 | Illinois 2018 Statewide TRM, Section 4.4.30 | 150 | Illinois TRM, 2018, Section 4.4.30 | 396.51 | motor belt |  | 396.51
Nonequipment | Efficient Motor Belts | Synchronous belt, 98% efficiency | 0 | Commercial | Existing | Offices | FL Zone 2 | Per Appliance | 5% | 8580.042 | 8485.235 | 94.8071 | 0.01105 | 10 | 0.012997 | 0.003209 | 0 | no base cost | 0 | 0 | 246.51 | Illinois 2018 Statewide TRM, Section 4.4.30 | 150 | Illinois TRM, 2018, Section 4.4.30 | 396.51 | motor belt |  | 396.51
Nonequipment | Efficient Motor Belts | Synchronous belt, 98% efficiency | 0 | Commercial | Existing | Restaurants | FL Zone 2 | Per Appliance | 1% | 8580.042 | 8485.235 | 94.8071 | 0.01105 | 10 | 0.012292 | 0.010296 | 0 | no base cost | 0 | 0 | 246.51 | Illinois 2018 Statewide TRM, Section 4.4.30 | 150 | Illinois TRM, 2018, Section 4.4.30 | 396.51 | motor belt |  | 396.51
Nonequipment | Efficient Motor Belts | Synchronous belt, 98% efficiency | 0 | Commercial | Existing | Retail | FL Zone 2 | Per Appliance | 1% | 8580.042 | 8485.235 | 94.8071 | 0.01105 | 10 | 0.012997 | 0.003209 | 0 | no base cost | 0 | 0 | 246.51 | Illinois 2018 Statewide TRM, Section 4.4.30 | 150 | Illinois TRM, 2018, Section 4.4.30 | 396.51 | motor belt |  | 396.51
Nonequipment | Efficient Motor Belts | Synchronous belt, 98% efficiency | 0 | Commercial | Existing | Schools K-12 | FL Zone 2 | Per Appliance | 1% | 8580.042 | 8485.235 | 94.8071 | 0.01105 | 10 | 0.012292 | 0.010296 | 0 | no base cost | 0 | 0 | 246.51 | Illinois 2018 Statewide TRM, Section 4.4.30 | 150 | Illinois TRM, 2018, Section 4.4.30 | 396.51 | motor belt |  | 396.51
Nonequipment | Efficient Motor Belts | Synchronous belt, 98% efficiency | 0 | Commercial | Existing | Warehouse | FL Zone 2 | Per Appliance | 5% | 8580.042 | 8485.235 | 94.8071 | 0.01105 | 10 | 0.012997 | 0.003209 | 0 | no base cost | 0 | 0 | 246.51 | Illinois 2018 Statewide TRM, Section 4.4.30 | 150 | Illinois TRM, 2018, Section 4.4.30 | 396.51 | motor belt |  | 396.51
Nonequipment | Efficient Motor Belts | Synchronous belt, 98% efficiency | Standard V-belt, 93% efficiency | Commercial | New | Assembly | FL Zone 2 | Per Appliance | 5% | 8580.042 | 8485.235 | 94.8071 | 0.01105 | 10 | 0.012997 | 0.003209 | 0 | no base cost | 0 | 0 | 246.51 | Illinois 2018 Statewide TRM, Section 4.4.30 | 150 | Illinois TRM, 2018, Section 4.4.30 | 396.51 | motor belt |  | 396.51
Nonequipment | Efficient Motor Belts | Synchronous belt, 98% efficiency | Standard V-belt, 93% efficiency | Commercial | New | College and University | FL Zone 2 | Per Appliance | 5% | 8580.042 | 8485.235 | 94.8071 | 0.01105 | 10 | 0.012292 | 0.010296 | 0 | no base cost | 0 | 0 | 246.51 | Illinois 2018 Statewide TRM, Section 4.4.30 | 150 | Illinois TRM, 2018, Section 4.4.30 | 396.51 | motor belt |  | 396.51
Nonequipment | Efficient Motor Belts | Synchronous belt, 98% efficiency | Standard V-belt, 93% efficiency | Commercial | New | Grocery | FL Zone 2 | Per Appliance | 10% | 8580.042 | 8485.235 | 94.8071 | 0.01105 | 10 | 0.012997 | 0.003209 | 0 | no base cost | 0 | 0 | 246.51 | Illinois 2018 Statewide TRM, Section 4.4.30 | 150 | Illinois TRM, 2018, Section 4.4.30 | 396.51 | motor belt |  | 396.51
Nonequipment | Efficient Motor Belts | Synchronous belt, 98% efficiency | Standard V-belt, 93% efficiency | Commercial | New | Healthcare | FL Zone 2 | Per Appliance | 5% | 8580.042 | 8485.235 | 94.8071 | 0.01105 | 10 | 0.012292 | 0.010296 | 0 | no base cost | 0 | 0 | 246.51 | Illinois 2018 Statewide TRM, Section 4.4.30 | 150 | Illinois TRM, 2018, Section 4.4.30 | 396.51 | motor belt |  | 396.51
Nonequipment | Efficient Motor Belts | Synchronous belt, 98% efficiency | Standard V-belt, 93% efficiency | Commercial | New | Hospitals | FL Zone 2 | Per Appliance | 5% | 8580.042 | 8485.235 | 94.8071 | 0.01105 | 10 | 0.012292 | 0.010296 | 0 | no base cost | 0 | 0 | 246.51 | Illinois 2018 Statewide TRM, Section 4.4.30 | 150 | Illinois TRM, 2018, Section 4.4.30 | 396.51 | motor belt |  | 396.51
Nonequipment | Efficient Motor Belts | Synchronous belt, 98% efficiency | Standard V-belt, 93% efficiency | Commercial | New | Institutional | FL Zone 2 | Per Appliance | 5% | 8580.042 | 8485.235 | 94.8071 | 0.01105 | 10 | 0.012997 | 0.003209 | 0 | no base cost | 0 | 0 | 246.51 | Illinois 2018 Statewide TRM, Section 4.4.30 | 150 | Illinois TRM, 2018, Section 4.4.30 | 396.51 | motor belt |  | 396.51
Nonequipment | Efficient Motor Belts | Synchronous belt, 98% efficiency | Standard V-belt, 93% efficiency | Commercial | New | Lodging/Hospitality | FL Zone 2 | Per Appliance | 5% | 8580.042 | 8485.235 | 94.8071 | 0.01105 | 10 | 0.012292 | 0.010296 | 0 | no base cost | 0 | 0 | 246.51 | Illinois 2018 Statewide TRM, Section 4.4.30 | 150 | Illinois TRM, 2018, Section 4.4.30 | 396.51 | motor belt |  | 396.51
Nonequipment | Efficient Motor Belts | Synchronous belt, 98% efficiency | Standard V-belt, 93% efficiency | Commercial | New | Miscellaneous | FL Zone 2 | Per Appliance | 5% | 8580.042 | 8485.235 | 94.8071 | 0.01105 | 10 | 0.012997 | 0.003209 | 0 | no base cost | 0 | 0 | 246.51 | Illinois 2018 Statewide TRM, Section 4.4.30 | 150 | Illinois TRM, 2018, Section 4.4.30 | 396.51 | motor belt |  | 396.51
Nonequipment | Efficient Motor Belts | Synchronous belt, 98% efficiency | Standard V-belt, 93% efficiency | Commercial | New | Offices | FL Zone 2 | Per Appliance | 5% | 8580.042 | 8485.235 | 94.8071 | 0.01105 | 10 | 0.012997 | 0.003209 | 0 | no base cost | 0 | 0 | 246.51 | Illinois 2018 Statewide TRM, Section 4.4.30 | 150 | Illinois TRM, 2018, Section 4.4.30 | 396.51 | motor belt |  | 396.51
Nonequipment | Efficient Motor Belts | Synchronous belt, 98% efficiency | Standard V-belt, 93% efficiency | Commercial | New | Restaurants | FL Zone 2 | Per Appliance | 5% | 8580.042 | 8485.235 | 94.8071 | 0.01105 | 10 | 0.012292 | 0.010296 | 0 | no base cost | 0 | 0 | 246.51 | Illinois 2018 Statewide TRM, Section 4.4.30 | 150 | Illinois TRM, 2018, Section 4.4.30 | 396.51 | motor belt |  | 396.51
Nonequipment | Efficient Motor Belts | Synchronous belt, 98% efficiency | Standard V-belt, 93% efficiency | Commercial | New | Retail | FL Zone 2 | Per Appliance | 5% | 8580.042 | 8485.235 | 94.8071 | 0.01105 | 10 | 0.012997 | 0.003209 | 0 | no base cost | 0 | 0 | 246.51 | Illinois 2018 Statewide TRM, Section 4.4.30 | 150 | Illinois TRM, 2018, Section 4.4.30 | 396.51 | motor belt |  | 396.51
Nonequipment | Efficient Motor Belts | Synchronous belt, 98% efficiency | Standard V-belt, 93% efficiency | Commercial | New | Schools K-12 | FL Zone 2 | Per Appliance | 5% | 8580.042 | 8485.235 | 94.8071 | 0.01105 | 10 | 0.012292 | 0.010296 | 0 | no base cost | 0 | 0 | 246.51 | Illinois 2018 Statewide TRM, Section 4.4.30 | 150 | Illinois TRM, 2018, Section 4.4.30 | 396.51 | motor belt |  | 396.51
Nonequipment | Efficient Motor Belts | Synchronous belt, 98% efficiency | Standard V-belt, 93% efficiency | Commercial | New | Warehouse | FL Zone 2 | Per Appliance | 5% | 8580.042 | 8485.235 | 94.8071 | 0.01105 | 10 | 0.012997 | 0.003209 | 0 | no base cost | 0 | 0 | 246.51 | Illinois 2018 Statewide TRM, Section 4.4.30 | 150 | Illinois TRM, 2018, Section 4.4.30 | 396.51 | motor belt |  | 396.51
Nonequipment | Engine Block Timer | Plug-in timer that activates engine block timer to reduce unnecessary run time | 0 | Commercial | Existing | Assembly | FL Zone 2 | Per Appliance | 0% | 720 | 460.8 | 259.2 | 0.36 | 5 | 0 | 0 | 0 | no base cost | 0 | 0 | 42.99 | https://www.honeywellstore.com/store/products/aube-plug-in-timer-with-three-prong-outlet-honeywell-ti062u.htm?gclid=EAIaIQobChMIm4qDhaKq4AIV2x-tBh33RwCSEAYYAiABEgLbFvD_BwE | 35.5 | Assume 0.5 hr for install and testing, http://www.serviskey.net/support/rate-estimator?s4=FL (Domestic Services rate) | 78.49 | timer |  | 78.49
Nonequipment | Engine Block Timer | Plug-in timer that activates engine block timer to reduce unnecessary run time | 0 | Commercial | Existing | College and University | FL Zone 2 | Per Appliance | 1% | 720 | 460.8 | 259.2 | 0.36 | 5 | 0.032279 | 0.032279 | 0 | no base cost | 0 | 0 | 42.99 | https://www.honeywellstore.com/store/products/aube-plug-in-timer-with-three-prong-outlet-honeywell-ti062u.htm?gclid=EAIaIQobChMIm4qDhaKq4AIV2x-tBh33RwCSEAYYAiABEgLbFvD_BwE | 35.5 | Assume 0.5 hr for install and testing, http://www.serviskey.net/support/rate-estimator?s4=FL (Domestic Services rate) | 78.49 | timer |  | 78.49
Nonequipment | Engine Block Timer | Plug-in timer that activates engine block timer to reduce unnecessary run time | 0 | Commercial | Existing | Grocery | FL Zone 2 | Per Appliance | 0% | 720 | 460.8 | 259.2 | 0.36 | 5 | 0 | 0 | 0 | no base cost | 0 | 0 | 42.99 | https://www.honeywellstore.com/store/products/aube-plug-in-timer-with-three-prong-outlet-honeywell-ti062u.htm?gclid=EAIaIQobChMIm4qDhaKq4AIV2x-tBh33RwCSEAYYAiABEgLbFvD_BwE | 35.5 | Assume 0.5 hr for install and testing, http://www.serviskey.net/support/rate-estimator?s4=FL (Domestic Services rate) | 78.49 | timer |  | 78.49
Nonequipment | Engine Block Timer | Plug-in timer that activates engine block timer to reduce unnecessary run time | 0 | Commercial | Existing | Healthcare | FL Zone 2 | Per Appliance | 1% | 720 | 460.8 | 259.2 | 0.36 | 5 | 0 | 0 | 0 | no base cost | 0 | 0 | 42.99 | https://www.honeywellstore.com/store/products/aube-plug-in-timer-with-three-prong-outlet-honeywell-ti062u.htm?gclid=EAIaIQobChMIm4qDhaKq4AIV2x-tBh33RwCSEAYYAiABEgLbFvD_BwE | 35.5 | Assume 0.5 hr for install and testing, http://www.serviskey.net/support/rate-estimator?s4=FL (Domestic Services rate) | 78.49 | timer |  | 78.49
Nonequipment | Engine Block Timer | Plug-in timer that activates engine block timer to reduce unnecessary run time | 0 | Commercial | Existing | Hospitals | FL Zone 2 | Per Appliance | 1% | 720 | 460.8 | 259.2 | 0.36 | 5 | 0.032279 | 0.032279 | 0 | no base cost | 0 | 0 | 42.99 | https://www.honeywellstore.com/store/products/aube-plug-in-timer-with-three-prong-outlet-honeywell-ti062u.htm?gclid=EAIaIQobChMIm4qDhaKq4AIV2x-tBh33RwCSEAYYAiABEgLbFvD_BwE | 35.5 | Assume 0.5 hr for install and testing, http://www.serviskey.net/support/rate-estimator?s4=FL (Domestic Services rate) | 78.49 | timer |  | 78.49
Nonequipment | Engine Block Timer | Plug-in timer that activates engine block timer to reduce unnecessary run time | 0 | Commercial | Existing | Institutional | FL Zone 2 | Per Appliance | 5% | 720 | 460.8 | 259.2 | 0.36 | 5 | 0.012328 | 0.012951 | 0 | no base cost | 0 | 0 | 42.99 | https://www.honeywellstore.com/store/products/aube-plug-in-timer-with-three-prong-outlet-honeywell-ti062u.htm?gclid=EAIaIQobChMIm4qDhaKq4AIV2x-tBh33RwCSEAYYAiABEgLbFvD_BwE | 35.5 | Assume 0.5 hr for install and testing, http://www.serviskey.net/support/rate-estimator?s4=FL (Domestic Services rate) | 78.49 | timer |  | 78.49
Nonequipment | Engine Block Timer | Plug-in timer that activates engine block timer to reduce unnecessary run time | 0 | Commercial | Existing | Lodging/Hospitality | FL Zone 2 | Per Appliance | 1% | 720 | 460.8 | 259.2 | 0.36 | 5 | 0 | 0 | 0 | no base cost | 0 | 0 | 42.99 | https://www.honeywellstore.com/store/products/aube-plug-in-timer-with-three-prong-outlet-honeywell-ti062u.htm?gclid=EAIaIQobChMIm4qDhaKq4AIV2x-tBh33RwCSEAYYAiABEgLbFvD_BwE | 35.5 | Assume 0.5 hr for install and testing, http://www.serviskey.net/support/rate-estimator?s4=FL (Domestic Services rate) | 78.49 | timer |  | 78.49
Nonequipment | Engine Block Timer | Plug-in timer that activates engine block timer to reduce unnecessary run time | 0 | Commercial | Existing | Miscellaneous | FL Zone 2 | Per Appliance | 0% | 720 | 460.8 | 259.2 | 0.36 | 5 | 0.012328 | 0.012951 | 0 | no base cost | 0 | 0 | 42.99 | https://www.honeywellstore.com/store/products/aube-plug-in-timer-with-three-prong-outlet-honeywell-ti062u.htm?gclid=EAIaIQobChMIm4qDhaKq4AIV2x-tBh33RwCSEAYYAiABEgLbFvD_BwE | 35.5 | Assume 0.5 hr for install and testing, http://www.serviskey.net/support/rate-estimator?s4=FL (Domestic Services rate) | 78.49 | timer |  | 78.49
Nonequipment | Engine Block Timer | Plug-in timer that activates engine block timer to reduce unnecessary run time | 0 | Commercial | Existing | Offices | FL Zone 2 | Per Appliance | 5% | 720 | 460.8 | 259.2 | 0.36 | 5 | 0.012328 | 0.012951 | 0 | no base cost | 0 | 0 | 42.99 | https://www.honeywellstore.com/store/products/aube-plug-in-timer-with-three-prong-outlet-honeywell-ti062u.htm?gclid=EAIaIQobChMIm4qDhaKq4AIV2x-tBh33RwCSEAYYAiABEgLbFvD_BwE | 35.5 | Assume 0.5 hr for install and testing, http://www.serviskey.net/support/rate-estimator?s4=FL (Domestic Services rate) | 78.49 | timer |  | 78.49
Nonequipment | Engine Block Timer | Plug-in timer that activates engine block timer to reduce unnecessary run time | 0 | Commercial | Existing | Restaurants | FL Zone 2 | Per Appliance | 0% | 720 | 460.8 | 259.2 | 0.36 | 5 | 0.012328 | 0.012951 | 0 | no base cost | 0 | 0 | 42.99 | https://www.honeywellstore.com/store/products/aube-plug-in-timer-with-three-prong-outlet-honeywell-ti062u.htm?gclid=EAIaIQobChMIm4qDhaKq4AIV2x-tBh33RwCSEAYYAiABEgLbFvD_BwE | 35.5 | Assume 0.5 hr for install and testing, http://www.serviskey.net/support/rate-estimator?s4=FL (Domestic Services rate) | 78.49 | timer |  | 78.49
Nonequipment | Engine Block Timer | Plug-in timer that activates engine block timer to reduce unnecessary run time | 0 | Commercial | Existing | Retail | FL Zone 2 | Per Appliance | 0% | 720 | 460.8 | 259.2 | 0.36 | 5 | 0.012328 | 0.012951 | 0 | no base cost | 0 | 0 | 42.99 | https://www.honeywellstore.com/store/products/aube-plug-in-timer-with-three-prong-outlet-honeywell-ti062u.htm?gclid=EAIaIQobChMIm4qDhaKq4AIV2x-tBh33RwCSEAYYAiABEgLbFvD_BwE | 35.5 | Assume 0.5 hr for install and testing, http://www.serviskey.net/support/rate-estimator?s4=FL (Domestic Services rate) | 78.49 | timer |  | 78.49
Nonequipment | Engine Block Timer | Plug-in timer that activates engine block timer to reduce unnecessary run time | 0 | Commercial | Existing | Schools K-12 | FL Zone 2 | Per Appliance | 0% | 720 | 460.8 | 259.2 | 0.36 | 5 | 0.012328 | 0.012951 | 0 | no base cost | 0 | 0 | 42.99 | https://www.honeywellstore.com/store/products/aube-plug-in-timer-with-three-prong-outlet-honeywell-ti062u.htm?gclid=EAIaIQobChMIm4qDhaKq4AIV2x-tBh33RwCSEAYYAiABEgLbFvD_BwE | 35.5 | Assume 0.5 hr for install and testing, http://www.serviskey.net/support/rate-estimator?s4=FL (Domestic Services rate) | 78.49 | timer |  | 78.49
Nonequipment | Engine Block Timer | Plug-in timer that activates engine block timer to reduce unnecessary run time | 0 | Commercial | Existing | Warehouse | FL Zone 2 | Per Appliance | 0% | 720 | 460.8 | 259.2 | 0.36 | 5 | 0.012328 | 0.012951 | 0 | no base cost | 0 | 0 | 42.99 | https://www.honeywellstore.com/store/products/aube-plug-in-timer-with-three-prong-outlet-honeywell-ti062u.htm?gclid=EAIaIQobChMIm4qDhaKq4AIV2x-tBh33RwCSEAYYAiABEgLbFvD_BwE | 35.5 | Assume 0.5 hr for install and testing, http://www.serviskey.net/support/rate-estimator?s4=FL (Domestic Services rate) | 78.49 | timer |  | 78.49
Nonequipment | Engine Block Timer | Plug-in timer that activates engine block timer to reduce unnecessary run time | no timer | Commercial | New | Assembly | FL Zone 2 | Per Appliance | 0% | 720 | 460.8 | 259.2 | 0.36 | 5 | 0 | 0 | 0 | no base cost | 0 | 0 | 42.99 | https://www.honeywellstore.com/store/products/aube-plug-in-timer-with-three-prong-outlet-honeywell-ti062u.htm?gclid=EAIaIQobChMIm4qDhaKq4AIV2x-tBh33RwCSEAYYAiABEgLbFvD_BwE | 35.5 | Assume 0.5 hr for install and testing, http://www.serviskey.net/support/rate-estimator?s4=FL (Domestic Services rate) | 78.49 | timer |  | 78.49
Nonequipment | Engine Block Timer | Plug-in timer that activates engine block timer to reduce unnecessary run time | no timer | Commercial | New | College and University | FL Zone 2 | Per Appliance | 5% | 720 | 460.8 | 259.2 | 0.36 | 5 | 0.032279 | 0.032279 | 0 | no base cost | 0 | 0 | 42.99 | https://www.honeywellstore.com/store/products/aube-plug-in-timer-with-three-prong-outlet-honeywell-ti062u.htm?gclid=EAIaIQobChMIm4qDhaKq4AIV2x-tBh33RwCSEAYYAiABEgLbFvD_BwE | 35.5 | Assume 0.5 hr for install and testing, http://www.serviskey.net/support/rate-estimator?s4=FL (Domestic Services rate) | 78.49 | timer |  | 78.49
Nonequipment | Engine Block Timer | Plug-in timer that activates engine block timer to reduce unnecessary run time | no timer | Commercial | New | Grocery | FL Zone 2 | Per Appliance | 0% | 720 | 460.8 | 259.2 | 0.36 | 5 | 0 | 0 | 0 | no base cost | 0 | 0 | 42.99 | https://www.honeywellstore.com/store/products/aube-plug-in-timer-with-three-prong-outlet-honeywell-ti062u.htm?gclid=EAIaIQobChMIm4qDhaKq4AIV2x-tBh33RwCSEAYYAiABEgLbFvD_BwE | 35.5 | Assume 0.5 hr for install and testing, http://www.serviskey.net/support/rate-estimator?s4=FL (Domestic Services rate) | 78.49 | timer |  | 78.49
Nonequipment | Engine Block Timer | Plug-in timer that activates engine block timer to reduce unnecessary run time | no timer | Commercial | New | Healthcare | FL Zone 2 | Per Appliance | 5% | 720 | 460.8 | 259.2 | 0.36 | 5 | 0 | 0 | 0 | no base cost | 0 | 0 | 42.99 | https://www.honeywellstore.com/store/products/aube-plug-in-timer-with-three-prong-outlet-honeywell-ti062u.htm?gclid=EAIaIQobChMIm4qDhaKq4AIV2x-tBh33RwCSEAYYAiABEgLbFvD_BwE | 35.5 | Assume 0.5 hr for install and testing, http://www.serviskey.net/support/rate-estimator?s4=FL (Domestic Services rate) | 78.49 | timer |  | 78.49
Nonequipment | Engine Block Timer | Plug-in timer that activates engine block timer to reduce unnecessary run time | no timer | Commercial | New | Hospitals | FL Zone 2 | Per Appliance | 5% | 720 | 460.8 | 259.2 | 0.36 | 5 | 0.032279 | 0.032279 | 0 | no base cost | 0 | 0 | 42.99 | https://www.honeywellstore.com/store/products/aube-plug-in-timer-with-three-prong-outlet-honeywell-ti062u.htm?gclid=EAIaIQobChMIm4qDhaKq4AIV2x-tBh33RwCSEAYYAiABEgLbFvD_BwE | 35.5 | Assume 0.5 hr for install and testing, http://www.serviskey.net/support/rate-estimator?s4=FL (Domestic Services rate) | 78.49 | timer |  | 78.49
Nonequipment | Engine Block Timer | Plug-in timer that activates engine block timer to reduce unnecessary run time | no timer | Commercial | New | Institutional | FL Zone 2 | Per Appliance | 5% | 720 | 460.8 | 259.2 | 0.36 | 5 | 0.012328 | 0.012951 | 0 | no base cost | 0 | 0 | 42.99 | https://www.honeywellstore.com/store/products/aube-plug-in-timer-with-three-prong-outlet-honeywell-ti062u.htm?gclid=EAIaIQobChMIm4qDhaKq4AIV2x-tBh33RwCSEAYYAiABEgLbFvD_BwE | 35.5 | Assume 0.5 hr for install and testing, http://www.serviskey.net/support/rate-estimator?s4=FL (Domestic Services rate) | 78.49 | timer |  | 78.49
Nonequipment | Engine Block Timer | Plug-in timer that activates engine block timer to reduce unnecessary run time | no timer | Commercial | New | Lodging/Hospitality | FL Zone 2 | Per Appliance | 5% | 720 | 460.8 | 259.2 | 0.36 | 5 | 0 | 0 | 0 | no base cost | 0 | 0 | 42.99 | https://www.honeywellstore.com/store/products/aube-plug-in-timer-with-three-prong-outlet-honeywell-ti062u.htm?gclid=EAIaIQobChMIm4qDhaKq4AIV2x-tBh33RwCSEAYYAiABEgLbFvD_BwE | 35.5 | Assume 0.5 hr for install and testing, http://www.serviskey.net/support/rate-estimator?s4=FL (Domestic Services rate) | 78.49 | timer |  | 78.49
Nonequipment | Engine Block Timer | Plug-in timer that activates engine block timer to reduce unnecessary run time | no timer | Commercial | New | Miscellaneous | FL Zone 2 | Per Appliance | 0% | 720 | 460.8 | 259.2 | 0.36 | 5 | 0.012328 | 0.012951 | 0 | no base cost | 0 | 0 | 42.99 | https://www.honeywellstore.com/store/products/aube-plug-in-timer-with-three-prong-outlet-honeywell-ti062u.htm?gclid=EAIaIQobChMIm4qDhaKq4AIV2x-tBh33RwCSEAYYAiABEgLbFvD_BwE | 35.5 | Assume 0.5 hr for install and testing, http://www.serviskey.net/support/rate-estimator?s4=FL (Domestic Services rate) | 78.49 | timer |  | 78.49
Nonequipment | Engine Block Timer | Plug-in timer that activates engine block timer to reduce unnecessary run time | no timer | Commercial | New | Offices | FL Zone 2 | Per Appliance | 5% | 720 | 460.8 | 259.2 | 0.36 | 5 | 0.012328 | 0.012951 | 0 | no base cost | 0 | 0 | 42.99 | https://www.honeywellstore.com/store/products/aube-plug-in-timer-with-three-prong-outlet-honeywell-ti062u.htm?gclid=EAIaIQobChMIm4qDhaKq4AIV2x-tBh33RwCSEAYYAiABEgLbFvD_BwE | 35.5 | Assume 0.5 hr for install and testing, http://www.serviskey.net/support/rate-estimator?s4=FL (Domestic Services rate) | 78.49 | timer |  | 78.49
Nonequipment | Engine Block Timer | Plug-in timer that activates engine block timer to reduce unnecessary run time | no timer | Commercial | New | Restaurants | FL Zone 2 | Per Appliance | 0% | 720 | 460.8 | 259.2 | 0.36 | 5 | 0.012328 | 0.012951 | 0 | no base cost | 0 | 0 | 42.99 | https://www.honeywellstore.com/store/products/aube-plug-in-timer-with-three-prong-outlet-honeywell-ti062u.htm?gclid=EAIaIQobChMIm4qDhaKq4AIV2x-tBh33RwCSEAYYAiABEgLbFvD_BwE | 35.5 | Assume 0.5 hr for install and testing, http://www.serviskey.net/support/rate-estimator?s4=FL (Domestic Services rate) | 78.49 | timer |  | 78.49
Nonequipment | Engine Block Timer | Plug-in timer that activates engine block timer to reduce unnecessary run time | no timer | Commercial | New | Retail | FL Zone 2 | Per Appliance | 0% | 720 | 460.8 | 259.2 | 0.36 | 5 | 0.012328 | 0.012951 | 0 | no base cost | 0 | 0 | 42.99 | https://www.honeywellstore.com/store/products/aube-plug-in-timer-with-three-prong-outlet-honeywell-ti062u.htm?gclid=EAIaIQobChMIm4qDhaKq4AIV2x-tBh33RwCSEAYYAiABEgLbFvD_BwE | 35.5 | Assume 0.5 hr for install and testing, http://www.serviskey.net/support/rate-estimator?s4=FL (Domestic Services rate) | 78.49 | timer |  | 78.49
Nonequipment | Engine Block Timer | Plug-in timer that activates engine block timer to reduce unnecessary run time | no timer | Commercial | New | Schools K-12 | FL Zone 2 | Per Appliance | 0% | 720 | 460.8 | 259.2 | 0.36 | 5 | 0.012328 | 0.012951 | 0 | no base cost | 0 | 0 | 42.99 | https://www.honeywellstore.com/store/products/aube-plug-in-timer-with-three-prong-outlet-honeywell-ti062u.htm?gclid=EAIaIQobChMIm4qDhaKq4AIV2x-tBh33RwCSEAYYAiABEgLbFvD_BwE | 35.5 | Assume 0.5 hr for install and testing, http://www.serviskey.net/support/rate-estimator?s4=FL (Domestic Services rate) | 78.49 | timer |  | 78.49
Nonequipment | Engine Block Timer | Plug-in timer that activates engine block timer to reduce unnecessary run time | no timer | Commercial | New | Warehouse | FL Zone 2 | Per Appliance | 0% | 720 | 460.8 | 259.2 | 0.36 | 5 | 0.012328 | 0.012951 | 0 | no base cost | 0 | 0 | 42.99 | https://www.honeywellstore.com/store/products/aube-plug-in-timer-with-three-prong-outlet-honeywell-ti062u.htm?gclid=EAIaIQobChMIm4qDhaKq4AIV2x-tBh33RwCSEAYYAiABEgLbFvD_BwE | 35.5 | Assume 0.5 hr for install and testing, http://www.serviskey.net/support/rate-estimator?s4=FL (Domestic Services rate) | 78.49 | timer |  | 78.49
Nonequipment | Regenerative Drive Elevator Motor | Regenerative drive produced energy when motor in overhaul condition | 0 | Commercial | Existing | Assembly | FL Zone 2 | Per Appliance | 10% | 32653.2 | 30625.26 | 2027.935 | 0.062105 | 13 | 0.28225 | 0.025857 | 225000 | https://www.mge.com/saving-energy/business/bea/article_detail.htm?nid=1789 | 0 | 0 | 235000 | https://www.mge.com/saving-energy/business/bea/article_detail.htm?nid=1789 | 0 | 0 | 10000 | elevator motor |  | 10000
Nonequipment | Regenerative Drive Elevator Motor | Regenerative drive produced energy when motor in overhaul condition | 0 | Commercial | Existing | College and University | FL Zone 2 | Per Appliance | 10% | 32653.2 | 30625.26 | 2027.935 | 0.062105 | 13 | 0.26293 | 0.22024 | 225000 | https://www.mge.com/saving-energy/business/bea/article_detail.htm?nid=1789 | 0 | 0 | 235000 | https://www.mge.com/saving-energy/business/bea/article_detail.htm?nid=1789 | 0 | 0 | 10000 | elevator motor |  | 10000
Nonequipment | Regenerative Drive Elevator Motor | Regenerative drive produced energy when motor in overhaul condition | 0 | Commercial | Existing | Grocery | FL Zone 2 | Per Appliance | 0% | 32653.2 | 30625.26 | 2027.935 | 0.062105 | 13 | 0.28225 | 0.025857 | 225000 | https://www.mge.com/saving-energy/business/bea/article_detail.htm?nid=1789 | 0 | 0 | 235000 | https://www.mge.com/saving-energy/business/bea/article_detail.htm?nid=1789 | 0 | 0 | 10000 | elevator motor |  | 10000
Nonequipment | Regenerative Drive Elevator Motor | Regenerative drive produced energy when motor in overhaul condition | 0 | Commercial | Existing | Healthcare | FL Zone 2 | Per Appliance | 10% | 32653.2 | 30625.26 | 2027.935 | 0.062105 | 13 | 0.26293 | 0.22024 | 225000 | https://www.mge.com/saving-energy/business/bea/article_detail.htm?nid=1789 | 0 | 0 | 235000 | https://www.mge.com/saving-energy/business/bea/article_detail.htm?nid=1789 | 0 | 0 | 10000 | elevator motor |  | 10000
Nonequipment | Regenerative Drive Elevator Motor | Regenerative drive produced energy when motor in overhaul condition | 0 | Commercial | Existing | Hospitals | FL Zone 2 | Per Appliance | 10% | 32653.2 | 30625.26 | 2027.935 | 0.062105 | 13 | 0.26293 | 0.22024 | 225000 | https://www.mge.com/saving-energy/business/bea/article_detail.htm?nid=1789 | 0 | 0 | 235000 | https://www.mge.com/saving-energy/business/bea/article_detail.htm?nid=1789 | 0 | 0 | 10000 | elevator motor |  | 10000
Nonequipment | Regenerative Drive Elevator Motor | Regenerative drive produced energy when motor in overhaul condition | 0 | Commercial | Existing | Institutional | FL Zone 2 | Per Appliance | 10% | 32653.2 | 30625.26 | 2027.935 | 0.062105 | 13 | 0.28225 | 0.025857 | 225000 | https://www.mge.com/saving-energy/business/bea/article_detail.htm?nid=1789 | 0 | 0 | 235000 | https://www.mge.com/saving-energy/business/bea/article_detail.htm?nid=1789 | 0 | 0 | 10000 | elevator motor |  | 10000
Nonequipment | Regenerative Drive Elevator Motor | Regenerative drive produced energy when motor in overhaul condition | 0 | Commercial | Existing | Lodging/Hospitality | FL Zone 2 | Per Appliance | 10% | 32653.2 | 30625.26 | 2027.935 | 0.062105 | 13 | 0.26293 | 0.22024 | 225000 | https://www.mge.com/saving-energy/business/bea/article_detail.htm?nid=1789 | 0 | 0 | 235000 | https://www.mge.com/saving-energy/business/bea/article_detail.htm?nid=1789 | 0 | 0 | 10000 | elevator motor |  | 10000
Nonequipment | Regenerative Drive Elevator Motor | Regenerative drive produced energy when motor in overhaul condition | 0 | Commercial | Existing | Miscellaneous | FL Zone 2 | Per Appliance | 0% | 32653.2 | 30625.26 | 2027.935 | 0.062105 | 13 | 0.28225 | 0.025857 | 225000 | https://www.mge.com/saving-energy/business/bea/article_detail.htm?nid=1789 | 0 | 0 | 235000 | https://www.mge.com/saving-energy/business/bea/article_detail.htm?nid=1789 | 0 | 0 | 10000 | elevator motor |  | 10000
Nonequipment | Regenerative Drive Elevator Motor | Regenerative drive produced energy when motor in overhaul condition | 0 | Commercial | Existing | Offices | FL Zone 2 | Per Appliance | 10% | 32653.2 | 30625.26 | 2027.935 | 0.062105 | 13 | 0.28225 | 0.025857 | 225000 | https://www.mge.com/saving-energy/business/bea/article_detail.htm?nid=1789 | 0 | 0 | 235000 | https://www.mge.com/saving-energy/business/bea/article_detail.htm?nid=1789 | 0 | 0 | 10000 | elevator motor |  | 10000
Nonequipment | Regenerative Drive Elevator Motor | Regenerative drive produced energy when motor in overhaul condition | 0 | Commercial | Existing | Restaurants | FL Zone 2 | Per Appliance | 2% | 32653.2 | 30625.26 | 2027.935 | 0.062105 | 13 | 0.26293 | 0.22024 | 225000 | https://www.mge.com/saving-energy/business/bea/article_detail.htm?nid=1789 | 0 | 0 | 235000 | https://www.mge.com/saving-energy/business/bea/article_detail.htm?nid=1789 | 0 | 0 | 10000 | elevator motor |  | 10000
Nonequipment | Regenerative Drive Elevator Motor | Regenerative drive produced energy when motor in overhaul condition | 0 | Commercial | Existing | Retail | FL Zone 2 | Per Appliance | 2% | 32653.2 | 30625.26 | 2027.935 | 0.062105 | 13 | 0.28225 | 0.025857 | 225000 | https://www.mge.com/saving-energy/business/bea/article_detail.htm?nid=1789 | 0 | 0 | 235000 | https://www.mge.com/saving-energy/business/bea/article_detail.htm?nid=1789 | 0 | 0 | 10000 | elevator motor |  | 10000
Nonequipment | Regenerative Drive Elevator Motor | Regenerative drive produced energy when motor in overhaul condition | 0 | Commercial | Existing | Schools K-12 | FL Zone 2 | Per Appliance | 10% | 32653.2 | 30625.26 | 2027.935 | 0.062105 | 13 | 0.26293 | 0.22024 | 225000 | https://www.mge.com/saving-energy/business/bea/article_detail.htm?nid=1789 | 0 | 0 | 235000 | https://www.mge.com/saving-energy/business/bea/article_detail.htm?nid=1789 | 0 | 0 | 10000 | elevator motor |  | 10000
Nonequipment | Regenerative Drive Elevator Motor | Regenerative drive produced energy when motor in overhaul condition | 0 | Commercial | Existing | Warehouse | FL Zone 2 | Per Appliance | 2% | 32653.2 | 30625.26 | 2027.935 | 0.062105 | 13 | 0.28225 | 0.025857 | 225000 | https://www.mge.com/saving-energy/business/bea/article_detail.htm?nid=1789 | 0 | 0 | 235000 | https://www.mge.com/saving-energy/business/bea/article_detail.htm?nid=1789 | 0 | 0 | 10000 | elevator motor |  | 10000
Nonequipment | Regenerative Drive Elevator Motor | Regenerative drive produced energy when motor in overhaul condition | Geared non-regenerative, variable voltage, variable frequency | Commercial | New | Assembly | FL Zone 2 | Per Appliance | 11% | 32653.2 | 30625.26 | 2027.935 | 0.062105 | 13 | 0.28225 | 0.025857 | 225000 | https://www.mge.com/saving-energy/business/bea/article_detail.htm?nid=1789 | 0 | 0 | 235000 | https://www.mge.com/saving-energy/business/bea/article_detail.htm?nid=1789 | 0 | 0 | 10000 | elevator motor |  | 10000
Nonequipment | Regenerative Drive Elevator Motor | Regenerative drive produced energy when motor in overhaul condition | Geared non-regenerative, variable voltage, variable frequency | Commercial | New | College and University | FL Zone 2 | Per Appliance | 11% | 32653.2 | 30625.26 | 2027.935 | 0.062105 | 13 | 0.26293 | 0.22024 | 225000 | https://www.mge.com/saving-energy/business/bea/article_detail.htm?nid=1789 | 0 | 0 | 235000 | https://www.mge.com/saving-energy/business/bea/article_detail.htm?nid=1789 | 0 | 0 | 10000 | elevator motor |  | 10000
Nonequipment | Regenerative Drive Elevator Motor | Regenerative drive produced energy when motor in overhaul condition | Geared non-regenerative, variable voltage, variable frequency | Commercial | New | Grocery | FL Zone 2 | Per Appliance | 0% | 32653.2 | 30625.26 | 2027.935 | 0.062105 | 13 | 0.28225 | 0.025857 | 225000 | https://www.mge.com/saving-energy/business/bea/article_detail.htm?nid=1789 | 0 | 0 | 235000 | https://www.mge.com/saving-energy/business/bea/article_detail.htm?nid=1789 | 0 | 0 | 10000 | elevator motor |  | 10000
Nonequipment | Regenerative Drive Elevator Motor | Regenerative drive produced energy when motor in overhaul condition | Geared non-regenerative, variable voltage, variable frequency | Commercial | New | Healthcare | FL Zone 2 | Per Appliance | 11% | 32653.2 | 30625.26 | 2027.935 | 0.062105 | 13 | 0.26293 | 0.22024 | 225000 | https://www.mge.com/saving-energy/business/bea/article_detail.htm?nid=1789 | 0 | 0 | 235000 | https://www.mge.com/saving-energy/business/bea/article_detail.htm?nid=1789 | 0 | 0 | 10000 | elevator motor |  | 10000
Nonequipment | Regenerative Drive Elevator Motor | Regenerative drive produced energy when motor in overhaul condition | Geared non-regenerative, variable voltage, variable frequency | Commercial | New | Hospitals | FL Zone 2 | Per Appliance | 11% | 32653.2 | 30625.26 | 2027.935 | 0.062105 | 13 | 0.26293 | 0.22024 | 225000 | https://www.mge.com/saving-energy/business/bea/article_detail.htm?nid=1789 | 0 | 0 | 235000 | https://www.mge.com/saving-energy/business/bea/article_detail.htm?nid=1789 | 0 | 0 | 10000 | elevator motor |  | 10000
Nonequipment | Regenerative Drive Elevator Motor | Regenerative drive produced energy when motor in overhaul condition | Geared non-regenerative, variable voltage, variable frequency | Commercial | New | Institutional | FL Zone 2 | Per Appliance | 11% | 32653.2 | 30625.26 | 2027.935 | 0.062105 | 13 | 0.28225 | 0.025857 | 225000 | https://www.mge.com/saving-energy/business/bea/article_detail.htm?nid=1789 | 0 | 0 | 235000 | https://www.mge.com/saving-energy/business/bea/article_detail.htm?nid=1789 | 0 | 0 | 10000 | elevator motor |  | 10000
Nonequipment | Regenerative Drive Elevator Motor | Regenerative drive produced energy when motor in overhaul condition | Geared non-regenerative, variable voltage, variable frequency | Commercial | New | Lodging/Hospitality | FL Zone 2 | Per Appliance | 11% | 32653.2 | 30625.26 | 2027.935 | 0.062105 | 13 | 0.26293 | 0.22024 | 225000 | https://www.mge.com/saving-energy/business/bea/article_detail.htm?nid=1789 | 0 | 0 | 235000 | https://www.mge.com/saving-energy/business/bea/article_detail.htm?nid=1789 | 0 | 0 | 10000 | elevator motor |  | 10000
Nonequipment | Regenerative Drive Elevator Motor | Regenerative drive produced energy when motor in overhaul condition | Geared non-regenerative, variable voltage, variable frequency | Commercial | New | Miscellaneous | FL Zone 2 | Per Appliance | 0% | 32653.2 | 30625.26 | 2027.935 | 0.062105 | 13 | 0.28225 | 0.025857 | 225000 | https://www.mge.com/saving-energy/business/bea/article_detail.htm?nid=1789 | 0 | 0 | 235000 | https://www.mge.com/saving-energy/business/bea/article_detail.htm?nid=1789 | 0 | 0 | 10000 | elevator motor |  | 10000
Nonequipment | Regenerative Drive Elevator Motor | Regenerative drive produced energy when motor in overhaul condition | Geared non-regenerative, variable voltage, variable frequency | Commercial | New | Offices | FL Zone 2 | Per Appliance | 11% | 32653.2 | 30625.26 | 2027.935 | 0.062105 | 13 | 0.28225 | 0.025857 | 225000 | https://www.mge.com/saving-energy/business/bea/article_detail.htm?nid=1789 | 0 | 0 | 235000 | https://www.mge.com/saving-energy/business/bea/article_detail.htm?nid=1789 | 0 | 0 | 10000 | elevator motor |  | 10000
Nonequipment | Regenerative Drive Elevator Motor | Regenerative drive produced energy when motor in overhaul condition | Geared non-regenerative, variable voltage, variable frequency | Commercial | New | Restaurants | FL Zone 2 | Per Appliance | 11% | 32653.2 | 30625.26 | 2027.935 | 0.062105 | 13 | 0.26293 | 0.22024 | 225000 | https://www.mge.com/saving-energy/business/bea/article_detail.htm?nid=1789 | 0 | 0 | 235000 | https://www.mge.com/saving-energy/business/bea/article_detail.htm?nid=1789 | 0 | 0 | 10000 | elevator motor |  | 10000
Nonequipment | Regenerative Drive Elevator Motor | Regenerative drive produced energy when motor in overhaul condition | Geared non-regenerative, variable voltage, variable frequency | Commercial | New | Retail | FL Zone 2 | Per Appliance | 11% | 32653.2 | 30625.26 | 2027.935 | 0.062105 | 13 | 0.28225 | 0.025857 | 225000 | https://www.mge.com/saving-energy/business/bea/article_detail.htm?nid=1789 | 0 | 0 | 235000 | https://www.mge.com/saving-energy/business/bea/article_detail.htm?nid=1789 | 0 | 0 | 10000 | elevator motor |  | 10000
Nonequipment | Regenerative Drive Elevator Motor | Regenerative drive produced energy when motor in overhaul condition | Geared non-regenerative, variable voltage, variable frequency | Commercial | New | Schools K-12 | FL Zone 2 | Per Appliance | 11% | 32653.2 | 30625.26 | 2027.935 | 0.062105 | 13 | 0.26293 | 0.22024 | 225000 | https://www.mge.com/saving-energy/business/bea/article_detail.htm?nid=1789 | 0 | 0 | 235000 | https://www.mge.com/saving-energy/business/bea/article_detail.htm?nid=1789 | 0 | 0 | 10000 | elevator motor |  | 10000
Nonequipment | Regenerative Drive Elevator Motor | Regenerative drive produced energy when motor in overhaul condition | Geared non-regenerative, variable voltage, variable frequency | Commercial | New | Warehouse | FL Zone 2 | Per Appliance | 11% | 32653.2 | 30625.26 | 2027.935 | 0.062105 | 13 | 0.28225 | 0.025857 | 225000 | https://www.mge.com/saving-energy/business/bea/article_detail.htm?nid=1789 | 0 | 0 | 235000 | https://www.mge.com/saving-energy/business/bea/article_detail.htm?nid=1789 | 0 | 0 | 10000 | elevator motor |  | 10000
Nonequipment | VSD Controlled Compressor | Variable Speed Drive Control - includes all non-HVAC applications | 0 | Commercial | Existing | Assembly | FL Zone 2 | Per End Use Consumption | 6% | 63311.04 | 50150.88 | 13160.16 | 0.20786 | 15 | 1.9843 | 0.92875 | 0 | Reference source included incremental cost only | 0 | 0 | 3986 | Illinois 2018 Statewide TRM, Section 4.7.1 | 0 | 0 | 3986 | compressor (20hp) | 1 | 3986
Nonequipment | VSD Controlled Compressor | Variable Speed Drive Control - includes all non-HVAC applications | 0 | Commercial | Existing | College and University | FL Zone 2 | Per End Use Consumption | 7% | 63311.04 | 50150.88 | 13160.16 | 0.20786 | 15 | 1.7063 | 1.4292 | 0 | Reference source included incremental cost only | 0 | 0 | 3986 | Illinois 2018 Statewide TRM, Section 4.7.1 | 0 | 0 | 3986 | compressor (20hp) | 1 | 3986
Nonequipment | VSD Controlled Compressor | Variable Speed Drive Control - includes all non-HVAC applications | 0 | Commercial | Existing | Grocery | FL Zone 2 | Per End Use Consumption | 23% | 63311.04 | 50150.88 | 13160.16 | 0.20786 | 15 | 1.9843 | 0.92875 | 0 | Reference source included incremental cost only | 0 | 0 | 3986 | Illinois 2018 Statewide TRM, Section 4.7.1 | 0 | 0 | 3986 | compressor (20hp) | 1 | 3986
Nonequipment | VSD Controlled Compressor | Variable Speed Drive Control - includes all non-HVAC applications | 0 | Commercial | Existing | Healthcare | FL Zone 2 | Per End Use Consumption | 7% | 63311.04 | 50150.88 | 13160.16 | 0.20786 | 15 | 1.7063 | 1.4292 | 0 | Reference source included incremental cost only | 0 | 0 | 3986 | Illinois 2018 Statewide TRM, Section 4.7.1 | 0 | 0 | 3986 | compressor (20hp) | 1 | 3986
Nonequipment | VSD Controlled Compressor | Variable Speed Drive Control - includes all non-HVAC applications | 0 | Commercial | Existing | Hospitals | FL Zone 2 | Per End Use Consumption | 6% | 63311.04 | 50150.88 | 13160.16 | 0.20786 | 15 | 1.7063 | 1.4292 | 0 | Reference source included incremental cost only | 0 | 0 | 3986 | Illinois 2018 Statewide TRM, Section 4.7.1 | 0 | 0 | 3986 | compressor (20hp) | 1 | 3986
Nonequipment | VSD Controlled Compressor | Variable Speed Drive Control - includes all non-HVAC applications | 0 | Commercial | Existing | Institutional | FL Zone 2 | Per End Use Consumption | 6% | 63311.04 | 50150.88 | 13160.16 | 0.20786 | 15 | 1.9843 | 0.92875 | 0 | Reference source included incremental cost only | 0 | 0 | 3986 | Illinois 2018 Statewide TRM, Section 4.7.1 | 0 | 0 | 3986 | compressor (20hp) | 1 | 3986
Nonequipment | VSD Controlled Compressor | Variable Speed Drive Control - includes all non-HVAC applications | 0 | Commercial | Existing | Lodging/Hospitality | FL Zone 2 | Per End Use Consumption | 7% | 63311.04 | 50150.88 | 13160.16 | 0.20786 | 15 | 1.7063 | 1.4292 | 0 | Reference source included incremental cost only | 0 | 0 | 3986 | Illinois 2018 Statewide TRM, Section 4.7.1 | 0 | 0 | 3986 | compressor (20hp) | 1 | 3986
Nonequipment | VSD Controlled Compressor | Variable Speed Drive Control - includes all non-HVAC applications | 0 | Commercial | Existing | Miscellaneous | FL Zone 2 | Per End Use Consumption | 23% | 63311.04 | 50150.88 | 13160.16 | 0.20786 | 15 | 1.9843 | 0.92875 | 0 | Reference source included incremental cost only | 0 | 0 | 3986 | Illinois 2018 Statewide TRM, Section 4.7.1 | 0 | 0 | 3986 | compressor (20hp) | 1 | 3986
Nonequipment | VSD Controlled Compressor | Variable Speed Drive Control - includes all non-HVAC applications | 0 | Commercial | Existing | Offices | FL Zone 2 | Per End Use Consumption | 6% | 63311.04 | 50150.88 | 13160.16 | 0.20786 | 15 | 1.9843 | 0.92875 | 0 | Reference source included incremental cost only | 0 | 0 | 3986 | Illinois 2018 Statewide TRM, Section 4.7.1 | 0 | 0 | 3986 | compressor (20hp) | 1 | 3986
Nonequipment | VSD Controlled Compressor | Variable Speed Drive Control - includes all non-HVAC applications | 0 | Commercial | Existing | Restaurants | FL Zone 2 | Per End Use Consumption | 7% | 63311.04 | 50150.88 | 13160.16 | 0.20786 | 15 | 1.7063 | 1.4292 | 0 | Reference source included incremental cost only | 0 | 0 | 3986 | Illinois 2018 Statewide TRM, Section 4.7.1 | 0 | 0 | 3986 | compressor (20hp) | 1 | 3986
Nonequipment | VSD Controlled Compressor | Variable Speed Drive Control - includes all non-HVAC applications | 0 | Commercial | Existing | Retail | FL Zone 2 | Per End Use Consumption | 7% | 63311.04 | 50150.88 | 13160.16 | 0.20786 | 15 | 1.9843 | 0.92875 | 0 | Reference source included incremental cost only | 0 | 0 | 3986 | Illinois 2018 Statewide TRM, Section 4.7.1 | 0 | 0 | 3986 | compressor (20hp) | 1 | 3986
Nonequipment | VSD Controlled Compressor | Variable Speed Drive Control - includes all non-HVAC applications | 0 | Commercial | Existing | Schools K-12 | FL Zone 2 | Per End Use Consumption | 7% | 63311.04 | 50150.88 | 13160.16 | 0.20786 | 15 | 1.7063 | 1.4292 | 0 | Reference source included incremental cost only | 0 | 0 | 3986 | Illinois 2018 Statewide TRM, Section 4.7.1 | 0 | 0 | 3986 | compressor (20hp) | 1 | 3986
Nonequipment | VSD Controlled Compressor | Variable Speed Drive Control - includes all non-HVAC applications | 0 | Commercial | Existing | Warehouse | FL Zone 2 | Per End Use Consumption | 7% | 63311.04 | 50150.88 | 13160.16 | 0.20786 | 15 | 1.9843 | 0.92875 | 0 | Reference source included incremental cost only | 0 | 0 | 3986 | Illinois 2018 Statewide TRM, Section 4.7.1 | 0 | 0 | 3986 | compressor (20hp) | 1 | 3986
Nonequipment | VSD Controlled Compressor | Variable Speed Drive Control - includes all non-HVAC applications | Standard Control System | Commercial | New | Assembly | FL Zone 2 | Per End Use Consumption | 28% | 63311.04 | 50150.88 | 13160.16 | 0.20786 | 15 | 1.9843 | 0.92875 | 0 | Reference source included incremental cost only | 0 | 0 | 3986 | Illinois 2018 Statewide TRM, Section 4.7.1 | 0 | 0 | 3986 | compressor (20hp) | 1 | 3986
Nonequipment | VSD Controlled Compressor | Variable Speed Drive Control - includes all non-HVAC applications | Standard Control System | Commercial | New | College and University | FL Zone 2 | Per End Use Consumption | 37% | 63311.04 | 50150.88 | 13160.16 | 0.20786 | 15 | 1.7063 | 1.4292 | 0 | Reference source included incremental cost only | 0 | 0 | 3986 | Illinois 2018 Statewide TRM, Section 4.7.1 | 0 | 0 | 3986 | compressor (20hp) | 1 | 3986
Nonequipment | VSD Controlled Compressor | Variable Speed Drive Control - includes all non-HVAC applications | Standard Control System | Commercial | New | Grocery | FL Zone 2 | Per End Use Consumption | 23% | 63311.04 | 50150.88 | 13160.16 | 0.20786 | 15 | 1.9843 | 0.92875 | 0 | Reference source included incremental cost only | 0 | 0 | 3986 | Illinois 2018 Statewide TRM, Section 4.7.1 | 0 | 0 | 3986 | compressor (20hp) | 1 | 3986
Nonequipment | VSD Controlled Compressor | Variable Speed Drive Control - includes all non-HVAC applications | Standard Control System | Commercial | New | Healthcare | FL Zone 2 | Per End Use Consumption | 37% | 63311.04 | 50150.88 | 13160.16 | 0.20786 | 15 | 1.7063 | 1.4292 | 0 | Reference source included incremental cost only | 0 | 0 | 3986 | Illinois 2018 Statewide TRM, Section 4.7.1 | 0 | 0 | 3986 | compressor (20hp) | 1 | 3986
Nonequipment | VSD Controlled Compressor | Variable Speed Drive Control - includes all non-HVAC applications | Standard Control System | Commercial | New | Hospitals | FL Zone 2 | Per End Use Consumption | 28% | 63311.04 | 50150.88 | 13160.16 | 0.20786 | 15 | 1.7063 | 1.4292 | 0 | Reference source included incremental cost only | 0 | 0 | 3986 | Illinois 2018 Statewide TRM, Section 4.7.1 | 0 | 0 | 3986 | compressor (20hp) | 1 | 3986
Nonequipment | VSD Controlled Compressor | Variable Speed Drive Control - includes all non-HVAC applications | Standard Control System | Commercial | New | Institutional | FL Zone 2 | Per End Use Consumption | 28% | 63311.04 | 50150.88 | 13160.16 | 0.20786 | 15 | 1.9843 | 0.92875 | 0 | Reference source included incremental cost only | 0 | 0 | 3986 | Illinois 2018 Statewide TRM, Section 4.7.1 | 0 | 0 | 3986 | compressor (20hp) | 1 | 3986
Nonequipment | VSD Controlled Compressor | Variable Speed Drive Control - includes all non-HVAC applications | Standard Control System | Commercial | New | Lodging/Hospitality | FL Zone 2 | Per End Use Consumption | 37% | 63311.04 | 50150.88 | 13160.16 | 0.20786 | 15 | 1.7063 | 1.4292 | 0 | Reference source included incremental cost only | 0 | 0 | 3986 | Illinois 2018 Statewide TRM, Section 4.7.1 | 0 | 0 | 3986 | compressor (20hp) | 1 | 3986
Nonequipment | VSD Controlled Compressor | Variable Speed Drive Control - includes all non-HVAC applications | Standard Control System | Commercial | New | Miscellaneous | FL Zone 2 | Per End Use Consumption | 23% | 63311.04 | 50150.88 | 13160.16 | 0.20786 | 15 | 1.9843 | 0.92875 | 0 | Reference source included incremental cost only | 0 | 0 | 3986 | Illinois 2018 Statewide TRM, Section 4.7.1 | 0 | 0 | 3986 | compressor (20hp) | 1 | 3986
Nonequipment | VSD Controlled Compressor | Variable Speed Drive Control - includes all non-HVAC applications | Standard Control System | Commercial | New | Offices | FL Zone 2 | Per End Use Consumption | 28% | 63311.04 | 50150.88 | 13160.16 | 0.20786 | 15 | 1.9843 | 0.92875 | 0 | Reference source included incremental cost only | 0 | 0 | 3986 | Illinois 2018 Statewide TRM, Section 4.7.1 | 0 | 0 | 3986 | compressor (20hp) | 1 | 3986
Nonequipment | VSD Controlled Compressor | Variable Speed Drive Control - includes all non-HVAC applications | Standard Control System | Commercial | New | Restaurants | FL Zone 2 | Per End Use Consumption | 37% | 63311.04 | 50150.88 | 13160.16 | 0.20786 | 15 | 1.7063 | 1.4292 | 0 | Reference source included incremental cost only | 0 | 0 | 3986 | Illinois 2018 Statewide TRM, Section 4.7.1 | 0 | 0 | 3986 | compressor (20hp) | 1 | 3986
Nonequipment | VSD Controlled Compressor | Variable Speed Drive Control - includes all non-HVAC applications | Standard Control System | Commercial | New | Retail | FL Zone 2 | Per End Use Consumption | 37% | 63311.04 | 50150.88 | 13160.16 | 0.20786 | 15 | 1.9843 | 0.92875 | 0 | Reference source included incremental cost only | 0 | 0 | 3986 | Illinois 2018 Statewide TRM, Section 4.7.1 | 0 | 0 | 3986 | compressor (20hp) | 1 | 3986
Nonequipment | VSD Controlled Compressor | Variable Speed Drive Control - includes all non-HVAC applications | Standard Control System | Commercial | New | Schools K-12 | FL Zone 2 | Per End Use Consumption | 37% | 63311.04 | 50150.88 | 13160.16 | 0.20786 | 15 | 1.7063 | 1.4292 | 0 | Reference source included incremental cost only | 0 | 0 | 3986 | Illinois 2018 Statewide TRM, Section 4.7.1 | 0 | 0 | 3986 | compressor (20hp) | 1 | 3986
Nonequipment | VSD Controlled Compressor | Variable Speed Drive Control - includes all non-HVAC applications | Standard Control System | Commercial | New | Warehouse | FL Zone 2 | Per End Use Consumption | 37% | 63311.04 | 50150.88 | 13160.16 | 0.20786 | 15 | 1.9843 | 0.92875 | 0 | Reference source included incremental cost only | 0 | 0 | 3986 | Illinois 2018 Statewide TRM, Section 4.7.1 | 0 | 0 | 3986 | compressor (20hp) | 1 | 3986
Nonequipment | Network PC Power Management | One computer and monitor attached to centralized energy management system that controls when desktop computers and monitors plugged into a network power down to lower power states. | One computer and monitor, manually controlled | Commercial | Existing | Assembly | FL Zone 2 | Per Computer Connected | 0% | 4709.98 | 2048.977 | 2661.004 | 0.56497 | 5 | 0.39582 | 0 | 0 | no base cost | 0 | 0 | 29 | Illinois 2018 Statewide TRM, Section 4.8.3 | 0 | 0 | 29 | computer | 22 | 638
Nonequipment | Network PC Power Management | One computer and monitor attached to centralized energy management system that controls when desktop computers and monitors plugged into a network power down to lower power states. | One computer and monitor, manually controlled | Commercial | Existing | College and University | FL Zone 2 | Per Computer Connected | 22% | 12376.37 | 5384.076 | 6992.293 | 0.56497 | 5 | 0.93954 | 0.81114 | 0 | no base cost | 0 | 0 | 29 | Illinois 2018 Statewide TRM, Section 4.8.3 | 0 | 0 | 29 | computer | 57 | 1653
Nonequipment | Network PC Power Management | One computer and monitor attached to centralized energy management system that controls when desktop computers and monitors plugged into a network power down to lower power states. | One computer and monitor, manually controlled | Commercial | Existing | Grocery | FL Zone 2 | Per Computer Connected | 0% | 5993.598 | 2607.387 | 3386.211 | 0.56497 | 5 | 0.5037 | 0.3508 | 0 | no base cost | 0 | 0 | 29 | Illinois 2018 Statewide TRM, Section 4.8.3 | 0 | 0 | 29 | computer | 28 | 812
Nonequipment | Network PC Power Management | One computer and monitor attached to centralized energy management system that controls when desktop computers and monitors plugged into a network power down to lower power states. | One computer and monitor, manually controlled | Commercial | Existing | Healthcare | FL Zone 2 | Per Computer Connected | 22% | 8423.329 | 3664.39 | 4758.939 | 0.56497 | 5 | 0.70789 | 0.49301 | 0 | no base cost | 0 | 0 | 29 | Illinois 2018 Statewide TRM, Section 4.8.3 | 0 | 0 | 29 | computer | 39 | 1131
Nonequipment | Network PC Power Management | One computer and monitor attached to centralized energy management system that controls when desktop computers and monitors plugged into a network power down to lower power states. | One computer and monitor, manually controlled | Commercial | Existing | Hospitals | FL Zone 2 | Per Computer Connected | 22% | 73884.64 | 32141.94 | 41742.7 | 0.56497 | 5 | 5.6089 | 4.8423 | 0 | no base cost | 0 | 0 | 29 | Illinois 2018 Statewide TRM, Section 4.8.3 | 0 | 0 | 29 | computer | 337 | 9773
Nonequipment | Network PC Power Management | One computer and monitor attached to centralized energy management system that controls when desktop computers and monitors plugged into a network power down to lower power states. | One computer and monitor, manually controlled | Commercial | Existing | Institutional | FL Zone 2 | Per Computer Connected | 22% | 7689.451 | 3345.132 | 4344.319 | 0.56497 | 5 | 0.64622 | 0 | 0 | no base cost | 0 | 0 | 29 | Illinois 2018 Statewide TRM, Section 4.8.3 | 0 | 0 | 29 | computer | 36 | 1044
Nonequipment | Network PC Power Management | One computer and monitor attached to centralized energy management system that controls when desktop computers and monitors plugged into a network power down to lower power states. | One computer and monitor, manually controlled | Commercial | Existing | Lodging/Hospitality | FL Zone 2 | Per Computer Connected | 22% | 6916.342 | 3008.807 | 3907.534 | 0.56497 | 5 | 0.58125 | 0.40481 | 0 | no base cost | 0 | 0 | 29 | Illinois 2018 Statewide TRM, Section 4.8.3 | 0 | 0 | 29 | computer | 32 | 928
Nonequipment | Network PC Power Management | One computer and monitor attached to centralized energy management system that controls when desktop computers and monitors plugged into a network power down to lower power states. | One computer and monitor, manually controlled | Commercial | Existing | Miscellaneous | FL Zone 2 | Per Computer Connected | 0% | 103245.1 | 44914.59 | 58330.53 | 0.56497 | 5 | 8.6767 | 0 | 0 | no base cost | 0 | 0 | 29 | Illinois 2018 Statewide TRM, Section 4.8.3 | 0 | 0 | 29 | computer | 471 | 13659
Nonequipment | Network PC Power Management | One computer and monitor attached to centralized energy management system that controls when desktop computers and monitors plugged into a network power down to lower power states. | One computer and monitor, manually controlled | Commercial | Existing | Offices | FL Zone 2 | Per Computer Connected | 22% | 5845.512 | 2542.966 | 3302.547 | 0.56497 | 5 | 0.49125 | 0.34213 | 0 | no base cost | 0 | 0 | 29 | Illinois 2018 Statewide TRM, Section 4.8.3 | 0 | 0 | 29 | computer | 27 | 783
Nonequipment | Network PC Power Management | One computer and monitor attached to centralized energy management system that controls when desktop computers and monitors plugged into a network power down to lower power states. | One computer and monitor, manually controlled | Commercial | Existing | Restaurants | FL Zone 2 | Per Computer Connected | 0% | 5635.34 | 2451.535 | 3183.805 | 0.56497 | 5 | 0.47359 | 0 | 0 | no base cost | 0 | 0 | 29 | Illinois 2018 Statewide TRM, Section 4.8.3 | 0 | 0 | 29 | computer | 26 | 754
Nonequipment | Network PC Power Management | One computer and monitor attached to centralized energy management system that controls when desktop computers and monitors plugged into a network power down to lower power states. | One computer and monitor, manually controlled | Commercial | Existing | Retail | FL Zone 2 | Per Computer Connected | 22% | 2549.85 | 1109.258 | 1440.592 | 0.56497 | 5 | 0.21429 | 0.14924 | 0 | no base cost | 0 | 0 | 29 | Illinois 2018 Statewide TRM, Section 4.8.3 | 0 | 0 | 29 | computer | 12 | 348
Nonequipment | Network PC Power Management | One computer and monitor attached to centralized energy management system that controls when desktop computers and monitors plugged into a network power down to lower power states. | One computer and monitor, manually controlled | Commercial | Existing | Schools K-12 | FL Zone 2 | Per Computer Connected | 22% | 8485.469 | 3691.423 | 4794.046 | 0.56497 | 5 | 0.71311 | 0.49665 | 0 | no base cost | 0 | 0 | 29 | Illinois 2018 Statewide TRM, Section 4.8.3 | 0 | 0 | 29 | computer | 39 | 1131
Nonequipment | Network PC Power Management | One computer and monitor attached to centralized energy management system that controls when desktop computers and monitors plugged into a network power down to lower power states. | One computer and monitor, manually controlled | Commercial | Existing | Warehouse | FL Zone 2 | Per Computer Connected | 0% | 693.059 | 301.5006 | 391.5584 | 0.56497 | 5 | 0.058244 | 0 | 0 | no base cost | 0 | 0 | 29 | Illinois 2018 Statewide TRM, Section 4.8.3 | 0 | 0 | 29 | computer | 4 | 116
Nonequipment | Network PC Power Management | One computer and monitor attached to centralized energy management system that controls when desktop computers and monitors plugged into a network power down to lower power states. | One computer and monitor, manually controlled | Commercial | New | Assembly | FL Zone 2 | Per Computer Connected | 0% | 4709.98 | 2048.977 | 2661.004 | 0.56497 | 5 | 0.39582 | 0 | 0 | no base cost | 0 | 0 | 29 | Illinois 2018 Statewide TRM, Section 4.8.3 | 0 | 0 | 29 | computer | 22 | 638
Nonequipment | Network PC Power Management | One computer and monitor attached to centralized energy management system that controls when desktop computers and monitors plugged into a network power down to lower power states. | One computer and monitor, manually controlled | Commercial | New | College and University | FL Zone 2 | Per Computer Connected | 22% | 12376.37 | 5384.076 | 6992.293 | 0.56497 | 5 | 0.93954 | 0.81114 | 0 | no base cost | 0 | 0 | 29 | Illinois 2018 Statewide TRM, Section 4.8.3 | 0 | 0 | 29 | computer | 57 | 1653
Nonequipment | Network PC Power Management | One computer and monitor attached to centralized energy management system that controls when desktop computers and monitors plugged into a network power down to lower power states. | One computer and monitor, manually controlled | Commercial | New | Grocery | FL Zone 2 | Per Computer Connected | 0% | 5993.598 | 2607.387 | 3386.211 | 0.56497 | 5 | 0.5037 | 0.3508 | 0 | no base cost | 0 | 0 | 29 | Illinois 2018 Statewide TRM, Section 4.8.3 | 0 | 0 | 29 | computer | 28 | 812
Nonequipment | Network PC Power Management | One computer and monitor attached to centralized energy management system that controls when desktop computers and monitors plugged into a network power down to lower power states. | One computer and monitor, manually controlled | Commercial | New | Healthcare | FL Zone 2 | Per Computer Connected | 22% | 8423.329 | 3664.39 | 4758.939 | 0.56497 | 5 | 0.70789 | 0.49301 | 0 | no base cost | 0 | 0 | 29 | Illinois 2018 Statewide TRM, Section 4.8.3 | 0 | 0 | 29 | computer | 39 | 1131
Nonequipment | Network PC Power Management | One computer and monitor attached to centralized energy management system that controls when desktop computers and monitors plugged into a network power down to lower power states. | One computer and monitor, manually controlled | Commercial | New | Hospitals | FL Zone 2 | Per Computer Connected | 22% | 73884.64 | 32141.94 | 41742.7 | 0.56497 | 5 | 5.6089 | 4.8423 | 0 | no base cost | 0 | 0 | 29 | Illinois 2018 Statewide TRM, Section 4.8.3 | 0 | 0 | 29 | computer | 337 | 9773
Nonequipment | Network PC Power Management | One computer and monitor attached to centralized energy management system that controls when desktop computers and monitors plugged into a network power down to lower power states. | One computer and monitor, manually controlled | Commercial | New | Institutional | FL Zone 2 | Per Computer Connected | 22% | 7689.451 | 3345.132 | 4344.319 | 0.56497 | 5 | 0.64622 | 0 | 0 | no base cost | 0 | 0 | 29 | Illinois 2018 Statewide TRM, Section 4.8.3 | 0 | 0 | 29 | computer | 36 | 1044
Nonequipment | Network PC Power Management | One computer and monitor attached to centralized energy management system that controls when desktop computers and monitors plugged into a network power down to lower power states. | One computer and monitor, manually controlled | Commercial | New | Lodging/Hospitality | FL Zone 2 | Per Computer Connected | 22% | 6916.342 | 3008.807 | 3907.534 | 0.56497 | 5 | 0.58125 | 0.40481 | 0 | no base cost | 0 | 0 | 29 | Illinois 2018 Statewide TRM, Section 4.8.3 | 0 | 0 | 29 | computer | 32 | 928
Nonequipment | Network PC Power Management | One computer and monitor attached to centralized energy management system that controls when desktop computers and monitors plugged into a network power down to lower power states. | One computer and monitor, manually controlled | Commercial | New | Miscellaneous | FL Zone 2 | Per Computer Connected | 0% | 103245.1 | 44914.59 | 58330.53 | 0.56497 | 5 | 8.6767 | 0 | 0 | no base cost | 0 | 0 | 29 | Illinois 2018 Statewide TRM, Section 4.8.3 | 0 | 0 | 29 | computer | 471 | 13659
Nonequipment | Network PC Power Management | One computer and monitor attached to centralized energy management system that controls when desktop computers and monitors plugged into a network power down to lower power states. | One computer and monitor, manually controlled | Commercial | New | Offices | FL Zone 2 | Per Computer Connected | 22% | 5845.512 | 2542.966 | 3302.547 | 0.56497 | 5 | 0.49125 | 0.34213 | 0 | no base cost | 0 | 0 | 29 | Illinois 2018 Statewide TRM, Section 4.8.3 | 0 | 0 | 29 | computer | 27 | 783
Nonequipment | Network PC Power Management | One computer and monitor attached to centralized energy management system that controls when desktop computers and monitors plugged into a network power down to lower power states. | One computer and monitor, manually controlled | Commercial | New | Restaurants | FL Zone 2 | Per Computer Connected | 0% | 5635.34 | 2451.535 | 3183.805 | 0.56497 | 5 | 0.47359 | 0 | 0 | no base cost | 0 | 0 | 29 | Illinois 2018 Statewide TRM, Section 4.8.3 | 0 | 0 | 29 | computer | 26 | 754
Nonequipment | Network PC Power Management | One computer and monitor attached to centralized energy management system that controls when desktop computers and monitors plugged into a network power down to lower power states. | One computer and monitor, manually controlled | Commercial | New | Retail | FL Zone 2 | Per Computer Connected | 22% | 2549.85 | 1109.258 | 1440.592 | 0.56497 | 5 | 0.21429 | 0.14924 | 0 | no base cost | 0 | 0 | 29 | Illinois 2018 Statewide TRM, Section 4.8.3 | 0 | 0 | 29 | computer | 12 | 348
Nonequipment | Network PC Power Management | One computer and monitor attached to centralized energy management system that controls when desktop computers and monitors plugged into a network power down to lower power states. | One computer and monitor, manually controlled | Commercial | New | Schools K-12 | FL Zone 2 | Per Computer Connected | 22% | 8485.469 | 3691.423 | 4794.046 | 0.56497 | 5 | 0.71311 | 0.49665 | 0 | no base cost | 0 | 0 | 29 | Illinois 2018 Statewide TRM, Section 4.8.3 | 0 | 0 | 29 | computer | 39 | 1131
Nonequipment | Network PC Power Management | One computer and monitor attached to centralized energy management system that controls when desktop computers and monitors plugged into a network power down to lower power states. | One computer and monitor, manually controlled | Commercial | New | Warehouse | FL Zone 2 | Per Computer Connected | 0% | 693.059 | 301.5006 | 391.5584 | 0.56497 | 5 | 0.058244 | 0 | 0 | no base cost | 0 | 0 | 29 | Illinois 2018 Statewide TRM, Section 4.8.3 | 0 | 0 | 29 | computer | 4 | 116
Nonequipment | Smart Strip Plug Outlet | One Smart Strip Plug Outlet | One Standard plug strip/outlet | Commercial | Existing | Assembly | FL Zone 2 | Per End Use Consumption | 44% | 4709.98 | 4654.076 | 55.9044 | 0.011869 | 4 | 0.008313 | 0 | 0 | reference source included incremental cost only | 0 | 0 | 10 | Illinois 2018 Statewide TRM, Section 5.2.1 | 0 | No Labor Cost | 10 | smart strip | 1 | 10
Nonequipment | Smart Strip Plug Outlet | One Smart Strip Plug Outlet | One Standard plug strip/outlet | Commercial | Existing | College and University | FL Zone 2 | Per End Use Consumption | 44% | 12376.37 | 12229.47 | 146.8994 | 0.011869 | 4 | 0.021843 | 0.015181 | 0 | reference source included incremental cost only | 0 | 0 | 10 | Illinois 2018 Statewide TRM, Section 5.2.1 | 0 | No Labor Cost | 10 | smart strip | 2 | 20
Nonequipment | Smart Strip Plug Outlet | One Smart Strip Plug Outlet | One Standard plug strip/outlet | Commercial | Existing | Grocery | FL Zone 2 | Per End Use Consumption | 44% | 5993.598 | 5922.458 | 71.1401 | 0.011869 | 4 | 0.010578 | 0.007352 | 0 | reference source included incremental cost only | 0 | 0 | 10 | Illinois 2018 Statewide TRM, Section 5.2.1 | 0 | No Labor Cost | 10 | smart strip | 1 | 10
Nonequipment | Smart Strip Plug Outlet | One Smart Strip Plug Outlet | One Standard plug strip/outlet | Commercial | Existing | Healthcare | FL Zone 2 | Per End Use Consumption | 44% | 8423.329 | 8323.349 | 99.9794 | 0.011869 | 4 | 0.014866 | 0.010332 | 0 | reference source included incremental cost only | 0 | 0 | 10 | Illinois 2018 Statewide TRM, Section 5.2.1 | 0 | No Labor Cost | 10 | smart strip | 1 | 10
Nonequipment | Smart Strip Plug Outlet | One Smart Strip Plug Outlet | One Standard plug strip/outlet | Commercial | Existing | Hospitals | FL Zone 2 | Per End Use Consumption | 44% | 73884.64 | 73007.68 | 876.9623 | 0.011869 | 4 | 0.1304 | 0.090625 | 0 | reference source included incremental cost only | 0 | 0 | 10 | Illinois 2018 Statewide TRM, Section 5.2.1 | 0 | No Labor Cost | 10 | smart strip | 8 | 80
Nonequipment | Smart Strip Plug Outlet | One Smart Strip Plug Outlet | One Standard plug strip/outlet | Commercial | Existing | Institutional | FL Zone 2 | Per End Use Consumption | 44% | 7689.451 | 7598.182 | 91.2687 | 0.011869 | 4 | 0.013571 | 0 | 0 | reference source included incremental cost only | 0 | 0 | 10 | Illinois 2018 Statewide TRM, Section 5.2.1 | 0 | No Labor Cost | 10 | smart strip | 1 | 10
Nonequipment | Smart Strip Plug Outlet | One Smart Strip Plug Outlet | One Standard plug strip/outlet | Commercial | Existing | Lodging/Hospitality | FL Zone 2 | Per End Use Consumption | 44% | 6916.342 | 6834.249 | 82.0924 | 0.011869 | 4 | 0.012207 | 0.008483 | 0 | reference source included incremental cost only | 0 | 0 | 10 | Illinois 2018 Statewide TRM, Section 5.2.1 | 0 | No Labor Cost | 10 | smart strip | 1 | 10
Nonequipment | Smart Strip Plug Outlet | One Smart Strip Plug Outlet | One Standard plug strip/outlet | Commercial | Existing | Miscellaneous | FL Zone 2 | Per End Use Consumption | 44% | 103245.1 | 102019.7 | 1225.452 | 0.011869 | 4 | 0.18222 | 0 | 0 | reference source included incremental cost only | 0 | 0 | 10 | Illinois 2018 Statewide TRM, Section 5.2.1 | 0 | No Labor Cost | 10 | smart strip | 11 | 110
Nonequipment | Smart Strip Plug Outlet | One Smart Strip Plug Outlet | One Standard plug strip/outlet | Commercial | Existing | Offices | FL Zone 2 | Per End Use Consumption | 44% | 5845.512 | 5776.13 | 69.3824 | 0.011869 | 4 | 0.010317 | 0.00717 | 0 | reference source included incremental cost only | 0 | 0 | 10 | Illinois 2018 Statewide TRM, Section 5.2.1 | 0 | No Labor Cost | 10 | smart strip | 1 | 10
Nonequipment | Smart Strip Plug Outlet | One Smart Strip Plug Outlet | One Standard plug strip/outlet | Commercial | Existing | Restaurants | FL Zone 2 | Per End Use Consumption | 44% | 5635.34 | 5568.452 | 66.8878 | 0.011869 | 4 | 0.009946 | 0 | 0 | reference source included incremental cost only | 0 | 0 | 10 | Illinois 2018 Statewide TRM, Section 5.2.1 | 0 | No Labor Cost | 10 | smart strip | 1 | 10
Nonequipment | Smart Strip Plug Outlet | One Smart Strip Plug Outlet | One Standard plug strip/outlet | Commercial | Existing | Retail | FL Zone 2 | Per End Use Consumption | 44% | 2549.85 | 2519.585 | 30.265 | 0.011869 | 4 | 0.0045 | 0.003128 | 0 | reference source included incremental cost only | 0 | 0 | 10 | Illinois 2018 Statewide TRM, Section 5.2.1 | 0 | No Labor Cost | 10 | smart strip | 1 | 10
Nonequipment | Smart Strip Plug Outlet | One Smart Strip Plug Outlet | One Standard plug strip/outlet | Commercial | Existing | Schools K-12 | FL Zone 2 | Per End Use Consumption | 44% | 8485.469 | 8384.752 | 100.717 | 0.011869 | 4 | 0.014976 | 0.010408 | 0 | reference source included incremental cost only | 0 | 0 | 10 | Illinois 2018 Statewide TRM, Section 5.2.1 | 0 | No Labor Cost | 10 | smart strip | 1 | 10
Nonequipment | Smart Strip Plug Outlet | One Smart Strip Plug Outlet | One Standard plug strip/outlet | Commercial | Existing | Warehouse | FL Zone 2 | Per End Use Consumption | 44% | 693.059 | 684.8328 | 8.2262 | 0.011869 | 4 | 0.001223 | 0 | 0 | reference source included incremental cost only | 0 | 0 | 10 | Illinois 2018 Statewide TRM, Section 5.2.1 | 0 | No Labor Cost | 10 | smart strip | 1 | 10
Nonequipment | Smart Strip Plug Outlet | One Smart Strip Plug Outlet | One Standard plug strip/outlet | Commercial | New | Assembly | FL Zone 2 | Per End Use Consumption | 44% | 4709.98 | 4654.076 | 55.9044 | 0.011869 | 4 | 0.008313 | 0 | 0 | reference source included incremental cost only | 0 | 0 | 10 | Illinois 2018 Statewide TRM, Section 5.2.1 | 0 | No Labor Cost | 10 | smart strip | 1 | 10
Nonequipment | Smart Strip Plug Outlet | One Smart Strip Plug Outlet | One Standard plug strip/outlet | Commercial | New | College and University | FL Zone 2 | Per End Use Consumption | 44% | 12376.37 | 12229.47 | 146.8994 | 0.011869 | 4 | 0.021843 | 0.015181 | 0 | reference source included incremental cost only | 0 | 0 | 10 | Illinois 2018 Statewide TRM, Section 5.2.1 | 0 | No Labor Cost | 10 | smart strip | 2 | 20
Nonequipment | Smart Strip Plug Outlet | One Smart Strip Plug Outlet | One Standard plug strip/outlet | Commercial | New | Grocery | FL Zone 2 | Per End Use Consumption | 44% | 5993.598 | 5922.458 | 71.1401 | 0.011869 | 4 | 0.010578 | 0.007352 | 0 | reference source included incremental cost only | 0 | 0 | 10 | Illinois 2018 Statewide TRM, Section 5.2.1 | 0 | No Labor Cost | 10 | smart strip | 1 | 10
Nonequipment | Smart Strip Plug Outlet | One Smart Strip Plug Outlet | One Standard plug strip/outlet | Commercial | New | Healthcare | FL Zone 2 | Per End Use Consumption | 44% | 8423.329 | 8323.349 | 99.9794 | 0.011869 | 4 | 0.014866 | 0.010332 | 0 | reference source included incremental cost only | 0 | 0 | 10 | Illinois 2018 Statewide TRM, Section 5.2.1 | 0 | No Labor Cost | 10 | smart strip | 1 | 10
Nonequipment | Smart Strip Plug Outlet | One Smart Strip Plug Outlet | One Standard plug strip/outlet | Commercial | New | Hospitals | FL Zone 2 | Per End Use Consumption | 44% | 73884.64 | 73007.68 | 876.9623 | 0.011869 | 4 | 0.1304 | 0.090625 | 0 | reference source included incremental cost only | 0 | 0 | 10 | Illinois 2018 Statewide TRM, Section 5.2.1 | 0 | No Labor Cost | 10 | smart strip | 8 | 80
Nonequipment | Smart Strip Plug Outlet | One Smart Strip Plug Outlet | One Standard plug strip/outlet | Commercial | New | Institutional | FL Zone 2 | Per End Use Consumption | 44% | 7689.451 | 7598.182 | 91.2687 | 0.011869 | 4 | 0.013571 | 0 | 0 | reference source included incremental cost only | 0 | 0 | 10 | Illinois 2018 Statewide TRM, Section 5.2.1 | 0 | No Labor Cost | 10 | smart strip | 1 | 10
Nonequipment | Smart Strip Plug Outlet | One Smart Strip Plug Outlet | One Standard plug strip/outlet | Commercial | New | Lodging/Hospitality | FL Zone 2 | Per End Use Consumption | 44% | 6916.342 | 6834.249 | 82.0924 | 0.011869 | 4 | 0.012207 | 0.008483 | 0 | reference source included incremental cost only | 0 | 0 | 10 | Illinois 2018 Statewide TRM, Section 5.2.1 | 0 | No Labor Cost | 10 | smart strip | 1 | 10
Nonequipment | Smart Strip Plug Outlet | One Smart Strip Plug Outlet | One Standard plug strip/outlet | Commercial | New | Miscellaneous | FL Zone 2 | Per End Use Consumption | 44% | 103245.1 | 102019.7 | 1225.452 | 0.011869 | 4 | 0.18222 | 0 | 0 | reference source included incremental cost only | 0 | 0 | 10 | Illinois 2018 Statewide TRM, Section 5.2.1 | 0 | No Labor Cost | 10 | smart strip | 11 | 110
Nonequipment | Smart Strip Plug Outlet | One Smart Strip Plug Outlet | One Standard plug strip/outlet | Commercial | New | Offices | FL Zone 2 | Per End Use Consumption | 44% | 5845.512 | 5776.13 | 69.3824 | 0.011869 | 4 | 0.010317 | 0.00717 | 0 | reference source included incremental cost only | 0 | 0 | 10 | Illinois 2018 Statewide TRM, Section 5.2.1 | 0 | No Labor Cost | 10 | smart strip | 1 | 10
Nonequipment | Smart Strip Plug Outlet | One Smart Strip Plug Outlet | One Standard plug strip/outlet | Commercial | New | Restaurants | FL Zone 2 | Per End Use Consumption | 44% | 5635.34 | 5568.452 | 66.8878 | 0.011869 | 4 | 0.009946 | 0 | 0 | reference source included incremental cost only | 0 | 0 | 10 | Illinois 2018 Statewide TRM, Section 5.2.1 | 0 | No Labor Cost | 10 | smart strip | 1 | 10
Nonequipment | Smart Strip Plug Outlet | One Smart Strip Plug Outlet | One Standard plug strip/outlet | Commercial | New | Retail | FL Zone 2 | Per End Use Consumption | 44% | 2549.85 | 2519.585 | 30.265 | 0.011869 | 4 | 0.0045 | 0.003128 | 0 | reference source included incremental cost only | 0 | 0 | 10 | Illinois 2018 Statewide TRM, Section 5.2.1 | 0 | No Labor Cost | 10 | smart strip | 1 | 10
Nonequipment | Smart Strip Plug Outlet | One Smart Strip Plug Outlet | One Standard plug strip/outlet | Commercial | New | Schools K-12 | FL Zone 2 | Per End Use Consumption | 44% | 8485.469 | 8384.752 | 100.717 | 0.011869 | 4 | 0.014976 | 0.010408 | 0 | reference source included incremental cost only | 0 | 0 | 10 | Illinois 2018 Statewide TRM, Section 5.2.1 | 0 | No Labor Cost | 10 | smart strip | 1 | 10
Nonequipment | Smart Strip Plug Outlet | One Smart Strip Plug Outlet | One Standard plug strip/outlet | Commercial | New | Warehouse | FL Zone 2 | Per End Use Consumption | 44% | 693.059 | 684.8328 | 8.2262 | 0.011869 | 4 | 0.001223 | 0 | 0 | reference source included incremental cost only | 0 | 0 | 10 | Illinois 2018 Statewide TRM, Section 5.2.1 | 0 | No Labor Cost | 10 | smart strip | 1 | 10
Nonequipment | Anti-Sweat Controls | One Medium Temperature Reach-In Case with Anti-Sweat Heater Controls | One Medium Temperature Reach-In Case without Anti-Sweat Heater Controls | Commercial | Existing | Assembly | FL Zone 2 | Per Refrigerated Case | 9% | 1203.098 | 180.4648 | 1022.634 | 0.85 | 8 | 0.081727 | 0.082167 | 0 | 0 | 0 | 0 | 171 | Mid-Atlantic TRM v7.0, 2017 (average of cost for a cooler door and freezer door) | 0 | 0 | 171 | door |  | 171
Nonequipment | Anti-Sweat Controls | One Medium Temperature Reach-In Case with Anti-Sweat Heater Controls | One Medium Temperature Reach-In Case without Anti-Sweat Heater Controls | Commercial | Existing | College and University | FL Zone 2 | Per Refrigerated Case | 9% | 1203.098 | 180.4648 | 1022.634 | 0.85 | 8 | 0.13259 | 0.11106 | 0 | 0 | 0 | 0 | 171 | Mid-Atlantic TRM v7.0, 2017 (average of cost for a cooler door and freezer door) | 0 | 0 | 171 | door |  | 171
Nonequipment | Anti-Sweat Controls | One Medium Temperature Reach-In Case with Anti-Sweat Heater Controls | One Medium Temperature Reach-In Case without Anti-Sweat Heater Controls | Commercial | Existing | Grocery | FL Zone 2 | Per Refrigerated Case | 14% | 1203.098 | 180.4648 | 1022.634 | 0.85 | 8 | 0.081727 | 0.082167 | 0 | 0 | 0 | 0 | 171 | Mid-Atlantic TRM v7.0, 2017 (average of cost for a cooler door and freezer door) | 0 | 0 | 171 | door |  | 171
Nonequipment | Anti-Sweat Controls | One Medium Temperature Reach-In Case with Anti-Sweat Heater Controls | One Medium Temperature Reach-In Case without Anti-Sweat Heater Controls | Commercial | Existing | Healthcare | FL Zone 2 | Per Refrigerated Case | 9% | 1203.098 | 180.4648 | 1022.634 | 0.85 | 8 | 0.13259 | 0.11106 | 0 | 0 | 0 | 0 | 171 | Mid-Atlantic TRM v7.0, 2017 (average of cost for a cooler door and freezer door) | 0 | 0 | 171 | door |  | 171
Nonequipment | Anti-Sweat Controls | One Medium Temperature Reach-In Case with Anti-Sweat Heater Controls | One Medium Temperature Reach-In Case without Anti-Sweat Heater Controls | Commercial | Existing | Hospitals | FL Zone 2 | Per Refrigerated Case | 9% | 1203.098 | 180.4648 | 1022.634 | 0.85 | 8 | 0.13259 | 0.11106 | 0 | 0 | 0 | 0 | 171 | Mid-Atlantic TRM v7.0, 2017 (average of cost for a cooler door and freezer door) | 0 | 0 | 171 | door |  | 171
Nonequipment | Anti-Sweat Controls | One Medium Temperature Reach-In Case with Anti-Sweat Heater Controls | One Medium Temperature Reach-In Case without Anti-Sweat Heater Controls | Commercial | Existing | Institutional | FL Zone 2 | Per Refrigerated Case | 0% | 1203.098 | 180.4648 | 1022.634 | 0.85 | 8 | 0.081727 | 0.082167 | 0 | 0 | 0 | 0 | 171 | Mid-Atlantic TRM v7.0, 2017 (average of cost for a cooler door and freezer door) | 0 | 0 | 171 | door |  | 171
Nonequipment | Anti-Sweat Controls | One Medium Temperature Reach-In Case with Anti-Sweat Heater Controls | One Medium Temperature Reach-In Case without Anti-Sweat Heater Controls | Commercial | Existing | Lodging/Hospitality | FL Zone 2 | Per Refrigerated Case | 9% | 1203.098 | 180.4648 | 1022.634 | 0.85 | 8 | 0.13259 | 0.11106 | 0 | 0 | 0 | 0 | 171 | Mid-Atlantic TRM v7.0, 2017 (average of cost for a cooler door and freezer door) | 0 | 0 | 171 | door |  | 171
Nonequipment | Anti-Sweat Controls | One Medium Temperature Reach-In Case with Anti-Sweat Heater Controls | One Medium Temperature Reach-In Case without Anti-Sweat Heater Controls | Commercial | Existing | Miscellaneous | FL Zone 2 | Per Refrigerated Case | 0% | 1203.098 | 180.4648 | 1022.634 | 0.85 | 8 | 0.081727 | 0.082167 | 0 | 0 | 0 | 0 | 171 | Mid-Atlantic TRM v7.0, 2017 (average of cost for a cooler door and freezer door) | 0 | 0 | 171 | door |  | 171
Nonequipment | Anti-Sweat Controls | One Medium Temperature Reach-In Case with Anti-Sweat Heater Controls | One Medium Temperature Reach-In Case without Anti-Sweat Heater Controls | Commercial | Existing | Offices | FL Zone 2 | Per Refrigerated Case | 0% | 1203.098 | 180.4648 | 1022.634 | 0.85 | 8 | 0.081727 | 0.082167 | 0 | 0 | 0 | 0 | 171 | Mid-Atlantic TRM v7.0, 2017 (average of cost for a cooler door and freezer door) | 0 | 0 | 171 | door |  | 171
Nonequipment | Anti-Sweat Controls | One Medium Temperature Reach-In Case with Anti-Sweat Heater Controls | One Medium Temperature Reach-In Case without Anti-Sweat Heater Controls | Commercial | Existing | Restaurants | FL Zone 2 | Per Refrigerated Case | 9% | 1203.098 | 180.4648 | 1022.634 | 0.85 | 8 | 0.13259 | 0.11106 | 0 | 0 | 0 | 0 | 171 | Mid-Atlantic TRM v7.0, 2017 (average of cost for a cooler door and freezer door) | 0 | 0 | 171 | door |  | 171
Nonequipment | Anti-Sweat Controls | One Medium Temperature Reach-In Case with Anti-Sweat Heater Controls | One Medium Temperature Reach-In Case without Anti-Sweat Heater Controls | Commercial | Existing | Retail | FL Zone 2 | Per Refrigerated Case | 14% | 1203.098 | 180.4648 | 1022.634 | 0.85 | 8 | 0.081727 | 0.082167 | 0 | 0 | 0 | 0 | 171 | Mid-Atlantic TRM v7.0, 2017 (average of cost for a cooler door and freezer door) | 0 | 0 | 171 | door |  | 171
Nonequipment | Anti-Sweat Controls | One Medium Temperature Reach-In Case with Anti-Sweat Heater Controls | One Medium Temperature Reach-In Case without Anti-Sweat Heater Controls | Commercial | Existing | Schools K-12 | FL Zone 2 | Per Refrigerated Case | 9% | 1203.098 | 180.4648 | 1022.634 | 0.85 | 8 | 0.13259 | 0.11106 | 0 | 0 | 0 | 0 | 171 | Mid-Atlantic TRM v7.0, 2017 (average of cost for a cooler door and freezer door) | 0 | 0 | 171 | door |  | 171
Nonequipment | Anti-Sweat Controls | One Medium Temperature Reach-In Case with Anti-Sweat Heater Controls | One Medium Temperature Reach-In Case without Anti-Sweat Heater Controls | Commercial | Existing | Warehouse | FL Zone 2 | Per Refrigerated Case | 0% | 1203.098 | 180.4648 | 1022.634 | 0.85 | 8 | 0.081727 | 0.082167 | 0 | 0 | 0 | 0 | 171 | Mid-Atlantic TRM v7.0, 2017 (average of cost for a cooler door and freezer door) | 0 | 0 | 171 | door |  | 171
Nonequipment | Anti-Sweat Controls | One Medium Temperature Reach-In Case with Anti-Sweat Heater Controls | One Medium Temperature Reach-In Case without Anti-Sweat Heater Controls | Commercial | New | Assembly | FL Zone 2 | Per Refrigerated Case | 0% | 1203.098 | 180.4648 | 1022.634 | 0.85 | 8 | 0.081727 | 0.082167 | 0 | 0 | 0 | 0 | 171 | Mid-Atlantic TRM v7.0, 2017 (average of cost for a cooler door and freezer door) | 0 | 0 | 171 | door |  | 171
Nonequipment | Anti-Sweat Controls | One Medium Temperature Reach-In Case with Anti-Sweat Heater Controls | One Medium Temperature Reach-In Case without Anti-Sweat Heater Controls | Commercial | New | College and University | FL Zone 2 | Per Refrigerated Case | 0% | 1203.098 | 180.4648 | 1022.634 | 0.85 | 8 | 0.13259 | 0.11106 | 0 | 0 | 0 | 0 | 171 | Mid-Atlantic TRM v7.0, 2017 (average of cost for a cooler door and freezer door) | 0 | 0 | 171 | door |  | 171
Nonequipment | Anti-Sweat Controls | One Medium Temperature Reach-In Case with Anti-Sweat Heater Controls | One Medium Temperature Reach-In Case without Anti-Sweat Heater Controls | Commercial | New | Grocery | FL Zone 2 | Per Refrigerated Case | 0% | 1203.098 | 180.4648 | 1022.634 | 0.85 | 8 | 0.081727 | 0.082167 | 0 | 0 | 0 | 0 | 171 | Mid-Atlantic TRM v7.0, 2017 (average of cost for a cooler door and freezer door) | 0 | 0 | 171 | door |  | 171
Nonequipment | Anti-Sweat Controls | One Medium Temperature Reach-In Case with Anti-Sweat Heater Controls | One Medium Temperature Reach-In Case without Anti-Sweat Heater Controls | Commercial | New | Healthcare | FL Zone 2 | Per Refrigerated Case | 0% | 1203.098 | 180.4648 | 1022.634 | 0.85 | 8 | 0.13259 | 0.11106 | 0 | 0 | 0 | 0 | 171 | Mid-Atlantic TRM v7.0, 2017 (average of cost for a cooler door and freezer door) | 0 | 0 | 171 | door |  | 171
Nonequipment | Anti-Sweat Controls | One Medium Temperature Reach-In Case with Anti-Sweat Heater Controls | One Medium Temperature Reach-In Case without Anti-Sweat Heater Controls | Commercial | New | Hospitals | FL Zone 2 | Per Refrigerated Case | 0% | 1203.098 | 180.4648 | 1022.634 | 0.85 | 8 | 0.13259 | 0.11106 | 0 | 0 | 0 | 0 | 171 | Mid-Atlantic TRM v7.0, 2017 (average of cost for a cooler door and freezer door) | 0 | 0 | 171 | door |  | 171
Nonequipment | Anti-Sweat Controls | One Medium Temperature Reach-In Case with Anti-Sweat Heater Controls | One Medium Temperature Reach-In Case without Anti-Sweat Heater Controls | Commercial | New | Institutional | FL Zone 2 | Per Refrigerated Case | 0% | 1203.098 | 180.4648 | 1022.634 | 0.85 | 8 | 0.081727 | 0.082167 | 0 | 0 | 0 | 0 | 171 | Mid-Atlantic TRM v7.0, 2017 (average of cost for a cooler door and freezer door) | 0 | 0 | 171 | door |  | 171
Nonequipment | Anti-Sweat Controls | One Medium Temperature Reach-In Case with Anti-Sweat Heater Controls | One Medium Temperature Reach-In Case without Anti-Sweat Heater Controls | Commercial | New | Lodging/Hospitality | FL Zone 2 | Per Refrigerated Case | 0% | 1203.098 | 180.4648 | 1022.634 | 0.85 | 8 | 0.13259 | 0.11106 | 0 | 0 | 0 | 0 | 171 | Mid-Atlantic TRM v7.0, 2017 (average of cost for a cooler door and freezer door) | 0 | 0 | 171 | door |  | 171
Nonequipment | Anti-Sweat Controls | One Medium Temperature Reach-In Case with Anti-Sweat Heater Controls | One Medium Temperature Reach-In Case without Anti-Sweat Heater Controls | Commercial | New | Miscellaneous | FL Zone 2 | Per Refrigerated Case | 0% | 1203.098 | 180.4648 | 1022.634 | 0.85 | 8 | 0.081727 | 0.082167 | 0 | 0 | 0 | 0 | 171 | Mid-Atlantic TRM v7.0, 2017 (average of cost for a cooler door and freezer door) | 0 | 0 | 171 | door |  | 171
Nonequipment | Anti-Sweat Controls | One Medium Temperature Reach-In Case with Anti-Sweat Heater Controls | One Medium Temperature Reach-In Case without Anti-Sweat Heater Controls | Commercial | New | Offices | FL Zone 2 | Per Refrigerated Case | 0% | 1203.098 | 180.4648 | 1022.634 | 0.85 | 8 | 0.081727 | 0.082167 | 0 | 0 | 0 | 0 | 171 | Mid-Atlantic TRM v7.0, 2017 (average of cost for a cooler door and freezer door) | 0 | 0 | 171 | door |  | 171
Nonequipment | Anti-Sweat Controls | One Medium Temperature Reach-In Case with Anti-Sweat Heater Controls | One Medium Temperature Reach-In Case without Anti-Sweat Heater Controls | Commercial | New | Restaurants | FL Zone 2 | Per Refrigerated Case | 0% | 1203.098 | 180.4648 | 1022.634 | 0.85 | 8 | 0.13259 | 0.11106 | 0 | 0 | 0 | 0 | 171 | Mid-Atlantic TRM v7.0, 2017 (average of cost for a cooler door and freezer door) | 0 | 0 | 171 | door |  | 171
Nonequipment | Anti-Sweat Controls | One Medium Temperature Reach-In Case with Anti-Sweat Heater Controls | One Medium Temperature Reach-In Case without Anti-Sweat Heater Controls | Commercial | New | Retail | FL Zone 2 | Per Refrigerated Case | 0% | 1203.098 | 180.4648 | 1022.634 | 0.85 | 8 | 0.081727 | 0.082167 | 0 | 0 | 0 | 0 | 171 | Mid-Atlantic TRM v7.0, 2017 (average of cost for a cooler door and freezer door) | 0 | 0 | 171 | door |  | 171
Nonequipment | Anti-Sweat Controls | One Medium Temperature Reach-In Case with Anti-Sweat Heater Controls | One Medium Temperature Reach-In Case without Anti-Sweat Heater Controls | Commercial | New | Schools K-12 | FL Zone 2 | Per Refrigerated Case | 0% | 1203.098 | 180.4648 | 1022.634 | 0.85 | 8 | 0.13259 | 0.11106 | 0 | 0 | 0 | 0 | 171 | Mid-Atlantic TRM v7.0, 2017 (average of cost for a cooler door and freezer door) | 0 | 0 | 171 | door |  | 171
Nonequipment | Anti-Sweat Controls | One Medium Temperature Reach-In Case with Anti-Sweat Heater Controls | One Medium Temperature Reach-In Case without Anti-Sweat Heater Controls | Commercial | New | Warehouse | FL Zone 2 | Per Refrigerated Case | 0% | 1203.098 | 180.4648 | 1022.634 | 0.85 | 8 | 0.081727 | 0.082167 | 0 | 0 | 0 | 0 | 171 | Mid-Atlantic TRM v7.0, 2017 (average of cost for a cooler door and freezer door) | 0 | 0 | 171 | door |  | 171
Nonequipment | Automatic Door Closer for Walk-in Coolers and Freezers | One Medium Temperature Walk-In Refrigerator Door with Auto-Closer | One Medium Temperature Walk-In Refrigerator Door without Auto-Closer | Commercial | Existing | Assembly | FL Zone 2 | Per End Use Consumption | 56% | 1248.353 | 1209.27 | 39.0829 | 0.031308 | 8 | 0.00543 | 0.001211 | 0 | no base cost | 0 | 0 | 156.82 | Illinois 2018 Statewide TRM, Section 4.6.1 | 0 | 0 | 156.82 | cooler/freezer |  | 156.82
Nonequipment | Automatic Door Closer for Walk-in Coolers and Freezers | One Medium Temperature Walk-In Refrigerator Door with Auto-Closer | One Medium Temperature Walk-In Refrigerator Door without Auto-Closer | Commercial | Existing | College and University | FL Zone 2 | Per End Use Consumption | 56% | 1248.353 | 1209.27 | 39.0829 | 0.031308 | 8 | 0.005067 | 0.004244 | 0 | no base cost | 0 | 0 | 156.82 | Illinois 2018 Statewide TRM, Section 4.6.1 | 0 | 0 | 156.82 | cooler/freezer |  | 156.82
Nonequipment | Automatic Door Closer for Walk-in Coolers and Freezers | One Medium Temperature Walk-In Refrigerator Door with Auto-Closer | One Medium Temperature Walk-In Refrigerator Door without Auto-Closer | Commercial | Existing | Grocery | FL Zone 2 | Per End Use Consumption | 56% | 1248.353 | 1209.27 | 39.0829 | 0.031308 | 8 | 0.00543 | 0.001211 | 0 | no base cost | 0 | 0 | 156.82 | Illinois 2018 Statewide TRM, Section 4.6.1 | 0 | 0 | 156.82 | cooler/freezer |  | 156.82
Nonequipment | Automatic Door Closer for Walk-in Coolers and Freezers | One Medium Temperature Walk-In Refrigerator Door with Auto-Closer | One Medium Temperature Walk-In Refrigerator Door without Auto-Closer | Commercial | Existing | Healthcare | FL Zone 2 | Per End Use Consumption | 56% | 1248.353 | 1209.27 | 39.0829 | 0.031308 | 8 | 0.005067 | 0.004244 | 0 | no base cost | 0 | 0 | 156.82 | Illinois 2018 Statewide TRM, Section 4.6.1 | 0 | 0 | 156.82 | cooler/freezer |  | 156.82
Nonequipment | Automatic Door Closer for Walk-in Coolers and Freezers | One Medium Temperature Walk-In Refrigerator Door with Auto-Closer | One Medium Temperature Walk-In Refrigerator Door without Auto-Closer | Commercial | Existing | Hospitals | FL Zone 2 | Per End Use Consumption | 56% | 1248.353 | 1209.27 | 39.0829 | 0.031308 | 8 | 0.005067 | 0.004244 | 0 | no base cost | 0 | 0 | 156.82 | Illinois 2018 Statewide TRM, Section 4.6.1 | 0 | 0 | 156.82 | cooler/freezer |  | 156.82
Nonequipment | Automatic Door Closer for Walk-in Coolers and Freezers | One Medium Temperature Walk-In Refrigerator Door with Auto-Closer | One Medium Temperature Walk-In Refrigerator Door without Auto-Closer | Commercial | Existing | Institutional | FL Zone 2 | Per End Use Consumption | 0% | 1248.353 | 1209.27 | 39.0829 | 0.031308 | 8 | 0.00543 | 0.001211 | 0 | no base cost | 0 | 0 | 156.82 | Illinois 2018 Statewide TRM, Section 4.6.1 | 0 | 0 | 156.82 | cooler/freezer |  | 156.82
Nonequipment | Automatic Door Closer for Walk-in Coolers and Freezers | One Medium Temperature Walk-In Refrigerator Door with Auto-Closer | One Medium Temperature Walk-In Refrigerator Door without Auto-Closer | Commercial | Existing | Lodging/Hospitality | FL Zone 2 | Per End Use Consumption | 56% | 1248.353 | 1209.27 | 39.0829 | 0.031308 | 8 | 0.005067 | 0.004244 | 0 | no base cost | 0 | 0 | 156.82 | Illinois 2018 Statewide TRM, Section 4.6.1 | 0 | 0 | 156.82 | cooler/freezer |  | 156.82
Nonequipment | Automatic Door Closer for Walk-in Coolers and Freezers | One Medium Temperature Walk-In Refrigerator Door with Auto-Closer | One Medium Temperature Walk-In Refrigerator Door without Auto-Closer | Commercial | Existing | Miscellaneous | FL Zone 2 | Per End Use Consumption | 0% | 1248.353 | 1209.27 | 39.0829 | 0.031308 | 8 | 0.00543 | 0.001211 | 0 | no base cost | 0 | 0 | 156.82 | Illinois 2018 Statewide TRM, Section 4.6.1 | 0 | 0 | 156.82 | cooler/freezer |  | 156.82
Nonequipment | Automatic Door Closer for Walk-in Coolers and Freezers | One Medium Temperature Walk-In Refrigerator Door with Auto-Closer | One Medium Temperature Walk-In Refrigerator Door without Auto-Closer | Commercial | Existing | Offices | FL Zone 2 | Per End Use Consumption | 0% | 1248.353 | 1209.27 | 39.0829 | 0.031308 | 8 | 0.00543 | 0.001211 | 0 | no base cost | 0 | 0 | 156.82 | Illinois 2018 Statewide TRM, Section 4.6.1 | 0 | 0 | 156.82 | cooler/freezer |  | 156.82
Nonequipment | Automatic Door Closer for Walk-in Coolers and Freezers | One Medium Temperature Walk-In Refrigerator Door with Auto-Closer | One Medium Temperature Walk-In Refrigerator Door without Auto-Closer | Commercial | Existing | Restaurants | FL Zone 2 | Per End Use Consumption | 56% | 1248.353 | 1209.27 | 39.0829 | 0.031308 | 8 | 0.005067 | 0.004244 | 0 | no base cost | 0 | 0 | 156.82 | Illinois 2018 Statewide TRM, Section 4.6.1 | 0 | 0 | 156.82 | cooler/freezer |  | 156.82
Nonequipment | Automatic Door Closer for Walk-in Coolers and Freezers | One Medium Temperature Walk-In Refrigerator Door with Auto-Closer | One Medium Temperature Walk-In Refrigerator Door without Auto-Closer | Commercial | Existing | Retail | FL Zone 2 | Per End Use Consumption | 56% | 1248.353 | 1209.27 | 39.0829 | 0.031308 | 8 | 0.00543 | 0.001211 | 0 | no base cost | 0 | 0 | 156.82 | Illinois 2018 Statewide TRM, Section 4.6.1 | 0 | 0 | 156.82 | cooler/freezer |  | 156.82
Nonequipment | Automatic Door Closer for Walk-in Coolers and Freezers | One Medium Temperature Walk-In Refrigerator Door with Auto-Closer | One Medium Temperature Walk-In Refrigerator Door without Auto-Closer | Commercial | Existing | Schools K-12 | FL Zone 2 | Per End Use Consumption | 56% | 1248.353 | 1209.27 | 39.0829 | 0.031308 | 8 | 0.005067 | 0.004244 | 0 | no base cost | 0 | 0 | 156.82 | Illinois 2018 Statewide TRM, Section 4.6.1 | 0 | 0 | 156.82 | cooler/freezer |  | 156.82
Nonequipment | Automatic Door Closer for Walk-in Coolers and Freezers | One Medium Temperature Walk-In Refrigerator Door with Auto-Closer | One Medium Temperature Walk-In Refrigerator Door without Auto-Closer | Commercial | Existing | Warehouse | FL Zone 2 | Per End Use Consumption | 0% | 1248.353 | 1209.27 | 39.0829 | 0.031308 | 8 | 0.00543 | 0.001211 | 0 | no base cost | 0 | 0 | 156.82 | Illinois 2018 Statewide TRM, Section 4.6.1 | 0 | 0 | 156.82 | cooler/freezer |  | 156.82
Nonequipment | Automatic Door Closer for Walk-in Coolers and Freezers | One Medium Temperature Walk-In Refrigerator Door with Auto-Closer | One Medium Temperature Walk-In Refrigerator Door without Auto-Closer | Commercial | New | Assembly | FL Zone 2 | Per End Use Consumption | 56% | 1248.353 | 1209.27 | 39.0829 | 0.031308 | 8 | 0.00543 | 0.001211 | 0 | no base cost | 0 | 0 | 156.82 | Illinois 2018 Statewide TRM, Section 4.6.1 | 0 | 0 | 156.82 | cooler/freezer |  | 156.82
Nonequipment | Automatic Door Closer for Walk-in Coolers and Freezers | One Medium Temperature Walk-In Refrigerator Door with Auto-Closer | One Medium Temperature Walk-In Refrigerator Door without Auto-Closer | Commercial | New | College and University | FL Zone 2 | Per End Use Consumption | 56% | 1248.353 | 1209.27 | 39.0829 | 0.031308 | 8 | 0.005067 | 0.004244 | 0 | no base cost | 0 | 0 | 156.82 | Illinois 2018 Statewide TRM, Section 4.6.1 | 0 | 0 | 156.82 | cooler/freezer |  | 156.82
Nonequipment | Automatic Door Closer for Walk-in Coolers and Freezers | One Medium Temperature Walk-In Refrigerator Door with Auto-Closer | One Medium Temperature Walk-In Refrigerator Door without Auto-Closer | Commercial | New | Grocery | FL Zone 2 | Per End Use Consumption | 56% | 1248.353 | 1209.27 | 39.0829 | 0.031308 | 8 | 0.00543 | 0.001211 | 0 | no base cost | 0 | 0 | 156.82 | Illinois 2018 Statewide TRM, Section 4.6.1 | 0 | 0 | 156.82 | cooler/freezer |  | 156.82
Nonequipment | Automatic Door Closer for Walk-in Coolers and Freezers | One Medium Temperature Walk-In Refrigerator Door with Auto-Closer | One Medium Temperature Walk-In Refrigerator Door without Auto-Closer | Commercial | New | Healthcare | FL Zone 2 | Per End Use Consumption | 56% | 1248.353 | 1209.27 | 39.0829 | 0.031308 | 8 | 0.005067 | 0.004244 | 0 | no base cost | 0 | 0 | 156.82 | Illinois 2018 Statewide TRM, Section 4.6.1 | 0 | 0 | 156.82 | cooler/freezer |  | 156.82
Nonequipment | Automatic Door Closer for Walk-in Coolers and Freezers | One Medium Temperature Walk-In Refrigerator Door with Auto-Closer | One Medium Temperature Walk-In Refrigerator Door without Auto-Closer | Commercial | New | Hospitals | FL Zone 2 | Per End Use Consumption | 56% | 1248.353 | 1209.27 | 39.0829 | 0.031308 | 8 | 0.005067 | 0.004244 | 0 | no base cost | 0 | 0 | 156.82 | Illinois 2018 Statewide TRM, Section 4.6.1 | 0 | 0 | 156.82 | cooler/freezer |  | 156.82
Nonequipment | Automatic Door Closer for Walk-in Coolers and Freezers | One Medium Temperature Walk-In Refrigerator Door with Auto-Closer | One Medium Temperature Walk-In Refrigerator Door without Auto-Closer | Commercial | New | Institutional | FL Zone 2 | Per End Use Consumption | 0% | 1248.353 | 1209.27 | 39.0829 | 0.031308 | 8 | 0.00543 | 0.001211 | 0 | no base cost | 0 | 0 | 156.82 | Illinois 2018 Statewide TRM, Section 4.6.1 | 0 | 0 | 156.82 | cooler/freezer |  | 156.82
Nonequipment | Automatic Door Closer for Walk-in Coolers and Freezers | One Medium Temperature Walk-In Refrigerator Door with Auto-Closer | One Medium Temperature Walk-In Refrigerator Door without Auto-Closer | Commercial | New | Lodging/Hospitality | FL Zone 2 | Per End Use Consumption | 56% | 1248.353 | 1209.27 | 39.0829 | 0.031308 | 8 | 0.005067 | 0.004244 | 0 | no base cost | 0 | 0 | 156.82 | Illinois 2018 Statewide TRM, Section 4.6.1 | 0 | 0 | 156.82 | cooler/freezer |  | 156.82
Nonequipment | Automatic Door Closer for Walk-in Coolers and Freezers | One Medium Temperature Walk-In Refrigerator Door with Auto-Closer | One Medium Temperature Walk-In Refrigerator Door without Auto-Closer | Commercial | New | Miscellaneous | FL Zone 2 | Per End Use Consumption | 0% | 1248.353 | 1209.27 | 39.0829 | 0.031308 | 8 | 0.00543 | 0.001211 | 0 | no base cost | 0 | 0 | 156.82 | Illinois 2018 Statewide TRM, Section 4.6.1 | 0 | 0 | 156.82 | cooler/freezer |  | 156.82
Nonequipment | Automatic Door Closer for Walk-in Coolers and Freezers | One Medium Temperature Walk-In Refrigerator Door with Auto-Closer | One Medium Temperature Walk-In Refrigerator Door without Auto-Closer | Commercial | New | Offices | FL Zone 2 | Per End Use Consumption | 0% | 1248.353 | 1209.27 | 39.0829 | 0.031308 | 8 | 0.00543 | 0.001211 | 0 | no base cost | 0 | 0 | 156.82 | Illinois 2018 Statewide TRM, Section 4.6.1 | 0 | 0 | 156.82 | cooler/freezer |  | 156.82
Nonequipment | Automatic Door Closer for Walk-in Coolers and Freezers | One Medium Temperature Walk-In Refrigerator Door with Auto-Closer | One Medium Temperature Walk-In Refrigerator Door without Auto-Closer | Commercial | New | Restaurants | FL Zone 2 | Per End Use Consumption | 56% | 1248.353 | 1209.27 | 39.0829 | 0.031308 | 8 | 0.005067 | 0.004244 | 0 | no base cost | 0 | 0 | 156.82 | Illinois 2018 Statewide TRM, Section 4.6.1 | 0 | 0 | 156.82 | cooler/freezer |  | 156.82
Nonequipment | Automatic Door Closer for Walk-in Coolers and Freezers | One Medium Temperature Walk-In Refrigerator Door with Auto-Closer | One Medium Temperature Walk-In Refrigerator Door without Auto-Closer | Commercial | New | Retail | FL Zone 2 | Per End Use Consumption | 56% | 1248.353 | 1209.27 | 39.0829 | 0.031308 | 8 | 0.00543 | 0.001211 | 0 | no base cost | 0 | 0 | 156.82 | Illinois 2018 Statewide TRM, Section 4.6.1 | 0 | 0 | 156.82 | cooler/freezer |  | 156.82
Nonequipment | Automatic Door Closer for Walk-in Coolers and Freezers | One Medium Temperature Walk-In Refrigerator Door with Auto-Closer | One Medium Temperature Walk-In Refrigerator Door without Auto-Closer | Commercial | New | Schools K-12 | FL Zone 2 | Per End Use Consumption | 56% | 1248.353 | 1209.27 | 39.0829 | 0.031308 | 8 | 0.005067 | 0.004244 | 0 | no base cost | 0 | 0 | 156.82 | Illinois 2018 Statewide TRM, Section 4.6.1 | 0 | 0 | 156.82 | cooler/freezer |  | 156.82
Nonequipment | Automatic Door Closer for Walk-in Coolers and Freezers | One Medium Temperature Walk-In Refrigerator Door with Auto-Closer | One Medium Temperature Walk-In Refrigerator Door without Auto-Closer | Commercial | New | Warehouse | FL Zone 2 | Per End Use Consumption | 0% | 1248.353 | 1209.27 | 39.0829 | 0.031308 | 8 | 0.00543 | 0.001211 | 0 | no base cost | 0 | 0 | 156.82 | Illinois 2018 Statewide TRM, Section 4.6.1 | 0 | 0 | 156.82 | cooler/freezer |  | 156.82
Nonequipment | Demand Defrost | Walk-In Freezer System with Demand-Controlled Electric Defrost Cycle | Walk-In Freezer System with Timer-Controlled Electric Defrost Cycle | Commercial | Existing | Assembly | FL Zone 2 | Per Unit | 42% | 1314.9 | 920.43 | 394.47 | 0.3 | 10 | 0.054904 | 0.00503 | 0 | 0 | 0 | 0 | 500 | Efficiency Vermont TRM, 2015 No. 2014-87, Measure Number I-E-15-a | 166.68 | Assume 2 hrs for Electrical contractor: http://www.serviskey.net/support/rate-estimator?s4=FL | 666.68 | freezer |  | 666.68
Nonequipment | Demand Defrost | Walk-In Freezer System with Demand-Controlled Electric Defrost Cycle | Walk-In Freezer System with Timer-Controlled Electric Defrost Cycle | Commercial | Existing | College and University | FL Zone 2 | Per Unit | 64% | 1314.9 | 920.43 | 394.47 | 0.3 | 10 | 0.051145 | 0.04284 | 0 | 0 | 0 | 0 | 500 | Efficiency Vermont TRM, 2015 No. 2014-87, Measure Number I-E-15-a | 166.68 | Assume 2 hrs for Electrical contractor: http://www.serviskey.net/support/rate-estimator?s4=FL | 666.68 | freezer |  | 666.68
Nonequipment | Demand Defrost | Walk-In Freezer System with Demand-Controlled Electric Defrost Cycle | Walk-In Freezer System with Timer-Controlled Electric Defrost Cycle | Commercial | Existing | Grocery | FL Zone 2 | Per Unit | 67% | 1314.9 | 920.43 | 394.47 | 0.3 | 10 | 0.054904 | 0.00503 | 0 | 0 | 0 | 0 | 500 | Efficiency Vermont TRM, 2015 No. 2014-87, Measure Number I-E-15-a | 166.68 | Assume 2 hrs for Electrical contractor: http://www.serviskey.net/support/rate-estimator?s4=FL | 666.68 | freezer |  | 666.68
Nonequipment | Demand Defrost | Walk-In Freezer System with Demand-Controlled Electric Defrost Cycle | Walk-In Freezer System with Timer-Controlled Electric Defrost Cycle | Commercial | Existing | Healthcare | FL Zone 2 | Per Unit | 64% | 1314.9 | 920.43 | 394.47 | 0.3 | 10 | 0.051145 | 0.04284 | 0 | 0 | 0 | 0 | 500 | Efficiency Vermont TRM, 2015 No. 2014-87, Measure Number I-E-15-a | 166.68 | Assume 2 hrs for Electrical contractor: http://www.serviskey.net/support/rate-estimator?s4=FL | 666.68 | freezer |  | 666.68
Nonequipment | Demand Defrost | Walk-In Freezer System with Demand-Controlled Electric Defrost Cycle | Walk-In Freezer System with Timer-Controlled Electric Defrost Cycle | Commercial | Existing | Hospitals | FL Zone 2 | Per Unit | 64% | 1314.9 | 920.43 | 394.47 | 0.3 | 10 | 0.051145 | 0.04284 | 0 | 0 | 0 | 0 | 500 | Efficiency Vermont TRM, 2015 No. 2014-87, Measure Number I-E-15-a | 166.68 | Assume 2 hrs for Electrical contractor: http://www.serviskey.net/support/rate-estimator?s4=FL | 666.68 | freezer |  | 666.68
Nonequipment | Demand Defrost | Walk-In Freezer System with Demand-Controlled Electric Defrost Cycle | Walk-In Freezer System with Timer-Controlled Electric Defrost Cycle | Commercial | Existing | Institutional | FL Zone 2 | Per Unit | 0% | 1314.9 | 920.43 | 394.47 | 0.3 | 10 | 0.054904 | 0.00503 | 0 | 0 | 0 | 0 | 500 | Efficiency Vermont TRM, 2015 No. 2014-87, Measure Number I-E-15-a | 166.68 | Assume 2 hrs for Electrical contractor: http://www.serviskey.net/support/rate-estimator?s4=FL | 666.68 | freezer |  | 666.68
Nonequipment | Demand Defrost | Walk-In Freezer System with Demand-Controlled Electric Defrost Cycle | Walk-In Freezer System with Timer-Controlled Electric Defrost Cycle | Commercial | Existing | Lodging/Hospitality | FL Zone 2 | Per Unit | 64% | 1314.9 | 920.43 | 394.47 | 0.3 | 10 | 0.051145 | 0.04284 | 0 | 0 | 0 | 0 | 500 | Efficiency Vermont TRM, 2015 No. 2014-87, Measure Number I-E-15-a | 166.68 | Assume 2 hrs for Electrical contractor: http://www.serviskey.net/support/rate-estimator?s4=FL | 666.68 | freezer |  | 666.68
Nonequipment | Demand Defrost | Walk-In Freezer System with Demand-Controlled Electric Defrost Cycle | Walk-In Freezer System with Timer-Controlled Electric Defrost Cycle | Commercial | Existing | Miscellaneous | FL Zone 2 | Per Unit | 0% | 1314.9 | 920.43 | 394.47 | 0.3 | 10 | 0.054904 | 0.00503 | 0 | 0 | 0 | 0 | 500 | Efficiency Vermont TRM, 2015 No. 2014-87, Measure Number I-E-15-a | 166.68 | Assume 2 hrs for Electrical contractor: http://www.serviskey.net/support/rate-estimator?s4=FL | 666.68 | freezer |  | 666.68
Nonequipment | Demand Defrost | Walk-In Freezer System with Demand-Controlled Electric Defrost Cycle | Walk-In Freezer System with Timer-Controlled Electric Defrost Cycle | Commercial | Existing | Offices | FL Zone 2 | Per Unit | 0% | 1314.9 | 920.43 | 394.47 | 0.3 | 10 | 0.054904 | 0.00503 | 0 | 0 | 0 | 0 | 500 | Efficiency Vermont TRM, 2015 No. 2014-87, Measure Number I-E-15-a | 166.68 | Assume 2 hrs for Electrical contractor: http://www.serviskey.net/support/rate-estimator?s4=FL | 666.68 | freezer |  | 666.68
Nonequipment | Demand Defrost | Walk-In Freezer System with Demand-Controlled Electric Defrost Cycle | Walk-In Freezer System with Timer-Controlled Electric Defrost Cycle | Commercial | Existing | Restaurants | FL Zone 2 | Per Unit | 64% | 1314.9 | 920.43 | 394.47 | 0.3 | 10 | 0.051145 | 0.04284 | 0 | 0 | 0 | 0 | 500 | Efficiency Vermont TRM, 2015 No. 2014-87, Measure Number I-E-15-a | 166.68 | Assume 2 hrs for Electrical contractor: http://www.serviskey.net/support/rate-estimator?s4=FL | 666.68 | freezer |  | 666.68
Nonequipment | Demand Defrost | Walk-In Freezer System with Demand-Controlled Electric Defrost Cycle | Walk-In Freezer System with Timer-Controlled Electric Defrost Cycle | Commercial | Existing | Retail | FL Zone 2 | Per Unit | 64% | 1314.9 | 920.43 | 394.47 | 0.3 | 10 | 0.054904 | 0.00503 | 0 | 0 | 0 | 0 | 500 | Efficiency Vermont TRM, 2015 No. 2014-87, Measure Number I-E-15-a | 166.68 | Assume 2 hrs for Electrical contractor: http://www.serviskey.net/support/rate-estimator?s4=FL | 666.68 | freezer |  | 666.68
Nonequipment | Demand Defrost | Walk-In Freezer System with Demand-Controlled Electric Defrost Cycle | Walk-In Freezer System with Timer-Controlled Electric Defrost Cycle | Commercial | Existing | Schools K-12 | FL Zone 2 | Per Unit | 64% | 1314.9 | 920.43 | 394.47 | 0.3 | 10 | 0.051145 | 0.04284 | 0 | 0 | 0 | 0 | 500 | Efficiency Vermont TRM, 2015 No. 2014-87, Measure Number I-E-15-a | 166.68 | Assume 2 hrs for Electrical contractor: http://www.serviskey.net/support/rate-estimator?s4=FL | 666.68 | freezer |  | 666.68
Nonequipment | Demand Defrost | Walk-In Freezer System with Demand-Controlled Electric Defrost Cycle | Walk-In Freezer System with Timer-Controlled Electric Defrost Cycle | Commercial | Existing | Warehouse | FL Zone 2 | Per Unit | 0% | 1314.9 | 920.43 | 394.47 | 0.3 | 10 | 0.054904 | 0.00503 | 0 | 0 | 0 | 0 | 500 | Efficiency Vermont TRM, 2015 No. 2014-87, Measure Number I-E-15-a | 166.68 | Assume 2 hrs for Electrical contractor: http://www.serviskey.net/support/rate-estimator?s4=FL | 666.68 | freezer |  | 666.68
Nonequipment | Demand Defrost | Walk-In Freezer System with Demand-Controlled Electric Defrost Cycle | Walk-In Freezer System with Timer-Controlled Electric Defrost Cycle | Commercial | New | Assembly | FL Zone 2 | Per Unit | 42% | 1314.9 | 920.43 | 394.47 | 0.3 | 10 | 0.054904 | 0.00503 | 0 | 0 | 0 | 0 | 500 | Efficiency Vermont TRM, 2015 No. 2014-87, Measure Number I-E-15-a | 166.68 | Assume 2 hrs for Electrical contractor: http://www.serviskey.net/support/rate-estimator?s4=FL | 666.68 | freezer |  | 666.68
Nonequipment | Demand Defrost | Walk-In Freezer System with Demand-Controlled Electric Defrost Cycle | Walk-In Freezer System with Timer-Controlled Electric Defrost Cycle | Commercial | New | College and University | FL Zone 2 | Per Unit | 0% | 1314.9 | 920.43 | 394.47 | 0.3 | 10 | 0.051145 | 0.04284 | 0 | 0 | 0 | 0 | 500 | Efficiency Vermont TRM, 2015 No. 2014-87, Measure Number I-E-15-a | 166.68 | Assume 2 hrs for Electrical contractor: http://www.serviskey.net/support/rate-estimator?s4=FL | 666.68 | freezer |  | 666.68
Nonequipment | Demand Defrost | Walk-In Freezer System with Demand-Controlled Electric Defrost Cycle | Walk-In Freezer System with Timer-Controlled Electric Defrost Cycle | Commercial | New | Grocery | FL Zone 2 | Per Unit | 0% | 1314.9 | 920.43 | 394.47 | 0.3 | 10 | 0.054904 | 0.00503 | 0 | 0 | 0 | 0 | 500 | Efficiency Vermont TRM, 2015 No. 2014-87, Measure Number I-E-15-a | 166.68 | Assume 2 hrs for Electrical contractor: http://www.serviskey.net/support/rate-estimator?s4=FL | 666.68 | freezer |  | 666.68
Nonequipment | Demand Defrost | Walk-In Freezer System with Demand-Controlled Electric Defrost Cycle | Walk-In Freezer System with Timer-Controlled Electric Defrost Cycle | Commercial | New | Healthcare | FL Zone 2 | Per Unit | 0% | 1314.9 | 920.43 | 394.47 | 0.3 | 10 | 0.051145 | 0.04284 | 0 | 0 | 0 | 0 | 500 | Efficiency Vermont TRM, 2015 No. 2014-87, Measure Number I-E-15-a | 166.68 | Assume 2 hrs for Electrical contractor: http://www.serviskey.net/support/rate-estimator?s4=FL | 666.68 | freezer |  | 666.68
Nonequipment | Demand Defrost | Walk-In Freezer System with Demand-Controlled Electric Defrost Cycle | Walk-In Freezer System with Timer-Controlled Electric Defrost Cycle | Commercial | New | Hospitals | FL Zone 2 | Per Unit | 0% | 1314.9 | 920.43 | 394.47 | 0.3 | 10 | 0.051145 | 0.04284 | 0 | 0 | 0 | 0 | 500 | Efficiency Vermont TRM, 2015 No. 2014-87, Measure Number I-E-15-a | 166.68 | Assume 2 hrs for Electrical contractor: http://www.serviskey.net/support/rate-estimator?s4=FL | 666.68 | freezer |  | 666.68
Nonequipment | Demand Defrost | Walk-In Freezer System with Demand-Controlled Electric Defrost Cycle | Walk-In Freezer System with Timer-Controlled Electric Defrost Cycle | Commercial | New | Institutional | FL Zone 2 | Per Unit | 0% | 1314.9 | 920.43 | 394.47 | 0.3 | 10 | 0.054904 | 0.00503 | 0 | 0 | 0 | 0 | 500 | Efficiency Vermont TRM, 2015 No. 2014-87, Measure Number I-E-15-a | 166.68 | Assume 2 hrs for Electrical contractor: http://www.serviskey.net/support/rate-estimator?s4=FL | 666.68 | freezer |  | 666.68
Nonequipment | Demand Defrost | Walk-In Freezer System with Demand-Controlled Electric Defrost Cycle | Walk-In Freezer System with Timer-Controlled Electric Defrost Cycle | Commercial | New | Lodging/Hospitality | FL Zone 2 | Per Unit | 0% | 1314.9 | 920.43 | 394.47 | 0.3 | 10 | 0.051145 | 0.04284 | 0 | 0 | 0 | 0 | 500 | Efficiency Vermont TRM, 2015 No. 2014-87, Measure Number I-E-15-a | 166.68 | Assume 2 hrs for Electrical contractor: http://www.serviskey.net/support/rate-estimator?s4=FL | 666.68 | freezer |  | 666.68
Nonequipment | Demand Defrost | Walk-In Freezer System with Demand-Controlled Electric Defrost Cycle | Walk-In Freezer System with Timer-Controlled Electric Defrost Cycle | Commercial | New | Miscellaneous | FL Zone 2 | Per Unit | 0% | 1314.9 | 920.43 | 394.47 | 0.3 | 10 | 0.054904 | 0.00503 | 0 | 0 | 0 | 0 | 500 | Efficiency Vermont TRM, 2015 No. 2014-87, Measure Number I-E-15-a | 166.68 | Assume 2 hrs for Electrical contractor: http://www.serviskey.net/support/rate-estimator?s4=FL | 666.68 | freezer |  | 666.68
Nonequipment | Demand Defrost | Walk-In Freezer System with Demand-Controlled Electric Defrost Cycle | Walk-In Freezer System with Timer-Controlled Electric Defrost Cycle | Commercial | New | Offices | FL Zone 2 | Per Unit | 0% | 1314.9 | 920.43 | 394.47 | 0.3 | 10 | 0.054904 | 0.00503 | 0 | 0 | 0 | 0 | 500 | Efficiency Vermont TRM, 2015 No. 2014-87, Measure Number I-E-15-a | 166.68 | Assume 2 hrs for Electrical contractor: http://www.serviskey.net/support/rate-estimator?s4=FL | 666.68 | freezer |  | 666.68
Nonequipment | Demand Defrost | Walk-In Freezer System with Demand-Controlled Electric Defrost Cycle | Walk-In Freezer System with Timer-Controlled Electric Defrost Cycle | Commercial | New | Restaurants | FL Zone 2 | Per Unit | 0% | 1314.9 | 920.43 | 394.47 | 0.3 | 10 | 0.051145 | 0.04284 | 0 | 0 | 0 | 0 | 500 | Efficiency Vermont TRM, 2015 No. 2014-87, Measure Number I-E-15-a | 166.68 | Assume 2 hrs for Electrical contractor: http://www.serviskey.net/support/rate-estimator?s4=FL | 666.68 | freezer |  | 666.68
Nonequipment | Demand Defrost | Walk-In Freezer System with Demand-Controlled Electric Defrost Cycle | Walk-In Freezer System with Timer-Controlled Electric Defrost Cycle | Commercial | New | Retail | FL Zone 2 | Per Unit | 0% | 1314.9 | 920.43 | 394.47 | 0.3 | 10 | 0.054904 | 0.00503 | 0 | 0 | 0 | 0 | 500 | Efficiency Vermont TRM, 2015 No. 2014-87, Measure Number I-E-15-a | 166.68 | Assume 2 hrs for Electrical contractor: http://www.serviskey.net/support/rate-estimator?s4=FL | 666.68 | freezer |  | 666.68
Nonequipment | Demand Defrost | Walk-In Freezer System with Demand-Controlled Electric Defrost Cycle | Walk-In Freezer System with Timer-Controlled Electric Defrost Cycle | Commercial | New | Schools K-12 | FL Zone 2 | Per Unit | 0% | 1314.9 | 920.43 | 394.47 | 0.3 | 10 | 0.051145 | 0.04284 | 0 | 0 | 0 | 0 | 500 | Efficiency Vermont TRM, 2015 No. 2014-87, Measure Number I-E-15-a | 166.68 | Assume 2 hrs for Electrical contractor: http://www.serviskey.net/support/rate-estimator?s4=FL | 666.68 | freezer |  | 666.68
Nonequipment | Demand Defrost | Walk-In Freezer System with Demand-Controlled Electric Defrost Cycle | Walk-In Freezer System with Timer-Controlled Electric Defrost Cycle | Commercial | New | Warehouse | FL Zone 2 | Per Unit | 0% | 1314.9 | 920.43 | 394.47 | 0.3 | 10 | 0.054904 | 0.00503 | 0 | 0 | 0 | 0 | 500 | Efficiency Vermont TRM, 2015 No. 2014-87, Measure Number I-E-15-a | 166.68 | Assume 2 hrs for Electrical contractor: http://www.serviskey.net/support/rate-estimator?s4=FL | 666.68 | freezer |  | 666.68
Nonequipment | Floating Head Pressure Controls | Medium-Temperature Refrigeration System with 5HP Compressor and Adjustable Condenser Head Pressure Control Valve | Medium-Temperature Refrigeration System with 5 HP Compressor without Adjustable Condenser Head Pressure Control Valve | Commercial | Existing | Assembly | FL Zone 2 | Per End Use Consumption | 0% | 41710.92 | 39187.35 | 2523.571 | 0.060501 | 15 | 0.38051 | 0.1781 | 0 | 0 | 0 | 0 | 307 | Regional Technical Forum, Commercial: Grocery - Floating Head Pressure Controls for Single Compressor Systems V1.4 | 0 | 0 | 307 | unit |  | 307
Nonequipment | Floating Head Pressure Controls | Medium-Temperature Refrigeration System with 5HP Compressor and Adjustable Condenser Head Pressure Control Valve | Medium-Temperature Refrigeration System with 5 HP Compressor without Adjustable Condenser Head Pressure Control Valve | Commercial | Existing | College and University | FL Zone 2 | Per End Use Consumption | 27% | 41710.92 | 39187.35 | 2523.571 | 0.060501 | 15 | 0.32719 | 0.27407 | 0 | 0 | 0 | 0 | 307 | Regional Technical Forum, Commercial: Grocery - Floating Head Pressure Controls for Single Compressor Systems V1.4 | 0 | 0 | 307 | unit |  | 307
Nonequipment | Floating Head Pressure Controls | Medium-Temperature Refrigeration System with 5HP Compressor and Adjustable Condenser Head Pressure Control Valve | Medium-Temperature Refrigeration System with 5 HP Compressor without Adjustable Condenser Head Pressure Control Valve | Commercial | Existing | Grocery | FL Zone 2 | Per End Use Consumption | 0% | 41710.92 | 39187.35 | 2523.571 | 0.060501 | 15 | 0.38051 | 0.1781 | 0 | 0 | 0 | 0 | 307 | Regional Technical Forum, Commercial: Grocery - Floating Head Pressure Controls for Single Compressor Systems V1.4 | 0 | 0 | 307 | unit |  | 307
Nonequipment | Floating Head Pressure Controls | Medium-Temperature Refrigeration System with 5HP Compressor and Adjustable Condenser Head Pressure Control Valve | Medium-Temperature Refrigeration System with 5 HP Compressor without Adjustable Condenser Head Pressure Control Valve | Commercial | Existing | Healthcare | FL Zone 2 | Per End Use Consumption | 26% | 41710.92 | 39187.35 | 2523.571 | 0.060501 | 15 | 0.32719 | 0.27407 | 0 | 0 | 0 | 0 | 307 | Regional Technical Forum, Commercial: Grocery - Floating Head Pressure Controls for Single Compressor Systems V1.4 | 0 | 0 | 307 | unit |  | 307
Nonequipment | Floating Head Pressure Controls | Medium-Temperature Refrigeration System with 5HP Compressor and Adjustable Condenser Head Pressure Control Valve | Medium-Temperature Refrigeration System with 5 HP Compressor without Adjustable Condenser Head Pressure Control Valve | Commercial | Existing | Hospitals | FL Zone 2 | Per End Use Consumption | 25% | 41710.92 | 39187.35 | 2523.571 | 0.060501 | 15 | 0.32719 | 0.27407 | 0 | 0 | 0 | 0 | 307 | Regional Technical Forum, Commercial: Grocery - Floating Head Pressure Controls for Single Compressor Systems V1.4 | 0 | 0 | 307 | unit |  | 307
Nonequipment | Floating Head Pressure Controls | Medium-Temperature Refrigeration System with 5HP Compressor and Adjustable Condenser Head Pressure Control Valve | Medium-Temperature Refrigeration System with 5 HP Compressor without Adjustable Condenser Head Pressure Control Valve | Commercial | Existing | Institutional | FL Zone 2 | Per End Use Consumption | 0% | 41710.92 | 39187.35 | 2523.571 | 0.060501 | 15 | 0.38051 | 0.1781 | 0 | 0 | 0 | 0 | 307 | Regional Technical Forum, Commercial: Grocery - Floating Head Pressure Controls for Single Compressor Systems V1.4 | 0 | 0 | 307 | unit |  | 307
Nonequipment | Floating Head Pressure Controls | Medium-Temperature Refrigeration System with 5HP Compressor and Adjustable Condenser Head Pressure Control Valve | Medium-Temperature Refrigeration System with 5 HP Compressor without Adjustable Condenser Head Pressure Control Valve | Commercial | Existing | Lodging/Hospitality | FL Zone 2 | Per End Use Consumption | 27% | 41710.92 | 39187.35 | 2523.571 | 0.060501 | 15 | 0.32719 | 0.27407 | 0 | 0 | 0 | 0 | 307 | Regional Technical Forum, Commercial: Grocery - Floating Head Pressure Controls for Single Compressor Systems V1.4 | 0 | 0 | 307 | unit |  | 307
Nonequipment | Floating Head Pressure Controls | Medium-Temperature Refrigeration System with 5HP Compressor and Adjustable Condenser Head Pressure Control Valve | Medium-Temperature Refrigeration System with 5 HP Compressor without Adjustable Condenser Head Pressure Control Valve | Commercial | Existing | Miscellaneous | FL Zone 2 | Per End Use Consumption | 0% | 41710.92 | 39187.35 | 2523.571 | 0.060501 | 15 | 0.38051 | 0.1781 | 0 | 0 | 0 | 0 | 307 | Regional Technical Forum, Commercial: Grocery - Floating Head Pressure Controls for Single Compressor Systems V1.4 | 0 | 0 | 307 | unit |  | 307
Nonequipment | Floating Head Pressure Controls | Medium-Temperature Refrigeration System with 5HP Compressor and Adjustable Condenser Head Pressure Control Valve | Medium-Temperature Refrigeration System with 5 HP Compressor without Adjustable Condenser Head Pressure Control Valve | Commercial | Existing | Offices | FL Zone 2 | Per End Use Consumption | 0% | 41710.92 | 39187.35 | 2523.571 | 0.060501 | 15 | 0.38051 | 0.1781 | 0 | 0 | 0 | 0 | 307 | Regional Technical Forum, Commercial: Grocery - Floating Head Pressure Controls for Single Compressor Systems V1.4 | 0 | 0 | 307 | unit |  | 307
Nonequipment | Floating Head Pressure Controls | Medium-Temperature Refrigeration System with 5HP Compressor and Adjustable Condenser Head Pressure Control Valve | Medium-Temperature Refrigeration System with 5 HP Compressor without Adjustable Condenser Head Pressure Control Valve | Commercial | Existing | Restaurants | FL Zone 2 | Per End Use Consumption | 0% | 41710.92 | 39187.35 | 2523.571 | 0.060501 | 15 | 0.32719 | 0.27407 | 0 | 0 | 0 | 0 | 307 | Regional Technical Forum, Commercial: Grocery - Floating Head Pressure Controls for Single Compressor Systems V1.4 | 0 | 0 | 307 | unit |  | 307
Nonequipment | Floating Head Pressure Controls | Medium-Temperature Refrigeration System with 5HP Compressor and Adjustable Condenser Head Pressure Control Valve | Medium-Temperature Refrigeration System with 5 HP Compressor without Adjustable Condenser Head Pressure Control Valve | Commercial | Existing | Retail | FL Zone 2 | Per End Use Consumption | 0% | 41710.92 | 39187.35 | 2523.571 | 0.060501 | 15 | 0.38051 | 0.1781 | 0 | 0 | 0 | 0 | 307 | Regional Technical Forum, Commercial: Grocery - Floating Head Pressure Controls for Single Compressor Systems V1.4 | 0 | 0 | 307 | unit |  | 307
Nonequipment | Floating Head Pressure Controls | Medium-Temperature Refrigeration System with 5HP Compressor and Adjustable Condenser Head Pressure Control Valve | Medium-Temperature Refrigeration System with 5 HP Compressor without Adjustable Condenser Head Pressure Control Valve | Commercial | Existing | Schools K-12 | FL Zone 2 | Per End Use Consumption | 27% | 41710.92 | 39187.35 | 2523.571 | 0.060501 | 15 | 0.32719 | 0.27407 | 0 | 0 | 0 | 0 | 307 | Regional Technical Forum, Commercial: Grocery - Floating Head Pressure Controls for Single Compressor Systems V1.4 | 0 | 0 | 307 | unit |  | 307
Nonequipment | Floating Head Pressure Controls | Medium-Temperature Refrigeration System with 5HP Compressor and Adjustable Condenser Head Pressure Control Valve | Medium-Temperature Refrigeration System with 5 HP Compressor without Adjustable Condenser Head Pressure Control Valve | Commercial | Existing | Warehouse | FL Zone 2 | Per End Use Consumption | 0% | 41710.92 | 39187.35 | 2523.571 | 0.060501 | 15 | 0.38051 | 0.1781 | 0 | 0 | 0 | 0 | 307 | Regional Technical Forum, Commercial: Grocery - Floating Head Pressure Controls for Single Compressor Systems V1.4 | 0 | 0 | 307 | unit |  | 307
Nonequipment | Floating Head Pressure Controls | Medium-Temperature Refrigeration System with 5HP Compressor and Adjustable Condenser Head Pressure Control Valve | Medium-Temperature Refrigeration System with 5 HP Compressor without Adjustable Condenser Head Pressure Control Valve | Commercial | New | Assembly | FL Zone 2 | Per End Use Consumption | 0% | 41710.92 | 39187.35 | 2523.571 | 0.060501 | 15 | 0.38051 | 0.1781 | 0 | 0 | 0 | 0 | 307 | Regional Technical Forum, Commercial: Grocery - Floating Head Pressure Controls for Single Compressor Systems V1.4 | 0 | 0 | 307 | unit |  | 307
Nonequipment | Floating Head Pressure Controls | Medium-Temperature Refrigeration System with 5HP Compressor and Adjustable Condenser Head Pressure Control Valve | Medium-Temperature Refrigeration System with 5 HP Compressor without Adjustable Condenser Head Pressure Control Valve | Commercial | New | College and University | FL Zone 2 | Per End Use Consumption | 27% | 41710.92 | 39187.35 | 2523.571 | 0.060501 | 15 | 0.32719 | 0.27407 | 0 | 0 | 0 | 0 | 307 | Regional Technical Forum, Commercial: Grocery - Floating Head Pressure Controls for Single Compressor Systems V1.4 | 0 | 0 | 307 | unit |  | 307
Nonequipment | Floating Head Pressure Controls | Medium-Temperature Refrigeration System with 5HP Compressor and Adjustable Condenser Head Pressure Control Valve | Medium-Temperature Refrigeration System with 5 HP Compressor without Adjustable Condenser Head Pressure Control Valve | Commercial | New | Grocery | FL Zone 2 | Per End Use Consumption | 0% | 41710.92 | 39187.35 | 2523.571 | 0.060501 | 15 | 0.38051 | 0.1781 | 0 | 0 | 0 | 0 | 307 | Regional Technical Forum, Commercial: Grocery - Floating Head Pressure Controls for Single Compressor Systems V1.4 | 0 | 0 | 307 | unit |  | 307
Nonequipment | Floating Head Pressure Controls | Medium-Temperature Refrigeration System with 5HP Compressor and Adjustable Condenser Head Pressure Control Valve | Medium-Temperature Refrigeration System with 5 HP Compressor without Adjustable Condenser Head Pressure Control Valve | Commercial | New | Healthcare | FL Zone 2 | Per End Use Consumption | 26% | 41710.92 | 39187.35 | 2523.571 | 0.060501 | 15 | 0.32719 | 0.27407 | 0 | 0 | 0 | 0 | 307 | Regional Technical Forum, Commercial: Grocery - Floating Head Pressure Controls for Single Compressor Systems V1.4 | 0 | 0 | 307 | unit |  | 307
Nonequipment | Floating Head Pressure Controls | Medium-Temperature Refrigeration System with 5HP Compressor and Adjustable Condenser Head Pressure Control Valve | Medium-Temperature Refrigeration System with 5 HP Compressor without Adjustable Condenser Head Pressure Control Valve | Commercial | New | Hospitals | FL Zone 2 | Per End Use Consumption | 25% | 41710.92 | 39187.35 | 2523.571 | 0.060501 | 15 | 0.32719 | 0.27407 | 0 | 0 | 0 | 0 | 307 | Regional Technical Forum, Commercial: Grocery - Floating Head Pressure Controls for Single Compressor Systems V1.4 | 0 | 0 | 307 | unit |  | 307
Nonequipment | Floating Head Pressure Controls | Medium-Temperature Refrigeration System with 5HP Compressor and Adjustable Condenser Head Pressure Control Valve | Medium-Temperature Refrigeration System with 5 HP Compressor without Adjustable Condenser Head Pressure Control Valve | Commercial | New | Institutional | FL Zone 2 | Per End Use Consumption | 0% | 41710.92 | 39187.35 | 2523.571 | 0.060501 | 15 | 0.38051 | 0.1781 | 0 | 0 | 0 | 0 | 307 | Regional Technical Forum, Commercial: Grocery - Floating Head Pressure Controls for Single Compressor Systems V1.4 | 0 | 0 | 307 | unit |  | 307
Nonequipment | Floating Head Pressure Controls | Medium-Temperature Refrigeration System with 5HP Compressor and Adjustable Condenser Head Pressure Control Valve | Medium-Temperature Refrigeration System with 5 HP Compressor without Adjustable Condenser Head Pressure Control Valve | Commercial | New | Lodging/Hospitality | FL Zone 2 | Per End Use Consumption | 27% | 41710.92 | 39187.35 | 2523.571 | 0.060501 | 15 | 0.32719 | 0.27407 | 0 | 0 | 0 | 0 | 307 | Regional Technical Forum, Commercial: Grocery - Floating Head Pressure Controls for Single Compressor Systems V1.4 | 0 | 0 | 307 | unit |  | 307
Nonequipment | Floating Head Pressure Controls | Medium-Temperature Refrigeration System with 5HP Compressor and Adjustable Condenser Head Pressure Control Valve | Medium-Temperature Refrigeration System with 5 HP Compressor without Adjustable Condenser Head Pressure Control Valve | Commercial | New | Miscellaneous | FL Zone 2 | Per End Use Consumption | 0% | 41710.92 | 39187.35 | 2523.571 | 0.060501 | 15 | 0.38051 | 0.1781 | 0 | 0 | 0 | 0 | 307 | Regional Technical Forum, Commercial: Grocery - Floating Head Pressure Controls for Single Compressor Systems V1.4 | 0 | 0 | 307 | unit |  | 307
Nonequipment | Floating Head Pressure Controls | Medium-Temperature Refrigeration System with 5HP Compressor and Adjustable Condenser Head Pressure Control Valve | Medium-Temperature Refrigeration System with 5 HP Compressor without Adjustable Condenser Head Pressure Control Valve | Commercial | New | Offices | FL Zone 2 | Per End Use Consumption | 0% | 41710.92 | 39187.35 | 2523.571 | 0.060501 | 15 | 0.38051 | 0.1781 | 0 | 0 | 0 | 0 | 307 | Regional Technical Forum, Commercial: Grocery - Floating Head Pressure Controls for Single Compressor Systems V1.4 | 0 | 0 | 307 | unit |  | 307
Nonequipment | Floating Head Pressure Controls | Medium-Temperature Refrigeration System with 5HP Compressor and Adjustable Condenser Head Pressure Control Valve | Medium-Temperature Refrigeration System with 5 HP Compressor without Adjustable Condenser Head Pressure Control Valve | Commercial | New | Restaurants | FL Zone 2 | Per End Use Consumption | 0% | 41710.92 | 39187.35 | 2523.571 | 0.060501 | 15 | 0.32719 | 0.27407 | 0 | 0 | 0 | 0 | 307 | Regional Technical Forum, Commercial: Grocery - Floating Head Pressure Controls for Single Compressor Systems V1.4 | 0 | 0 | 307 | unit |  | 307
Nonequipment | Floating Head Pressure Controls | Medium-Temperature Refrigeration System with 5HP Compressor and Adjustable Condenser Head Pressure Control Valve | Medium-Temperature Refrigeration System with 5 HP Compressor without Adjustable Condenser Head Pressure Control Valve | Commercial | New | Retail | FL Zone 2 | Per End Use Consumption | 0% | 41710.92 | 39187.35 | 2523.571 | 0.060501 | 15 | 0.38051 | 0.1781 | 0 | 0 | 0 | 0 | 307 | Regional Technical Forum, Commercial: Grocery - Floating Head Pressure Controls for Single Compressor Systems V1.4 | 0 | 0 | 307 | unit |  | 307
Nonequipment | Floating Head Pressure Controls | Medium-Temperature Refrigeration System with 5HP Compressor and Adjustable Condenser Head Pressure Control Valve | Medium-Temperature Refrigeration System with 5 HP Compressor without Adjustable Condenser Head Pressure Control Valve | Commercial | New | Schools K-12 | FL Zone 2 | Per End Use Consumption | 27% | 41710.92 | 39187.35 | 2523.571 | 0.060501 | 15 | 0.32719 | 0.27407 | 0 | 0 | 0 | 0 | 307 | Regional Technical Forum, Commercial: Grocery - Floating Head Pressure Controls for Single Compressor Systems V1.4 | 0 | 0 | 307 | unit |  | 307
Nonequipment | Floating Head Pressure Controls | Medium-Temperature Refrigeration System with 5HP Compressor and Adjustable Condenser Head Pressure Control Valve | Medium-Temperature Refrigeration System with 5 HP Compressor without Adjustable Condenser Head Pressure Control Valve | Commercial | New | Warehouse | FL Zone 2 | Per End Use Consumption | 0% | 41710.92 | 39187.35 | 2523.571 | 0.060501 | 15 | 0.38051 | 0.1781 | 0 | 0 | 0 | 0 | 307 | Regional Technical Forum, Commercial: Grocery - Floating Head Pressure Controls for Single Compressor Systems V1.4 | 0 | 0 | 307 | unit |  | 307
Nonequipment | Freezer-Cooler Replacement Gaskets | New Door Gasket on One-Door Medium Temperature Reach-In Case | Worn or Damaged Door Gasket on One-Door Medium Temperature Reach-In Case | Commercial | Existing | Assembly | FL Zone 2 | Per Door | 42% | 4993.413 | 4837.081 | 156.3315 | 0.031308 | 4 | 0.022767 | 0.007412 | 0 | 0 | 0 | 0 | 96.8 | Regional Technical Forum, Commercial: Grocery - Door Gasket Replacement V1.3 | 0 | 0 | 96.8 | unit |  | 96.8
Nonequipment | Freezer-Cooler Replacement Gaskets | New Door Gasket on One-Door Medium Temperature Reach-In Case | Worn or Damaged Door Gasket on One-Door Medium Temperature Reach-In Case | Commercial | Existing | College and University | FL Zone 2 | Per Door | 64% | 4993.413 | 4837.081 | 156.3315 | 0.031308 | 4 | 0.020269 | 0.016978 | 0 | 0 | 0 | 0 | 96.8 | Regional Technical Forum, Commercial: Grocery - Door Gasket Replacement V1.3 | 0 | 0 | 96.8 | unit |  | 96.8
Nonequipment | Freezer-Cooler Replacement Gaskets | New Door Gasket on One-Door Medium Temperature Reach-In Case | Worn or Damaged Door Gasket on One-Door Medium Temperature Reach-In Case | Commercial | Existing | Grocery | FL Zone 2 | Per Door | 67% | 4993.413 | 4837.081 | 156.3315 | 0.031308 | 4 | 0.022767 | 0.007412 | 0 | 0 | 0 | 0 | 96.8 | Regional Technical Forum, Commercial: Grocery - Door Gasket Replacement V1.3 | 0 | 0 | 96.8 | unit |  | 96.8
Nonequipment | Freezer-Cooler Replacement Gaskets | New Door Gasket on One-Door Medium Temperature Reach-In Case | Worn or Damaged Door Gasket on One-Door Medium Temperature Reach-In Case | Commercial | Existing | Healthcare | FL Zone 2 | Per Door | 64% | 4993.413 | 4837.081 | 156.3315 | 0.031308 | 4 | 0.020269 | 0.016978 | 0 | 0 | 0 | 0 | 96.8 | Regional Technical Forum, Commercial: Grocery - Door Gasket Replacement V1.3 | 0 | 0 | 96.8 | unit |  | 96.8
Nonequipment | Freezer-Cooler Replacement Gaskets | New Door Gasket on One-Door Medium Temperature Reach-In Case | Worn or Damaged Door Gasket on One-Door Medium Temperature Reach-In Case | Commercial | Existing | Hospitals | FL Zone 2 | Per Door | 64% | 4993.413 | 4837.081 | 156.3315 | 0.031308 | 4 | 0.020269 | 0.016978 | 0 | 0 | 0 | 0 | 96.8 | Regional Technical Forum, Commercial: Grocery - Door Gasket Replacement V1.3 | 0 | 0 | 96.8 | unit |  | 96.8
Nonequipment | Freezer-Cooler Replacement Gaskets | New Door Gasket on One-Door Medium Temperature Reach-In Case | Worn or Damaged Door Gasket on One-Door Medium Temperature Reach-In Case | Commercial | Existing | Institutional | FL Zone 2 | Per Door | 0% | 4993.413 | 4837.081 | 156.3315 | 0.031308 | 4 | 0.022767 | 0.007412 | 0 | 0 | 0 | 0 | 96.8 | Regional Technical Forum, Commercial: Grocery - Door Gasket Replacement V1.3 | 0 | 0 | 96.8 | unit |  | 96.8
Nonequipment | Freezer-Cooler Replacement Gaskets | New Door Gasket on One-Door Medium Temperature Reach-In Case | Worn or Damaged Door Gasket on One-Door Medium Temperature Reach-In Case | Commercial | Existing | Lodging/Hospitality | FL Zone 2 | Per Door | 64% | 4993.413 | 4837.081 | 156.3315 | 0.031308 | 4 | 0.020269 | 0.016978 | 0 | 0 | 0 | 0 | 96.8 | Regional Technical Forum, Commercial: Grocery - Door Gasket Replacement V1.3 | 0 | 0 | 96.8 | unit |  | 96.8
Nonequipment | Freezer-Cooler Replacement Gaskets | New Door Gasket on One-Door Medium Temperature Reach-In Case | Worn or Damaged Door Gasket on One-Door Medium Temperature Reach-In Case | Commercial | Existing | Miscellaneous | FL Zone 2 | Per Door | 0% | 4993.413 | 4837.081 | 156.3315 | 0.031308 | 4 | 0.022767 | 0.007412 | 0 | 0 | 0 | 0 | 96.8 | Regional Technical Forum, Commercial: Grocery - Door Gasket Replacement V1.3 | 0 | 0 | 96.8 | unit |  | 96.8
Nonequipment | Freezer-Cooler Replacement Gaskets | New Door Gasket on One-Door Medium Temperature Reach-In Case | Worn or Damaged Door Gasket on One-Door Medium Temperature Reach-In Case | Commercial | Existing | Offices | FL Zone 2 | Per Door | 0% | 4993.413 | 4837.081 | 156.3315 | 0.031308 | 4 | 0.022767 | 0.007412 | 0 | 0 | 0 | 0 | 96.8 | Regional Technical Forum, Commercial: Grocery - Door Gasket Replacement V1.3 | 0 | 0 | 96.8 | unit |  | 96.8
Nonequipment | Freezer-Cooler Replacement Gaskets | New Door Gasket on One-Door Medium Temperature Reach-In Case | Worn or Damaged Door Gasket on One-Door Medium Temperature Reach-In Case | Commercial | Existing | Restaurants | FL Zone 2 | Per Door | 64% | 4993.413 | 4837.081 | 156.3315 | 0.031308 | 4 | 0.020269 | 0.016978 | 0 | 0 | 0 | 0 | 96.8 | Regional Technical Forum, Commercial: Grocery - Door Gasket Replacement V1.3 | 0 | 0 | 96.8 | unit |  | 96.8
Nonequipment | Freezer-Cooler Replacement Gaskets | New Door Gasket on One-Door Medium Temperature Reach-In Case | Worn or Damaged Door Gasket on One-Door Medium Temperature Reach-In Case | Commercial | Existing | Retail | FL Zone 2 | Per Door | 64% | 4993.413 | 4837.081 | 156.3315 | 0.031308 | 4 | 0.022767 | 0.007412 | 0 | 0 | 0 | 0 | 96.8 | Regional Technical Forum, Commercial: Grocery - Door Gasket Replacement V1.3 | 0 | 0 | 96.8 | unit |  | 96.8
Nonequipment | Freezer-Cooler Replacement Gaskets | New Door Gasket on One-Door Medium Temperature Reach-In Case | Worn or Damaged Door Gasket on One-Door Medium Temperature Reach-In Case | Commercial | Existing | Schools K-12 | FL Zone 2 | Per Door | 64% | 4993.413 | 4837.081 | 156.3315 | 0.031308 | 4 | 0.020269 | 0.016978 | 0 | 0 | 0 | 0 | 96.8 | Regional Technical Forum, Commercial: Grocery - Door Gasket Replacement V1.3 | 0 | 0 | 96.8 | unit |  | 96.8
Nonequipment | Freezer-Cooler Replacement Gaskets | New Door Gasket on One-Door Medium Temperature Reach-In Case | Worn or Damaged Door Gasket on One-Door Medium Temperature Reach-In Case | Commercial | Existing | Warehouse | FL Zone 2 | Per Door | 0% | 4993.413 | 4837.081 | 156.3315 | 0.031308 | 4 | 0.022767 | 0.007412 | 0 | 0 | 0 | 0 | 96.8 | Regional Technical Forum, Commercial: Grocery - Door Gasket Replacement V1.3 | 0 | 0 | 96.8 | unit |  | 96.8
Nonequipment | Freezer-Cooler Replacement Gaskets | New Door Gasket on One-Door Medium Temperature Reach-In Case | N/A - Retrofit Only | Commercial | New | Assembly | FL Zone 2 | Per Door | 42% | 0 | 0 | 0 | 0 | 4 | 0 | 0 | 0 | 0 | 0 | 0 | 96.8 | Regional Technical Forum, Commercial: Grocery - Door Gasket Replacement V1.3 | 0 | 0 | 96.8 | unit |  | 96.8
Nonequipment | Freezer-Cooler Replacement Gaskets | New Door Gasket on One-Door Medium Temperature Reach-In Case | N/A - Retrofit Only | Commercial | New | College and University | FL Zone 2 | Per Door | 0% | 0 | 0 | 0 | 0 | 4 | 0 | 0 | 0 | 0 | 0 | 0 | 96.8 | Regional Technical Forum, Commercial: Grocery - Door Gasket Replacement V1.3 | 0 | 0 | 96.8 | unit |  | 96.8
Nonequipment | Freezer-Cooler Replacement Gaskets | New Door Gasket on One-Door Medium Temperature Reach-In Case | N/A - Retrofit Only | Commercial | New | Grocery | FL Zone 2 | Per Door | 0% | 0 | 0 | 0 | 0 | 4 | 0 | 0 | 0 | 0 | 0 | 0 | 96.8 | Regional Technical Forum, Commercial: Grocery - Door Gasket Replacement V1.3 | 0 | 0 | 96.8 | unit |  | 96.8
Nonequipment | Freezer-Cooler Replacement Gaskets | New Door Gasket on One-Door Medium Temperature Reach-In Case | N/A - Retrofit Only | Commercial | New | Healthcare | FL Zone 2 | Per Door | 0% | 0 | 0 | 0 | 0 | 4 | 0 | 0 | 0 | 0 | 0 | 0 | 96.8 | Regional Technical Forum, Commercial: Grocery - Door Gasket Replacement V1.3 | 0 | 0 | 96.8 | unit |  | 96.8
Nonequipment | Freezer-Cooler Replacement Gaskets | New Door Gasket on One-Door Medium Temperature Reach-In Case | N/A - Retrofit Only | Commercial | New | Hospitals | FL Zone 2 | Per Door | 0% | 0 | 0 | 0 | 0 | 4 | 0 | 0 | 0 | 0 | 0 | 0 | 96.8 | Regional Technical Forum, Commercial: Grocery - Door Gasket Replacement V1.3 | 0 | 0 | 96.8 | unit |  | 96.8
Nonequipment | Freezer-Cooler Replacement Gaskets | New Door Gasket on One-Door Medium Temperature Reach-In Case | N/A - Retrofit Only | Commercial | New | Institutional | FL Zone 2 | Per Door | 0% | 0 | 0 | 0 | 0 | 4 | 0 | 0 | 0 | 0 | 0 | 0 | 96.8 | Regional Technical Forum, Commercial: Grocery - Door Gasket Replacement V1.3 | 0 | 0 | 96.8 | unit |  | 96.8
Nonequipment | Freezer-Cooler Replacement Gaskets | New Door Gasket on One-Door Medium Temperature Reach-In Case | N/A - Retrofit Only | Commercial | New | Lodging/Hospitality | FL Zone 2 | Per Door | 0% | 0 | 0 | 0 | 0 | 4 | 0 | 0 | 0 | 0 | 0 | 0 | 96.8 | Regional Technical Forum, Commercial: Grocery - Door Gasket Replacement V1.3 | 0 | 0 | 96.8 | unit |  | 96.8
Nonequipment | Freezer-Cooler Replacement Gaskets | New Door Gasket on One-Door Medium Temperature Reach-In Case | N/A - Retrofit Only | Commercial | New | Miscellaneous | FL Zone 2 | Per Door | 0% | 0 | 0 | 0 | 0 | 4 | 0 | 0 | 0 | 0 | 0 | 0 | 96.8 | Regional Technical Forum, Commercial: Grocery - Door Gasket Replacement V1.3 | 0 | 0 | 96.8 | unit |  | 96.8
Nonequipment | Freezer-Cooler Replacement Gaskets | New Door Gasket on One-Door Medium Temperature Reach-In Case | N/A - Retrofit Only | Commercial | New | Offices | FL Zone 2 | Per Door | 0% | 0 | 0 | 0 | 0 | 4 | 0 | 0 | 0 | 0 | 0 | 0 | 96.8 | Regional Technical Forum, Commercial: Grocery - Door Gasket Replacement V1.3 | 0 | 0 | 96.8 | unit |  | 96.8
Nonequipment | Freezer-Cooler Replacement Gaskets | New Door Gasket on One-Door Medium Temperature Reach-In Case | N/A - Retrofit Only | Commercial | New | Restaurants | FL Zone 2 | Per Door | 0% | 0 | 0 | 0 | 0 | 4 | 0 | 0 | 0 | 0 | 0 | 0 | 96.8 | Regional Technical Forum, Commercial: Grocery - Door Gasket Replacement V1.3 | 0 | 0 | 96.8 | unit |  | 96.8
Nonequipment | Freezer-Cooler Replacement Gaskets | New Door Gasket on One-Door Medium Temperature Reach-In Case | N/A - Retrofit Only | Commercial | New | Retail | FL Zone 2 | Per Door | 0% | 0 | 0 | 0 | 0 | 4 | 0 | 0 | 0 | 0 | 0 | 0 | 96.8 | Regional Technical Forum, Commercial: Grocery - Door Gasket Replacement V1.3 | 0 | 0 | 96.8 | unit |  | 96.8
Nonequipment | Freezer-Cooler Replacement Gaskets | New Door Gasket on One-Door Medium Temperature Reach-In Case | N/A - Retrofit Only | Commercial | New | Schools K-12 | FL Zone 2 | Per Door | 0% | 0 | 0 | 0 | 0 | 4 | 0 | 0 | 0 | 0 | 0 | 0 | 96.8 | Regional Technical Forum, Commercial: Grocery - Door Gasket Replacement V1.3 | 0 | 0 | 96.8 | unit |  | 96.8
Nonequipment | Freezer-Cooler Replacement Gaskets | New Door Gasket on One-Door Medium Temperature Reach-In Case | N/A - Retrofit Only | Commercial | New | Warehouse | FL Zone 2 | Per Door | 0% | 0 | 0 | 0 | 0 | 4 | 0 | 0 | 0 | 0 | 0 | 0 | 96.8 | Regional Technical Forum, Commercial: Grocery - Door Gasket Replacement V1.3 | 0 | 0 | 96.8 | unit |  | 96.8
Nonequipment | High Efficiency Refrigeration Compressor | High Efficiency Refrigeration Compressors | Existing Compressor (Assume 10% less efficient) | Commercial | Existing | Assembly | FL Zone 2 | Per Unit | 15% | 1957.5 | 1822 | 135.5 | 0.069221 | 13 | 0.020431 | 0.009563 | 0 | Reference source included incremental cost only | 0 | 0 | 221.64 | Efficiency Vermont TRM, 2015, average of all types/sizes | 0 | 0 | 221.64 | compressor |  | 221.64
Nonequipment | High Efficiency Refrigeration Compressor | High Efficiency Refrigeration Compressors | Existing Compressor (Assume 10% less efficient) | Commercial | Existing | College and University | FL Zone 2 | Per Unit | 14% | 1957.5 | 1822 | 135.5 | 0.069221 | 13 | 0.017568 | 0.014716 | 0 | Reference source included incremental cost only | 0 | 0 | 221.64 | Efficiency Vermont TRM, 2015, average of all types/sizes | 0 | 0 | 221.64 | compressor |  | 221.64
Nonequipment | High Efficiency Refrigeration Compressor | High Efficiency Refrigeration Compressors | Existing Compressor (Assume 10% less efficient) | Commercial | Existing | Grocery | FL Zone 2 | Per Unit | 75% | 1957.5 | 1822 | 135.5 | 0.069221 | 13 | 0.020431 | 0.009563 | 0 | Reference source included incremental cost only | 0 | 0 | 221.64 | Efficiency Vermont TRM, 2015, average of all types/sizes | 0 | 0 | 221.64 | compressor |  | 221.64
Nonequipment | High Efficiency Refrigeration Compressor | High Efficiency Refrigeration Compressors | Existing Compressor (Assume 10% less efficient) | Commercial | Existing | Healthcare | FL Zone 2 | Per Unit | 14% | 1957.5 | 1822 | 135.5 | 0.069221 | 13 | 0.017568 | 0.014716 | 0 | Reference source included incremental cost only | 0 | 0 | 221.64 | Efficiency Vermont TRM, 2015, average of all types/sizes | 0 | 0 | 221.64 | compressor |  | 221.64
Nonequipment | High Efficiency Refrigeration Compressor | High Efficiency Refrigeration Compressors | Existing Compressor (Assume 10% less efficient) | Commercial | Existing | Hospitals | FL Zone 2 | Per Unit | 14% | 1957.5 | 1822 | 135.5 | 0.069221 | 13 | 0.017568 | 0.014716 | 0 | Reference source included incremental cost only | 0 | 0 | 221.64 | Efficiency Vermont TRM, 2015, average of all types/sizes | 0 | 0 | 221.64 | compressor |  | 221.64
Nonequipment | High Efficiency Refrigeration Compressor | High Efficiency Refrigeration Compressors | Existing Compressor (Assume 10% less efficient) | Commercial | Existing | Institutional | FL Zone 2 | Per Unit | 0% | 1957.5 | 1822 | 135.5 | 0.069221 | 13 | 0.020431 | 0.009563 | 0 | Reference source included incremental cost only | 0 | 0 | 221.64 | Efficiency Vermont TRM, 2015, average of all types/sizes | 0 | 0 | 221.64 | compressor |  | 221.64
Nonequipment | High Efficiency Refrigeration Compressor | High Efficiency Refrigeration Compressors | Existing Compressor (Assume 10% less efficient) | Commercial | Existing | Lodging/Hospitality | FL Zone 2 | Per Unit | 14% | 1957.5 | 1822 | 135.5 | 0.069221 | 13 | 0.017568 | 0.014716 | 0 | Reference source included incremental cost only | 0 | 0 | 221.64 | Efficiency Vermont TRM, 2015, average of all types/sizes | 0 | 0 | 221.64 | compressor |  | 221.64
Nonequipment | High Efficiency Refrigeration Compressor | High Efficiency Refrigeration Compressors | Existing Compressor (Assume 10% less efficient) | Commercial | Existing | Miscellaneous | FL Zone 2 | Per Unit | 0% | 1957.5 | 1822 | 135.5 | 0.069221 | 13 | 0.020431 | 0.009563 | 0 | Reference source included incremental cost only | 0 | 0 | 221.64 | Efficiency Vermont TRM, 2015, average of all types/sizes | 0 | 0 | 221.64 | compressor |  | 221.64
Nonequipment | High Efficiency Refrigeration Compressor | High Efficiency Refrigeration Compressors | Existing Compressor (Assume 10% less efficient) | Commercial | Existing | Offices | FL Zone 2 | Per Unit | 0% | 1957.5 | 1822 | 135.5 | 0.069221 | 13 | 0.020431 | 0.009563 | 0 | Reference source included incremental cost only | 0 | 0 | 221.64 | Efficiency Vermont TRM, 2015, average of all types/sizes | 0 | 0 | 221.64 | compressor |  | 221.64
Nonequipment | High Efficiency Refrigeration Compressor | High Efficiency Refrigeration Compressors | Existing Compressor (Assume 10% less efficient) | Commercial | Existing | Restaurants | FL Zone 2 | Per Unit | 14% | 1957.5 | 1822 | 135.5 | 0.069221 | 13 | 0.017568 | 0.014716 | 0 | Reference source included incremental cost only | 0 | 0 | 221.64 | Efficiency Vermont TRM, 2015, average of all types/sizes | 0 | 0 | 221.64 | compressor |  | 221.64
Nonequipment | High Efficiency Refrigeration Compressor | High Efficiency Refrigeration Compressors | Existing Compressor (Assume 10% less efficient) | Commercial | Existing | Retail | FL Zone 2 | Per Unit | 14% | 1957.5 | 1822 | 135.5 | 0.069221 | 13 | 0.020431 | 0.009563 | 0 | Reference source included incremental cost only | 0 | 0 | 221.64 | Efficiency Vermont TRM, 2015, average of all types/sizes | 0 | 0 | 221.64 | compressor |  | 221.64
Nonequipment | High Efficiency Refrigeration Compressor | High Efficiency Refrigeration Compressors | Existing Compressor (Assume 10% less efficient) | Commercial | Existing | Schools K-12 | FL Zone 2 | Per Unit | 14% | 1957.5 | 1822 | 135.5 | 0.069221 | 13 | 0.017568 | 0.014716 | 0 | Reference source included incremental cost only | 0 | 0 | 221.64 | Efficiency Vermont TRM, 2015, average of all types/sizes | 0 | 0 | 221.64 | compressor |  | 221.64
Nonequipment | High Efficiency Refrigeration Compressor | High Efficiency Refrigeration Compressors | Existing Compressor (Assume 10% less efficient) | Commercial | Existing | Warehouse | FL Zone 2 | Per Unit | 0% | 1957.5 | 1822 | 135.5 | 0.069221 | 13 | 0.020431 | 0.009563 | 0 | Reference source included incremental cost only | 0 | 0 | 221.64 | Efficiency Vermont TRM, 2015, average of all types/sizes | 0 | 0 | 221.64 | compressor |  | 221.64
Nonequipment | High Efficiency Refrigeration Compressor | High Efficiency Refrigeration Compressors | Standard Compressor | Commercial | New | Assembly | FL Zone 2 | Per Unit | 15% | 1957.5 | 1822 | 135.5 | 0.069221 | 13 | 0.020431 | 0.009563 | 0 | Reference source included incremental cost only | 0 | 0 | 221.64 | Efficiency Vermont TRM, 2015, average of all types/sizes | 0 | 0 | 221.64 | compressor |  | 221.64
Nonequipment | High Efficiency Refrigeration Compressor | High Efficiency Refrigeration Compressors | Standard Compressor | Commercial | New | College and University | FL Zone 2 | Per Unit | 4% | 1957.5 | 1822 | 135.5 | 0.069221 | 13 | 0.017568 | 0.014716 | 0 | Reference source included incremental cost only | 0 | 0 | 221.64 | Efficiency Vermont TRM, 2015, average of all types/sizes | 0 | 0 | 221.64 | compressor |  | 221.64
Nonequipment | High Efficiency Refrigeration Compressor | High Efficiency Refrigeration Compressors | Standard Compressor | Commercial | New | Grocery | FL Zone 2 | Per Unit | 38% | 1957.5 | 1822 | 135.5 | 0.069221 | 13 | 0.020431 | 0.009563 | 0 | Reference source included incremental cost only | 0 | 0 | 221.64 | Efficiency Vermont TRM, 2015, average of all types/sizes | 0 | 0 | 221.64 | compressor |  | 221.64
Nonequipment | High Efficiency Refrigeration Compressor | High Efficiency Refrigeration Compressors | Standard Compressor | Commercial | New | Healthcare | FL Zone 2 | Per Unit | 4% | 1957.5 | 1822 | 135.5 | 0.069221 | 13 | 0.017568 | 0.014716 | 0 | Reference source included incremental cost only | 0 | 0 | 221.64 | Efficiency Vermont TRM, 2015, average of all types/sizes | 0 | 0 | 221.64 | compressor |  | 221.64
Nonequipment | High Efficiency Refrigeration Compressor | High Efficiency Refrigeration Compressors | Standard Compressor | Commercial | New | Hospitals | FL Zone 2 | Per Unit | 4% | 1957.5 | 1822 | 135.5 | 0.069221 | 13 | 0.017568 | 0.014716 | 0 | Reference source included incremental cost only | 0 | 0 | 221.64 | Efficiency Vermont TRM, 2015, average of all types/sizes | 0 | 0 | 221.64 | compressor |  | 221.64
Nonequipment | High Efficiency Refrigeration Compressor | High Efficiency Refrigeration Compressors | Standard Compressor | Commercial | New | Institutional | FL Zone 2 | Per Unit | 0% | 1957.5 | 1822 | 135.5 | 0.069221 | 13 | 0.020431 | 0.009563 | 0 | Reference source included incremental cost only | 0 | 0 | 221.64 | Efficiency Vermont TRM, 2015, average of all types/sizes | 0 | 0 | 221.64 | compressor |  | 221.64
Nonequipment | High Efficiency Refrigeration Compressor | High Efficiency Refrigeration Compressors | Standard Compressor | Commercial | New | Lodging/Hospitality | FL Zone 2 | Per Unit | 4% | 1957.5 | 1822 | 135.5 | 0.069221 | 13 | 0.017568 | 0.014716 | 0 | Reference source included incremental cost only | 0 | 0 | 221.64 | Efficiency Vermont TRM, 2015, average of all types/sizes | 0 | 0 | 221.64 | compressor |  | 221.64
Nonequipment | High Efficiency Refrigeration Compressor | High Efficiency Refrigeration Compressors | Standard Compressor | Commercial | New | Miscellaneous | FL Zone 2 | Per Unit | 0% | 1957.5 | 1822 | 135.5 | 0.069221 | 13 | 0.020431 | 0.009563 | 0 | Reference source included incremental cost only | 0 | 0 | 221.64 | Efficiency Vermont TRM, 2015, average of all types/sizes | 0 | 0 | 221.64 | compressor |  | 221.64
Nonequipment | High Efficiency Refrigeration Compressor | High Efficiency Refrigeration Compressors | Standard Compressor | Commercial | New | Offices | FL Zone 2 | Per Unit | 0% | 1957.5 | 1822 | 135.5 | 0.069221 | 13 | 0.020431 | 0.009563 | 0 | Reference source included incremental cost only | 0 | 0 | 221.64 | Efficiency Vermont TRM, 2015, average of all types/sizes | 0 | 0 | 221.64 | compressor |  | 221.64
Nonequipment | High Efficiency Refrigeration Compressor | High Efficiency Refrigeration Compressors | Standard Compressor | Commercial | New | Restaurants | FL Zone 2 | Per Unit | 38% | 1957.5 | 1822 | 135.5 | 0.069221 | 13 | 0.017568 | 0.014716 | 0 | Reference source included incremental cost only | 0 | 0 | 221.64 | Efficiency Vermont TRM, 2015, average of all types/sizes | 0 | 0 | 221.64 | compressor |  | 221.64
Nonequipment | High Efficiency Refrigeration Compressor | High Efficiency Refrigeration Compressors | Standard Compressor | Commercial | New | Retail | FL Zone 2 | Per Unit | 4% | 1957.5 | 1822 | 135.5 | 0.069221 | 13 | 0.020431 | 0.009563 | 0 | Reference source included incremental cost only | 0 | 0 | 221.64 | Efficiency Vermont TRM, 2015, average of all types/sizes | 0 | 0 | 221.64 | compressor |  | 221.64
Nonequipment | High Efficiency Refrigeration Compressor | High Efficiency Refrigeration Compressors | Standard Compressor | Commercial | New | Schools K-12 | FL Zone 2 | Per Unit | 4% | 1957.5 | 1822 | 135.5 | 0.069221 | 13 | 0.017568 | 0.014716 | 0 | Reference source included incremental cost only | 0 | 0 | 221.64 | Efficiency Vermont TRM, 2015, average of all types/sizes | 0 | 0 | 221.64 | compressor |  | 221.64
Nonequipment | High Efficiency Refrigeration Compressor | High Efficiency Refrigeration Compressors | Standard Compressor | Commercial | New | Warehouse | FL Zone 2 | Per Unit | 0% | 1957.5 | 1822 | 135.5 | 0.069221 | 13 | 0.020431 | 0.009563 | 0 | Reference source included incremental cost only | 0 | 0 | 221.64 | Efficiency Vermont TRM, 2015, average of all types/sizes | 0 | 0 | 221.64 | compressor |  | 221.64
Nonequipment | High R-Value Glass Doors | Display Door with High R-Value, One-Door Medium Temperature Reach-In Case | Standard Door, One-Door Medium Temperature Reach-In Case | Commercial | Existing | Assembly | FL Zone 2 | Per Door | 0% | 735 | 560 | 175 | 0.2381 | 12 | 0.025557 | 0.00879 | 2202 | Market Research 2018, https://www.anthonyintl.com/docs/default-source/2017augnewpricesheets/101-price-sheet-final.pdf?sfvrsn=2 | 0 | 0 | 2596 | Market Research 2018, https://www.anthonyintl.com/docs/default-source/2017augnewpricesheets/elm-price-sheet-final.pdf?sfvrsn=2 | 0 | 0 | 394 | door |  | 394
Nonequipment | High R-Value Glass Doors | Display Door with High R-Value, One-Door Medium Temperature Reach-In Case | Standard Door, One-Door Medium Temperature Reach-In Case | Commercial | Existing | College and University | FL Zone 2 | Per Door | 0% | 735 | 560 | 175 | 0.2381 | 12 | 0.02269 | 0.019005 | 2202 | Market Research 2018, https://www.anthonyintl.com/docs/default-source/2017augnewpricesheets/101-price-sheet-final.pdf?sfvrsn=2 | 0 | 0 | 2596 | Market Research 2018, https://www.anthonyintl.com/docs/default-source/2017augnewpricesheets/elm-price-sheet-final.pdf?sfvrsn=2 | 0 | 0 | 394 | door |  | 394
Nonequipment | High R-Value Glass Doors | Display Door with High R-Value, One-Door Medium Temperature Reach-In Case | Standard Door, One-Door Medium Temperature Reach-In Case | Commercial | Existing | Grocery | FL Zone 2 | Per Door | 76% | 735 | 560 | 175 | 0.2381 | 12 | 0.025557 | 0.00879 | 2202 | Market Research 2018, https://www.anthonyintl.com/docs/default-source/2017augnewpricesheets/101-price-sheet-final.pdf?sfvrsn=2 | 0 | 0 | 2596 | Market Research 2018, https://www.anthonyintl.com/docs/default-source/2017augnewpricesheets/elm-price-sheet-final.pdf?sfvrsn=2 | 0 | 0 | 394 | door |  | 394
Nonequipment | High R-Value Glass Doors | Display Door with High R-Value, One-Door Medium Temperature Reach-In Case | Standard Door, One-Door Medium Temperature Reach-In Case | Commercial | Existing | Healthcare | FL Zone 2 | Per Door | 0% | 735 | 560 | 175 | 0.2381 | 12 | 0.02269 | 0.019005 | 2202 | Market Research 2018, https://www.anthonyintl.com/docs/default-source/2017augnewpricesheets/101-price-sheet-final.pdf?sfvrsn=2 | 0 | 0 | 2596 | Market Research 2018, https://www.anthonyintl.com/docs/default-source/2017augnewpricesheets/elm-price-sheet-final.pdf?sfvrsn=2 | 0 | 0 | 394 | door |  | 394
Nonequipment | High R-Value Glass Doors | Display Door with High R-Value, One-Door Medium Temperature Reach-In Case | Standard Door, One-Door Medium Temperature Reach-In Case | Commercial | Existing | Hospitals | FL Zone 2 | Per Door | 0% | 735 | 560 | 175 | 0.2381 | 12 | 0.02269 | 0.019005 | 2202 | Market Research 2018, https://www.anthonyintl.com/docs/default-source/2017augnewpricesheets/101-price-sheet-final.pdf?sfvrsn=2 | 0 | 0 | 2596 | Market Research 2018, https://www.anthonyintl.com/docs/default-source/2017augnewpricesheets/elm-price-sheet-final.pdf?sfvrsn=2 | 0 | 0 | 394 | door |  | 394
Nonequipment | High R-Value Glass Doors | Display Door with High R-Value, One-Door Medium Temperature Reach-In Case | Standard Door, One-Door Medium Temperature Reach-In Case | Commercial | Existing | Institutional | FL Zone 2 | Per Door | 0% | 735 | 560 | 175 | 0.2381 | 12 | 0.025557 | 0.00879 | 2202 | Market Research 2018, https://www.anthonyintl.com/docs/default-source/2017augnewpricesheets/101-price-sheet-final.pdf?sfvrsn=2 | 0 | 0 | 2596 | Market Research 2018, https://www.anthonyintl.com/docs/default-source/2017augnewpricesheets/elm-price-sheet-final.pdf?sfvrsn=2 | 0 | 0 | 394 | door |  | 394
Nonequipment | High R-Value Glass Doors | Display Door with High R-Value, One-Door Medium Temperature Reach-In Case | Standard Door, One-Door Medium Temperature Reach-In Case | Commercial | Existing | Lodging/Hospitality | FL Zone 2 | Per Door | 0% | 735 | 560 | 175 | 0.2381 | 12 | 0.02269 | 0.019005 | 2202 | Market Research 2018, https://www.anthonyintl.com/docs/default-source/2017augnewpricesheets/101-price-sheet-final.pdf?sfvrsn=2 | 0 | 0 | 2596 | Market Research 2018, https://www.anthonyintl.com/docs/default-source/2017augnewpricesheets/elm-price-sheet-final.pdf?sfvrsn=2 | 0 | 0 | 394 | door |  | 394
Nonequipment | High R-Value Glass Doors | Display Door with High R-Value, One-Door Medium Temperature Reach-In Case | Standard Door, One-Door Medium Temperature Reach-In Case | Commercial | Existing | Miscellaneous | FL Zone 2 | Per Door | 0% | 735 | 560 | 175 | 0.2381 | 12 | 0.025557 | 0.00879 | 2202 | Market Research 2018, https://www.anthonyintl.com/docs/default-source/2017augnewpricesheets/101-price-sheet-final.pdf?sfvrsn=2 | 0 | 0 | 2596 | Market Research 2018, https://www.anthonyintl.com/docs/default-source/2017augnewpricesheets/elm-price-sheet-final.pdf?sfvrsn=2 | 0 | 0 | 394 | door |  | 394
Nonequipment | High R-Value Glass Doors | Display Door with High R-Value, One-Door Medium Temperature Reach-In Case | Standard Door, One-Door Medium Temperature Reach-In Case | Commercial | Existing | Offices | FL Zone 2 | Per Door | 0% | 735 | 560 | 175 | 0.2381 | 12 | 0.025557 | 0.00879 | 2202 | Market Research 2018, https://www.anthonyintl.com/docs/default-source/2017augnewpricesheets/101-price-sheet-final.pdf?sfvrsn=2 | 0 | 0 | 2596 | Market Research 2018, https://www.anthonyintl.com/docs/default-source/2017augnewpricesheets/elm-price-sheet-final.pdf?sfvrsn=2 | 0 | 0 | 394 | door |  | 394
Nonequipment | High R-Value Glass Doors | Display Door with High R-Value, One-Door Medium Temperature Reach-In Case | Standard Door, One-Door Medium Temperature Reach-In Case | Commercial | Existing | Restaurants | FL Zone 2 | Per Door | 0% | 735 | 560 | 175 | 0.2381 | 12 | 0.02269 | 0.019005 | 2202 | Market Research 2018, https://www.anthonyintl.com/docs/default-source/2017augnewpricesheets/101-price-sheet-final.pdf?sfvrsn=2 | 0 | 0 | 2596 | Market Research 2018, https://www.anthonyintl.com/docs/default-source/2017augnewpricesheets/elm-price-sheet-final.pdf?sfvrsn=2 | 0 | 0 | 394 | door |  | 394
Nonequipment | High R-Value Glass Doors | Display Door with High R-Value, One-Door Medium Temperature Reach-In Case | Standard Door, One-Door Medium Temperature Reach-In Case | Commercial | Existing | Retail | FL Zone 2 | Per Door | 36% | 735 | 560 | 175 | 0.2381 | 12 | 0.025557 | 0.00879 | 2202 | Market Research 2018, https://www.anthonyintl.com/docs/default-source/2017augnewpricesheets/101-price-sheet-final.pdf?sfvrsn=2 | 0 | 0 | 2596 | Market Research 2018, https://www.anthonyintl.com/docs/default-source/2017augnewpricesheets/elm-price-sheet-final.pdf?sfvrsn=2 | 0 | 0 | 394 | door |  | 394
Nonequipment | High R-Value Glass Doors | Display Door with High R-Value, One-Door Medium Temperature Reach-In Case | Standard Door, One-Door Medium Temperature Reach-In Case | Commercial | Existing | Schools K-12 | FL Zone 2 | Per Door | 0% | 735 | 560 | 175 | 0.2381 | 12 | 0.02269 | 0.019005 | 2202 | Market Research 2018, https://www.anthonyintl.com/docs/default-source/2017augnewpricesheets/101-price-sheet-final.pdf?sfvrsn=2 | 0 | 0 | 2596 | Market Research 2018, https://www.anthonyintl.com/docs/default-source/2017augnewpricesheets/elm-price-sheet-final.pdf?sfvrsn=2 | 0 | 0 | 394 | door |  | 394
Nonequipment | High R-Value Glass Doors | Display Door with High R-Value, One-Door Medium Temperature Reach-In Case | Standard Door, One-Door Medium Temperature Reach-In Case | Commercial | Existing | Warehouse | FL Zone 2 | Per Door | 0% | 735 | 560 | 175 | 0.2381 | 12 | 0.025557 | 0.00879 | 2202 | Market Research 2018, https://www.anthonyintl.com/docs/default-source/2017augnewpricesheets/101-price-sheet-final.pdf?sfvrsn=2 | 0 | 0 | 2596 | Market Research 2018, https://www.anthonyintl.com/docs/default-source/2017augnewpricesheets/elm-price-sheet-final.pdf?sfvrsn=2 | 0 | 0 | 394 | door |  | 394
Nonequipment | High R-Value Glass Doors | Display Door with High R-Value, One-Door Medium Temperature Reach-In Case | N/A - Retrofit Only | Commercial | New | Assembly | FL Zone 2 | Per Door | 0% | 0 | 0 | 0 | 0 | 12 | 0 | 0 | 2202 | Market Research 2018, https://www.anthonyintl.com/docs/default-source/2017augnewpricesheets/101-price-sheet-final.pdf?sfvrsn=2 | 0 | 0 | 2596 | Market Research 2018, https://www.anthonyintl.com/docs/default-source/2017augnewpricesheets/elm-price-sheet-final.pdf?sfvrsn=2 | 0 | 0 | 394 | door |  | 394
Nonequipment | High R-Value Glass Doors | Display Door with High R-Value, One-Door Medium Temperature Reach-In Case | N/A - Retrofit Only | Commercial | New | College and University | FL Zone 2 | Per Door | 0% | 0 | 0 | 0 | 0 | 12 | 0 | 0 | 2202 | Market Research 2018, https://www.anthonyintl.com/docs/default-source/2017augnewpricesheets/101-price-sheet-final.pdf?sfvrsn=2 | 0 | 0 | 2596 | Market Research 2018, https://www.anthonyintl.com/docs/default-source/2017augnewpricesheets/elm-price-sheet-final.pdf?sfvrsn=2 | 0 | 0 | 394 | door |  | 394
Nonequipment | High R-Value Glass Doors | Display Door with High R-Value, One-Door Medium Temperature Reach-In Case | N/A - Retrofit Only | Commercial | New | Grocery | FL Zone 2 | Per Door | 76% | 0 | 0 | 0 | 0 | 12 | 0 | 0 | 2202 | Market Research 2018, https://www.anthonyintl.com/docs/default-source/2017augnewpricesheets/101-price-sheet-final.pdf?sfvrsn=2 | 0 | 0 | 2596 | Market Research 2018, https://www.anthonyintl.com/docs/default-source/2017augnewpricesheets/elm-price-sheet-final.pdf?sfvrsn=2 | 0 | 0 | 394 | door |  | 394
Nonequipment | High R-Value Glass Doors | Display Door with High R-Value, One-Door Medium Temperature Reach-In Case | N/A - Retrofit Only | Commercial | New | Healthcare | FL Zone 2 | Per Door | 0% | 0 | 0 | 0 | 0 | 12 | 0 | 0 | 2202 | Market Research 2018, https://www.anthonyintl.com/docs/default-source/2017augnewpricesheets/101-price-sheet-final.pdf?sfvrsn=2 | 0 | 0 | 2596 | Market Research 2018, https://www.anthonyintl.com/docs/default-source/2017augnewpricesheets/elm-price-sheet-final.pdf?sfvrsn=2 | 0 | 0 | 394 | door |  | 394
Nonequipment | High R-Value Glass Doors | Display Door with High R-Value, One-Door Medium Temperature Reach-In Case | N/A - Retrofit Only | Commercial | New | Hospitals | FL Zone 2 | Per Door | 0% | 0 | 0 | 0 | 0 | 12 | 0 | 0 | 2202 | Market Research 2018, https://www.anthonyintl.com/docs/default-source/2017augnewpricesheets/101-price-sheet-final.pdf?sfvrsn=2 | 0 | 0 | 2596 | Market Research 2018, https://www.anthonyintl.com/docs/default-source/2017augnewpricesheets/elm-price-sheet-final.pdf?sfvrsn=2 | 0 | 0 | 394 | door |  | 394
Nonequipment | High R-Value Glass Doors | Display Door with High R-Value, One-Door Medium Temperature Reach-In Case | N/A - Retrofit Only | Commercial | New | Institutional | FL Zone 2 | Per Door | 0% | 0 | 0 | 0 | 0 | 12 | 0 | 0 | 2202 | Market Research 2018, https://www.anthonyintl.com/docs/default-source/2017augnewpricesheets/101-price-sheet-final.pdf?sfvrsn=2 | 0 | 0 | 2596 | Market Research 2018, https://www.anthonyintl.com/docs/default-source/2017augnewpricesheets/elm-price-sheet-final.pdf?sfvrsn=2 | 0 | 0 | 394 | door |  | 394
Nonequipment | High R-Value Glass Doors | Display Door with High R-Value, One-Door Medium Temperature Reach-In Case | N/A - Retrofit Only | Commercial | New | Lodging/Hospitality | FL Zone 2 | Per Door | 0% | 0 | 0 | 0 | 0 | 12 | 0 | 0 | 2202 | Market Research 2018, https://www.anthonyintl.com/docs/default-source/2017augnewpricesheets/101-price-sheet-final.pdf?sfvrsn=2 | 0 | 0 | 2596 | Market Research 2018, https://www.anthonyintl.com/docs/default-source/2017augnewpricesheets/elm-price-sheet-final.pdf?sfvrsn=2 | 0 | 0 | 394 | door |  | 394
Nonequipment | High R-Value Glass Doors | Display Door with High R-Value, One-Door Medium Temperature Reach-In Case | N/A - Retrofit Only | Commercial | New | Miscellaneous | FL Zone 2 | Per Door | 0% | 0 | 0 | 0 | 0 | 12 | 0 | 0 | 2202 | Market Research 2018, https://www.anthonyintl.com/docs/default-source/2017augnewpricesheets/101-price-sheet-final.pdf?sfvrsn=2 | 0 | 0 | 2596 | Market Research 2018, https://www.anthonyintl.com/docs/default-source/2017augnewpricesheets/elm-price-sheet-final.pdf?sfvrsn=2 | 0 | 0 | 394 | door |  | 394
Nonequipment | High R-Value Glass Doors | Display Door with High R-Value, One-Door Medium Temperature Reach-In Case | N/A - Retrofit Only | Commercial | New | Offices | FL Zone 2 | Per Door | 0% | 0 | 0 | 0 | 0 | 12 | 0 | 0 | 2202 | Market Research 2018, https://www.anthonyintl.com/docs/default-source/2017augnewpricesheets/101-price-sheet-final.pdf?sfvrsn=2 | 0 | 0 | 2596 | Market Research 2018, https://www.anthonyintl.com/docs/default-source/2017augnewpricesheets/elm-price-sheet-final.pdf?sfvrsn=2 | 0 | 0 | 394 | door |  | 394
Nonequipment | High R-Value Glass Doors | Display Door with High R-Value, One-Door Medium Temperature Reach-In Case | N/A - Retrofit Only | Commercial | New | Restaurants | FL Zone 2 | Per Door | 0% | 0 | 0 | 0 | 0 | 12 | 0 | 0 | 2202 | Market Research 2018, https://www.anthonyintl.com/docs/default-source/2017augnewpricesheets/101-price-sheet-final.pdf?sfvrsn=2 | 0 | 0 | 2596 | Market Research 2018, https://www.anthonyintl.com/docs/default-source/2017augnewpricesheets/elm-price-sheet-final.pdf?sfvrsn=2 | 0 | 0 | 394 | door |  | 394
Nonequipment | High R-Value Glass Doors | Display Door with High R-Value, One-Door Medium Temperature Reach-In Case | N/A - Retrofit Only | Commercial | New | Retail | FL Zone 2 | Per Door | 36% | 0 | 0 | 0 | 0 | 12 | 0 | 0 | 2202 | Market Research 2018, https://www.anthonyintl.com/docs/default-source/2017augnewpricesheets/101-price-sheet-final.pdf?sfvrsn=2 | 0 | 0 | 2596 | Market Research 2018, https://www.anthonyintl.com/docs/default-source/2017augnewpricesheets/elm-price-sheet-final.pdf?sfvrsn=2 | 0 | 0 | 394 | door |  | 394
Nonequipment | High R-Value Glass Doors | Display Door with High R-Value, One-Door Medium Temperature Reach-In Case | N/A - Retrofit Only | Commercial | New | Schools K-12 | FL Zone 2 | Per Door | 0% | 0 | 0 | 0 | 0 | 12 | 0 | 0 | 2202 | Market Research 2018, https://www.anthonyintl.com/docs/default-source/2017augnewpricesheets/101-price-sheet-final.pdf?sfvrsn=2 | 0 | 0 | 2596 | Market Research 2018, https://www.anthonyintl.com/docs/default-source/2017augnewpricesheets/elm-price-sheet-final.pdf?sfvrsn=2 | 0 | 0 | 394 | door |  | 394
Nonequipment | High R-Value Glass Doors | Display Door with High R-Value, One-Door Medium Temperature Reach-In Case | N/A - Retrofit Only | Commercial | New | Warehouse | FL Zone 2 | Per Door | 0% | 0 | 0 | 0 | 0 | 12 | 0 | 0 | 2202 | Market Research 2018, https://www.anthonyintl.com/docs/default-source/2017augnewpricesheets/101-price-sheet-final.pdf?sfvrsn=2 | 0 | 0 | 2596 | Market Research 2018, https://www.anthonyintl.com/docs/default-source/2017augnewpricesheets/elm-price-sheet-final.pdf?sfvrsn=2 | 0 | 0 | 394 | door |  | 394
Nonequipment | Night Covers for Display Cases | One Open Vertical Case with Night Covers | One Existing Open Vertical Case, No Night Covers | Commercial | Existing | Assembly | FL Zone 2 | Per End Use Consumption | 0% | 5505.417 | 5402.105 | 103.3118 | 0.018765 | 5 | 0.015518 | 0.006935 | 0 | no base cost | 0 | 0 | 714 | Cost per linear foot: Illinois 2018 Statewide TRM, Section 4.6.9; Assumed average case size of 17 ln ft per RTF calculator for door gasket replacement | 0 | 0 | 714 | case |  | 714
Nonequipment | Night Covers for Display Cases | One Open Vertical Case with Night Covers | One Existing Open Vertical Case, No Night Covers | Commercial | Existing | College and University | FL Zone 2 | Per End Use Consumption | 0% | 5505.417 | 5402.105 | 103.3118 | 0.018765 | 5 | 0.015518 | 0.006935 | 0 | no base cost | 0 | 0 | 714 | Cost per linear foot: Illinois 2018 Statewide TRM, Section 4.6.9; Assumed average case size of 17 ln ft per RTF calculator for door gasket replacement | 0 | 0 | 714 | case |  | 714
Nonequipment | Night Covers for Display Cases | One Open Vertical Case with Night Covers | One Existing Open Vertical Case, No Night Covers | Commercial | Existing | Grocery | FL Zone 2 | Per End Use Consumption | 42% | 5505.417 | 5402.105 | 103.3118 | 0.018765 | 5 | 0.015518 | 0.006935 | 0 | no base cost | 0 | 0 | 714 | Cost per linear foot: Illinois 2018 Statewide TRM, Section 4.6.9; Assumed average case size of 17 ln ft per RTF calculator for door gasket replacement | 0 | 0 | 714 | case |  | 714
Nonequipment | Night Covers for Display Cases | One Open Vertical Case with Night Covers | One Existing Open Vertical Case, No Night Covers | Commercial | Existing | Healthcare | FL Zone 2 | Per End Use Consumption | 0% | 5505.417 | 5402.105 | 103.3118 | 0.018765 | 5 | 0.015518 | 0.006935 | 0 | no base cost | 0 | 0 | 714 | Cost per linear foot: Illinois 2018 Statewide TRM, Section 4.6.9; Assumed average case size of 17 ln ft per RTF calculator for door gasket replacement | 0 | 0 | 714 | case |  | 714
Nonequipment | Night Covers for Display Cases | One Open Vertical Case with Night Covers | One Existing Open Vertical Case, No Night Covers | Commercial | Existing | Hospitals | FL Zone 2 | Per End Use Consumption | 0% | 5505.417 | 5402.105 | 103.3118 | 0.018765 | 5 | 0.015518 | 0.006935 | 0 | no base cost | 0 | 0 | 714 | Cost per linear foot: Illinois 2018 Statewide TRM, Section 4.6.9; Assumed average case size of 17 ln ft per RTF calculator for door gasket replacement | 0 | 0 | 714 | case |  | 714
Nonequipment | Night Covers for Display Cases | One Open Vertical Case with Night Covers | One Existing Open Vertical Case, No Night Covers | Commercial | Existing | Institutional | FL Zone 2 | Per End Use Consumption | 0% | 5505.417 | 5402.105 | 103.3118 | 0.018765 | 5 | 0.015518 | 0.006935 | 0 | no base cost | 0 | 0 | 714 | Cost per linear foot: Illinois 2018 Statewide TRM, Section 4.6.9; Assumed average case size of 17 ln ft per RTF calculator for door gasket replacement | 0 | 0 | 714 | case |  | 714
Nonequipment | Night Covers for Display Cases | One Open Vertical Case with Night Covers | One Existing Open Vertical Case, No Night Covers | Commercial | Existing | Lodging/Hospitality | FL Zone 2 | Per End Use Consumption | 0% | 5505.417 | 5402.105 | 103.3118 | 0.018765 | 5 | 0.015518 | 0.006935 | 0 | no base cost | 0 | 0 | 714 | Cost per linear foot: Illinois 2018 Statewide TRM, Section 4.6.9; Assumed average case size of 17 ln ft per RTF calculator for door gasket replacement | 0 | 0 | 714 | case |  | 714
Nonequipment | Night Covers for Display Cases | One Open Vertical Case with Night Covers | One Existing Open Vertical Case, No Night Covers | Commercial | Existing | Miscellaneous | FL Zone 2 | Per End Use Consumption | 0% | 5505.417 | 5402.105 | 103.3118 | 0.018765 | 5 | 0.015518 | 0.006935 | 0 | no base cost | 0 | 0 | 714 | Cost per linear foot: Illinois 2018 Statewide TRM, Section 4.6.9; Assumed average case size of 17 ln ft per RTF calculator for door gasket replacement | 0 | 0 | 714 | case |  | 714
Nonequipment | Night Covers for Display Cases | One Open Vertical Case with Night Covers | One Existing Open Vertical Case, No Night Covers | Commercial | Existing | Offices | FL Zone 2 | Per End Use Consumption | 0% | 5505.417 | 5402.105 | 103.3118 | 0.018765 | 5 | 0.015518 | 0.006935 | 0 | no base cost | 0 | 0 | 714 | Cost per linear foot: Illinois 2018 Statewide TRM, Section 4.6.9; Assumed average case size of 17 ln ft per RTF calculator for door gasket replacement | 0 | 0 | 714 | case |  | 714
Nonequipment | Night Covers for Display Cases | One Open Vertical Case with Night Covers | One Existing Open Vertical Case, No Night Covers | Commercial | Existing | Restaurants | FL Zone 2 | Per End Use Consumption | 0% | 5505.417 | 5402.105 | 103.3118 | 0.018765 | 5 | 0.015518 | 0.006935 | 0 | no base cost | 0 | 0 | 714 | Cost per linear foot: Illinois 2018 Statewide TRM, Section 4.6.9; Assumed average case size of 17 ln ft per RTF calculator for door gasket replacement | 0 | 0 | 714 | case |  | 714
Nonequipment | Night Covers for Display Cases | One Open Vertical Case with Night Covers | One Existing Open Vertical Case, No Night Covers | Commercial | Existing | Retail | FL Zone 2 | Per End Use Consumption | 34% | 5505.417 | 5402.105 | 103.3118 | 0.018765 | 5 | 0.015518 | 0.006935 | 0 | no base cost | 0 | 0 | 714 | Cost per linear foot: Illinois 2018 Statewide TRM, Section 4.6.9; Assumed average case size of 17 ln ft per RTF calculator for door gasket replacement | 0 | 0 | 714 | case |  | 714
Nonequipment | Night Covers for Display Cases | One Open Vertical Case with Night Covers | One Existing Open Vertical Case, No Night Covers | Commercial | Existing | Schools K-12 | FL Zone 2 | Per End Use Consumption | 0% | 5505.417 | 5402.105 | 103.3118 | 0.018765 | 5 | 0.015518 | 0.006935 | 0 | no base cost | 0 | 0 | 714 | Cost per linear foot: Illinois 2018 Statewide TRM, Section 4.6.9; Assumed average case size of 17 ln ft per RTF calculator for door gasket replacement | 0 | 0 | 714 | case |  | 714
Nonequipment | Night Covers for Display Cases | One Open Vertical Case with Night Covers | One Existing Open Vertical Case, No Night Covers | Commercial | Existing | Warehouse | FL Zone 2 | Per End Use Consumption | 0% | 5505.417 | 5402.105 | 103.3118 | 0.018765 | 5 | 0.015518 | 0.006935 | 0 | no base cost | 0 | 0 | 714 | Cost per linear foot: Illinois 2018 Statewide TRM, Section 4.6.9; Assumed average case size of 17 ln ft per RTF calculator for door gasket replacement | 0 | 0 | 714 | case |  | 714
Nonequipment | Night Covers for Display Cases | One Open Vertical Case with Night Covers | N/A - Retrofit Only | Commercial | New | Assembly | FL Zone 2 | Per End Use Consumption | 0% | 5505.417 | 5402.105 | 103.3118 | 0.018765 | 5 | 0.015518 | 0.006935 | 0 | no base cost | 0 | 0 | 714 | Cost per linear foot: Illinois 2018 Statewide TRM, Section 4.6.9; Assumed average case size of 17 ln ft per RTF calculator for door gasket replacement | 0 | 0 | 714 | case |  | 714
Nonequipment | Night Covers for Display Cases | One Open Vertical Case with Night Covers | N/A - Retrofit Only | Commercial | New | College and University | FL Zone 2 | Per End Use Consumption | 0% | 5505.417 | 5402.105 | 103.3118 | 0.018765 | 5 | 0.015518 | 0.006935 | 0 | no base cost | 0 | 0 | 714 | Cost per linear foot: Illinois 2018 Statewide TRM, Section 4.6.9; Assumed average case size of 17 ln ft per RTF calculator for door gasket replacement | 0 | 0 | 714 | case |  | 714
Nonequipment | Night Covers for Display Cases | One Open Vertical Case with Night Covers | N/A - Retrofit Only | Commercial | New | Grocery | FL Zone 2 | Per End Use Consumption | 34% | 5505.417 | 5402.105 | 103.3118 | 0.018765 | 5 | 0.015518 | 0.006935 | 0 | no base cost | 0 | 0 | 714 | Cost per linear foot: Illinois 2018 Statewide TRM, Section 4.6.9; Assumed average case size of 17 ln ft per RTF calculator for door gasket replacement | 0 | 0 | 714 | case |  | 714
Nonequipment | Night Covers for Display Cases | One Open Vertical Case with Night Covers | N/A - Retrofit Only | Commercial | New | Healthcare | FL Zone 2 | Per End Use Consumption | 0% | 5505.417 | 5402.105 | 103.3118 | 0.018765 | 5 | 0.015518 | 0.006935 | 0 | no base cost | 0 | 0 | 714 | Cost per linear foot: Illinois 2018 Statewide TRM, Section 4.6.9; Assumed average case size of 17 ln ft per RTF calculator for door gasket replacement | 0 | 0 | 714 | case |  | 714
Nonequipment | Night Covers for Display Cases | One Open Vertical Case with Night Covers | N/A - Retrofit Only | Commercial | New | Hospitals | FL Zone 2 | Per End Use Consumption | 0% | 5505.417 | 5402.105 | 103.3118 | 0.018765 | 5 | 0.015518 | 0.006935 | 0 | no base cost | 0 | 0 | 714 | Cost per linear foot: Illinois 2018 Statewide TRM, Section 4.6.9; Assumed average case size of 17 ln ft per RTF calculator for door gasket replacement | 0 | 0 | 714 | case |  | 714
Nonequipment | Night Covers for Display Cases | One Open Vertical Case with Night Covers | N/A - Retrofit Only | Commercial | New | Institutional | FL Zone 2 | Per End Use Consumption | 0% | 5505.417 | 5402.105 | 103.3118 | 0.018765 | 5 | 0.015518 | 0.006935 | 0 | no base cost | 0 | 0 | 714 | Cost per linear foot: Illinois 2018 Statewide TRM, Section 4.6.9; Assumed average case size of 17 ln ft per RTF calculator for door gasket replacement | 0 | 0 | 714 | case |  | 714
Nonequipment | Night Covers for Display Cases | One Open Vertical Case with Night Covers | N/A - Retrofit Only | Commercial | New | Lodging/Hospitality | FL Zone 2 | Per End Use Consumption | 0% | 5505.417 | 5402.105 | 103.3118 | 0.018765 | 5 | 0.015518 | 0.006935 | 0 | no base cost | 0 | 0 | 714 | Cost per linear foot: Illinois 2018 Statewide TRM, Section 4.6.9; Assumed average case size of 17 ln ft per RTF calculator for door gasket replacement | 0 | 0 | 714 | case |  | 714
Nonequipment | Night Covers for Display Cases | One Open Vertical Case with Night Covers | N/A - Retrofit Only | Commercial | New | Miscellaneous | FL Zone 2 | Per End Use Consumption | 0% | 5505.417 | 5402.105 | 103.3118 | 0.018765 | 5 | 0.015518 | 0.006935 | 0 | no base cost | 0 | 0 | 714 | Cost per linear foot: Illinois 2018 Statewide TRM, Section 4.6.9; Assumed average case size of 17 ln ft per RTF calculator for door gasket replacement | 0 | 0 | 714 | case |  | 714
Nonequipment | Night Covers for Display Cases | One Open Vertical Case with Night Covers | N/A - Retrofit Only | Commercial | New | Offices | FL Zone 2 | Per End Use Consumption | 0% | 5505.417 | 5402.105 | 103.3118 | 0.018765 | 5 | 0.015518 | 0.006935 | 0 | no base cost | 0 | 0 | 714 | Cost per linear foot: Illinois 2018 Statewide TRM, Section 4.6.9; Assumed average case size of 17 ln ft per RTF calculator for door gasket replacement | 0 | 0 | 714 | case |  | 714
Nonequipment | Night Covers for Display Cases | One Open Vertical Case with Night Covers | N/A - Retrofit Only | Commercial | New | Restaurants | FL Zone 2 | Per End Use Consumption | 0% | 5505.417 | 5402.105 | 103.3118 | 0.018765 | 5 | 0.015518 | 0.006935 | 0 | no base cost | 0 | 0 | 714 | Cost per linear foot: Illinois 2018 Statewide TRM, Section 4.6.9; Assumed average case size of 17 ln ft per RTF calculator for door gasket replacement | 0 | 0 | 714 | case |  | 714
Nonequipment | Night Covers for Display Cases | One Open Vertical Case with Night Covers | N/A - Retrofit Only | Commercial | New | Retail | FL Zone 2 | Per End Use Consumption | 34% | 5505.417 | 5402.105 | 103.3118 | 0.018765 | 5 | 0.015518 | 0.006935 | 0 | no base cost | 0 | 0 | 714 | Cost per linear foot: Illinois 2018 Statewide TRM, Section 4.6.9; Assumed average case size of 17 ln ft per RTF calculator for door gasket replacement | 0 | 0 | 714 | case |  | 714
Nonequipment | Night Covers for Display Cases | One Open Vertical Case with Night Covers | N/A - Retrofit Only | Commercial | New | Schools K-12 | FL Zone 2 | Per End Use Consumption | 0% | 5505.417 | 5402.105 | 103.3118 | 0.018765 | 5 | 0.015518 | 0.006935 | 0 | no base cost | 0 | 0 | 714 | Cost per linear foot: Illinois 2018 Statewide TRM, Section 4.6.9; Assumed average case size of 17 ln ft per RTF calculator for door gasket replacement | 0 | 0 | 714 | case |  | 714
Nonequipment | Night Covers for Display Cases | One Open Vertical Case with Night Covers | N/A - Retrofit Only | Commercial | New | Warehouse | FL Zone 2 | Per End Use Consumption | 0% | 5505.417 | 5402.105 | 103.3118 | 0.018765 | 5 | 0.015518 | 0.006935 | 0 | no base cost | 0 | 0 | 714 | Cost per linear foot: Illinois 2018 Statewide TRM, Section 4.6.9; Assumed average case size of 17 ln ft per RTF calculator for door gasket replacement | 0 | 0 | 714 | case |  | 714
Nonequipment | PSC to ECM Evaporator Fan Motor (Reach-In) | Medium Temperature Reach-In Case with 20W Electronically Commutated Evaporator Fan Motor | Medium Temperature Reach-In Case with 20W Permanent Split Capacitor Fan Motor | Commercial | Existing | Assembly | FL Zone 2 | Per Unit | 17% | 1343.82 | 839.8873 | 503.9324 | 0.375 | 15 | 0.070139 | 0.006425 | 0 | no base cost | 0 | 0 | 177 | Illinois 2018 Statewide TRM, Section 4.6.4 | 0 | 0 | 177 | motor |  | 177
Nonequipment | PSC to ECM Evaporator Fan Motor (Reach-In) | Medium Temperature Reach-In Case with 20W Electronically Commutated Evaporator Fan Motor | Medium Temperature Reach-In Case with 20W Permanent Split Capacitor Fan Motor | Commercial | Existing | College and University | FL Zone 2 | Per Unit | 17% | 1343.82 | 839.8873 | 503.9324 | 0.375 | 15 | 0.065337 | 0.054728 | 0 | no base cost | 0 | 0 | 177 | Illinois 2018 Statewide TRM, Section 4.6.4 | 0 | 0 | 177 | motor |  | 177
Nonequipment | PSC to ECM Evaporator Fan Motor (Reach-In) | Medium Temperature Reach-In Case with 20W Electronically Commutated Evaporator Fan Motor | Medium Temperature Reach-In Case with 20W Permanent Split Capacitor Fan Motor | Commercial | Existing | Grocery | FL Zone 2 | Per Unit | 17% | 1343.82 | 839.8873 | 503.9324 | 0.375 | 15 | 0.070139 | 0.006425 | 0 | no base cost | 0 | 0 | 177 | Illinois 2018 Statewide TRM, Section 4.6.4 | 0 | 0 | 177 | motor |  | 177
Nonequipment | PSC to ECM Evaporator Fan Motor (Reach-In) | Medium Temperature Reach-In Case with 20W Electronically Commutated Evaporator Fan Motor | Medium Temperature Reach-In Case with 20W Permanent Split Capacitor Fan Motor | Commercial | Existing | Healthcare | FL Zone 2 | Per Unit | 17% | 1343.82 | 839.8873 | 503.9324 | 0.375 | 15 | 0.065337 | 0.054728 | 0 | no base cost | 0 | 0 | 177 | Illinois 2018 Statewide TRM, Section 4.6.4 | 0 | 0 | 177 | motor |  | 177
Nonequipment | PSC to ECM Evaporator Fan Motor (Reach-In) | Medium Temperature Reach-In Case with 20W Electronically Commutated Evaporator Fan Motor | Medium Temperature Reach-In Case with 20W Permanent Split Capacitor Fan Motor | Commercial | Existing | Hospitals | FL Zone 2 | Per Unit | 17% | 1343.82 | 839.8873 | 503.9324 | 0.375 | 15 | 0.065337 | 0.054728 | 0 | no base cost | 0 | 0 | 177 | Illinois 2018 Statewide TRM, Section 4.6.4 | 0 | 0 | 177 | motor |  | 177
Nonequipment | PSC to ECM Evaporator Fan Motor (Reach-In) | Medium Temperature Reach-In Case with 20W Electronically Commutated Evaporator Fan Motor | Medium Temperature Reach-In Case with 20W Permanent Split Capacitor Fan Motor | Commercial | Existing | Institutional | FL Zone 2 | Per Unit | 0% | 1343.82 | 839.8873 | 503.9324 | 0.375 | 15 | 0.070139 | 0.006425 | 0 | no base cost | 0 | 0 | 177 | Illinois 2018 Statewide TRM, Section 4.6.4 | 0 | 0 | 177 | motor |  | 177
Nonequipment | PSC to ECM Evaporator Fan Motor (Reach-In) | Medium Temperature Reach-In Case with 20W Electronically Commutated Evaporator Fan Motor | Medium Temperature Reach-In Case with 20W Permanent Split Capacitor Fan Motor | Commercial | Existing | Lodging/Hospitality | FL Zone 2 | Per Unit | 17% | 1343.82 | 839.8873 | 503.9324 | 0.375 | 15 | 0.065337 | 0.054728 | 0 | no base cost | 0 | 0 | 177 | Illinois 2018 Statewide TRM, Section 4.6.4 | 0 | 0 | 177 | motor |  | 177
Nonequipment | PSC to ECM Evaporator Fan Motor (Reach-In) | Medium Temperature Reach-In Case with 20W Electronically Commutated Evaporator Fan Motor | Medium Temperature Reach-In Case with 20W Permanent Split Capacitor Fan Motor | Commercial | Existing | Miscellaneous | FL Zone 2 | Per Unit | 0% | 1343.82 | 839.8873 | 503.9324 | 0.375 | 15 | 0.070139 | 0.006425 | 0 | no base cost | 0 | 0 | 177 | Illinois 2018 Statewide TRM, Section 4.6.4 | 0 | 0 | 177 | motor |  | 177
Nonequipment | PSC to ECM Evaporator Fan Motor (Reach-In) | Medium Temperature Reach-In Case with 20W Electronically Commutated Evaporator Fan Motor | Medium Temperature Reach-In Case with 20W Permanent Split Capacitor Fan Motor | Commercial | Existing | Offices | FL Zone 2 | Per Unit | 0% | 1343.82 | 839.8873 | 503.9324 | 0.375 | 15 | 0.070139 | 0.006425 | 0 | no base cost | 0 | 0 | 177 | Illinois 2018 Statewide TRM, Section 4.6.4 | 0 | 0 | 177 | motor |  | 177
Nonequipment | PSC to ECM Evaporator Fan Motor (Reach-In) | Medium Temperature Reach-In Case with 20W Electronically Commutated Evaporator Fan Motor | Medium Temperature Reach-In Case with 20W Permanent Split Capacitor Fan Motor | Commercial | Existing | Restaurants | FL Zone 2 | Per Unit | 17% | 1343.82 | 839.8873 | 503.9324 | 0.375 | 15 | 0.065337 | 0.054728 | 0 | no base cost | 0 | 0 | 177 | Illinois 2018 Statewide TRM, Section 4.6.4 | 0 | 0 | 177 | motor |  | 177
Nonequipment | PSC to ECM Evaporator Fan Motor (Reach-In) | Medium Temperature Reach-In Case with 20W Electronically Commutated Evaporator Fan Motor | Medium Temperature Reach-In Case with 20W Permanent Split Capacitor Fan Motor | Commercial | Existing | Retail | FL Zone 2 | Per Unit | 17% | 1343.82 | 839.8873 | 503.9324 | 0.375 | 15 | 0.070139 | 0.006425 | 0 | no base cost | 0 | 0 | 177 | Illinois 2018 Statewide TRM, Section 4.6.4 | 0 | 0 | 177 | motor |  | 177
Nonequipment | PSC to ECM Evaporator Fan Motor (Reach-In) | Medium Temperature Reach-In Case with 20W Electronically Commutated Evaporator Fan Motor | Medium Temperature Reach-In Case with 20W Permanent Split Capacitor Fan Motor | Commercial | Existing | Schools K-12 | FL Zone 2 | Per Unit | 17% | 1343.82 | 839.8873 | 503.9324 | 0.375 | 15 | 0.065337 | 0.054728 | 0 | no base cost | 0 | 0 | 177 | Illinois 2018 Statewide TRM, Section 4.6.4 | 0 | 0 | 177 | motor |  | 177
Nonequipment | PSC to ECM Evaporator Fan Motor (Reach-In) | Medium Temperature Reach-In Case with 20W Electronically Commutated Evaporator Fan Motor | Medium Temperature Reach-In Case with 20W Permanent Split Capacitor Fan Motor | Commercial | Existing | Warehouse | FL Zone 2 | Per Unit | 0% | 1343.82 | 839.8873 | 503.9324 | 0.375 | 15 | 0.070139 | 0.006425 | 0 | no base cost | 0 | 0 | 177 | Illinois 2018 Statewide TRM, Section 4.6.4 | 0 | 0 | 177 | motor |  | 177
Nonequipment | PSC to ECM Evaporator Fan Motor (Reach-In) | Medium Temperature Reach-In Case with 20W Electronically Commutated Evaporator Fan Motor | Medium Temperature Reach-In Case with 20W Permanent Split Capacitor Fan Motor | Commercial | New | Assembly | FL Zone 2 | Per Unit | 69% | 1343.82 | 839.8873 | 503.9324 | 0.375 | 15 | 0.070139 | 0.006425 | 0 | no base cost | 0 | 0 | 177 | Illinois 2018 Statewide TRM, Section 4.6.4 | 0 | 0 | 177 | motor |  | 177
Nonequipment | PSC to ECM Evaporator Fan Motor (Reach-In) | Medium Temperature Reach-In Case with 20W Electronically Commutated Evaporator Fan Motor | Medium Temperature Reach-In Case with 20W Permanent Split Capacitor Fan Motor | Commercial | New | College and University | FL Zone 2 | Per Unit | 69% | 1343.82 | 839.8873 | 503.9324 | 0.375 | 15 | 0.065337 | 0.054728 | 0 | no base cost | 0 | 0 | 177 | Illinois 2018 Statewide TRM, Section 4.6.4 | 0 | 0 | 177 | motor |  | 177
Nonequipment | PSC to ECM Evaporator Fan Motor (Reach-In) | Medium Temperature Reach-In Case with 20W Electronically Commutated Evaporator Fan Motor | Medium Temperature Reach-In Case with 20W Permanent Split Capacitor Fan Motor | Commercial | New | Grocery | FL Zone 2 | Per Unit | 69% | 1343.82 | 839.8873 | 503.9324 | 0.375 | 15 | 0.070139 | 0.006425 | 0 | no base cost | 0 | 0 | 177 | Illinois 2018 Statewide TRM, Section 4.6.4 | 0 | 0 | 177 | motor |  | 177
Nonequipment | PSC to ECM Evaporator Fan Motor (Reach-In) | Medium Temperature Reach-In Case with 20W Electronically Commutated Evaporator Fan Motor | Medium Temperature Reach-In Case with 20W Permanent Split Capacitor Fan Motor | Commercial | New | Healthcare | FL Zone 2 | Per Unit | 69% | 1343.82 | 839.8873 | 503.9324 | 0.375 | 15 | 0.065337 | 0.054728 | 0 | no base cost | 0 | 0 | 177 | Illinois 2018 Statewide TRM, Section 4.6.4 | 0 | 0 | 177 | motor |  | 177
Nonequipment | PSC to ECM Evaporator Fan Motor (Reach-In) | Medium Temperature Reach-In Case with 20W Electronically Commutated Evaporator Fan Motor | Medium Temperature Reach-In Case with 20W Permanent Split Capacitor Fan Motor | Commercial | New | Hospitals | FL Zone 2 | Per Unit | 69% | 1343.82 | 839.8873 | 503.9324 | 0.375 | 15 | 0.065337 | 0.054728 | 0 | no base cost | 0 | 0 | 177 | Illinois 2018 Statewide TRM, Section 4.6.4 | 0 | 0 | 177 | motor |  | 177
Nonequipment | PSC to ECM Evaporator Fan Motor (Reach-In) | Medium Temperature Reach-In Case with 20W Electronically Commutated Evaporator Fan Motor | Medium Temperature Reach-In Case with 20W Permanent Split Capacitor Fan Motor | Commercial | New | Institutional | FL Zone 2 | Per Unit | 0% | 1343.82 | 839.8873 | 503.9324 | 0.375 | 15 | 0.070139 | 0.006425 | 0 | no base cost | 0 | 0 | 177 | Illinois 2018 Statewide TRM, Section 4.6.4 | 0 | 0 | 177 | motor |  | 177
Nonequipment | PSC to ECM Evaporator Fan Motor (Reach-In) | Medium Temperature Reach-In Case with 20W Electronically Commutated Evaporator Fan Motor | Medium Temperature Reach-In Case with 20W Permanent Split Capacitor Fan Motor | Commercial | New | Lodging/Hospitality | FL Zone 2 | Per Unit | 69% | 1343.82 | 839.8873 | 503.9324 | 0.375 | 15 | 0.065337 | 0.054728 | 0 | no base cost | 0 | 0 | 177 | Illinois 2018 Statewide TRM, Section 4.6.4 | 0 | 0 | 177 | motor |  | 177
Nonequipment | PSC to ECM Evaporator Fan Motor (Reach-In) | Medium Temperature Reach-In Case with 20W Electronically Commutated Evaporator Fan Motor | Medium Temperature Reach-In Case with 20W Permanent Split Capacitor Fan Motor | Commercial | New | Miscellaneous | FL Zone 2 | Per Unit | 0% | 1343.82 | 839.8873 | 503.9324 | 0.375 | 15 | 0.070139 | 0.006425 | 0 | no base cost | 0 | 0 | 177 | Illinois 2018 Statewide TRM, Section 4.6.4 | 0 | 0 | 177 | motor |  | 177
Nonequipment | PSC to ECM Evaporator Fan Motor (Reach-In) | Medium Temperature Reach-In Case with 20W Electronically Commutated Evaporator Fan Motor | Medium Temperature Reach-In Case with 20W Permanent Split Capacitor Fan Motor | Commercial | New | Offices | FL Zone 2 | Per Unit | 0% | 1343.82 | 839.8873 | 503.9324 | 0.375 | 15 | 0.070139 | 0.006425 | 0 | no base cost | 0 | 0 | 177 | Illinois 2018 Statewide TRM, Section 4.6.4 | 0 | 0 | 177 | motor |  | 177
Nonequipment | PSC to ECM Evaporator Fan Motor (Reach-In) | Medium Temperature Reach-In Case with 20W Electronically Commutated Evaporator Fan Motor | Medium Temperature Reach-In Case with 20W Permanent Split Capacitor Fan Motor | Commercial | New | Restaurants | FL Zone 2 | Per Unit | 69% | 1343.82 | 839.8873 | 503.9324 | 0.375 | 15 | 0.065337 | 0.054728 | 0 | no base cost | 0 | 0 | 177 | Illinois 2018 Statewide TRM, Section 4.6.4 | 0 | 0 | 177 | motor |  | 177
Nonequipment | PSC to ECM Evaporator Fan Motor (Reach-In) | Medium Temperature Reach-In Case with 20W Electronically Commutated Evaporator Fan Motor | Medium Temperature Reach-In Case with 20W Permanent Split Capacitor Fan Motor | Commercial | New | Retail | FL Zone 2 | Per Unit | 69% | 1343.82 | 839.8873 | 503.9324 | 0.375 | 15 | 0.070139 | 0.006425 | 0 | no base cost | 0 | 0 | 177 | Illinois 2018 Statewide TRM, Section 4.6.4 | 0 | 0 | 177 | motor |  | 177
Nonequipment | PSC to ECM Evaporator Fan Motor (Reach-In) | Medium Temperature Reach-In Case with 20W Electronically Commutated Evaporator Fan Motor | Medium Temperature Reach-In Case with 20W Permanent Split Capacitor Fan Motor | Commercial | New | Schools K-12 | FL Zone 2 | Per Unit | 69% | 1343.82 | 839.8873 | 503.9324 | 0.375 | 15 | 0.065337 | 0.054728 | 0 | no base cost | 0 | 0 | 177 | Illinois 2018 Statewide TRM, Section 4.6.4 | 0 | 0 | 177 | motor |  | 177
Nonequipment | PSC to ECM Evaporator Fan Motor (Reach-In) | Medium Temperature Reach-In Case with 20W Electronically Commutated Evaporator Fan Motor | Medium Temperature Reach-In Case with 20W Permanent Split Capacitor Fan Motor | Commercial | New | Warehouse | FL Zone 2 | Per Unit | 0% | 1343.82 | 839.8873 | 503.9324 | 0.375 | 15 | 0.070139 | 0.006425 | 0 | no base cost | 0 | 0 | 177 | Illinois 2018 Statewide TRM, Section 4.6.4 | 0 | 0 | 177 | motor |  | 177
Nonequipment | PSC to ECM Evaporator Fan Motor (Walk-In, Refrigerator) | Medium Temperature Walk-In Case with Electronically Commutated Evaporator Fan Motor | Medium Temperature Reach-In Case with Permanent Split Capacitor Evaporator Fan Motor | Commercial | Existing | Assembly | FL Zone 2 | Per Unit | 17% | 872.1376 | 545.086 | 327.0516 | 0.375 | 15 | 0.04552 | 0.00417 | 0 | no base cost | 0 | 0 | 177 | Illinois 2018 Statewide TRM, Section 4.6.4 | 0 | 0 | 177 | motor |  | 177
Nonequipment | PSC to ECM Evaporator Fan Motor (Walk-In, Refrigerator) | Medium Temperature Walk-In Case with Electronically Commutated Evaporator Fan Motor | Medium Temperature Reach-In Case with Permanent Split Capacitor Evaporator Fan Motor | Commercial | Existing | College and University | FL Zone 2 | Per Unit | 17% | 872.1376 | 545.086 | 327.0516 | 0.375 | 15 | 0.042404 | 0.035519 | 0 | no base cost | 0 | 0 | 177 | Illinois 2018 Statewide TRM, Section 4.6.4 | 0 | 0 | 177 | motor |  | 177
Nonequipment | PSC to ECM Evaporator Fan Motor (Walk-In, Refrigerator) | Medium Temperature Walk-In Case with Electronically Commutated Evaporator Fan Motor | Medium Temperature Reach-In Case with Permanent Split Capacitor Evaporator Fan Motor | Commercial | Existing | Grocery | FL Zone 2 | Per Unit | 17% | 872.1376 | 545.086 | 327.0516 | 0.375 | 15 | 0.04552 | 0.00417 | 0 | no base cost | 0 | 0 | 177 | Illinois 2018 Statewide TRM, Section 4.6.4 | 0 | 0 | 177 | motor |  | 177
Nonequipment | PSC to ECM Evaporator Fan Motor (Walk-In, Refrigerator) | Medium Temperature Walk-In Case with Electronically Commutated Evaporator Fan Motor | Medium Temperature Reach-In Case with Permanent Split Capacitor Evaporator Fan Motor | Commercial | Existing | Healthcare | FL Zone 2 | Per Unit | 17% | 872.1376 | 545.086 | 327.0516 | 0.375 | 15 | 0.042404 | 0.035519 | 0 | no base cost | 0 | 0 | 177 | Illinois 2018 Statewide TRM, Section 4.6.4 | 0 | 0 | 177 | motor |  | 177
Nonequipment | PSC to ECM Evaporator Fan Motor (Walk-In, Refrigerator) | Medium Temperature Walk-In Case with Electronically Commutated Evaporator Fan Motor | Medium Temperature Reach-In Case with Permanent Split Capacitor Evaporator Fan Motor | Commercial | Existing | Hospitals | FL Zone 2 | Per Unit | 17% | 872.1376 | 545.086 | 327.0516 | 0.375 | 15 | 0.042404 | 0.035519 | 0 | no base cost | 0 | 0 | 177 | Illinois 2018 Statewide TRM, Section 4.6.4 | 0 | 0 | 177 | motor |  | 177
Nonequipment | PSC to ECM Evaporator Fan Motor (Walk-In, Refrigerator) | Medium Temperature Walk-In Case with Electronically Commutated Evaporator Fan Motor | Medium Temperature Reach-In Case with Permanent Split Capacitor Evaporator Fan Motor | Commercial | Existing | Institutional | FL Zone 2 | Per Unit | 0% | 872.1376 | 545.086 | 327.0516 | 0.375 | 15 | 0.04552 | 0.00417 | 0 | no base cost | 0 | 0 | 177 | Illinois 2018 Statewide TRM, Section 4.6.4 | 0 | 0 | 177 | motor |  | 177
Nonequipment | PSC to ECM Evaporator Fan Motor (Walk-In, Refrigerator) | Medium Temperature Walk-In Case with Electronically Commutated Evaporator Fan Motor | Medium Temperature Reach-In Case with Permanent Split Capacitor Evaporator Fan Motor | Commercial | Existing | Lodging/Hospitality | FL Zone 2 | Per Unit | 17% | 872.1376 | 545.086 | 327.0516 | 0.375 | 15 | 0.042404 | 0.035519 | 0 | no base cost | 0 | 0 | 177 | Illinois 2018 Statewide TRM, Section 4.6.4 | 0 | 0 | 177 | motor |  | 177
Nonequipment | PSC to ECM Evaporator Fan Motor (Walk-In, Refrigerator) | Medium Temperature Walk-In Case with Electronically Commutated Evaporator Fan Motor | Medium Temperature Reach-In Case with Permanent Split Capacitor Evaporator Fan Motor | Commercial | Existing | Miscellaneous | FL Zone 2 | Per Unit | 0% | 872.1376 | 545.086 | 327.0516 | 0.375 | 15 | 0.04552 | 0.00417 | 0 | no base cost | 0 | 0 | 177 | Illinois 2018 Statewide TRM, Section 4.6.4 | 0 | 0 | 177 | motor |  | 177
Nonequipment | PSC to ECM Evaporator Fan Motor (Walk-In, Refrigerator) | Medium Temperature Walk-In Case with Electronically Commutated Evaporator Fan Motor | Medium Temperature Reach-In Case with Permanent Split Capacitor Evaporator Fan Motor | Commercial | Existing | Offices | FL Zone 2 | Per Unit | 0% | 872.1376 | 545.086 | 327.0516 | 0.375 | 15 | 0.04552 | 0.00417 | 0 | no base cost | 0 | 0 | 177 | Illinois 2018 Statewide TRM, Section 4.6.4 | 0 | 0 | 177 | motor |  | 177
Nonequipment | PSC to ECM Evaporator Fan Motor (Walk-In, Refrigerator) | Medium Temperature Walk-In Case with Electronically Commutated Evaporator Fan Motor | Medium Temperature Reach-In Case with Permanent Split Capacitor Evaporator Fan Motor | Commercial | Existing | Restaurants | FL Zone 2 | Per Unit | 17% | 872.1376 | 545.086 | 327.0516 | 0.375 | 15 | 0.042404 | 0.035519 | 0 | no base cost | 0 | 0 | 177 | Illinois 2018 Statewide TRM, Section 4.6.4 | 0 | 0 | 177 | motor |  | 177
Nonequipment | PSC to ECM Evaporator Fan Motor (Walk-In, Refrigerator) | Medium Temperature Walk-In Case with Electronically Commutated Evaporator Fan Motor | Medium Temperature Reach-In Case with Permanent Split Capacitor Evaporator Fan Motor | Commercial | Existing | Retail | FL Zone 2 | Per Unit | 17% | 872.1376 | 545.086 | 327.0516 | 0.375 | 15 | 0.04552 | 0.00417 | 0 | no base cost | 0 | 0 | 177 | Illinois 2018 Statewide TRM, Section 4.6.4 | 0 | 0 | 177 | motor |  | 177
Nonequipment | PSC to ECM Evaporator Fan Motor (Walk-In, Refrigerator) | Medium Temperature Walk-In Case with Electronically Commutated Evaporator Fan Motor | Medium Temperature Reach-In Case with Permanent Split Capacitor Evaporator Fan Motor | Commercial | Existing | Schools K-12 | FL Zone 2 | Per Unit | 17% | 872.1376 | 545.086 | 327.0516 | 0.375 | 15 | 0.042404 | 0.035519 | 0 | no base cost | 0 | 0 | 177 | Illinois 2018 Statewide TRM, Section 4.6.4 | 0 | 0 | 177 | motor |  | 177
Nonequipment | PSC to ECM Evaporator Fan Motor (Walk-In, Refrigerator) | Medium Temperature Walk-In Case with Electronically Commutated Evaporator Fan Motor | Medium Temperature Reach-In Case with Permanent Split Capacitor Evaporator Fan Motor | Commercial | Existing | Warehouse | FL Zone 2 | Per Unit | 0% | 872.1376 | 545.086 | 327.0516 | 0.375 | 15 | 0.04552 | 0.00417 | 0 | no base cost | 0 | 0 | 177 | Illinois 2018 Statewide TRM, Section 4.6.4 | 0 | 0 | 177 | motor |  | 177
Nonequipment | PSC to ECM Evaporator Fan Motor (Walk-In, Refrigerator) | Medium Temperature Walk-In Case with Electronically Commutated Evaporator Fan Motor | Medium Temperature Reach-In Case with Permanent Split Capacitor Evaporator Fan Motor | Commercial | New | Assembly | FL Zone 2 | Per Unit | 69% | 872.1376 | 545.086 | 327.0516 | 0.375 | 15 | 0.04552 | 0.00417 | 0 | no base cost | 0 | 0 | 177 | Illinois 2018 Statewide TRM, Section 4.6.4 | 0 | 0 | 177 | motor |  | 177
Nonequipment | PSC to ECM Evaporator Fan Motor (Walk-In, Refrigerator) | Medium Temperature Walk-In Case with Electronically Commutated Evaporator Fan Motor | Medium Temperature Reach-In Case with Permanent Split Capacitor Evaporator Fan Motor | Commercial | New | College and University | FL Zone 2 | Per Unit | 69% | 872.1376 | 545.086 | 327.0516 | 0.375 | 15 | 0.042404 | 0.035519 | 0 | no base cost | 0 | 0 | 177 | Illinois 2018 Statewide TRM, Section 4.6.4 | 0 | 0 | 177 | motor |  | 177
Nonequipment | PSC to ECM Evaporator Fan Motor (Walk-In, Refrigerator) | Medium Temperature Walk-In Case with Electronically Commutated Evaporator Fan Motor | Medium Temperature Reach-In Case with Permanent Split Capacitor Evaporator Fan Motor | Commercial | New | Grocery | FL Zone 2 | Per Unit | 69% | 872.1376 | 545.086 | 327.0516 | 0.375 | 15 | 0.04552 | 0.00417 | 0 | no base cost | 0 | 0 | 177 | Illinois 2018 Statewide TRM, Section 4.6.4 | 0 | 0 | 177 | motor |  | 177
Nonequipment | PSC to ECM Evaporator Fan Motor (Walk-In, Refrigerator) | Medium Temperature Walk-In Case with Electronically Commutated Evaporator Fan Motor | Medium Temperature Reach-In Case with Permanent Split Capacitor Evaporator Fan Motor | Commercial | New | Healthcare | FL Zone 2 | Per Unit | 69% | 872.1376 | 545.086 | 327.0516 | 0.375 | 15 | 0.042404 | 0.035519 | 0 | no base cost | 0 | 0 | 177 | Illinois 2018 Statewide TRM, Section 4.6.4 | 0 | 0 | 177 | motor |  | 177
Nonequipment | PSC to ECM Evaporator Fan Motor (Walk-In, Refrigerator) | Medium Temperature Walk-In Case with Electronically Commutated Evaporator Fan Motor | Medium Temperature Reach-In Case with Permanent Split Capacitor Evaporator Fan Motor | Commercial | New | Hospitals | FL Zone 2 | Per Unit | 69% | 872.1376 | 545.086 | 327.0516 | 0.375 | 15 | 0.042404 | 0.035519 | 0 | no base cost | 0 | 0 | 177 | Illinois 2018 Statewide TRM, Section 4.6.4 | 0 | 0 | 177 | motor |  | 177
Nonequipment | PSC to ECM Evaporator Fan Motor (Walk-In, Refrigerator) | Medium Temperature Walk-In Case with Electronically Commutated Evaporator Fan Motor | Medium Temperature Reach-In Case with Permanent Split Capacitor Evaporator Fan Motor | Commercial | New | Institutional | FL Zone 2 | Per Unit | 0% | 872.1376 | 545.086 | 327.0516 | 0.375 | 15 | 0.04552 | 0.00417 | 0 | no base cost | 0 | 0 | 177 | Illinois 2018 Statewide TRM, Section 4.6.4 | 0 | 0 | 177 | motor |  | 177
Nonequipment | PSC to ECM Evaporator Fan Motor (Walk-In, Refrigerator) | Medium Temperature Walk-In Case with Electronically Commutated Evaporator Fan Motor | Medium Temperature Reach-In Case with Permanent Split Capacitor Evaporator Fan Motor | Commercial | New | Lodging/Hospitality | FL Zone 2 | Per Unit | 69% | 872.1376 | 545.086 | 327.0516 | 0.375 | 15 | 0.042404 | 0.035519 | 0 | no base cost | 0 | 0 | 177 | Illinois 2018 Statewide TRM, Section 4.6.4 | 0 | 0 | 177 | motor |  | 177
Nonequipment | PSC to ECM Evaporator Fan Motor (Walk-In, Refrigerator) | Medium Temperature Walk-In Case with Electronically Commutated Evaporator Fan Motor | Medium Temperature Reach-In Case with Permanent Split Capacitor Evaporator Fan Motor | Commercial | New | Miscellaneous | FL Zone 2 | Per Unit | 0% | 872.1376 | 545.086 | 327.0516 | 0.375 | 15 | 0.04552 | 0.00417 | 0 | no base cost | 0 | 0 | 177 | Illinois 2018 Statewide TRM, Section 4.6.4 | 0 | 0 | 177 | motor |  | 177
Nonequipment | PSC to ECM Evaporator Fan Motor (Walk-In, Refrigerator) | Medium Temperature Walk-In Case with Electronically Commutated Evaporator Fan Motor | Medium Temperature Reach-In Case with Permanent Split Capacitor Evaporator Fan Motor | Commercial | New | Offices | FL Zone 2 | Per Unit | 0% | 872.1376 | 545.086 | 327.0516 | 0.375 | 15 | 0.04552 | 0.00417 | 0 | no base cost | 0 | 0 | 177 | Illinois 2018 Statewide TRM, Section 4.6.4 | 0 | 0 | 177 | motor |  | 177
Nonequipment | PSC to ECM Evaporator Fan Motor (Walk-In, Refrigerator) | Medium Temperature Walk-In Case with Electronically Commutated Evaporator Fan Motor | Medium Temperature Reach-In Case with Permanent Split Capacitor Evaporator Fan Motor | Commercial | New | Restaurants | FL Zone 2 | Per Unit | 69% | 872.1376 | 545.086 | 327.0516 | 0.375 | 15 | 0.042404 | 0.035519 | 0 | no base cost | 0 | 0 | 177 | Illinois 2018 Statewide TRM, Section 4.6.4 | 0 | 0 | 177 | motor |  | 177
Nonequipment | PSC to ECM Evaporator Fan Motor (Walk-In, Refrigerator) | Medium Temperature Walk-In Case with Electronically Commutated Evaporator Fan Motor | Medium Temperature Reach-In Case with Permanent Split Capacitor Evaporator Fan Motor | Commercial | New | Retail | FL Zone 2 | Per Unit | 69% | 872.1376 | 545.086 | 327.0516 | 0.375 | 15 | 0.04552 | 0.00417 | 0 | no base cost | 0 | 0 | 177 | Illinois 2018 Statewide TRM, Section 4.6.4 | 0 | 0 | 177 | motor |  | 177
Nonequipment | PSC to ECM Evaporator Fan Motor (Walk-In, Refrigerator) | Medium Temperature Walk-In Case with Electronically Commutated Evaporator Fan Motor | Medium Temperature Reach-In Case with Permanent Split Capacitor Evaporator Fan Motor | Commercial | New | Schools K-12 | FL Zone 2 | Per Unit | 69% | 872.1376 | 545.086 | 327.0516 | 0.375 | 15 | 0.042404 | 0.035519 | 0 | no base cost | 0 | 0 | 177 | Illinois 2018 Statewide TRM, Section 4.6.4 | 0 | 0 | 177 | motor |  | 177
Nonequipment | PSC to ECM Evaporator Fan Motor (Walk-In, Refrigerator) | Medium Temperature Walk-In Case with Electronically Commutated Evaporator Fan Motor | Medium Temperature Reach-In Case with Permanent Split Capacitor Evaporator Fan Motor | Commercial | New | Warehouse | FL Zone 2 | Per Unit | 0% | 872.1376 | 545.086 | 327.0516 | 0.375 | 15 | 0.04552 | 0.00417 | 0 | no base cost | 0 | 0 | 177 | Illinois 2018 Statewide TRM, Section 4.6.4 | 0 | 0 | 177 | motor |  | 177
Nonequipment | Refrigerated Display Case Lighting Controls | Occupancy Sensors for Refrigerated Case Lighting | Market-Share Weighted Existing Linear Fluorescent Fixture | Commercial | Existing | Assembly | FL Zone 2 | Per End Use Consumption | 0% | 2434.55 | 2373.114 | 61.4361 | 0.025235 | 8 | 0.008439 | 0.007886 | 0 | no equipment cost | 0 | 0 | 68 | Efficiency Maine 2016 Commercial Technical Reference Manual V2016.1, Appendix E | 36.14 | Efficiency Maine 2016 Commercial Technical Reference Manual V2016.1, Appendix E | 104.14 | unit |  | 104.14
Nonequipment | Refrigerated Display Case Lighting Controls | Occupancy Sensors for Refrigerated Case Lighting | Market-Share Weighted Existing Linear Fluorescent Fixture | Commercial | Existing | College and University | FL Zone 2 | Per End Use Consumption | 0% | 2434.55 | 2373.114 | 61.4361 | 0.025235 | 8 | 0.008439 | 0.007886 | 0 | no equipment cost | 0 | 0 | 68 | Efficiency Maine 2016 Commercial Technical Reference Manual V2016.1, Appendix E | 36.14 | Efficiency Maine 2016 Commercial Technical Reference Manual V2016.1, Appendix E | 104.14 | unit |  | 104.14
Nonequipment | Refrigerated Display Case Lighting Controls | Occupancy Sensors for Refrigerated Case Lighting | Market-Share Weighted Existing Linear Fluorescent Fixture | Commercial | Existing | Grocery | FL Zone 2 | Per End Use Consumption | 50% | 2434.55 | 2373.114 | 61.4361 | 0.025235 | 8 | 0.008439 | 0.007886 | 0 | no equipment cost | 0 | 0 | 68 | Efficiency Maine 2016 Commercial Technical Reference Manual V2016.1, Appendix E | 36.14 | Efficiency Maine 2016 Commercial Technical Reference Manual V2016.1, Appendix E | 104.14 | unit |  | 104.14
Nonequipment | Refrigerated Display Case Lighting Controls | Occupancy Sensors for Refrigerated Case Lighting | Market-Share Weighted Existing Linear Fluorescent Fixture | Commercial | Existing | Healthcare | FL Zone 2 | Per End Use Consumption | 0% | 2434.55 | 2373.114 | 61.4361 | 0.025235 | 8 | 0.008439 | 0.007886 | 0 | no equipment cost | 0 | 0 | 68 | Efficiency Maine 2016 Commercial Technical Reference Manual V2016.1, Appendix E | 36.14 | Efficiency Maine 2016 Commercial Technical Reference Manual V2016.1, Appendix E | 104.14 | unit |  | 104.14
Nonequipment | Refrigerated Display Case Lighting Controls | Occupancy Sensors for Refrigerated Case Lighting | Market-Share Weighted Existing Linear Fluorescent Fixture | Commercial | Existing | Hospitals | FL Zone 2 | Per End Use Consumption | 0% | 2434.55 | 2373.114 | 61.4361 | 0.025235 | 8 | 0.008439 | 0.007886 | 0 | no equipment cost | 0 | 0 | 68 | Efficiency Maine 2016 Commercial Technical Reference Manual V2016.1, Appendix E | 36.14 | Efficiency Maine 2016 Commercial Technical Reference Manual V2016.1, Appendix E | 104.14 | unit |  | 104.14
Nonequipment | Refrigerated Display Case Lighting Controls | Occupancy Sensors for Refrigerated Case Lighting | Market-Share Weighted Existing Linear Fluorescent Fixture | Commercial | Existing | Institutional | FL Zone 2 | Per End Use Consumption | 0% | 2434.55 | 2373.114 | 61.4361 | 0.025235 | 8 | 0.008439 | 0.007886 | 0 | no equipment cost | 0 | 0 | 68 | Efficiency Maine 2016 Commercial Technical Reference Manual V2016.1, Appendix E | 36.14 | Efficiency Maine 2016 Commercial Technical Reference Manual V2016.1, Appendix E | 104.14 | unit |  | 104.14
Nonequipment | Refrigerated Display Case Lighting Controls | Occupancy Sensors for Refrigerated Case Lighting | Market-Share Weighted Existing Linear Fluorescent Fixture | Commercial | Existing | Lodging/Hospitality | FL Zone 2 | Per End Use Consumption | 0% | 2434.55 | 2373.114 | 61.4361 | 0.025235 | 8 | 0.008439 | 0.007886 | 0 | no equipment cost | 0 | 0 | 68 | Efficiency Maine 2016 Commercial Technical Reference Manual V2016.1, Appendix E | 36.14 | Efficiency Maine 2016 Commercial Technical Reference Manual V2016.1, Appendix E | 104.14 | unit |  | 104.14
Nonequipment | Refrigerated Display Case Lighting Controls | Occupancy Sensors for Refrigerated Case Lighting | Market-Share Weighted Existing Linear Fluorescent Fixture | Commercial | Existing | Miscellaneous | FL Zone 2 | Per End Use Consumption | 0% | 2434.55 | 2373.114 | 61.4361 | 0.025235 | 8 | 0.008439 | 0.007886 | 0 | no equipment cost | 0 | 0 | 68 | Efficiency Maine 2016 Commercial Technical Reference Manual V2016.1, Appendix E | 36.14 | Efficiency Maine 2016 Commercial Technical Reference Manual V2016.1, Appendix E | 104.14 | unit |  | 104.14
Nonequipment | Refrigerated Display Case Lighting Controls | Occupancy Sensors for Refrigerated Case Lighting | Market-Share Weighted Existing Linear Fluorescent Fixture | Commercial | Existing | Offices | FL Zone 2 | Per End Use Consumption | 0% | 2434.55 | 2373.114 | 61.4361 | 0.025235 | 8 | 0.008439 | 0.007886 | 0 | no equipment cost | 0 | 0 | 68 | Efficiency Maine 2016 Commercial Technical Reference Manual V2016.1, Appendix E | 36.14 | Efficiency Maine 2016 Commercial Technical Reference Manual V2016.1, Appendix E | 104.14 | unit |  | 104.14
Nonequipment | Refrigerated Display Case Lighting Controls | Occupancy Sensors for Refrigerated Case Lighting | Market-Share Weighted Existing Linear Fluorescent Fixture | Commercial | Existing | Restaurants | FL Zone 2 | Per End Use Consumption | 0% | 2434.55 | 2373.114 | 61.4361 | 0.025235 | 8 | 0.008439 | 0.007886 | 0 | no equipment cost | 0 | 0 | 68 | Efficiency Maine 2016 Commercial Technical Reference Manual V2016.1, Appendix E | 36.14 | Efficiency Maine 2016 Commercial Technical Reference Manual V2016.1, Appendix E | 104.14 | unit |  | 104.14
Nonequipment | Refrigerated Display Case Lighting Controls | Occupancy Sensors for Refrigerated Case Lighting | Market-Share Weighted Existing Linear Fluorescent Fixture | Commercial | Existing | Retail | FL Zone 2 | Per End Use Consumption | 0% | 2434.55 | 2373.114 | 61.4361 | 0.025235 | 8 | 0.008439 | 0.007886 | 0 | no equipment cost | 0 | 0 | 68 | Efficiency Maine 2016 Commercial Technical Reference Manual V2016.1, Appendix E | 36.14 | Efficiency Maine 2016 Commercial Technical Reference Manual V2016.1, Appendix E | 104.14 | unit |  | 104.14
Nonequipment | Refrigerated Display Case Lighting Controls | Occupancy Sensors for Refrigerated Case Lighting | Market-Share Weighted Existing Linear Fluorescent Fixture | Commercial | Existing | Schools K-12 | FL Zone 2 | Per End Use Consumption | 0% | 2434.55 | 2373.114 | 61.4361 | 0.025235 | 8 | 0.008439 | 0.007886 | 0 | no equipment cost | 0 | 0 | 68 | Efficiency Maine 2016 Commercial Technical Reference Manual V2016.1, Appendix E | 36.14 | Efficiency Maine 2016 Commercial Technical Reference Manual V2016.1, Appendix E | 104.14 | unit |  | 104.14
Nonequipment | Refrigerated Display Case Lighting Controls | Occupancy Sensors for Refrigerated Case Lighting | Market-Share Weighted Existing Linear Fluorescent Fixture | Commercial | Existing | Warehouse | FL Zone 2 | Per End Use Consumption | 0% | 2434.55 | 2373.114 | 61.4361 | 0.025235 | 8 | 0.008439 | 0.007886 | 0 | no equipment cost | 0 | 0 | 68 | Efficiency Maine 2016 Commercial Technical Reference Manual V2016.1, Appendix E | 36.14 | Efficiency Maine 2016 Commercial Technical Reference Manual V2016.1, Appendix E | 104.14 | unit |  | 104.14
Nonequipment | Refrigerated Display Case Lighting Controls | Occupancy Sensors for Refrigerated Case Lighting | LED Refrigerated Case Lighting Fixture | Commercial | New | Assembly | FL Zone 2 | Per End Use Consumption | 0% | 2434.55 | 2411.751 | 22.7985 | 0.009365 | 8 | 0.003132 | 0.002926 | 0 | no equipment cost | 0 | 0 | 68 | Efficiency Maine 2016 Commercial Technical Reference Manual V2016.1, Appendix E | 36.14 | Efficiency Maine 2016 Commercial Technical Reference Manual V2016.1, Appendix E | 104.14 | unit |  | 104.14
Nonequipment | Refrigerated Display Case Lighting Controls | Occupancy Sensors for Refrigerated Case Lighting | LED Refrigerated Case Lighting Fixture | Commercial | New | College and University | FL Zone 2 | Per End Use Consumption | 0% | 2434.55 | 2411.751 | 22.7985 | 0.009365 | 8 | 0.003132 | 0.002926 | 0 | no equipment cost | 0 | 0 | 68 | Efficiency Maine 2016 Commercial Technical Reference Manual V2016.1, Appendix E | 36.14 | Efficiency Maine 2016 Commercial Technical Reference Manual V2016.1, Appendix E | 104.14 | unit |  | 104.14
Nonequipment | Refrigerated Display Case Lighting Controls | Occupancy Sensors for Refrigerated Case Lighting | LED Refrigerated Case Lighting Fixture | Commercial | New | Grocery | FL Zone 2 | Per End Use Consumption | 50% | 2434.55 | 2411.751 | 22.7985 | 0.009365 | 8 | 0.003132 | 0.002926 | 0 | no equipment cost | 0 | 0 | 68 | Efficiency Maine 2016 Commercial Technical Reference Manual V2016.1, Appendix E | 36.14 | Efficiency Maine 2016 Commercial Technical Reference Manual V2016.1, Appendix E | 104.14 | unit |  | 104.14
Nonequipment | Refrigerated Display Case Lighting Controls | Occupancy Sensors for Refrigerated Case Lighting | LED Refrigerated Case Lighting Fixture | Commercial | New | Healthcare | FL Zone 2 | Per End Use Consumption | 0% | 2434.55 | 2411.751 | 22.7985 | 0.009365 | 8 | 0.003132 | 0.002926 | 0 | no equipment cost | 0 | 0 | 68 | Efficiency Maine 2016 Commercial Technical Reference Manual V2016.1, Appendix E | 36.14 | Efficiency Maine 2016 Commercial Technical Reference Manual V2016.1, Appendix E | 104.14 | unit |  | 104.14
Nonequipment | Refrigerated Display Case Lighting Controls | Occupancy Sensors for Refrigerated Case Lighting | LED Refrigerated Case Lighting Fixture | Commercial | New | Hospitals | FL Zone 2 | Per End Use Consumption | 0% | 2434.55 | 2411.751 | 22.7985 | 0.009365 | 8 | 0.003132 | 0.002926 | 0 | no equipment cost | 0 | 0 | 68 | Efficiency Maine 2016 Commercial Technical Reference Manual V2016.1, Appendix E | 36.14 | Efficiency Maine 2016 Commercial Technical Reference Manual V2016.1, Appendix E | 104.14 | unit |  | 104.14
Nonequipment | Refrigerated Display Case Lighting Controls | Occupancy Sensors for Refrigerated Case Lighting | LED Refrigerated Case Lighting Fixture | Commercial | New | Institutional | FL Zone 2 | Per End Use Consumption | 0% | 2434.55 | 2411.751 | 22.7985 | 0.009365 | 8 | 0.003132 | 0.002926 | 0 | no equipment cost | 0 | 0 | 68 | Efficiency Maine 2016 Commercial Technical Reference Manual V2016.1, Appendix E | 36.14 | Efficiency Maine 2016 Commercial Technical Reference Manual V2016.1, Appendix E | 104.14 | unit |  | 104.14
Nonequipment | Refrigerated Display Case Lighting Controls | Occupancy Sensors for Refrigerated Case Lighting | LED Refrigerated Case Lighting Fixture | Commercial | New | Lodging/Hospitality | FL Zone 2 | Per End Use Consumption | 0% | 2434.55 | 2411.751 | 22.7985 | 0.009365 | 8 | 0.003132 | 0.002926 | 0 | no equipment cost | 0 | 0 | 68 | Efficiency Maine 2016 Commercial Technical Reference Manual V2016.1, Appendix E | 36.14 | Efficiency Maine 2016 Commercial Technical Reference Manual V2016.1, Appendix E | 104.14 | unit |  | 104.14
Nonequipment | Refrigerated Display Case Lighting Controls | Occupancy Sensors for Refrigerated Case Lighting | LED Refrigerated Case Lighting Fixture | Commercial | New | Miscellaneous | FL Zone 2 | Per End Use Consumption | 0% | 2434.55 | 2411.751 | 22.7985 | 0.009365 | 8 | 0.003132 | 0.002926 | 0 | no equipment cost | 0 | 0 | 68 | Efficiency Maine 2016 Commercial Technical Reference Manual V2016.1, Appendix E | 36.14 | Efficiency Maine 2016 Commercial Technical Reference Manual V2016.1, Appendix E | 104.14 | unit |  | 104.14
Nonequipment | Refrigerated Display Case Lighting Controls | Occupancy Sensors for Refrigerated Case Lighting | LED Refrigerated Case Lighting Fixture | Commercial | New | Offices | FL Zone 2 | Per End Use Consumption | 0% | 2434.55 | 2411.751 | 22.7985 | 0.009365 | 8 | 0.003132 | 0.002926 | 0 | no equipment cost | 0 | 0 | 68 | Efficiency Maine 2016 Commercial Technical Reference Manual V2016.1, Appendix E | 36.14 | Efficiency Maine 2016 Commercial Technical Reference Manual V2016.1, Appendix E | 104.14 | unit |  | 104.14
Nonequipment | Refrigerated Display Case Lighting Controls | Occupancy Sensors for Refrigerated Case Lighting | LED Refrigerated Case Lighting Fixture | Commercial | New | Restaurants | FL Zone 2 | Per End Use Consumption | 0% | 2434.55 | 2411.751 | 22.7985 | 0.009365 | 8 | 0.003132 | 0.002926 | 0 | no equipment cost | 0 | 0 | 68 | Efficiency Maine 2016 Commercial Technical Reference Manual V2016.1, Appendix E | 36.14 | Efficiency Maine 2016 Commercial Technical Reference Manual V2016.1, Appendix E | 104.14 | unit |  | 104.14
Nonequipment | Refrigerated Display Case Lighting Controls | Occupancy Sensors for Refrigerated Case Lighting | LED Refrigerated Case Lighting Fixture | Commercial | New | Retail | FL Zone 2 | Per End Use Consumption | 0% | 2434.55 | 2411.751 | 22.7985 | 0.009365 | 8 | 0.003132 | 0.002926 | 0 | no equipment cost | 0 | 0 | 68 | Efficiency Maine 2016 Commercial Technical Reference Manual V2016.1, Appendix E | 36.14 | Efficiency Maine 2016 Commercial Technical Reference Manual V2016.1, Appendix E | 104.14 | unit |  | 104.14
Nonequipment | Refrigerated Display Case Lighting Controls | Occupancy Sensors for Refrigerated Case Lighting | LED Refrigerated Case Lighting Fixture | Commercial | New | Schools K-12 | FL Zone 2 | Per End Use Consumption | 0% | 2434.55 | 2411.751 | 22.7985 | 0.009365 | 8 | 0.003132 | 0.002926 | 0 | no equipment cost | 0 | 0 | 68 | Efficiency Maine 2016 Commercial Technical Reference Manual V2016.1, Appendix E | 36.14 | Efficiency Maine 2016 Commercial Technical Reference Manual V2016.1, Appendix E | 104.14 | unit |  | 104.14
Nonequipment | Refrigerated Display Case Lighting Controls | Occupancy Sensors for Refrigerated Case Lighting | LED Refrigerated Case Lighting Fixture | Commercial | New | Warehouse | FL Zone 2 | Per End Use Consumption | 0% | 2434.55 | 2411.751 | 22.7985 | 0.009365 | 8 | 0.003132 | 0.002926 | 0 | no equipment cost | 0 | 0 | 68 | Efficiency Maine 2016 Commercial Technical Reference Manual V2016.1, Appendix E | 36.14 | Efficiency Maine 2016 Commercial Technical Reference Manual V2016.1, Appendix E | 104.14 | unit |  | 104.14
Nonequipment | Strip Curtains for Walk-ins | Walk-in cooler with strip curtains at least 0.06 inches thick covering the entire area of the doorway | Walk-in cooler without strip curtains | Commercial | Existing | Assembly | FL Zone 2 | Per End Use Consumption | 4% | 19854.73 | 19434.73 | 420 | 0.021154 | 4 | 0.060723 | 0.016724 | 0 | No strip curtains | 0 | 0 | 10.22 | Illinois 2018 Statewide TRM, Section 4.6.7 | 0 | 0 | 10.22 | sq ft | 21 | 214.62
Nonequipment | Strip Curtains for Walk-ins | Walk-in cooler with strip curtains at least 0.06 inches thick covering the entire area of the doorway | Walk-in cooler without strip curtains | Commercial | Existing | College and University | FL Zone 2 | Per End Use Consumption | 4% | 19854.73 | 19434.73 | 420 | 0.021154 | 4 | 0.054455 | 0.045613 | 0 | No strip curtains | 0 | 0 | 10.22 | Illinois 2018 Statewide TRM, Section 4.6.7 | 0 | 0 | 10.22 | sq ft | 21 | 214.62
Nonequipment | Strip Curtains for Walk-ins | Walk-in cooler with strip curtains at least 0.06 inches thick covering the entire area of the doorway | Walk-in cooler without strip curtains | Commercial | Existing | Grocery | FL Zone 2 | Per End Use Consumption | 20% | 19854.73 | 19434.73 | 420 | 0.021154 | 4 | 0.060723 | 0.016724 | 0 | No strip curtains | 0 | 0 | 10.22 | Illinois 2018 Statewide TRM, Section 4.6.7 | 0 | 0 | 10.22 | sq ft | 21 | 214.62
Nonequipment | Strip Curtains for Walk-ins | Walk-in cooler with strip curtains at least 0.06 inches thick covering the entire area of the doorway | Walk-in cooler without strip curtains | Commercial | Existing | Healthcare | FL Zone 2 | Per End Use Consumption | 4% | 19854.73 | 19434.73 | 420 | 0.021154 | 4 | 0.054455 | 0.045613 | 0 | No strip curtains | 0 | 0 | 10.22 | Illinois 2018 Statewide TRM, Section 4.6.7 | 0 | 0 | 10.22 | sq ft | 21 | 214.62
Nonequipment | Strip Curtains for Walk-ins | Walk-in cooler with strip curtains at least 0.06 inches thick covering the entire area of the doorway | Walk-in cooler without strip curtains | Commercial | Existing | Hospitals | FL Zone 2 | Per End Use Consumption | 4% | 19854.73 | 19434.73 | 420 | 0.021154 | 4 | 0.054455 | 0.045613 | 0 | No strip curtains | 0 | 0 | 10.22 | Illinois 2018 Statewide TRM, Section 4.6.7 | 0 | 0 | 10.22 | sq ft | 21 | 214.62
Nonequipment | Strip Curtains for Walk-ins | Walk-in cooler with strip curtains at least 0.06 inches thick covering the entire area of the doorway | Walk-in cooler without strip curtains | Commercial | Existing | Institutional | FL Zone 2 | Per End Use Consumption | 0% | 19854.73 | 19434.73 | 420 | 0.021154 | 4 | 0.060723 | 0.016724 | 0 | No strip curtains | 0 | 0 | 10.22 | Illinois 2018 Statewide TRM, Section 4.6.7 | 0 | 0 | 10.22 | sq ft | 21 | 214.62
Nonequipment | Strip Curtains for Walk-ins | Walk-in cooler with strip curtains at least 0.06 inches thick covering the entire area of the doorway | Walk-in cooler without strip curtains | Commercial | Existing | Lodging/Hospitality | FL Zone 2 | Per End Use Consumption | 4% | 19854.73 | 19434.73 | 420 | 0.021154 | 4 | 0.054455 | 0.045613 | 0 | No strip curtains | 0 | 0 | 10.22 | Illinois 2018 Statewide TRM, Section 4.6.7 | 0 | 0 | 10.22 | sq ft | 21 | 214.62
Nonequipment | Strip Curtains for Walk-ins | Walk-in cooler with strip curtains at least 0.06 inches thick covering the entire area of the doorway | Walk-in cooler without strip curtains | Commercial | Existing | Miscellaneous | FL Zone 2 | Per End Use Consumption | 0% | 19854.73 | 19434.73 | 420 | 0.021154 | 4 | 0.060723 | 0.016724 | 0 | No strip curtains | 0 | 0 | 10.22 | Illinois 2018 Statewide TRM, Section 4.6.7 | 0 | 0 | 10.22 | sq ft | 21 | 214.62
Nonequipment | Strip Curtains for Walk-ins | Walk-in cooler with strip curtains at least 0.06 inches thick covering the entire area of the doorway | Walk-in cooler without strip curtains | Commercial | Existing | Offices | FL Zone 2 | Per End Use Consumption | 0% | 19854.73 | 19434.73 | 420 | 0.021154 | 4 | 0.060723 | 0.016724 | 0 | No strip curtains | 0 | 0 | 10.22 | Illinois 2018 Statewide TRM, Section 4.6.7 | 0 | 0 | 10.22 | sq ft | 21 | 214.62
Nonequipment | Strip Curtains for Walk-ins | Walk-in cooler with strip curtains at least 0.06 inches thick covering the entire area of the doorway | Walk-in cooler without strip curtains | Commercial | Existing | Restaurants | FL Zone 2 | Per End Use Consumption | 4% | 19854.73 | 19434.73 | 420 | 0.021154 | 4 | 0.054455 | 0.045613 | 0 | No strip curtains | 0 | 0 | 10.22 | Illinois 2018 Statewide TRM, Section 4.6.7 | 0 | 0 | 10.22 | sq ft | 21 | 214.62
Nonequipment | Strip Curtains for Walk-ins | Walk-in cooler with strip curtains at least 0.06 inches thick covering the entire area of the doorway | Walk-in cooler without strip curtains | Commercial | Existing | Retail | FL Zone 2 | Per End Use Consumption | 4% | 19854.73 | 19434.73 | 420 | 0.021154 | 4 | 0.060723 | 0.016724 | 0 | No strip curtains | 0 | 0 | 10.22 | Illinois 2018 Statewide TRM, Section 4.6.7 | 0 | 0 | 10.22 | sq ft | 21 | 214.62
Nonequipment | Strip Curtains for Walk-ins | Walk-in cooler with strip curtains at least 0.06 inches thick covering the entire area of the doorway | Walk-in cooler without strip curtains | Commercial | Existing | Schools K-12 | FL Zone 2 | Per End Use Consumption | 4% | 19854.73 | 19434.73 | 420 | 0.021154 | 4 | 0.054455 | 0.045613 | 0 | No strip curtains | 0 | 0 | 10.22 | Illinois 2018 Statewide TRM, Section 4.6.7 | 0 | 0 | 10.22 | sq ft | 21 | 214.62
Nonequipment | Strip Curtains for Walk-ins | Walk-in cooler with strip curtains at least 0.06 inches thick covering the entire area of the doorway | Walk-in cooler without strip curtains | Commercial | Existing | Warehouse | FL Zone 2 | Per End Use Consumption | 0% | 19854.73 | 19434.73 | 420 | 0.021154 | 4 | 0.060723 | 0.016724 | 0 | No strip curtains | 0 | 0 | 10.22 | Illinois 2018 Statewide TRM, Section 4.6.7 | 0 | 0 | 10.22 | sq ft | 21 | 214.62
Nonequipment | Strip Curtains for Walk-ins | Walk-in cooler with strip curtains at least 0.06 inches thick covering the entire area of the doorway | Walk-in cooler without strip curtains | Commercial | New | Assembly | FL Zone 2 | Per End Use Consumption | 4% | 19854.73 | 19434.73 | 420 | 0.021154 | 4 | 0.060723 | 0.016724 | 0 | No strip curtains | 0 | 0 | 10.22 | Illinois 2018 Statewide TRM, Section 4.6.7 | 0 | 0 | 10.22 | sq ft | 21 | 214.62
Nonequipment | Strip Curtains for Walk-ins | Walk-in cooler with strip curtains at least 0.06 inches thick covering the entire area of the doorway | Walk-in cooler without strip curtains | Commercial | New | College and University | FL Zone 2 | Per End Use Consumption | 4% | 19854.73 | 19434.73 | 420 | 0.021154 | 4 | 0.054455 | 0.045613 | 0 | No strip curtains | 0 | 0 | 10.22 | Illinois 2018 Statewide TRM, Section 4.6.7 | 0 | 0 | 10.22 | sq ft | 21 | 214.62
Nonequipment | Strip Curtains for Walk-ins | Walk-in cooler with strip curtains at least 0.06 inches thick covering the entire area of the doorway | Walk-in cooler without strip curtains | Commercial | New | Grocery | FL Zone 2 | Per End Use Consumption | 20% | 19854.73 | 19434.73 | 420 | 0.021154 | 4 | 0.060723 | 0.016724 | 0 | No strip curtains | 0 | 0 | 10.22 | Illinois 2018 Statewide TRM, Section 4.6.7 | 0 | 0 | 10.22 | sq ft | 21 | 214.62
Nonequipment | Strip Curtains for Walk-ins | Walk-in cooler with strip curtains at least 0.06 inches thick covering the entire area of the doorway | Walk-in cooler without strip curtains | Commercial | New | Healthcare | FL Zone 2 | Per End Use Consumption | 4% | 19854.73 | 19434.73 | 420 | 0.021154 | 4 | 0.054455 | 0.045613 | 0 | No strip curtains | 0 | 0 | 10.22 | Illinois 2018 Statewide TRM, Section 4.6.7 | 0 | 0 | 10.22 | sq ft | 21 | 214.62
Nonequipment | Strip Curtains for Walk-ins | Walk-in cooler with strip curtains at least 0.06 inches thick covering the entire area of the doorway | Walk-in cooler without strip curtains | Commercial | New | Hospitals | FL Zone 2 | Per End Use Consumption | 4% | 19854.73 | 19434.73 | 420 | 0.021154 | 4 | 0.054455 | 0.045613 | 0 | No strip curtains | 0 | 0 | 10.22 | Illinois 2018 Statewide TRM, Section 4.6.7 | 0 | 0 | 10.22 | sq ft | 21 | 214.62
Nonequipment | Strip Curtains for Walk-ins | Walk-in cooler with strip curtains at least 0.06 inches thick covering the entire area of the doorway | Walk-in cooler without strip curtains | Commercial | New | Institutional | FL Zone 2 | Per End Use Consumption | 0% | 19854.73 | 19434.73 | 420 | 0.021154 | 4 | 0.060723 | 0.016724 | 0 | No strip curtains | 0 | 0 | 10.22 | Illinois 2018 Statewide TRM, Section 4.6.7 | 0 | 0 | 10.22 | sq ft | 21 | 214.62
Nonequipment | Strip Curtains for Walk-ins | Walk-in cooler with strip curtains at least 0.06 inches thick covering the entire area of the doorway | Walk-in cooler without strip curtains | Commercial | New | Lodging/Hospitality | FL Zone 2 | Per End Use Consumption | 4% | 19854.73 | 19434.73 | 420 | 0.021154 | 4 | 0.054455 | 0.045613 | 0 | No strip curtains | 0 | 0 | 10.22 | Illinois 2018 Statewide TRM, Section 4.6.7 | 0 | 0 | 10.22 | sq ft | 21 | 214.62
Nonequipment | Strip Curtains for Walk-ins | Walk-in cooler with strip curtains at least 0.06 inches thick covering the entire area of the doorway | Walk-in cooler without strip curtains | Commercial | New | Miscellaneous | FL Zone 2 | Per End Use Consumption | 0% | 19854.73 | 19434.73 | 420 | 0.021154 | 4 | 0.060723 | 0.016724 | 0 | No strip curtains | 0 | 0 | 10.22 | Illinois 2018 Statewide TRM, Section 4.6.7 | 0 | 0 | 10.22 | sq ft | 21 | 214.62
Nonequipment | Strip Curtains for Walk-ins | Walk-in cooler with strip curtains at least 0.06 inches thick covering the entire area of the doorway | Walk-in cooler without strip curtains | Commercial | New | Offices | FL Zone 2 | Per End Use Consumption | 0% | 19854.73 | 19434.73 | 420 | 0.021154 | 4 | 0.060723 | 0.016724 | 0 | No strip curtains | 0 | 0 | 10.22 | Illinois 2018 Statewide TRM, Section 4.6.7 | 0 | 0 | 10.22 | sq ft | 21 | 214.62
Nonequipment | Strip Curtains for Walk-ins | Walk-in cooler with strip curtains at least 0.06 inches thick covering the entire area of the doorway | Walk-in cooler without strip curtains | Commercial | New | Restaurants | FL Zone 2 | Per End Use Consumption | 4% | 19854.73 | 19434.73 | 420 | 0.021154 | 4 | 0.054455 | 0.045613 | 0 | No strip curtains | 0 | 0 | 10.22 | Illinois 2018 Statewide TRM, Section 4.6.7 | 0 | 0 | 10.22 | sq ft | 21 | 214.62
Nonequipment | Strip Curtains for Walk-ins | Walk-in cooler with strip curtains at least 0.06 inches thick covering the entire area of the doorway | Walk-in cooler without strip curtains | Commercial | New | Retail | FL Zone 2 | Per End Use Consumption | 4% | 19854.73 | 19434.73 | 420 | 0.021154 | 4 | 0.060723 | 0.016724 | 0 | No strip curtains | 0 | 0 | 10.22 | Illinois 2018 Statewide TRM, Section 4.6.7 | 0 | 0 | 10.22 | sq ft | 21 | 214.62
Nonequipment | Strip Curtains for Walk-ins | Walk-in cooler with strip curtains at least 0.06 inches thick covering the entire area of the doorway | Walk-in cooler without strip curtains | Commercial | New | Schools K-12 | FL Zone 2 | Per End Use Consumption | 4% | 19854.73 | 19434.73 | 420 | 0.021154 | 4 | 0.054455 | 0.045613 | 0 | No strip curtains | 0 | 0 | 10.22 | Illinois 2018 Statewide TRM, Section 4.6.7 | 0 | 0 | 10.22 | sq ft | 21 | 214.62
Nonequipment | Strip Curtains for Walk-ins | Walk-in cooler with strip curtains at least 0.06 inches thick covering the entire area of the doorway | Walk-in cooler without strip curtains | Commercial | New | Warehouse | FL Zone 2 | Per End Use Consumption | 0% | 19854.73 | 19434.73 | 420 | 0.021154 | 4 | 0.060723 | 0.016724 | 0 | No strip curtains | 0 | 0 | 10.22 | Illinois 2018 Statewide TRM, Section 4.6.7 | 0 | 0 | 10.22 | sq ft | 21 | 214.62
Nonequipment | CO Sensors for Parking Garage Exhaust | Enclosed Parking Garage Exhaust with CO Control | Constant Volume Enclosed Parking Garage Exhaust | Commercial | Existing | Assembly | FL Zone 2 | Per 3 Hp | 0% | 15091.01 | 10110.97 | 4980.032 | 0.33 | 15 | 0.20046 | 0.20046 | 0 | no base cost | 0 | 0 | 607 | Wisconsin Focus on Energy 2017 TRM | 0 | 0 | 607 | exhaust fan system |  | 607
Nonequipment | CO Sensors for Parking Garage Exhaust | Enclosed Parking Garage Exhaust with CO Control | Constant Volume Enclosed Parking Garage Exhaust | Commercial | Existing | College and University | FL Zone 2 | Per 3 Hp | 60% | 15091.01 | 10110.97 | 4980.032 | 0.33 | 15 | 0.20046 | 0.20046 | 0 | no base cost | 0 | 0 | 607 | Wisconsin Focus on Energy 2017 TRM | 0 | 0 | 607 | exhaust fan system |  | 607
Nonequipment | CO Sensors for Parking Garage Exhaust | Enclosed Parking Garage Exhaust with CO Control | Constant Volume Enclosed Parking Garage Exhaust | Commercial | Existing | Grocery | FL Zone 2 | Per 3 Hp | 0% | 15091.01 | 10110.97 | 4980.032 | 0.33 | 15 | 0.20046 | 0.20046 | 0 | no base cost | 0 | 0 | 607 | Wisconsin Focus on Energy 2017 TRM | 0 | 0 | 607 | exhaust fan system |  | 607
Nonequipment | CO Sensors for Parking Garage Exhaust | Enclosed Parking Garage Exhaust with CO Control | Constant Volume Enclosed Parking Garage Exhaust | Commercial | Existing | Healthcare | FL Zone 2 | Per 3 Hp | 60% | 15091.01 | 10110.97 | 4980.032 | 0.33 | 15 | 0.20046 | 0.20046 | 0 | no base cost | 0 | 0 | 607 | Wisconsin Focus on Energy 2017 TRM | 0 | 0 | 607 | exhaust fan system |  | 607
Nonequipment | CO Sensors for Parking Garage Exhaust | Enclosed Parking Garage Exhaust with CO Control | Constant Volume Enclosed Parking Garage Exhaust | Commercial | Existing | Hospitals | FL Zone 2 | Per 3 Hp | 60% | 15091.01 | 10110.97 | 4980.032 | 0.33 | 15 | 0.20046 | 0.20046 | 0 | no base cost | 0 | 0 | 607 | Wisconsin Focus on Energy 2017 TRM | 0 | 0 | 607 | exhaust fan system |  | 607
Nonequipment | CO Sensors for Parking Garage Exhaust | Enclosed Parking Garage Exhaust with CO Control | Constant Volume Enclosed Parking Garage Exhaust | Commercial | Existing | Institutional | FL Zone 2 | Per 3 Hp | 60% | 15091.01 | 10110.97 | 4980.032 | 0.33 | 15 | 0.20046 | 0.20046 | 0 | no base cost | 0 | 0 | 607 | Wisconsin Focus on Energy 2017 TRM | 0 | 0 | 607 | exhaust fan system |  | 607
Nonequipment | CO Sensors for Parking Garage Exhaust | Enclosed Parking Garage Exhaust with CO Control | Constant Volume Enclosed Parking Garage Exhaust | Commercial | Existing | Lodging/Hospitality | FL Zone 2 | Per 3 Hp | 0% | 15091.01 | 10110.97 | 4980.032 | 0.33 | 15 | 0.20046 | 0.20046 | 0 | no base cost | 0 | 0 | 607 | Wisconsin Focus on Energy 2017 TRM | 0 | 0 | 607 | exhaust fan system |  | 607
Nonequipment | CO Sensors for Parking Garage Exhaust | Enclosed Parking Garage Exhaust with CO Control | Constant Volume Enclosed Parking Garage Exhaust | Commercial | Existing | Miscellaneous | FL Zone 2 | Per 3 Hp | 0% | 15091.01 | 10110.97 | 4980.032 | 0.33 | 15 | 0.20046 | 0.20046 | 0 | no base cost | 0 | 0 | 607 | Wisconsin Focus on Energy 2017 TRM | 0 | 0 | 607 | exhaust fan system |  | 607
Nonequipment | CO Sensors for Parking Garage Exhaust | Enclosed Parking Garage Exhaust with CO Control | Constant Volume Enclosed Parking Garage Exhaust | Commercial | Existing | Offices | FL Zone 2 | Per 3 Hp | 60% | 15091.01 | 10110.97 | 4980.032 | 0.33 | 15 | 0.20046 | 0.20046 | 0 | no base cost | 0 | 0 | 607 | Wisconsin Focus on Energy 2017 TRM | 0 | 0 | 607 | exhaust fan system |  | 607
Nonequipment | CO Sensors for Parking Garage Exhaust | Enclosed Parking Garage Exhaust with CO Control | Constant Volume Enclosed Parking Garage Exhaust | Commercial | Existing | Restaurants | FL Zone 2 | Per 3 Hp | 0% | 15091.01 | 10110.97 | 4980.032 | 0.33 | 15 | 0.20046 | 0.20046 | 0 | no base cost | 0 | 0 | 607 | Wisconsin Focus on Energy 2017 TRM | 0 | 0 | 607 | exhaust fan system |  | 607
Nonequipment | CO Sensors for Parking Garage Exhaust | Enclosed Parking Garage Exhaust with CO Control | Constant Volume Enclosed Parking Garage Exhaust | Commercial | Existing | Retail | FL Zone 2 | Per 3 Hp | 60% | 15091.01 | 10110.97 | 4980.032 | 0.33 | 15 | 0.20046 | 0.20046 | 0 | no base cost | 0 | 0 | 607 | Wisconsin Focus on Energy 2017 TRM | 0 | 0 | 607 | exhaust fan system |  | 607
Nonequipment | CO Sensors for Parking Garage Exhaust | Enclosed Parking Garage Exhaust with CO Control | Constant Volume Enclosed Parking Garage Exhaust | Commercial | Existing | Schools K-12 | FL Zone 2 | Per 3 Hp | 0% | 15091.01 | 10110.97 | 4980.032 | 0.33 | 15 | 0.20046 | 0.20046 | 0 | no base cost | 0 | 0 | 607 | Wisconsin Focus on Energy 2017 TRM | 0 | 0 | 607 | exhaust fan system |  | 607
Nonequipment | CO Sensors for Parking Garage Exhaust | Enclosed Parking Garage Exhaust with CO Control | Constant Volume Enclosed Parking Garage Exhaust | Commercial | Existing | Warehouse | FL Zone 2 | Per 3 Hp | 0% | 15091.01 | 10110.97 | 4980.032 | 0.33 | 15 | 0.20046 | 0.20046 | 0 | no base cost | 0 | 0 | 607 | Wisconsin Focus on Energy 2017 TRM | 0 | 0 | 607 | exhaust fan system |  | 607
Nonequipment | CO Sensors for Parking Garage Exhaust | Enclosed Parking Garage Exhaust with CO Control | Constant Volume Enclosed Parking Garage Exhaust | Commercial | New | Assembly | FL Zone 2 | Per 3 Hp | 0% | 15091.01 | 10110.97 | 4980.032 | 0.33 | 15 | 0.20046 | 0.20046 | 0 | no base cost | 0 | 0 | 607 | Wisconsin Focus on Energy 2017 TRM | 0 | 0 | 607 | exhaust fan system |  | 607
Nonequipment | CO Sensors for Parking Garage Exhaust | Enclosed Parking Garage Exhaust with CO Control | Constant Volume Enclosed Parking Garage Exhaust | Commercial | New | College and University | FL Zone 2 | Per 3 Hp | 60% | 15091.01 | 10110.97 | 4980.032 | 0.33 | 15 | 0.20046 | 0.20046 | 0 | no base cost | 0 | 0 | 607 | Wisconsin Focus on Energy 2017 TRM | 0 | 0 | 607 | exhaust fan system |  | 607
Nonequipment | CO Sensors for Parking Garage Exhaust | Enclosed Parking Garage Exhaust with CO Control | Constant Volume Enclosed Parking Garage Exhaust | Commercial | New | Grocery | FL Zone 2 | Per 3 Hp | 0% | 15091.01 | 10110.97 | 4980.032 | 0.33 | 15 | 0.20046 | 0.20046 | 0 | no base cost | 0 | 0 | 607 | Wisconsin Focus on Energy 2017 TRM | 0 | 0 | 607 | exhaust fan system |  | 607
Nonequipment | CO Sensors for Parking Garage Exhaust | Enclosed Parking Garage Exhaust with CO Control | Constant Volume Enclosed Parking Garage Exhaust | Commercial | New | Healthcare | FL Zone 2 | Per 3 Hp | 60% | 15091.01 | 10110.97 | 4980.032 | 0.33 | 15 | 0.20046 | 0.20046 | 0 | no base cost | 0 | 0 | 607 | Wisconsin Focus on Energy 2017 TRM | 0 | 0 | 607 | exhaust fan system |  | 607
Nonequipment | CO Sensors for Parking Garage Exhaust | Enclosed Parking Garage Exhaust with CO Control | Constant Volume Enclosed Parking Garage Exhaust | Commercial | New | Hospitals | FL Zone 2 | Per 3 Hp | 60% | 15091.01 | 10110.97 | 4980.032 | 0.33 | 15 | 0.20046 | 0.20046 | 0 | no base cost | 0 | 0 | 607 | Wisconsin Focus on Energy 2017 TRM | 0 | 0 | 607 | exhaust fan system |  | 607
Nonequipment | CO Sensors for Parking Garage Exhaust | Enclosed Parking Garage Exhaust with CO Control | Constant Volume Enclosed Parking Garage Exhaust | Commercial | New | Institutional | FL Zone 2 | Per 3 Hp | 60% | 15091.01 | 10110.97 | 4980.032 | 0.33 | 15 | 0.20046 | 0.20046 | 0 | no base cost | 0 | 0 | 607 | Wisconsin Focus on Energy 2017 TRM | 0 | 0 | 607 | exhaust fan system |  | 607
Nonequipment | CO Sensors for Parking Garage Exhaust | Enclosed Parking Garage Exhaust with CO Control | Constant Volume Enclosed Parking Garage Exhaust | Commercial | New | Lodging/Hospitality | FL Zone 2 | Per 3 Hp | 0% | 15091.01 | 10110.97 | 4980.032 | 0.33 | 15 | 0.20046 | 0.20046 | 0 | no base cost | 0 | 0 | 607 | Wisconsin Focus on Energy 2017 TRM | 0 | 0 | 607 | exhaust fan system |  | 607
Nonequipment | CO Sensors for Parking Garage Exhaust | Enclosed Parking Garage Exhaust with CO Control | Constant Volume Enclosed Parking Garage Exhaust | Commercial | New | Miscellaneous | FL Zone 2 | Per 3 Hp | 0% | 15091.01 | 10110.97 | 4980.032 | 0.33 | 15 | 0.20046 | 0.20046 | 0 | no base cost | 0 | 0 | 607 | Wisconsin Focus on Energy 2017 TRM | 0 | 0 | 607 | exhaust fan system |  | 607
Nonequipment | CO Sensors for Parking Garage Exhaust | Enclosed Parking Garage Exhaust with CO Control | Constant Volume Enclosed Parking Garage Exhaust | Commercial | New | Offices | FL Zone 2 | Per 3 Hp | 60% | 15091.01 | 10110.97 | 4980.032 | 0.33 | 15 | 0.20046 | 0.20046 | 0 | no base cost | 0 | 0 | 607 | Wisconsin Focus on Energy 2017 TRM | 0 | 0 | 607 | exhaust fan system |  | 607
Nonequipment | CO Sensors for Parking Garage Exhaust | Enclosed Parking Garage Exhaust with CO Control | Constant Volume Enclosed Parking Garage Exhaust | Commercial | New | Restaurants | FL Zone 2 | Per 3 Hp | 0% | 15091.01 | 10110.97 | 4980.032 | 0.33 | 15 | 0.20046 | 0.20046 | 0 | no base cost | 0 | 0 | 607 | Wisconsin Focus on Energy 2017 TRM | 0 | 0 | 607 | exhaust fan system |  | 607
Nonequipment | CO Sensors for Parking Garage Exhaust | Enclosed Parking Garage Exhaust with CO Control | Constant Volume Enclosed Parking Garage Exhaust | Commercial | New | Retail | FL Zone 2 | Per 3 Hp | 60% | 15091.01 | 10110.97 | 4980.032 | 0.33 | 15 | 0.20046 | 0.20046 | 0 | no base cost | 0 | 0 | 607 | Wisconsin Focus on Energy 2017 TRM | 0 | 0 | 607 | exhaust fan system |  | 607
Nonequipment | CO Sensors for Parking Garage Exhaust | Enclosed Parking Garage Exhaust with CO Control | Constant Volume Enclosed Parking Garage Exhaust | Commercial | New | Schools K-12 | FL Zone 2 | Per 3 Hp | 0% | 15091.01 | 10110.97 | 4980.032 | 0.33 | 15 | 0.20046 | 0.20046 | 0 | no base cost | 0 | 0 | 607 | Wisconsin Focus on Energy 2017 TRM | 0 | 0 | 607 | exhaust fan system |  | 607
Nonequipment | CO Sensors for Parking Garage Exhaust | Enclosed Parking Garage Exhaust with CO Control | Constant Volume Enclosed Parking Garage Exhaust | Commercial | New | Warehouse | FL Zone 2 | Per 3 Hp | 0% | 15091.01 | 10110.97 | 4980.032 | 0.33 | 15 | 0.20046 | 0.20046 | 0 | no base cost | 0 | 0 | 607 | Wisconsin Focus on Energy 2017 TRM | 0 | 0 | 607 | exhaust fan system |  | 607
Nonequipment | Demand Controlled Ventilation | Return Air System with CO2 Sensors | Standard Return Air System, No Sensors | Commercial | Existing | Assembly | FL Zone 2 | Per End Use Consumption | 19% | 9357.07 | 4678.535 | 4678.535 | 0.5 | 10 | 0.4871 | 2.7424 | 0 | 0 | 0 | 0 | 500 | Illinois 2018 Statewide TRM, Section 4.4.19 | 1000 | Illinois 2018 Statewide TRM, Section 4.4.19 | 1500 | zone or individual space | 1 | 1500
Nonequipment | Demand Controlled Ventilation | Return Air System with CO2 Sensors | Standard Return Air System, No Sensors | Commercial | Existing | College and University | FL Zone 2 | Per End Use Consumption | 23% | 55886.09 | 27943.04 | 27943.04 | 0.5 | 10 | 2.9093 | 16.3792 | 0 | 0 | 0 | 0 | 500 | Illinois 2018 Statewide TRM, Section 4.4.19 | 1000 | Illinois 2018 Statewide TRM, Section 4.4.19 | 1500 | zone or individual space | 3 | 4500
Nonequipment | Demand Controlled Ventilation | Return Air System with CO2 Sensors | Standard Return Air System, No Sensors | Commercial | Existing | Grocery | FL Zone 2 | Per End Use Consumption | 23% | 22528.05 | 20402.78 | 2125.27 | 0.094339 | 10 | 0.22127 | 1.2458 | 0 | 0 | 0 | 0 | 500 | Illinois 2018 Statewide TRM, Section 4.4.19 | 1000 | Illinois 2018 Statewide TRM, Section 4.4.19 | 1500 | zone or individual space | 1 | 1500
Nonequipment | Demand Controlled Ventilation | Return Air System with CO2 Sensors | Standard Return Air System, No Sensors | Commercial | Existing | Healthcare | FL Zone 2 | Per End Use Consumption | 23% | 39322.82 | 30247.09 | 9075.723 | 0.2308 | 10 | 0.94492 | 5.3199 | 0 | 0 | 0 | 0 | 500 | Illinois 2018 Statewide TRM, Section 4.4.19 | 1000 | Illinois 2018 Statewide TRM, Section 4.4.19 | 1500 | zone or individual space | 1 | 1500
Nonequipment | Demand Controlled Ventilation | Return Air System with CO2 Sensors | Standard Return Air System, No Sensors | Commercial | Existing | Hospitals | FL Zone 2 | Per End Use Consumption | 23% | 409737.6 | 315170 | 94567.6 | 0.2308 | 10 | 9.8459 | 55.4323 | 0 | 0 | 0 | 0 | 500 | Illinois 2018 Statewide TRM, Section 4.4.19 | 1000 | Illinois 2018 Statewide TRM, Section 4.4.19 | 1500 | zone or individual space | 7 | 10500
Nonequipment | Demand Controlled Ventilation | Return Air System with CO2 Sensors | Standard Return Air System, No Sensors | Commercial | Existing | Institutional | FL Zone 2 | Per End Use Consumption | 23% | 45457.59 | 36152.05 | 9305.548 | 0.20471 | 10 | 0.96884 | 5.4546 | 0 | 0 | 0 | 0 | 500 | Illinois 2018 Statewide TRM, Section 4.4.19 | 1000 | Illinois 2018 Statewide TRM, Section 4.4.19 | 1500 | zone or individual space | 1 | 1500
Nonequipment | Demand Controlled Ventilation | Return Air System with CO2 Sensors | Standard Return Air System, No Sensors | Commercial | Existing | Lodging/Hospitality | FL Zone 2 | Per End Use Consumption | 23% | 37289.95 | 22041.63 | 15248.32 | 0.40891 | 10 | 1.5876 | 8.938 | 0 | 0 | 0 | 0 | 500 | Illinois 2018 Statewide TRM, Section 4.4.19 | 1000 | Illinois 2018 Statewide TRM, Section 4.4.19 | 1500 | zone or individual space | 2 | 3000
Nonequipment | Demand Controlled Ventilation | Return Air System with CO2 Sensors | Standard Return Air System, No Sensors | Commercial | Existing | Miscellaneous | FL Zone 2 | Per End Use Consumption | 23% | 433378.3 | 419545.7 | 13832.67 | 0.031918 | 10 | 1.4402 | 8.1082 | 0 | 0 | 0 | 0 | 500 | Illinois 2018 Statewide TRM, Section 4.4.19 | 1000 | Illinois 2018 Statewide TRM, Section 4.4.19 | 1500 | zone or individual space | 2 | 3000
Nonequipment | Demand Controlled Ventilation | Return Air System with CO2 Sensors | Standard Return Air System, No Sensors | Commercial | Existing | Offices | FL Zone 2 | Per End Use Consumption | 23% | 32395.2 | 25148.86 | 7246.334 | 0.22368 | 10 | 0.75445 | 4.2476 | 0 | 0 | 0 | 0 | 500 | Illinois 2018 Statewide TRM, Section 4.4.19 | 1000 | Illinois 2018 Statewide TRM, Section 4.4.19 | 1500 | zone or individual space | 1 | 1500
Nonequipment | Demand Controlled Ventilation | Return Air System with CO2 Sensors | Standard Return Air System, No Sensors | Commercial | Existing | Restaurants | FL Zone 2 | Per End Use Consumption | 23% | 23474.37 | 21183.07 | 2291.302 | 0.097609 | 10 | 0.23856 | 1.3431 | 0 | 0 | 0 | 0 | 500 | Illinois 2018 Statewide TRM, Section 4.4.19 | 1000 | Illinois 2018 Statewide TRM, Section 4.4.19 | 1500 | zone or individual space | 1 | 1500
Nonequipment | Demand Controlled Ventilation | Return Air System with CO2 Sensors | Standard Return Air System, No Sensors | Commercial | Existing | Retail | FL Zone 2 | Per End Use Consumption | 23% | 10253.03 | 5126.516 | 5126.516 | 0.5 | 10 | 0.53375 | 3.005 | 0 | 0 | 0 | 0 | 500 | Illinois 2018 Statewide TRM, Section 4.4.19 | 1000 | Illinois 2018 Statewide TRM, Section 4.4.19 | 1500 | zone or individual space | 1 | 1500
Nonequipment | Demand Controlled Ventilation | Return Air System with CO2 Sensors | Standard Return Air System, No Sensors | Commercial | Existing | Schools K-12 | FL Zone 2 | Per End Use Consumption | 23% | 38316.54 | 19158.27 | 19158.27 | 0.5 | 10 | 1.9947 | 11.2299 | 0 | 0 | 0 | 0 | 500 | Illinois 2018 Statewide TRM, Section 4.4.19 | 1000 | Illinois 2018 Statewide TRM, Section 4.4.19 | 1500 | zone or individual space | 2 | 3000
Nonequipment | Demand Controlled Ventilation | Return Air System with CO2 Sensors | Standard Return Air System, No Sensors | Commercial | Existing | Warehouse | FL Zone 2 | Per End Use Consumption | 23% | 3806.38 | 1903.19 | 1903.19 | 0.5 | 10 | 0.19815 | 1.1156 | 0 | 0 | 0 | 0 | 500 | Illinois 2018 Statewide TRM, Section 4.4.19 | 1000 | Illinois 2018 Statewide TRM, Section 4.4.19 | 1500 | zone or individual space | 1 | 1500
Nonequipment | Demand Controlled Ventilation | Return Air System with CO2 Sensors | Standard Return Air System, No Sensors | Commercial | New | Assembly | FL Zone 2 | Per End Use Consumption | 18% | 9357.07 | 4678.535 | 4678.535 | 0.5 | 10 | 0.4871 | 2.7424 | 0 | 0 | 0 | 0 | 500 | Illinois 2018 Statewide TRM, Section 4.4.19 | 1000 | Illinois 2018 Statewide TRM, Section 4.4.19 | 1500 | zone or individual space | 1 | 1500
Nonequipment | Demand Controlled Ventilation | Return Air System with CO2 Sensors | Standard Return Air System, No Sensors | Commercial | New | College and University | FL Zone 2 | Per End Use Consumption | 23% | 55886.09 | 27943.04 | 27943.04 | 0.5 | 10 | 2.9093 | 16.3792 | 0 | 0 | 0 | 0 | 500 | Illinois 2018 Statewide TRM, Section 4.4.19 | 1000 | Illinois 2018 Statewide TRM, Section 4.4.19 | 1500 | zone or individual space | 3 | 4500
Nonequipment | Demand Controlled Ventilation | Return Air System with CO2 Sensors | Standard Return Air System, No Sensors | Commercial | New | Grocery | FL Zone 2 | Per End Use Consumption | 23% | 22528.05 | 20402.78 | 2125.27 | 0.094339 | 10 | 0.22127 | 1.2458 | 0 | 0 | 0 | 0 | 500 | Illinois 2018 Statewide TRM, Section 4.4.19 | 1000 | Illinois 2018 Statewide TRM, Section 4.4.19 | 1500 | zone or individual space | 1 | 1500
Nonequipment | Demand Controlled Ventilation | Return Air System with CO2 Sensors | Standard Return Air System, No Sensors | Commercial | New | Healthcare | FL Zone 2 | Per End Use Consumption | 23% | 39322.82 | 30247.09 | 9075.723 | 0.2308 | 10 | 0.94492 | 5.3199 | 0 | 0 | 0 | 0 | 500 | Illinois 2018 Statewide TRM, Section 4.4.19 | 1000 | Illinois 2018 Statewide TRM, Section 4.4.19 | 1500 | zone or individual space | 1 | 1500
Nonequipment | Demand Controlled Ventilation | Return Air System with CO2 Sensors | Standard Return Air System, No Sensors | Commercial | New | Hospitals | FL Zone 2 | Per End Use Consumption | 18% | 409737.6 | 315170 | 94567.6 | 0.2308 | 10 | 9.8459 | 55.4323 | 0 | 0 | 0 | 0 | 500 | Illinois 2018 Statewide TRM, Section 4.4.19 | 1000 | Illinois 2018 Statewide TRM, Section 4.4.19 | 1500 | zone or individual space | 7 | 10500
Nonequipment | Demand Controlled Ventilation | Return Air System with CO2 Sensors | Standard Return Air System, No Sensors | Commercial | New | Institutional | FL Zone 2 | Per End Use Consumption | 18% | 45457.59 | 36152.05 | 9305.548 | 0.20471 | 10 | 0.96884 | 5.4546 | 0 | 0 | 0 | 0 | 500 | Illinois 2018 Statewide TRM, Section 4.4.19 | 1000 | Illinois 2018 Statewide TRM, Section 4.4.19 | 1500 | zone or individual space | 1 | 1500
Nonequipment | Demand Controlled Ventilation | Return Air System with CO2 Sensors | Standard Return Air System, No Sensors | Commercial | New | Lodging/Hospitality | FL Zone 2 | Per End Use Consumption | 23% | 37289.95 | 22041.63 | 15248.32 | 0.40891 | 10 | 1.5876 | 8.938 | 0 | 0 | 0 | 0 | 500 | Illinois 2018 Statewide TRM, Section 4.4.19 | 1000 | Illinois 2018 Statewide TRM, Section 4.4.19 | 1500 | zone or individual space | 2 | 3000
Nonequipment | Demand Controlled Ventilation | Return Air System with CO2 Sensors | Standard Return Air System, No Sensors | Commercial | New | Miscellaneous | FL Zone 2 | Per End Use Consumption | 23% | 433378.3 | 419545.7 | 13832.67 | 0.031918 | 10 | 1.4402 | 8.1082 | 0 | 0 | 0 | 0 | 500 | Illinois 2018 Statewide TRM, Section 4.4.19 | 1000 | Illinois 2018 Statewide TRM, Section 4.4.19 | 1500 | zone or individual space | 2 | 3000
Nonequipment | Demand Controlled Ventilation | Return Air System with CO2 Sensors | Standard Return Air System, No Sensors | Commercial | New | Offices | FL Zone 2 | Per End Use Consumption | 18% | 32395.2 | 25148.86 | 7246.334 | 0.22368 | 10 | 0.75445 | 4.2476 | 0 | 0 | 0 | 0 | 500 | Illinois 2018 Statewide TRM, Section 4.4.19 | 1000 | Illinois 2018 Statewide TRM, Section 4.4.19 | 1500 | zone or individual space | 1 | 1500
Nonequipment | Demand Controlled Ventilation | Return Air System with CO2 Sensors | Standard Return Air System, No Sensors | Commercial | New | Restaurants | FL Zone 2 | Per End Use Consumption | 23% | 23474.37 | 21183.07 | 2291.302 | 0.097609 | 10 | 0.23856 | 1.3431 | 0 | 0 | 0 | 0 | 500 | Illinois 2018 Statewide TRM, Section 4.4.19 | 1000 | Illinois 2018 Statewide TRM, Section 4.4.19 | 1500 | zone or individual space | 1 | 1500
Nonequipment | Demand Controlled Ventilation | Return Air System with CO2 Sensors | Standard Return Air System, No Sensors | Commercial | New | Retail | FL Zone 2 | Per End Use Consumption | 23% | 10253.03 | 5126.516 | 5126.516 | 0.5 | 10 | 0.53375 | 3.005 | 0 | 0 | 0 | 0 | 500 | Illinois 2018 Statewide TRM, Section 4.4.19 | 1000 | Illinois 2018 Statewide TRM, Section 4.4.19 | 1500 | zone or individual space | 1 | 1500
Nonequipment | Demand Controlled Ventilation | Return Air System with CO2 Sensors | Standard Return Air System, No Sensors | Commercial | New | Schools K-12 | FL Zone 2 | Per End Use Consumption | 23% | 38316.54 | 19158.27 | 19158.27 | 0.5 | 10 | 1.9947 | 11.2299 | 0 | 0 | 0 | 0 | 500 | Illinois 2018 Statewide TRM, Section 4.4.19 | 1000 | Illinois 2018 Statewide TRM, Section 4.4.19 | 1500 | zone or individual space | 2 | 3000
Nonequipment | Demand Controlled Ventilation | Return Air System with CO2 Sensors | Standard Return Air System, No Sensors | Commercial | New | Warehouse | FL Zone 2 | Per End Use Consumption | 23% | 3806.38 | 1903.19 | 1903.19 | 0.5 | 10 | 0.19815 | 1.1156 | 0 | 0 | 0 | 0 | 500 | Illinois 2018 Statewide TRM, Section 4.4.19 | 1000 | Illinois 2018 Statewide TRM, Section 4.4.19 | 1500 | zone or individual space | 1 | 1500
Nonequipment | VAV System | Variable Air Volume Distribution System | Constant Air Volume Distribution System | Commercial | Existing | Assembly | FL Zone 2 | Per End Use Consumption | 0% | 232491.5 | 162744.1 | 69747.46 | 0.3 | 10 | 19.8511 | 20.1456 | 0 | 0 | 0 | 0 | 0.26156 | Mid-Atlantic TRC, v7.0, 2017, VFD for HVAC, average cost per hp for 10hp motor, assume 1 hp per 1,250 CFM & 1 cfm/sq ft | 0 | 0 | 0.26156 | sq ft | 19267.25 | 5039.457
Nonequipment | VAV System | Variable Air Volume Distribution System | Constant Air Volume Distribution System | Commercial | Existing | College and University | FL Zone 2 | Per End Use Consumption | 14% | 916260.7 | 641382.5 | 274878.2 | 0.3 | 10 | 78.2342 | 79.3948 | 0 | 0 | 0 | 0 | 0.26156 | Mid-Atlantic TRC, v7.0, 2017, VFD for HVAC, average cost per hp for 10hp motor, assume 1 hp per 1,250 CFM & 1 cfm/sq ft | 0 | 0 | 0.26156 | sq ft | 75933.21 | 19860.75
Nonequipment | VAV System | Variable Air Volume Distribution System | Constant Air Volume Distribution System | Commercial | Existing | Grocery | FL Zone 2 | Per End Use Consumption | 0% | 56854.47 | 39798.13 | 17056.34 | 0.3 | 10 | 4.8545 | 4.9265 | 0 | 0 | 0 | 0 | 0.26156 | Mid-Atlantic TRC, v7.0, 2017, VFD for HVAC, average cost per hp for 10hp motor, assume 1 hp per 1,250 CFM & 1 cfm/sq ft | 0 | 0 | 0.26156 | sq ft | 4711.697 | 1232.37
Nonequipment | VAV System | Variable Air Volume Distribution System | Constant Air Volume Distribution System | Commercial | Existing | Healthcare | FL Zone 2 | Per End Use Consumption | 14% | 242790.6 | 169953.4 | 72837.17 | 0.3 | 10 | 20.7305 | 21.038 | 0 | 0 | 0 | 0 | 0.26156 | Mid-Atlantic TRC, v7.0, 2017, VFD for HVAC, average cost per hp for 10hp motor, assume 1 hp per 1,250 CFM & 1 cfm/sq ft | 0 | 0 | 0.26156 | sq ft | 20120.77 | 5262.698
Nonequipment | VAV System | Variable Air Volume Distribution System | Constant Air Volume Distribution System | Commercial | Existing | Hospitals | FL Zone 2 | Per End Use Consumption | 11% | 2529840 | 1770888 | 758951.9 | 0.3 | 10 | 216.0084 | 219.2128 | 0 | 0 | 0 | 0 | 0.26156 | Mid-Atlantic TRC, v7.0, 2017, VFD for HVAC, average cost per hp for 10hp motor, assume 1 hp per 1,250 CFM & 1 cfm/sq ft | 0 | 0 | 0.26156 | sq ft | 209655.2 | 54836.49
Nonequipment | VAV System | Variable Air Volume Distribution System | Constant Air Volume Distribution System | Commercial | Existing | Institutional | FL Zone 2 | Per End Use Consumption | 11% | 248938.8 | 174257.2 | 74681.64 | 0.3 | 10 | 21.2554 | 21.5708 | 0 | 0 | 0 | 0 | 0.26156 | Mid-Atlantic TRC, v7.0, 2017, VFD for HVAC, average cost per hp for 10hp motor, assume 1 hp per 1,250 CFM & 1 cfm/sq ft | 0 | 0 | 0.26156 | sq ft | 20630.29 | 5395.966
Nonequipment | VAV System | Variable Air Volume Distribution System | Constant Air Volume Distribution System | Commercial | Existing | Lodging/Hospitality | FL Zone 2 | Per End Use Consumption | 0% | 407917.7 | 285542.4 | 122375.3 | 0.3 | 10 | 34.8297 | 35.3464 | 0 | 0 | 0 | 0 | 0.26156 | Mid-Atlantic TRC, v7.0, 2017, VFD for HVAC, average cost per hp for 10hp motor, assume 1 hp per 1,250 CFM & 1 cfm/sq ft | 0 | 0 | 0.26156 | sq ft | 33805.34 | 8841.973
Nonequipment | VAV System | Variable Air Volume Distribution System | Constant Air Volume Distribution System | Commercial | Existing | Miscellaneous | FL Zone 2 | Per End Use Consumption | 0% | 370046.8 | 259032.8 | 111014 | 0.3 | 10 | 31.5962 | 32.0649 | 0 | 0 | 0 | 0 | 0.26156 | Mid-Atlantic TRC, v7.0, 2017, VFD for HVAC, average cost per hp for 10hp motor, assume 1 hp per 1,250 CFM & 1 cfm/sq ft | 0 | 0 | 0.26156 | sq ft | 30666.86 | 8021.088
Nonequipment | VAV System | Variable Air Volume Distribution System | Constant Air Volume Distribution System | Commercial | Existing | Offices | FL Zone 2 | Per End Use Consumption | 11% | 193851.4 | 135696 | 58155.42 | 0.3 | 10 | 16.5519 | 16.7974 | 0 | 0 | 0 | 0 | 0.26156 | Mid-Atlantic TRC, v7.0, 2017, VFD for HVAC, average cost per hp for 10hp motor, assume 1 hp per 1,250 CFM & 1 cfm/sq ft | 0 | 0 | 0.26156 | sq ft | 16065.03 | 4201.899
Nonequipment | VAV System | Variable Air Volume Distribution System | Constant Air Volume Distribution System | Commercial | Existing | Restaurants | FL Zone 2 | Per End Use Consumption | 0% | 61296.12 | 42907.29 | 18388.84 | 0.3 | 10 | 5.2337 | 5.3114 | 0 | 0 | 0 | 0 | 0.26156 | Mid-Atlantic TRC, v7.0, 2017, VFD for HVAC, average cost per hp for 10hp motor, assume 1 hp per 1,250 CFM & 1 cfm/sq ft | 0 | 0 | 0.26156 | sq ft | 5079.789 | 1328.647
Nonequipment | VAV System | Variable Air Volume Distribution System | Constant Air Volume Distribution System | Commercial | Existing | Retail | FL Zone 2 | Per End Use Consumption | 0% | 138089.1 | 96662.35 | 41426.72 | 0.3 | 10 | 11.7906 | 11.9655 | 0 | 0 | 0 | 0 | 0.26156 | Mid-Atlantic TRC, v7.0, 2017, VFD for HVAC, average cost per hp for 10hp motor, assume 1 hp per 1,250 CFM & 1 cfm/sq ft | 0 | 0 | 0.26156 | sq ft | 11443.85 | 2993.201
Nonequipment | VAV System | Variable Air Volume Distribution System | Constant Air Volume Distribution System | Commercial | Existing | Schools K-12 | FL Zone 2 | Per End Use Consumption | 14% | 628205.4 | 439743.8 | 188461.6 | 0.3 | 10 | 53.6388 | 54.4345 | 0 | 0 | 0 | 0 | 0.26156 | Mid-Atlantic TRC, v7.0, 2017, VFD for HVAC, average cost per hp for 10hp motor, assume 1 hp per 1,250 CFM & 1 cfm/sq ft | 0 | 0 | 0.26156 | sq ft | 52061.22 | 13616.9
Nonequipment | VAV System | Variable Air Volume Distribution System | Constant Air Volume Distribution System | Commercial | Existing | Warehouse | FL Zone 2 | Per End Use Consumption | 0% | 193838.8 | 135687.2 | 58151.65 | 0.3 | 10 | 16.5508 | 16.7963 | 0 | 0 | 0 | 0 | 0.26156 | Mid-Atlantic TRC, v7.0, 2017, VFD for HVAC, average cost per hp for 10hp motor, assume 1 hp per 1,250 CFM & 1 cfm/sq ft | 0 | 0 | 0.26156 | sq ft | 16063.99 | 4201.626
Nonequipment | VAV System | Variable Air Volume Distribution System | Constant Air Volume Distribution System | Commercial | New | Assembly | FL Zone 2 | Per End Use Consumption | 0% | 232491.5 | 162744.1 | 69747.46 | 0.3 | 10 | 19.8511 | 20.1456 | 0 | 0 | 0 | 0 | 0.26156 | Mid-Atlantic TRC, v7.0, 2017, VFD for HVAC, average cost per hp for 10hp motor, assume 1 hp per 1,250 CFM & 1 cfm/sq ft | 0 | 0 | 0.26156 | sq ft | 19267.25 | 5039.457
Nonequipment | VAV System | Variable Air Volume Distribution System | Constant Air Volume Distribution System | Commercial | New | College and University | FL Zone 2 | Per End Use Consumption | 14% | 916260.7 | 641382.5 | 274878.2 | 0.3 | 10 | 78.2342 | 79.3948 | 0 | 0 | 0 | 0 | 0.26156 | Mid-Atlantic TRC, v7.0, 2017, VFD for HVAC, average cost per hp for 10hp motor, assume 1 hp per 1,250 CFM & 1 cfm/sq ft | 0 | 0 | 0.26156 | sq ft | 75933.21 | 19860.75
Nonequipment | VAV System | Variable Air Volume Distribution System | Constant Air Volume Distribution System | Commercial | New | Grocery | FL Zone 2 | Per End Use Consumption | 0% | 56854.47 | 39798.13 | 17056.34 | 0.3 | 10 | 4.8545 | 4.9265 | 0 | 0 | 0 | 0 | 0.26156 | Mid-Atlantic TRC, v7.0, 2017, VFD for HVAC, average cost per hp for 10hp motor, assume 1 hp per 1,250 CFM & 1 cfm/sq ft | 0 | 0 | 0.26156 | sq ft | 4711.697 | 1232.37
Nonequipment | VAV System | Variable Air Volume Distribution System | Constant Air Volume Distribution System | Commercial | New | Healthcare | FL Zone 2 | Per End Use Consumption | 14% | 242790.6 | 169953.4 | 72837.17 | 0.3 | 10 | 20.7305 | 21.038 | 0 | 0 | 0 | 0 | 0.26156 | Mid-Atlantic TRC, v7.0, 2017, VFD for HVAC, average cost per hp for 10hp motor, assume 1 hp per 1,250 CFM & 1 cfm/sq ft | 0 | 0 | 0.26156 | sq ft | 20120.77 | 5262.698
Nonequipment | VAV System | Variable Air Volume Distribution System | Constant Air Volume Distribution System | Commercial | New | Hospitals | FL Zone 2 | Per End Use Consumption | 16% | 2529840 | 1770888 | 758951.9 | 0.3 | 10 | 216.0084 | 219.2128 | 0 | 0 | 0 | 0 | 0.26156 | Mid-Atlantic TRC, v7.0, 2017, VFD for HVAC, average cost per hp for 10hp motor, assume 1 hp per 1,250 CFM & 1 cfm/sq ft | 0 | 0 | 0.26156 | sq ft | 209655.2 | 54836.49
Nonequipment | VAV System | Variable Air Volume Distribution System | Constant Air Volume Distribution System | Commercial | New | Institutional | FL Zone 2 | Per End Use Consumption | 16% | 248938.8 | 174257.2 | 74681.64 | 0.3 | 10 | 21.2554 | 21.5708 | 0 | 0 | 0 | 0 | 0.26156 | Mid-Atlantic TRC, v7.0, 2017, VFD for HVAC, average cost per hp for 10hp motor, assume 1 hp per 1,250 CFM & 1 cfm/sq ft | 0 | 0 | 0.26156 | sq ft | 20630.29 | 5395.966
Nonequipment | VAV System | Variable Air Volume Distribution System | Constant Air Volume Distribution System | Commercial | New | Lodging/Hospitality | FL Zone 2 | Per End Use Consumption | 0% | 407917.7 | 285542.4 | 122375.3 | 0.3 | 10 | 34.8297 | 35.3464 | 0 | 0 | 0 | 0 | 0.26156 | Mid-Atlantic TRC, v7.0, 2017, VFD for HVAC, average cost per hp for 10hp motor, assume 1 hp per 1,250 CFM & 1 cfm/sq ft | 0 | 0 | 0.26156 | sq ft | 33805.34 | 8841.973
Nonequipment | VAV System | Variable Air Volume Distribution System | Constant Air Volume Distribution System | Commercial | New | Miscellaneous | FL Zone 2 | Per End Use Consumption | 0% | 370046.8 | 259032.8 | 111014 | 0.3 | 10 | 31.5962 | 32.0649 | 0 | 0 | 0 | 0 | 0.26156 | Mid-Atlantic TRC, v7.0, 2017, VFD for HVAC, average cost per hp for 10hp motor, assume 1 hp per 1,250 CFM & 1 cfm/sq ft | 0 | 0 | 0.26156 | sq ft | 30666.86 | 8021.088
Nonequipment | VAV System | Variable Air Volume Distribution System | Constant Air Volume Distribution System | Commercial | New | Offices | FL Zone 2 | Per End Use Consumption | 16% | 193851.4 | 135696 | 58155.42 | 0.3 | 10 | 16.5519 | 16.7974 | 0 | 0 | 0 | 0 | 0.26156 | Mid-Atlantic TRC, v7.0, 2017, VFD for HVAC, average cost per hp for 10hp motor, assume 1 hp per 1,250 CFM & 1 cfm/sq ft | 0 | 0 | 0.26156 | sq ft | 16065.03 | 4201.899
Nonequipment | VAV System | Variable Air Volume Distribution System | Constant Air Volume Distribution System | Commercial | New | Restaurants | FL Zone 2 | Per End Use Consumption | 0% | 61296.12 | 42907.29 | 18388.84 | 0.3 | 10 | 5.2337 | 5.3114 | 0 | 0 | 0 | 0 | 0.26156 | Mid-Atlantic TRC, v7.0, 2017, VFD for HVAC, average cost per hp for 10hp motor, assume 1 hp per 1,250 CFM & 1 cfm/sq ft | 0 | 0 | 0.26156 | sq ft | 5079.789 | 1328.647
Nonequipment | VAV System | Variable Air Volume Distribution System | Constant Air Volume Distribution System | Commercial | New | Retail | FL Zone 2 | Per End Use Consumption | 0% | 138089.1 | 96662.35 | 41426.72 | 0.3 | 10 | 11.7906 | 11.9655 | 0 | 0 | 0 | 0 | 0.26156 | Mid-Atlantic TRC, v7.0, 2017, VFD for HVAC, average cost per hp for 10hp motor, assume 1 hp per 1,250 CFM & 1 cfm/sq ft | 0 | 0 | 0.26156 | sq ft | 11443.85 | 2993.201
Nonequipment | VAV System | Variable Air Volume Distribution System | Constant Air Volume Distribution System | Commercial | New | Schools K-12 | FL Zone 2 | Per End Use Consumption | 14% | 628205.4 | 439743.8 | 188461.6 | 0.3 | 10 | 53.6388 | 54.4345 | 0 | 0 | 0 | 0 | 0.26156 | Mid-Atlantic TRC, v7.0, 2017, VFD for HVAC, average cost per hp for 10hp motor, assume 1 hp per 1,250 CFM & 1 cfm/sq ft | 0 | 0 | 0.26156 | sq ft | 52061.22 | 13616.9
Nonequipment | VAV System | Variable Air Volume Distribution System | Constant Air Volume Distribution System | Commercial | New | Warehouse | FL Zone 2 | Per End Use Consumption | 0% | 193838.8 | 135687.2 | 58151.65 | 0.3 | 10 | 16.5508 | 16.7963 | 0 | 0 | 0 | 0 | 0.26156 | Mid-Atlantic TRC, v7.0, 2017, VFD for HVAC, average cost per hp for 10hp motor, assume 1 hp per 1,250 CFM & 1 cfm/sq ft | 0 | 0 | 0.26156 | sq ft | 16063.99 | 4201.626
Nonequipment | ENERGY STAR certified buildings program | ENERGY STAR certified buildings program | N/A -New Construction Only | Commercial | Existing | Assembly | FL Zone 2 | Per end use consumption | 0% | 166479.2 | 148166.5 | 18312.71 | 0.11 | 20 | 3.0616 | 9.492 | 0 | reference source included incremental cost only | 0 | 0 | 2.05 | Efficiency Vermont TRM, 2015: New Construction Core Performance Package, blended value for heat pump and non-heat pump systems | 0 | 0 | 2.05 | sq ft | 19267.25 | 39497.87
Nonequipment | ENERGY STAR certified buildings program | ENERGY STAR certified buildings program | N/A -New Construction Only | Commercial | Existing | College and University | FL Zone 2 | Per end use consumption | 0% | 833481.7 | 741798.7 | 91682.99 | 0.11 | 20 | 38.6582 | 0.44413 | 0 | reference source included incremental cost only | 0 | 0 | 2.05 | Efficiency Vermont TRM, 2015: New Construction Core Performance Package, blended value for heat pump and non-heat pump systems | 0 | 0 | 2.05 | sq ft | 75933.21 | 155663.1
Nonequipment | ENERGY STAR certified buildings program | ENERGY STAR certified buildings program | N/A -New Construction Only | Commercial | Existing | Grocery | FL Zone 2 | Per end use consumption | 0% | 335982 | 299024 | 36958.02 | 0.11 | 20 | 11.4107 | 22.1093 | 0 | reference source included incremental cost only | 0 | 0 | 2.05 | Efficiency Vermont TRM, 2015: New Construction Core Performance Package, blended value for heat pump and non-heat pump systems | 0 | 0 | 2.05 | sq ft | 4711.697 | 9658.978
Nonequipment | ENERGY STAR certified buildings program | ENERGY STAR certified buildings program | N/A -New Construction Only | Commercial | Existing | Healthcare | FL Zone 2 | Per end use consumption | 0% | 586458.1 | 521947.7 | 64510.39 | 0.11 | 20 | 10.785 | 33.4376 | 0 | reference source included incremental cost only | 0 | 0 | 2.05 | Efficiency Vermont TRM, 2015: New Construction Core Performance Package, blended value for heat pump and non-heat pump systems | 0 | 0 | 2.05 | sq ft | 20120.77 | 41247.57
Nonequipment | ENERGY STAR certified buildings program | ENERGY STAR certified buildings program | N/A -New Construction Only | Commercial | Existing | Hospitals | FL Zone 2 | Per end use consumption | 0% | 6110801 | 5438613 | 672188.1 | 0.11 | 20 | 283.4289 | 3.2562 | 0 | reference source included incremental cost only | 0 | 0 | 2.05 | Efficiency Vermont TRM, 2015: New Construction Core Performance Package, blended value for heat pump and non-heat pump systems | 0 | 0 | 2.05 | sq ft | 209655.2 | 429793.2
Nonequipment | ENERGY STAR certified buildings program | ENERGY STAR certified buildings program | N/A -New Construction Only | Commercial | Existing | Institutional | FL Zone 2 | Per end use consumption | 0% | 677951.8 | 603377.1 | 74574.69 | 0.11 | 20 | 12.4675 | 38.6543 | 0 | reference source included incremental cost only | 0 | 0 | 2.05 | Efficiency Vermont TRM, 2015: New Construction Core Performance Package, blended value for heat pump and non-heat pump systems | 0 | 0 | 2.05 | sq ft | 20630.29 | 42292.09
Nonequipment | ENERGY STAR certified buildings program | ENERGY STAR certified buildings program | N/A -New Construction Only | Commercial | Existing | Lodging/Hospitality | FL Zone 2 | Per end use consumption | 0% | 556140.1 | 494964.6 | 61175.41 | 0.11 | 20 | 18.8877 | 36.5968 | 0 | reference source included incremental cost only | 0 | 0 | 2.05 | Efficiency Vermont TRM, 2015: New Construction Core Performance Package, blended value for heat pump and non-heat pump systems | 0 | 0 | 2.05 | sq ft | 33805.34 | 69300.94
Nonequipment | ENERGY STAR certified buildings program | ENERGY STAR certified buildings program | N/A -New Construction Only | Commercial | Existing | Miscellaneous | FL Zone 2 | Per end use consumption | 0% | 6463378 | 5752406 | 710971.6 | 0.11 | 20 | 118.8615 | 368.5175 | 0 | reference source included incremental cost only | 0 | 0 | 2.05 | Efficiency Vermont TRM, 2015: New Construction Core Performance Package, blended value for heat pump and non-heat pump systems | 0 | 0 | 2.05 | sq ft | 287978.9 | 590356.8
Nonequipment | ENERGY STAR certified buildings program | ENERGY STAR certified buildings program | N/A -New Construction Only | Commercial | Existing | Offices | FL Zone 2 | Per end use consumption | 0% | 483140 | 429994.6 | 53145.4 | 0.11 | 20 | 8.8849 | 27.5468 | 0 | reference source included incremental cost only | 0 | 0 | 2.05 | Efficiency Vermont TRM, 2015: New Construction Core Performance Package, blended value for heat pump and non-heat pump systems | 0 | 0 | 2.05 | sq ft | 16065.03 | 32933.32
Nonequipment | ENERGY STAR certified buildings program | ENERGY STAR certified buildings program | N/A -New Construction Only | Commercial | Existing | Restaurants | FL Zone 2 | Per end use consumption | 0% | 350095.3 | 311584.8 | 38510.49 | 0.11 | 20 | 11.89 | 23.038 | 0 | reference source included incremental cost only | 0 | 0 | 2.05 | Efficiency Vermont TRM, 2015: New Construction Core Performance Package, blended value for heat pump and non-heat pump systems | 0 | 0 | 2.05 | sq ft | 5079.789 | 10413.57
Nonequipment | ENERGY STAR certified buildings program | ENERGY STAR certified buildings program | N/A -New Construction Only | Commercial | Existing | Retail | FL Zone 2 | Per end use consumption | 0% | 152913.1 | 136092.7 | 16820.44 | 0.11 | 20 | 5.1933 | 10.0625 | 0 | reference source included incremental cost only | 0 | 0 | 2.05 | Efficiency Vermont TRM, 2015: New Construction Core Performance Package, blended value for heat pump and non-heat pump systems | 0 | 0 | 2.05 | sq ft | 11443.85 | 23459.88
Nonequipment | ENERGY STAR certified buildings program | ENERGY STAR certified buildings program | N/A -New Construction Only | Commercial | Existing | Schools K-12 | FL Zone 2 | Per end use consumption | 0% | 571450.6 | 508591 | 62859.56 | 0.11 | 20 | 10.509 | 32.582 | 0 | reference source included incremental cost only | 0 | 0 | 2.05 | Efficiency Vermont TRM, 2015: New Construction Core Performance Package, blended value for heat pump and non-heat pump systems | 0 | 0 | 2.05 | sq ft | 52061.22 | 106725.5
Nonequipment | ENERGY STAR certified buildings program | ENERGY STAR certified buildings program | N/A -New Construction Only | Commercial | Existing | Warehouse | FL Zone 2 | Per end use consumption | 0% | 56768.12 | 50523.63 | 6244.493 | 0.11 | 20 | 1.044 | 3.2367 | 0 | reference source included incremental cost only | 0 | 0 | 2.05 | Efficiency Vermont TRM, 2015: New Construction Core Performance Package, blended value for heat pump and non-heat pump systems | 0 | 0 | 2.05 | sq ft | 16063.99 | 32931.18
Nonequipment | ENERGY STAR certified buildings program | ENERGY STAR certified buildings program | Comparable facility, code-compliance construction | Commercial | New | Assembly | FL Zone 2 | Per end use consumption | 0% | 166479.2 | 148166.5 | 18312.71 | 0.11 | 20 | 3.0616 | 9.492 | 0 | reference source included incremental cost only | 0 | 0 | 2.05 | Efficiency Vermont TRM, 2015: New Construction Core Performance Package, blended value for heat pump and non-heat pump systems | 0 | 0 | 2.05 | sq ft | 19267.25 | 39497.87
Nonequipment | ENERGY STAR certified buildings program | ENERGY STAR certified buildings program | Comparable facility, code-compliance construction | Commercial | New | College and University | FL Zone 2 | Per end use consumption | 0% | 833481.7 | 741798.7 | 91682.99 | 0.11 | 20 | 38.6582 | 0.44413 | 0 | reference source included incremental cost only | 0 | 0 | 2.05 | Efficiency Vermont TRM, 2015: New Construction Core Performance Package, blended value for heat pump and non-heat pump systems | 0 | 0 | 2.05 | sq ft | 75933.21 | 155663.1
Nonequipment | ENERGY STAR certified buildings program | ENERGY STAR certified buildings program | Comparable facility, code-compliance construction | Commercial | New | Grocery | FL Zone 2 | Per end use consumption | 0% | 335982 | 299024 | 36958.02 | 0.11 | 20 | 11.4107 | 22.1093 | 0 | reference source included incremental cost only | 0 | 0 | 2.05 | Efficiency Vermont TRM, 2015: New Construction Core Performance Package, blended value for heat pump and non-heat pump systems | 0 | 0 | 2.05 | sq ft | 4711.697 | 9658.978
Nonequipment | ENERGY STAR certified buildings program | ENERGY STAR certified buildings program | Comparable facility, code-compliance construction | Commercial | New | Healthcare | FL Zone 2 | Per end use consumption | 0% | 586458.1 | 521947.7 | 64510.39 | 0.11 | 20 | 10.785 | 33.4376 | 0 | reference source included incremental cost only | 0 | 0 | 2.05 | Efficiency Vermont TRM, 2015: New Construction Core Performance Package, blended value for heat pump and non-heat pump systems | 0 | 0 | 2.05 | sq ft | 20120.77 | 41247.57
Nonequipment | ENERGY STAR certified buildings program | ENERGY STAR certified buildings program | Comparable facility, code-compliance construction | Commercial | New | Hospitals | FL Zone 2 | Per end use consumption | 0% | 6110801 | 5438613 | 672188.1 | 0.11 | 20 | 283.4289 | 3.2562 | 0 | reference source included incremental cost only | 0 | 0 | 2.05 | Efficiency Vermont TRM, 2015: New Construction Core Performance Package, blended value for heat pump and non-heat pump systems | 0 | 0 | 2.05 | sq ft | 209655.2 | 429793.2
Nonequipment | ENERGY STAR certified buildings program | ENERGY STAR certified buildings program | Comparable facility, code-compliance construction | Commercial | New | Institutional | FL Zone 2 | Per end use consumption | 0% | 677951.8 | 603377.1 | 74574.69 | 0.11 | 20 | 12.4675 | 38.6543 | 0 | reference source included incremental cost only | 0 | 0 | 2.05 | Efficiency Vermont TRM, 2015: New Construction Core Performance Package, blended value for heat pump and non-heat pump systems | 0 | 0 | 2.05 | sq ft | 20630.29 | 42292.09
Nonequipment | ENERGY STAR certified buildings program | ENERGY STAR certified buildings program | Comparable facility, code-compliance construction | Commercial | New | Lodging/Hospitality | FL Zone 2 | Per end use consumption | 0% | 556140.1 | 494964.6 | 61175.41 | 0.11 | 20 | 18.8877 | 36.5968 | 0 | reference source included incremental cost only | 0 | 0 | 2.05 | Efficiency Vermont TRM, 2015: New Construction Core Performance Package, blended value for heat pump and non-heat pump systems | 0 | 0 | 2.05 | sq ft | 33805.34 | 69300.94
Nonequipment | ENERGY STAR certified buildings program | ENERGY STAR certified buildings program | Comparable facility, code-compliance construction | Commercial | New | Miscellaneous | FL Zone 2 | Per end use consumption | 0% | 6463378 | 5752406 | 710971.6 | 0.11 | 20 | 118.8615 | 368.5175 | 0 | reference source included incremental cost only | 0 | 0 | 2.05 | Efficiency Vermont TRM, 2015: New Construction Core Performance Package, blended value for heat pump and non-heat pump systems | 0 | 0 | 2.05 | sq ft | 287978.9 | 590356.8
Nonequipment | ENERGY STAR certified buildings program | ENERGY STAR certified buildings program | Comparable facility, code-compliance construction | Commercial | New | Offices | FL Zone 2 | Per end use consumption | 0% | 483140 | 429994.6 | 53145.4 | 0.11 | 20 | 8.8849 | 27.5468 | 0 | reference source included incremental cost only | 0 | 0 | 2.05 | Efficiency Vermont TRM, 2015: New Construction Core Performance Package, blended value for heat pump and non-heat pump systems | 0 | 0 | 2.05 | sq ft | 16065.03 | 32933.32
Nonequipment | ENERGY STAR certified buildings program | ENERGY STAR certified buildings program | Comparable facility, code-compliance construction | Commercial | New | Restaurants | FL Zone 2 | Per end use consumption | 0% | 350095.3 | 311584.8 | 38510.49 | 0.11 | 20 | 11.89 | 23.038 | 0 | reference source included incremental cost only | 0 | 0 | 2.05 | Efficiency Vermont TRM, 2015: New Construction Core Performance Package, blended value for heat pump and non-heat pump systems | 0 | 0 | 2.05 | sq ft | 5079.789 | 10413.57
Nonequipment | ENERGY STAR certified buildings program | ENERGY STAR certified buildings program | Comparable facility, code-compliance construction | Commercial | New | Retail | FL Zone 2 | Per end use consumption | 0% | 152913.1 | 136092.7 | 16820.44 | 0.11 | 20 | 5.1933 | 10.0625 | 0 | reference source included incremental cost only | 0 | 0 | 2.05 | Efficiency Vermont TRM, 2015: New Construction Core Performance Package, blended value for heat pump and non-heat pump systems | 0 | 0 | 2.05 | sq ft | 11443.85 | 23459.88
Nonequipment | ENERGY STAR certified buildings program | ENERGY STAR certified buildings program | Comparable facility, code-compliance construction | Commercial | New | Schools K-12 | FL Zone 2 | Per end use consumption | 0% | 571450.6 | 508591 | 62859.56 | 0.11 | 20 | 10.509 | 32.582 | 0 | reference source included incremental cost only | 0 | 0 | 2.05 | Efficiency Vermont TRM, 2015: New Construction Core Performance Package, blended value for heat pump and non-heat pump systems | 0 | 0 | 2.05 | sq ft | 52061.22 | 106725.5
Nonequipment | ENERGY STAR certified buildings program | ENERGY STAR certified buildings program | Comparable facility, code-compliance construction | Commercial | New | Warehouse | FL Zone 2 | Per end use consumption | 0% | 56768.12 | 50523.63 | 6244.493 | 0.11 | 20 | 1.044 | 3.2367 | 0 | reference source included incremental cost only | 0 | 0 | 2.05 | Efficiency Vermont TRM, 2015: New Construction Core Performance Package, blended value for heat pump and non-heat pump systems | 0 | 0 | 2.05 | sq ft | 16063.99 | 32931.18
Nonequipment | Retro-Commissioning | Perform facility retro-commissioning | Comparable facility, no retro-commissioning | Commercial | Existing | Assembly | FL Zone 2 | Per end use consumption | 22% | 121290.3 | 101883.8 | 19406.44 | 0.16 | 5 | 3.2444 | 10.0589 | 0 | 0 | 0 | 0 | 0.3 | Lawrence Berkeley National Laboratory: A Golden Opportunity for Reducing Energy Costs and Greenhouse Gas Emissions. July, 2009. | 0 | 0 | 0.3 | sq ft | 19267.25 | 5780.176
Nonequipment | Retro-Commissioning | Perform facility retro-commissioning | Comparable facility, no retro-commissioning | Commercial | Existing | College and University | FL Zone 2 | Per end use consumption | 22% | 724419 | 608512 | 115907 | 0.16 | 5 | 48.8723 | 0.56148 | 0 | 0 | 0 | 0 | 0.3 | Lawrence Berkeley National Laboratory: A Golden Opportunity for Reducing Energy Costs and Greenhouse Gas Emissions. July, 2009. | 0 | 0 | 0.3 | sq ft | 75933.21 | 22779.96
Nonequipment | Retro-Commissioning | Perform facility retro-commissioning | Comparable facility, no retro-commissioning | Commercial | Existing | Grocery | FL Zone 2 | Per end use consumption | 22% | 292018.1 | 245295.2 | 46722.91 | 0.16 | 5 | 14.4255 | 27.9509 | 0 | 0 | 0 | 0 | 0.3 | Lawrence Berkeley National Laboratory: A Golden Opportunity for Reducing Energy Costs and Greenhouse Gas Emissions. July, 2009. | 0 | 0 | 0.3 | sq ft | 4711.697 | 1413.509
Nonequipment | Retro-Commissioning | Perform facility retro-commissioning | Comparable facility, no retro-commissioning | Commercial | Existing | Healthcare | FL Zone 2 | Per end use consumption | 22% | 509718.9 | 428163.9 | 81555.02 | 0.16 | 5 | 13.6345 | 42.2724 | 0 | 0 | 0 | 0 | 0.3 | Lawrence Berkeley National Laboratory: A Golden Opportunity for Reducing Energy Costs and Greenhouse Gas Emissions. July, 2009. | 0 | 0 | 0.3 | sq ft | 20120.77 | 6036.23
Nonequipment | Retro-Commissioning | Perform facility retro-commissioning | Comparable facility, no retro-commissioning | Commercial | Existing | Hospitals | FL Zone 2 | Per end use consumption | 22% | 5311191 | 4461400 | 849790.5 | 0.16 | 5 | 358.3151 | 4.1166 | 0 | 0 | 0 | 0 | 0.3 | Lawrence Berkeley National Laboratory: A Golden Opportunity for Reducing Energy Costs and Greenhouse Gas Emissions. July, 2009. | 0 | 0 | 0.3 | sq ft | 209655.2 | 62896.56
Nonequipment | Retro-Commissioning | Perform facility retro-commissioning | Comparable facility, no retro-commissioning | Commercial | Existing | Institutional | FL Zone 2 | Per end use consumption | 22% | 589240.5 | 494962 | 94278.48 | 0.16 | 5 | 15.7616 | 48.8673 | 0 | 0 | 0 | 0 | 0.3 | Lawrence Berkeley National Laboratory: A Golden Opportunity for Reducing Energy Costs and Greenhouse Gas Emissions. July, 2009. | 0 | 0 | 0.3 | sq ft | 20630.29 | 6189.086
Nonequipment | Retro-Commissioning | Perform facility retro-commissioning | Comparable facility, no retro-commissioning | Commercial | Existing | Lodging/Hospitality | FL Zone 2 | Per end use consumption | 22% | 483368.1 | 406029.2 | 77338.89 | 0.16 | 5 | 23.8781 | 46.2663 | 0 | 0 | 0 | 0 | 0.3 | Lawrence Berkeley National Laboratory: A Golden Opportunity for Reducing Energy Costs and Greenhouse Gas Emissions. July, 2009. | 0 | 0 | 0.3 | sq ft | 33805.34 | 10141.6
Nonequipment | Retro-Commissioning | Perform facility retro-commissioning | Comparable facility, no retro-commissioning | Commercial | Existing | Miscellaneous | FL Zone 2 | Per end use consumption | 22% | 5617633 | 4718811 | 898821.2 | 0.16 | 5 | 150.2665 | 465.8856 | 0 | 0 | 0 | 0 | 0.3 | Lawrence Berkeley National Laboratory: A Golden Opportunity for Reducing Energy Costs and Greenhouse Gas Emissions. July, 2009. | 0 | 0 | 0.3 | sq ft | 287978.9 | 86393.68
Nonequipment | Retro-Commissioning | Perform facility retro-commissioning | Comparable facility, no retro-commissioning | Commercial | Existing | Offices | FL Zone 2 | Per end use consumption | 22% | 419920.2 | 352733 | 67187.23 | 0.16 | 5 | 11.2325 | 34.8251 | 0 | 0 | 0 | 0 | 0.3 | Lawrence Berkeley National Laboratory: A Golden Opportunity for Reducing Energy Costs and Greenhouse Gas Emissions. July, 2009. | 0 | 0 | 0.3 | sq ft | 16065.03 | 4819.51
Nonequipment | Retro-Commissioning | Perform facility retro-commissioning | Comparable facility, no retro-commissioning | Commercial | Existing | Restaurants | FL Zone 2 | Per end use consumption | 22% | 304284.7 | 255599.1 | 48685.54 | 0.16 | 5 | 15.0315 | 29.1251 | 0 | 0 | 0 | 0 | 0.3 | Lawrence Berkeley National Laboratory: A Golden Opportunity for Reducing Energy Costs and Greenhouse Gas Emissions. July, 2009. | 0 | 0 | 0.3 | sq ft | 5079.789 | 1523.937
Nonequipment | Retro-Commissioning | Perform facility retro-commissioning | Comparable facility, no retro-commissioning | Commercial | Existing | Retail | FL Zone 2 | Per end use consumption | 22% | 132904.1 | 111639.5 | 21264.66 | 0.16 | 5 | 6.5654 | 12.7211 | 0 | 0 | 0 | 0 | 0.3 | Lawrence Berkeley National Laboratory: A Golden Opportunity for Reducing Energy Costs and Greenhouse Gas Emissions. July, 2009. | 0 | 0 | 0.3 | sq ft | 11443.85 | 3433.154
Nonequipment | Retro-Commissioning | Perform facility retro-commissioning | Comparable facility, no retro-commissioning | Commercial | Existing | Schools K-12 | FL Zone 2 | Per end use consumption | 22% | 496675.2 | 417207.2 | 79468.03 | 0.16 | 5 | 13.2856 | 41.1906 | 0 | 0 | 0 | 0 | 0.3 | Lawrence Berkeley National Laboratory: A Golden Opportunity for Reducing Energy Costs and Greenhouse Gas Emissions. July, 2009. | 0 | 0 | 0.3 | sq ft | 52061.22 | 15618.37
Nonequipment | Retro-Commissioning | Perform facility retro-commissioning | Comparable facility, no retro-commissioning | Commercial | Existing | Warehouse | FL Zone 2 | Per end use consumption | 22% | 49339.91 | 41445.53 | 7894.4 | 0.16 | 5 | 1.3198 | 4.0919 | 0 | 0 | 0 | 0 | 0.3 | Lawrence Berkeley National Laboratory: A Golden Opportunity for Reducing Energy Costs and Greenhouse Gas Emissions. July, 2009. | 0 | 0 | 0.3 | sq ft | 16063.99 | 4819.198
Nonequipment | Retro-Commissioning | Perform facility retro-commissioning | N/A - Retrofit Only | Commercial | New | Assembly | FL Zone 2 | Per end use consumption | 0% | 121290.3 | 101883.8 | 19406.44 | 0.16 | 5 | 3.2444 | 10.0589 | 0 | 0 | 0 | 0 | 0.3 | Lawrence Berkeley National Laboratory: A Golden Opportunity for Reducing Energy Costs and Greenhouse Gas Emissions. July, 2009. | 0 | 0 | 0.3 | sq ft | 19267.25 | 5780.176
Nonequipment | Retro-Commissioning | Perform facility retro-commissioning | N/A - Retrofit Only | Commercial | New | College and University | FL Zone 2 | Per end use consumption | 0% | 724419 | 608512 | 115907 | 0.16 | 5 | 48.8723 | 0.56148 | 0 | 0 | 0 | 0 | 0.3 | Lawrence Berkeley National Laboratory: A Golden Opportunity for Reducing Energy Costs and Greenhouse Gas Emissions. July, 2009. | 0 | 0 | 0.3 | sq ft | 75933.21 | 22779.96
Nonequipment | Retro-Commissioning | Perform facility retro-commissioning | N/A - Retrofit Only | Commercial | New | Grocery | FL Zone 2 | Per end use consumption | 0% | 292018.1 | 245295.2 | 46722.91 | 0.16 | 5 | 14.4255 | 27.9509 | 0 | 0 | 0 | 0 | 0.3 | Lawrence Berkeley National Laboratory: A Golden Opportunity for Reducing Energy Costs and Greenhouse Gas Emissions. July, 2009. | 0 | 0 | 0.3 | sq ft | 4711.697 | 1413.509
Nonequipment | Retro-Commissioning | Perform facility retro-commissioning | N/A - Retrofit Only | Commercial | New | Healthcare | FL Zone 2 | Per end use consumption | 0% | 509718.9 | 428163.9 | 81555.02 | 0.16 | 5 | 13.6345 | 42.2724 | 0 | 0 | 0 | 0 | 0.3 | Lawrence Berkeley National Laboratory: A Golden Opportunity for Reducing Energy Costs and Greenhouse Gas Emissions. July, 2009. | 0 | 0 | 0.3 | sq ft | 20120.77 | 6036.23
Nonequipment | Retro-Commissioning | Perform facility retro-commissioning | N/A - Retrofit Only | Commercial | New | Hospitals | FL Zone 2 | Per end use consumption | 0% | 5311191 | 4461400 | 849790.5 | 0.16 | 5 | 358.3151 | 4.1166 | 0 | 0 | 0 | 0 | 0.3 | Lawrence Berkeley National Laboratory: A Golden Opportunity for Reducing Energy Costs and Greenhouse Gas Emissions. July, 2009. | 0 | 0 | 0.3 | sq ft | 209655.2 | 62896.56
Nonequipment | Retro-Commissioning | Perform facility retro-commissioning | N/A - Retrofit Only | Commercial | New | Institutional | FL Zone 2 | Per end use consumption | 0% | 589240.5 | 494962 | 94278.48 | 0.16 | 5 | 15.7616 | 48.8673 | 0 | 0 | 0 | 0 | 0.3 | Lawrence Berkeley National Laboratory: A Golden Opportunity for Reducing Energy Costs and Greenhouse Gas Emissions. July, 2009. | 0 | 0 | 0.3 | sq ft | 20630.29 | 6189.086
Nonequipment | Retro-Commissioning | Perform facility retro-commissioning | N/A - Retrofit Only | Commercial | New | Lodging/Hospitality | FL Zone 2 | Per end use consumption | 0% | 483368.1 | 406029.2 | 77338.89 | 0.16 | 5 | 23.8781 | 46.2663 | 0 | 0 | 0 | 0 | 0.3 | Lawrence Berkeley National Laboratory: A Golden Opportunity for Reducing Energy Costs and Greenhouse Gas Emissions. July, 2009. | 0 | 0 | 0.3 | sq ft | 33805.34 | 10141.6
Nonequipment | Retro-Commissioning | Perform facility retro-commissioning | N/A - Retrofit Only | Commercial | New | Miscellaneous | FL Zone 2 | Per end use consumption | 0% | 5617633 | 4718811 | 898821.2 | 0.16 | 5 | 150.2665 | 465.8856 | 0 | 0 | 0 | 0 | 0.3 | Lawrence Berkeley National Laboratory: A Golden Opportunity for Reducing Energy Costs and Greenhouse Gas Emissions. July, 2009. | 0 | 0 | 0.3 | sq ft | 287978.9 | 86393.68
Nonequipment | Retro-Commissioning | Perform facility retro-commissioning | N/A - Retrofit Only | Commercial | New | Offices | FL Zone 2 | Per end use consumption | 0% | 419920.2 | 352733 | 67187.23 | 0.16 | 5 | 11.2325 | 34.8251 | 0 | 0 | 0 | 0 | 0.3 | Lawrence Berkeley National Laboratory: A Golden Opportunity for Reducing Energy Costs and Greenhouse Gas Emissions. July, 2009. | 0 | 0 | 0.3 | sq ft | 16065.03 | 4819.51
Nonequipment | Retro-Commissioning | Perform facility retro-commissioning | N/A - Retrofit Only | Commercial | New | Restaurants | FL Zone 2 | Per end use consumption | 0% | 304284.7 | 255599.1 | 48685.54 | 0.16 | 5 | 15.0315 | 29.1251 | 0 | 0 | 0 | 0 | 0.3 | Lawrence Berkeley National Laboratory: A Golden Opportunity for Reducing Energy Costs and Greenhouse Gas Emissions. July, 2009. | 0 | 0 | 0.3 | sq ft | 5079.789 | 1523.937
Nonequipment | Retro-Commissioning | Perform facility retro-commissioning | N/A - Retrofit Only | Commercial | New | Retail | FL Zone 2 | Per end use consumption | 0% | 132904.1 | 111639.5 | 21264.66 | 0.16 | 5 | 6.5654 | 12.7211 | 0 | 0 | 0 | 0 | 0.3 | Lawrence Berkeley National Laboratory: A Golden Opportunity for Reducing Energy Costs and Greenhouse Gas Emissions. July, 2009. | 0 | 0 | 0.3 | sq ft | 11443.85 | 3433.154
Nonequipment | Retro-Commissioning | Perform facility retro-commissioning | N/A - Retrofit Only | Commercial | New | Schools K-12 | FL Zone 2 | Per end use consumption | 0% | 496675.2 | 417207.2 | 79468.03 | 0.16 | 5 | 13.2856 | 41.1906 | 0 | 0 | 0 | 0 | 0.3 | Lawrence Berkeley National Laboratory: A Golden Opportunity for Reducing Energy Costs and Greenhouse Gas Emissions. July, 2009. | 0 | 0 | 0.3 | sq ft | 52061.22 | 15618.37
Nonequipment | Retro-Commissioning | Perform facility retro-commissioning | N/A - Retrofit Only | Commercial | New | Warehouse | FL Zone 2 | Per end use consumption | 0% | 49339.91 | 41445.53 | 7894.4 | 0.16 | 5 | 1.3198 | 4.0919 | 0 | 0 | 0 | 0 | 0.3 | Lawrence Berkeley National Laboratory: A Golden Opportunity for Reducing Energy Costs and Greenhouse Gas Emissions. July, 2009. | 0 | 0 | 0.3 | sq ft | 16063.99 | 4819.198

## FPU_COM2018_12_11
Scenario | Segment | EndUse | EquipType | CE Test | Vintage | Measure Code | Name | Description | Type | Measure Life | Competition Group | Applicability | Adoption Curve | Energy Savings % | 2020 Energy Savings | 2020 Summer Peak Savings | 2020 Winter Peak Savings
Tech | Assembly | Refrigeration | Walk-in cooler | TRC | New | NN5313 | Retro-Commissioning | Retro-Commissioning | NonEquip | 5 |  | 0% | Tech/Econ | 16% | 0 | 0 | 0
Tech | Assembly | Refrigeration | Walk-in cooler | TRC | New | NN5105 | ENERGY STAR certified buildings program | ENERGY STAR certified buildings program | NonEquip | 20 |  | 0% | Tech/Econ | 35% | 0 | 0 | 0
Tech | Assembly | Refrigeration | Walk-in cooler | TRC | New | NN4897 | Strip Curtains for Walk-ins | Strip Curtains for Walk-ins | NonEquip | 4 | Walk-in cooler | 3.76% | Tech/Econ | 2.115% | 0 | 0 | 0
Tech | Assembly | Refrigeration | Walk-in cooler | TRC | New | NN4871 | Refrigerated Display Case Lighting Controls | Refrigerated Display Case Lighting Controls | NonEquip | 8 | Display cases | 0% | Tech/Econ | 0.9365% | 0 | 0 | 0
Tech | Assembly | Refrigeration | Walk-in cooler | TRC | New | NN4845 | PSC to ECM Evaporator Fan Motor (Walk-In, Refrigerator) | PSC to ECM Evaporator Fan Motor (Walk-In, Refrigerator) | NonEquip | 15 | Walk-in cooler | 68.68% | Tech/Econ | 37.5% | 3.5123 | 0.00048886 | 4.4783e-05
Tech | Assembly | Refrigeration | Walk-in cooler | TRC | New | NN4819 | PSC to ECM Evaporator Fan Motor (Reach-In) | PSC to ECM Evaporator Fan Motor (Reach-In) | NonEquip | 15 | Display cases | 0% | Tech/Econ | 37.5% | 0 | 0 | 0
Tech | Assembly | Refrigeration | Walk-in cooler | TRC | New | NN4793 | Night Covers for Display Cases | Night Covers for Display Cases | NonEquip | 5 | Display cases | 0% | Tech/Econ | 1.877% | 0 | 0 | 0
Tech | Assembly | Refrigeration | Walk-in cooler | TRC | New | NN4767 | High R-Value Glass Doors | High R-Value Glass Doors | NonEquip | 12 | Display cases | 0% | Tech/Econ | 0% | 0 | 0 | 0
Tech | Assembly | Refrigeration | Walk-in cooler | TRC | New | NN4741 | High Efficiency Refrigeration Compressor | High Efficiency Refrigeration Compressor | NonEquip | 13 | Display cases | 0% | Tech/Econ | 6.922% | 0 | 0 | 0
Tech | Assembly | Refrigeration | Walk-in cooler | TRC | New | NN4715 | Freezer-Cooler Replacement Gaskets | Freezer-Cooler Replacement Gaskets | NonEquip | 4 | Display cases | 0% | Tech/Econ | 0% | 0 | 0 | 0
Tech | Assembly | Refrigeration | Walk-in cooler | TRC | New | NN4689 | Floating Head Pressure Controls | Floating Head Pressure Controls | NonEquip | 15 |  | 0% | Tech/Econ | 6.05% | 0 | 0 | 0
Tech | Assembly | Refrigeration | Walk-in cooler | TRC | New | NN4663 | Demand Defrost | Demand Defrost | NonEquip | 10 | Walk-in cooler | 42.41% | Tech/Econ | 30% | 0.95124 | 0.0001324 | 1.2129e-05
Tech | Assembly | Refrigeration | Walk-in cooler | TRC | New | NN4637 | Automatic Door Closer for Walk-in Coolers and Freezers | Automatic Door Closer for Walk-in Coolers and Freezers | NonEquip | 8 | Walk-in cooler | 55.99% | Tech/Econ | 3.131% | 0 | 0 | 0
Tech | Assembly | Refrigeration | Walk-in cooler | TRC | New | NN4611 | Anti-Sweat Controls | Anti-Sweat Controls | NonEquip | 8 | Display cases | 0% | Tech/Econ | 85% | 0 | 0 | 0
Tech | Assembly | Refrigeration | Walk-in cooler | TRC | Existing | NE5300 | Retro-Commissioning | Retro-Commissioning | NonEquip | 5 |  | 21.99% | Tech/Econ | 16% | 46.8115 | 0.007826 | 0.024264
Tech | Assembly | Refrigeration | Walk-in cooler | TRC | Existing | NE5092 | ENERGY STAR certified buildings program | ENERGY STAR certified buildings program | NonEquip | 20 |  | 0% | Tech/Econ | 35% | 0 | 0 | 0
Tech | Assembly | Refrigeration | Walk-in cooler | TRC | Existing | NE4884 | Strip Curtains for Walk-ins | Strip Curtains for Walk-ins | NonEquip | 4 | Walk-in cooler | 3.76% | Tech/Econ | 2.115% | 1.0032 | 0.00014505 | 3.9948e-05
Tech | Assembly | Refrigeration | Walk-in cooler | TRC | Existing | NE4858 | Refrigerated Display Case Lighting Controls | Refrigerated Display Case Lighting Controls | NonEquip | 8 | Display cases | 0% | Tech/Econ | 2.524% | 0 | 0 | 0
Tech | Assembly | Refrigeration | Walk-in cooler | TRC | Existing | NE4832 | PSC to ECM Evaporator Fan Motor (Walk-In, Refrigerator) | PSC to ECM Evaporator Fan Motor (Walk-In, Refrigerator) | NonEquip | 15 | Walk-in cooler | 17.17% | Tech/Econ | 37.5% | 104.9155 | 0.014602 | 0.0013377
Tech | Assembly | Refrigeration | Walk-in cooler | TRC | Existing | NE4806 | PSC to ECM Evaporator Fan Motor (Reach-In) | PSC to ECM Evaporator Fan Motor (Reach-In) | NonEquip | 15 | Display cases | 0% | Tech/Econ | 37.5% | 0 | 0 | 0
Tech | Assembly | Refrigeration | Walk-in cooler | TRC | Existing | NE4780 | Night Covers for Display Cases | Night Covers for Display Cases | NonEquip | 5 | Display cases | 0% | Tech/Econ | 1.877% | 0 | 0 | 0
Tech | Assembly | Refrigeration | Walk-in cooler | TRC | Existing | NE4754 | High R-Value Glass Doors | High R-Value Glass Doors | NonEquip | 12 | Display cases | 0% | Tech/Econ | 23.81% | 0 | 0 | 0
Tech | Assembly | Refrigeration | Walk-in cooler | TRC | Existing | NE4728 | High Efficiency Refrigeration Compressor | High Efficiency Refrigeration Compressor | NonEquip | 13 | Display cases | 0% | Tech/Econ | 6.922% | 0 | 0 | 0
Tech | Assembly | Refrigeration | Walk-in cooler | TRC | Existing | NE4702 | Freezer-Cooler Replacement Gaskets | Freezer-Cooler Replacement Gaskets | NonEquip | 4 | Display cases | 0% | Tech/Econ | 3.131% | 0 | 0 | 0
Tech | Assembly | Refrigeration | Walk-in cooler | TRC | Existing | NE4676 | Floating Head Pressure Controls | Floating Head Pressure Controls | NonEquip | 15 |  | 0% | Tech/Econ | 6.05% | 0 | 0 | 0
Tech | Assembly | Refrigeration | Walk-in cooler | TRC | Existing | NE4650 | Demand Defrost | Demand Defrost | NonEquip | 10 | Walk-in cooler | 42.41% | Tech/Econ | 30% | 193.9419 | 0.026993 | 0.0024728
Tech | Assembly | Refrigeration | Walk-in cooler | TRC | Existing | NE4624 | Automatic Door Closer for Walk-in Coolers and Freezers | Automatic Door Closer for Walk-in Coolers and Freezers | NonEquip | 8 | Walk-in cooler | 55.99% | Tech/Econ | 3.131% | 22.5028 | 0.0031266 | 0.00069703
Tech | Assembly | Refrigeration | Walk-in cooler | TRC | Existing | NE4598 | Anti-Sweat Controls | Anti-Sweat Controls | NonEquip | 8 | Display cases | 0% | Tech/Econ | 85% | 0 | 0 | 0
Tech | Assembly | Refrigeration | Vending and ice makers | TRC | New | NN5313 | Retro-Commissioning | Retro-Commissioning | NonEquip | 5 |  | 0% | Tech/Econ | 16% | 0 | 0 | 0
Tech | Assembly | Refrigeration | Vending and ice makers | TRC | New | NN5105 | ENERGY STAR certified buildings program | ENERGY STAR certified buildings program | NonEquip | 20 |  | 0% | Tech/Econ | 35% | 0 | 0 | 0
Tech | Assembly | Refrigeration | Vending and ice makers | TRC | New | NN4897 | Strip Curtains for Walk-ins | Strip Curtains for Walk-ins | NonEquip | 4 | Walk-in cooler | 0% | Tech/Econ | 2.115% | 0 | 0 | 0
Tech | Assembly | Refrigeration | Vending and ice makers | TRC | New | NN4871 | Refrigerated Display Case Lighting Controls | Refrigerated Display Case Lighting Controls | NonEquip | 8 | Display cases | 0% | Tech/Econ | 0.9365% | 0 | 0 | 0
Tech | Assembly | Refrigeration | Vending and ice makers | TRC | New | NN4845 | PSC to ECM Evaporator Fan Motor (Walk-In, Refrigerator) | PSC to ECM Evaporator Fan Motor (Walk-In, Refrigerator) | NonEquip | 15 | Walk-in cooler | 0% | Tech/Econ | 37.5% | 0 | 0 | 0
Tech | Assembly | Refrigeration | Vending and ice makers | TRC | New | NN4819 | PSC to ECM Evaporator Fan Motor (Reach-In) | PSC to ECM Evaporator Fan Motor (Reach-In) | NonEquip | 15 | Display cases | 0% | Tech/Econ | 37.5% | 0 | 0 | 0
Tech | Assembly | Refrigeration | Vending and ice makers | TRC | New | NN4793 | Night Covers for Display Cases | Night Covers for Display Cases | NonEquip | 5 | Display cases | 0% | Tech/Econ | 1.877% | 0 | 0 | 0
Tech | Assembly | Refrigeration | Vending and ice makers | TRC | New | NN4767 | High R-Value Glass Doors | High R-Value Glass Doors | NonEquip | 12 | Display cases | 0% | Tech/Econ | 0% | 0 | 0 | 0
Tech | Assembly | Refrigeration | Vending and ice makers | TRC | New | NN4741 | High Efficiency Refrigeration Compressor | High Efficiency Refrigeration Compressor | NonEquip | 13 | Display cases | 0% | Tech/Econ | 6.922% | 0 | 0 | 0
Tech | Assembly | Refrigeration | Vending and ice makers | TRC | New | NN4715 | Freezer-Cooler Replacement Gaskets | Freezer-Cooler Replacement Gaskets | NonEquip | 4 | Display cases | 0% | Tech/Econ | 0% | 0 | 0 | 0
Tech | Assembly | Refrigeration | Vending and ice makers | TRC | New | NN4689 | Floating Head Pressure Controls | Floating Head Pressure Controls | NonEquip | 15 |  | 0% | Tech/Econ | 6.05% | 0 | 0 | 0
Tech | Assembly | Refrigeration | Vending and ice makers | TRC | New | NN4663 | Demand Defrost | Demand Defrost | NonEquip | 10 | Walk-in cooler | 0% | Tech/Econ | 30% | 0 | 0 | 0
Tech | Assembly | Refrigeration | Vending and ice makers | TRC | New | NN4637 | Automatic Door Closer for Walk-in Coolers and Freezers | Automatic Door Closer for Walk-in Coolers and Freezers | NonEquip | 8 | Walk-in cooler | 0% | Tech/Econ | 3.131% | 0 | 0 | 0
Tech | Assembly | Refrigeration | Vending and ice makers | TRC | New | NN4611 | Anti-Sweat Controls | Anti-Sweat Controls | NonEquip | 8 | Display cases | 0% | Tech/Econ | 85% | 0 | 0 | 0
Tech | Assembly | Refrigeration | Vending and ice makers | TRC | Existing | NE5300 | Retro-Commissioning | Retro-Commissioning | NonEquip | 5 |  | 21.99% | Tech/Econ | 16% | 702.3108 | 0.11741 | 0.36403
Tech | Assembly | Refrigeration | Vending and ice makers | TRC | Existing | NE5092 | ENERGY STAR certified buildings program | ENERGY STAR certified buildings program | NonEquip | 20 |  | 0% | Tech/Econ | 35% | 0 | 0 | 0
Tech | Assembly | Refrigeration | Vending and ice makers | TRC | Existing | NE4884 | Strip Curtains for Walk-ins | Strip Curtains for Walk-ins | NonEquip | 4 | Walk-in cooler | 0% | Tech/Econ | 2.115% | 0 | 0 | 0
Tech | Assembly | Refrigeration | Vending and ice makers | TRC | Existing | NE4858 | Refrigerated Display Case Lighting Controls | Refrigerated Display Case Lighting Controls | NonEquip | 8 | Display cases | 0% | Tech/Econ | 2.524% | 0 | 0 | 0
Tech | Assembly | Refrigeration | Vending and ice makers | TRC | Existing | NE4832 | PSC to ECM Evaporator Fan Motor (Walk-In, Refrigerator) | PSC to ECM Evaporator Fan Motor (Walk-In, Refrigerator) | NonEquip | 15 | Walk-in cooler | 0% | Tech/Econ | 37.5% | 0 | 0 | 0
Tech | Assembly | Refrigeration | Vending and ice makers | TRC | Existing | NE4806 | PSC to ECM Evaporator Fan Motor (Reach-In) | PSC to ECM Evaporator Fan Motor (Reach-In) | NonEquip | 15 | Display cases | 0% | Tech/Econ | 37.5% | 0 | 0 | 0
Tech | Assembly | Refrigeration | Vending and ice makers | TRC | Existing | NE4780 | Night Covers for Display Cases | Night Covers for Display Cases | NonEquip | 5 | Display cases | 0% | Tech/Econ | 1.877% | 0 | 0 | 0
Tech | Assembly | Refrigeration | Vending and ice makers | TRC | Existing | NE4754 | High R-Value Glass Doors | High R-Value Glass Doors | NonEquip | 12 | Display cases | 0% | Tech/Econ | 23.81% | 0 | 0 | 0
Tech | Assembly | Refrigeration | Vending and ice makers | TRC | Existing | NE4728 | High Efficiency Refrigeration Compressor | High Efficiency Refrigeration Compressor | NonEquip | 13 | Display cases | 0% | Tech/Econ | 6.922% | 0 | 0 | 0
Tech | Assembly | Refrigeration | Vending and ice makers | TRC | Existing | NE4702 | Freezer-Cooler Replacement Gaskets | Freezer-Cooler Replacement Gaskets | NonEquip | 4 | Display cases | 0% | Tech/Econ | 3.131% | 0 | 0 | 0
Tech | Assembly | Refrigeration | Vending and ice makers | TRC | Existing | NE4676 | Floating Head Pressure Controls | Floating Head Pressure Controls | NonEquip | 15 |  | 0% | Tech/Econ | 6.05% | 0 | 0 | 0
Tech | Assembly | Refrigeration | Vending and ice makers | TRC | Existing | NE4650 | Demand Defrost | Demand Defrost | NonEquip | 10 | Walk-in cooler | 0% | Tech/Econ | 30% | 0 | 0 | 0
Tech | Assembly | Refrigeration | Vending and ice makers | TRC | Existing | NE4624 | Automatic Door Closer for Walk-in Coolers and Freezers | Automatic Door Closer for Walk-in Coolers and Freezers | NonEquip | 8 | Walk-in cooler | 0% | Tech/Econ | 3.131% | 0 | 0 | 0
Tech | Assembly | Refrigeration | Vending and ice makers | TRC | Existing | NE4598 | Anti-Sweat Controls | Anti-Sweat Controls | NonEquip | 8 | Display cases | 0% | Tech/Econ | 85% | 0 | 0 | 0
Tech | Assembly | Refrigeration | Vending and ice makers | TRC | Turnover | ET2570 | Energy Star Vending Machine | Energy Star Vending Machine | Equip | 14 | Vending and ice makers | 10.61% | Tech/Econ | 36% | 823.2952 | 0.12877 | 0.080441
Tech | Assembly | Refrigeration | Vending and ice makers | TRC | Turnover | ET2492 | Energy Star Ice Maker | Energy Star Ice Maker | Equip | 8 | Vending and ice makers | 32.96% | Tech/Econ | 11.39% | 778.4909 | 0.12065 | 0.076177
Tech | Assembly | Refrigeration | Vending and ice makers | TRC | New | EN2596 | Energy Star Vending Machine | Energy Star Vending Machine | Equip | 14 | Vending and ice makers | 10.61% | Tech/Econ | 36% | 6.8905 | 0.0010777 | 0.00067325
Tech | Assembly | Refrigeration | Vending and ice makers | TRC | New | EN2518 | Energy Star Ice Maker | Energy Star Ice Maker | Equip | 8 | Vending and ice makers | 32.96% | Tech/Econ | 11.39% | 6.5156 | 0.0010098 | 0.00063756
Tech | Assembly | Exterior Lighting | Street lighting | TRC | New | NN5287 | Retro-Commissioning | Retro-Commissioning | NonEquip | 5 |  | 0% | Tech/Econ | 16% | 0 | 0 | 0
Tech | Assembly | Exterior Lighting | Street lighting | TRC | New | NN5027 | ENERGY STAR certified buildings program | ENERGY STAR certified buildings program | NonEquip | 20 |  | 0% | Tech/Econ | 35% | 0 | 0 | 0
Tech | Assembly | Exterior Lighting | Street lighting | TRC | New | NN2973 | Outdoor Lighting Controls | Outdoor Lighting Controls | NonEquip | 8 | Exterior parking/lot lighting | 0% | Tech/Econ | 28% | 0 | 0 | 0
Tech | Assembly | Exterior Lighting | Street lighting | TRC | New | NN2947 | Bi-Level Lighting Control (Exterior) | Bi-Level Lighting Control (Exterior) | NonEquip | 9 | Exterior parking/lot lighting | 0% | Tech/Econ | 31% | 0 | 0 | 0
Tech | Assembly | Exterior Lighting | Street lighting | TRC | Existing | NE5274 | Retro-Commissioning | Retro-Commissioning | NonEquip | 5 |  | 21.99% | Tech/Econ | 16% | 0 | 0 | 0
Tech | Assembly | Exterior Lighting | Street lighting | TRC | Existing | NE5014 | ENERGY STAR certified buildings program | ENERGY STAR certified buildings program | NonEquip | 20 |  | 0% | Tech/Econ | 35% | 0 | 0 | 0
Tech | Assembly | Exterior Lighting | Street lighting | TRC | Existing | NE2960 | Outdoor Lighting Controls | Outdoor Lighting Controls | NonEquip | 8 | Exterior parking/lot lighting | 0% | Tech/Econ | 28% | 0 | 0 | 0
Tech | Assembly | Exterior Lighting | Street lighting | TRC | Existing | NE2934 | Bi-Level Lighting Control (Exterior) | Bi-Level Lighting Control (Exterior) | NonEquip | 9 | Exterior parking/lot lighting | 0% | Tech/Econ | 31% | 0 | 0 | 0
Tech | Assembly | Exterior Lighting | Street lighting | TRC | Turnover | ET782 | LED Traffic and Crosswalk Lighting | LED Traffic and Crosswalk Lighting | Equip | 10 | Street lighting | 0% | Tech/Econ | 37.14% | 0 | 0 | 0
Tech | Assembly | Exterior Lighting | Street lighting | TRC | Turnover | ET743 | LED Street Lights | LED Street Lights | Equip | 18 | Street lighting | 0% | Tech/Econ | 66.53% | 0 | 0 | 0
Tech | Assembly | Exterior Lighting | Street lighting | TRC | New | EN808 | LED Traffic and Crosswalk Lighting | LED Traffic and Crosswalk Lighting | Equip | 10 | Street lighting | 0% | Tech/Econ | 37.14% | 0 | 0 | 0
Tech | Assembly | Exterior Lighting | Street lighting | TRC | New | EN769 | LED Street Lights | LED Street Lights | Equip | 18 | Street lighting | 0% | Tech/Econ | 66.53% | 0 | 0 | 0
Tech | Assembly | Cooking | Steamer | TRC | New | NN5079 | ENERGY STAR certified buildings program | ENERGY STAR certified buildings program | NonEquip | 20 |  | 0% | Tech/Econ | 35% | 0 | 0 | 0
Tech | Assembly | Cooking | Steamer | TRC | Existing | NE5066 | ENERGY STAR certified buildings program | ENERGY STAR certified buildings program | NonEquip | 20 |  | 0% | Tech/Econ | 35% | 0 | 0 | 0
Tech | Assembly | Cooking | Steamer | TRC | Turnover | ET197 | Energy Star Steamer | Energy Star Steamer | Equip | 12 | Steamer | 0% | Tech/Econ | 56.63% | 0 | 0 | 0
Tech | Assembly | Cooking | Steamer | TRC | New | EN223 | Energy Star Steamer | Energy Star Steamer | Equip | 12 | Steamer | 0% | Tech/Econ | 56.63% | 0 | 0 | 0
Tech | Assembly | Exterior Lighting | Spot lighting/Security/Flood | TRC | New | NN5287 | Retro-Commissioning | Retro-Commissioning | NonEquip | 5 |  | 0% | Tech/Econ | 16% | 0 | 0 | 0
Tech | Assembly | Exterior Lighting | Spot lighting/Security/Flood | TRC | New | NN5027 | ENERGY STAR certified buildings program | ENERGY STAR certified buildings program | NonEquip | 20 |  | 0% | Tech/Econ | 35% | 0 | 0 | 0
Tech | Assembly | Exterior Lighting | Spot lighting/Security/Flood | TRC | New | NN2973 | Outdoor Lighting Controls | Outdoor Lighting Controls | NonEquip | 8 | Exterior parking/lot lighting | 0% | Tech/Econ | 28% | 0 | 0 | 0
Tech | Assembly | Exterior Lighting | Spot lighting/Security/Flood | TRC | New | NN2947 | Bi-Level Lighting Control (Exterior) | Bi-Level Lighting Control (Exterior) | NonEquip | 9 | Exterior parking/lot lighting | 0% | Tech/Econ | 31% | 0 | 0 | 0
Tech | Assembly | Exterior Lighting | Spot lighting/Security/Flood | TRC | Existing | NE5274 | Retro-Commissioning | Retro-Commissioning | NonEquip | 5 |  | 21.99% | Tech/Econ | 16% | 0 | 0 | 0
Tech | Assembly | Exterior Lighting | Spot lighting/Security/Flood | TRC | Existing | NE5014 | ENERGY STAR certified buildings program | ENERGY STAR certified buildings program | NonEquip | 20 |  | 0% | Tech/Econ | 35% | 0 | 0 | 0
Tech | Assembly | Exterior Lighting | Spot lighting/Security/Flood | TRC | Existing | NE2960 | Outdoor Lighting Controls | Outdoor Lighting Controls | NonEquip | 8 | Exterior parking/lot lighting | 0% | Tech/Econ | 28% | 0 | 0 | 0
Tech | Assembly | Exterior Lighting | Spot lighting/Security/Flood | TRC | Existing | NE2934 | Bi-Level Lighting Control (Exterior) | Bi-Level Lighting Control (Exterior) | NonEquip | 9 | Exterior parking/lot lighting | 0% | Tech/Econ | 31% | 0 | 0 | 0
Tech | Assembly | Exterior Lighting | Spot lighting/Security/Flood | TRC | Turnover | ET665 | LED Exterior Lighting | LED Exterior Lighting | Equip | 13 | Spot lighting/Security/Flood | 4.268% | Tech/Econ | 60.51% | 0 | 0 | 0
Tech | Assembly | Exterior Lighting | Spot lighting/Security/Flood | TRC | Turnover | ET548 | LED - 9W Flood | LED - 9W Flood | Equip | 15 | Spot lighting/Security/Flood | 13.31% | Tech/Econ | 86.15% | 0 | 0 | 0
Tech | Assembly | Exterior Lighting | Spot lighting/Security/Flood | TRC | Turnover | ET470 | CFL - 15W Flood | CFL - 15W Flood | Equip | 7.8 | Spot lighting/Security/Flood | 0% | Tech/Econ | 76.92% | 0 | 0 | 0
Tech | Assembly | Exterior Lighting | Spot lighting/Security/Flood | TRC | New | EN691 | LED Exterior Lighting | LED Exterior Lighting | Equip | 13 | Spot lighting/Security/Flood | 4.624% | Tech/Econ | 60.51% | 0 | 0 | 0
Tech | Assembly | Exterior Lighting | Spot lighting/Security/Flood | TRC | New | EN574 | LED - 9W Flood | LED - 9W Flood | Equip | 15 | Spot lighting/Security/Flood | 86.42% | Tech/Econ | 86.15% | 0 | 0 | 0
Tech | Assembly | Exterior Lighting | Spot lighting/Security/Flood | TRC | New | EN496 | CFL - 15W Flood | CFL - 15W Flood | Equip | 7.8 | Spot lighting/Security/Flood | 0% | Tech/Econ | 76.92% | 0 | 0 | 0
Tech | Assembly | Interior Lighting | Spot lighting | TRC | New | NN5261 | Retro-Commissioning | Retro-Commissioning | NonEquip | 5 |  | 0% | Tech/Econ | 16% | 0 | 0 | 0
Tech | Assembly | Interior Lighting | Spot lighting | TRC | New | NN5001 | ENERGY STAR certified buildings program | ENERGY STAR certified buildings program | NonEquip | 20 |  | 0% | Tech/Econ | 35% | 0 | 0 | 0
Tech | Assembly | Interior Lighting | Spot lighting | TRC | New | NN4429 | Interior Lighting Controls | Interior Lighting Controls | NonEquip | 8 | Overhead (fluorescent/LED/CFL U-shape) | 0% | Tech/Econ | 28% | 0 | 0 | 0
Tech | Assembly | Interior Lighting | Spot lighting | TRC | New | NN4403 | Bi-Level Lighting Control (Interior) | Bi-Level Lighting Control (Interior) | NonEquip | 8 | Overhead (fluorescent/LED/CFL U-shape) | 0% | Tech/Econ | 31% | 0 | 0 | 0
Tech | Assembly | Interior Lighting | Spot lighting | TRC | New | NN3701 | Facility Energy Management System | Facility Energy Management System | NonEquip | 15 |  | 4.276% | Tech/Econ | 24% | 0.068538 | 1.4365e-05 | 1.2353e-06
Tech | Assembly | Interior Lighting | Spot lighting | TRC | Existing | NE5248 | Retro-Commissioning | Retro-Commissioning | NonEquip | 5 |  | 21.99% | Tech/Econ | 16% | 14.6636 | 0.0024515 | 0.0076006
Tech | Assembly | Interior Lighting | Spot lighting | TRC | Existing | NE4988 | ENERGY STAR certified buildings program | ENERGY STAR certified buildings program | NonEquip | 20 |  | 0% | Tech/Econ | 35% | 0 | 0 | 0
Tech | Assembly | Interior Lighting | Spot lighting | TRC | Existing | NE4416 | Interior Lighting Controls | Interior Lighting Controls | NonEquip | 8 | Overhead (fluorescent/LED/CFL U-shape) | 0% | Tech/Econ | 28% | 0 | 0 | 0
Tech | Assembly | Interior Lighting | Spot lighting | TRC | Existing | NE4390 | Bi-Level Lighting Control (Interior) | Bi-Level Lighting Control (Interior) | NonEquip | 8 | Overhead (fluorescent/LED/CFL U-shape) | 0% | Tech/Econ | 31% | 0 | 0 | 0
Tech | Assembly | Interior Lighting | Spot lighting | TRC | Existing | NE3688 | Facility Energy Management System | Facility Energy Management System | NonEquip | 15 |  | 5.375% | Tech/Econ | 24% | 5.4469 | 0.0011416 | 9.8171e-05
Tech | Assembly | Interior Lighting | Spot lighting | TRC | Turnover | ET1601 | LED Display Lighting (Interior) | LED Display Lighting (Interior) | Equip | 15 | Spot lighting | 2.129% | Tech/Econ | 87.04% | 14.7849 | 0.0036307 | 0.00082018
Tech | Assembly | Interior Lighting | Spot lighting | TRC | Turnover | ET1562 | LED - 14W | LED - 14W | Equip | 15 | Spot lighting | 86.42% | Tech/Econ | 53.33% | 360.9609 | 0.086607 | 0.020024
Tech | Assembly | Interior Lighting | Spot lighting | TRC | Turnover | ET1445 | CFL-23W | CFL-23W | Equip | 7.8 | Spot lighting | 0% | Tech/Econ | 23.33% | 0 | 0 | 0
Tech | Assembly | Interior Lighting | Spot lighting | TRC | New | EN1627 | LED Display Lighting (Interior) | LED Display Lighting (Interior) | Equip | 15 | Spot lighting | 0% | Tech/Econ | 87.04% | 0 | 0 | 0
Tech | Assembly | Interior Lighting | Spot lighting | TRC | New | EN1588 | LED - 14W | LED - 14W | Equip | 15 | Spot lighting | 0% | Tech/Econ | 53.33% | 0 | 0 | 0
Tech | Assembly | Interior Lighting | Spot lighting | TRC | New | EN1471 | CFL-23W | CFL-23W | Equip | 7.8 | Spot lighting | 0% | Tech/Econ | 23.33% | 0 | 0 | 0
Tech | Assembly | Office Equipment | Servers | TRC | New | NN5053 | ENERGY STAR certified buildings program | ENERGY STAR certified buildings program | NonEquip | 20 |  | 0% | Tech/Econ | 35% | 0 | 0 | 0
Tech | Assembly | Office Equipment | Servers | TRC | New | NN4585 | Smart Strip Plug Outlet | Smart Strip Plug Outlet | NonEquip | 4 |  | 43.9% | Tech/Econ | 1.187% | 0.0469 | 6.9738e-06 | 0
Tech | Assembly | Office Equipment | Servers | TRC | New | NN4559 | Network PC Power Management | Network PC Power Management | NonEquip | 5 | Computers | 0% | Tech/Econ | 56.5% | 0 | 0 | 0
Tech | Assembly | Office Equipment | Servers | TRC | Existing | NE5040 | ENERGY STAR certified buildings program | ENERGY STAR certified buildings program | NonEquip | 20 |  | 0% | Tech/Econ | 35% | 0 | 0 | 0
Tech | Assembly | Office Equipment | Servers | TRC | Existing | NE4572 | Smart Strip Plug Outlet | Smart Strip Plug Outlet | NonEquip | 4 |  | 43.9% | Tech/Econ | 1.187% | 5.6037 | 0.00083324 | 0
Tech | Assembly | Office Equipment | Servers | TRC | Existing | NE4546 | Network PC Power Management | Network PC Power Management | NonEquip | 5 | Computers | 0% | Tech/Econ | 56.5% | 0 | 0 | 0
Tech | Assembly | Office Equipment | Servers | TRC | Turnover | ET2297 | Server Virtualization | Server Virtualization | Equip | 3 | Servers | 0% | Tech/Econ | 85.71% | 0 | 0 | 0
Tech | Assembly | Office Equipment | Servers | TRC | Turnover | ET2219 | Energy Star Servers | Energy Star Servers | Equip | 4 | Servers | 0% | Tech/Econ | 23.08% | 0 | 0 | 0
Tech | Assembly | Office Equipment | Servers | TRC | Turnover | ET1133 | High Efficiency Data Center Cooling | High Efficiency Data Center Cooling | Equip | 20 | Servers | 0% | Tech/Econ | 28% | 0 | 0 | 0
Tech | Assembly | Office Equipment | Servers | TRC | New | EN2323 | Server Virtualization | Server Virtualization | Equip | 3 | Servers | 0% | Tech/Econ | 85.71% | 0 | 0 | 0
Tech | Assembly | Office Equipment | Servers | TRC | New | EN2245 | Energy Star Servers | Energy Star Servers | Equip | 4 | Servers | 0% | Tech/Econ | 23.08% | 0 | 0 | 0
Tech | Assembly | Office Equipment | Servers | TRC | New | EN1159 | High Efficiency Data Center Cooling | High Efficiency Data Center Cooling | Equip | 20 | Servers | 0% | Tech/Econ | 28% | 0 | 0 | 0
Tech | Assembly | Space Cooling | Residential-type central air conditioners | TRC | New | NN5365 | Retro-Commissioning | Retro-Commissioning | NonEquip | 5 |  | 0% | Tech/Econ | 16% | 0 | 0 | 0
Tech | Assembly | Space Cooling | Residential-type central air conditioners | TRC | New | NN5157 | ENERGY STAR certified buildings program | ENERGY STAR certified buildings program | NonEquip | 20 |  | 0% | Tech/Econ | 35% | 0 | 0 | 0
Tech | Assembly | Space Cooling | Residential-type central air conditioners | TRC | New | NN4377 | Window Sun Protection | Window Sun Protection | NonEquip | 10 |  | 15.35% | Tech/Econ | 16% | 1.2257 | 0.00038166 | -2.1503e-05
Tech | Assembly | Space Cooling | Residential-type central air conditioners | TRC | New | NN4351 | Waterside Economizer | Waterside Economizer | NonEquip | 20 |  | 0% | Tech/Econ | 5.556% | 0 | 0 | 0
Tech | Assembly | Space Cooling | Residential-type central air conditioners | TRC | New | NN4143 | Smart Thermostat | Smart Thermostat | NonEquip | 11 |  | 31.48% | Tech/Econ | 10% | 1.4941 | 1.7741e-05 | 0
Tech | Assembly | Space Cooling | Residential-type central air conditioners | TRC | New | NN4039 | Programmable Thermostat | Programmable Thermostat | NonEquip | 11 |  | 0% | Tech/Econ | 3.6% | 0 | 0 | 0
Tech | Assembly | Space Cooling | Residential-type central air conditioners | TRC | New | NN3987 | Low U-Value Windows | Low U-Value Windows | NonEquip | 20 |  | 13.44% | Tech/Econ | 10% | 0.6543 | 0.00024321 | 0
Tech | Assembly | Space Cooling | Residential-type central air conditioners | TRC | New | NN3909 | HVAC tune-up_RTU | HVAC tune-up_RTU | NonEquip | 5 | Packaged air conditioning units (RTUs) | 0% | Tech/Econ | 5% | 0 | 0 | 0
Tech | Assembly | Space Cooling | Residential-type central air conditioners | TRC | New | NN3883 | HVAC tune-up | HVAC tune-up | NonEquip | 5 | Residential-type central air conditioners | 0% | Tech/Econ | 5% | 0 | 0 | 0
Tech | Assembly | Space Cooling | Residential-type central air conditioners | TRC | New | NN3805 | Green Roof | Green Roof | NonEquip | 15 |  | 0.315% | Tech/Econ | 2.935% | 0 | 0 | 0
Tech | Assembly | Space Cooling | Residential-type central air conditioners | TRC | New | NN3675 | Facility Energy Management System | Facility Energy Management System | NonEquip | 15 |  | 4.276% | Tech/Econ | 20% | 0.47367 | 9.9278e-05 | 0
Tech | Assembly | Space Cooling | Residential-type central air conditioners | TRC | New | NN3623 | Facility Commissioning | Facility Commissioning | NonEquip | 10 |  | 35.83% | Tech/Econ | 16% | 3.036 | 0.00053156 | 1.2127e-05
Tech | Assembly | Space Cooling | Residential-type central air conditioners | TRC | New | NN3597 | Energy Recovery Ventilation System (ERV) | Energy Recovery Ventilation System (ERV) | NonEquip | 15 | Packaged air conditioning units (RTUs) | 0% | Tech/Econ | 18.24% | 0 | 0 | 0
Tech | Assembly | Space Cooling | Residential-type central air conditioners | TRC | New | NN3519 | Duct Sealing Repair | Duct Sealing Repair | NonEquip | 15 |  | 0% | Tech/Econ | 12% | 0 | 0 | 0
Tech | Assembly | Space Cooling | Residential-type central air conditioners | TRC | New | NN3415 | Dedicated Outdoor Air System on VRF unit | Dedicated Outdoor Air System on VRF unit | NonEquip | 15 | Residential-type central air conditioners | 58.91% | Tech/Econ | 17.5% | 1.9611 | 0.00059675 | 0
Tech | Assembly | Space Cooling | Residential-type central air conditioners | TRC | New | NN3363 | Cool Roof | Cool Roof | NonEquip | 15 |  | 72.49% | Tech/Econ | 5.431% | 0 | 0 | 0
Tech | Assembly | Space Cooling | Residential-type central air conditioners | TRC | New | NN3311 | Chilled Water System - Variable Speed Drives | Chilled Water System - Variable Speed Drives | NonEquip | 13 | Central chillers inside | 0% | Tech/Econ | 24.74% | 0 | 0 | 0
Tech | Assembly | Space Cooling | Residential-type central air conditioners | TRC | New | NN3285 | Chilled Water Controls Optimization | Chilled Water Controls Optimization | NonEquip | 10 | Central chillers inside | 0% | Tech/Econ | 12.5% | 0 | 0 | 0
Tech | Assembly | Space Cooling | Residential-type central air conditioners | TRC | New | NN3207 | Ceiling Insulation(R2 to R38) | Ceiling Insulation(R2 to R38) | NonEquip | 20 |  | 0% | Tech/Econ | 34.55% | 0 | 0 | 0
Tech | Assembly | Space Cooling | Residential-type central air conditioners | TRC | New | NN3103 | Ceiling Insulation(R12 to R38) | Ceiling Insulation(R12 to R38) | NonEquip | 20 |  | 0% | Tech/Econ | 4.158% | 0 | 0 | 0
Tech | Assembly | Space Cooling | Residential-type central air conditioners | TRC | New | NN3051 | Airside Economizer | Airside Economizer | NonEquip | 10 | Packaged air conditioning units (RTUs) | 0% | Tech/Econ | 5.556% | 0 | 0 | 0
Tech | Assembly | Space Cooling | Residential-type central air conditioners | TRC | Existing | NE5352 | Retro-Commissioning | Retro-Commissioning | NonEquip | 5 |  | 21.99% | Tech/Econ | 16% | 198.9485 | 0.033261 | 0
Tech | Assembly | Space Cooling | Residential-type central air conditioners | TRC | Existing | NE5144 | ENERGY STAR certified buildings program | ENERGY STAR certified buildings program | NonEquip | 20 |  | 0% | Tech/Econ | 35% | 0 | 0 | 0
Tech | Assembly | Space Cooling | Residential-type central air conditioners | TRC | Existing | NE4364 | Window Sun Protection | Window Sun Protection | NonEquip | 10 |  | 7.839% | Tech/Econ | 16% | 71.8223 | 0.022363 | -0.00126
Tech | Assembly | Space Cooling | Residential-type central air conditioners | TRC | Existing | NE4338 | Waterside Economizer | Waterside Economizer | NonEquip | 20 |  | 0% | Tech/Econ | 5.556% | 0 | 0 | 0
Tech | Assembly | Space Cooling | Residential-type central air conditioners | TRC | Existing | NE4208 | Wall Insulation | Wall Insulation | NonEquip | 20 |  | 0% | Tech/Econ | 20.56% | 0 | 0 | 0
Tech | Assembly | Space Cooling | Residential-type central air conditioners | TRC | Existing | NE4130 | Smart Thermostat | Smart Thermostat | NonEquip | 11 |  | 31.48% | Tech/Econ | 10% | 171.7262 | 0.002039 | 0
Tech | Assembly | Space Cooling | Residential-type central air conditioners | TRC | Existing | NE4104 | Roof Insulation | Roof Insulation | NonEquip | 20 |  | 58.5% | Tech/Econ | 5.065% | 150.3661 | 0.0030089 | 0
Tech | Assembly | Space Cooling | Residential-type central air conditioners | TRC | Existing | NE4026 | Programmable Thermostat | Programmable Thermostat | NonEquip | 11 |  | 0% | Tech/Econ | 3.6% | 0 | 0 | 0
Tech | Assembly | Space Cooling | Residential-type central air conditioners | TRC | Existing | NE3974 | Low U-Value Windows | Low U-Value Windows | NonEquip | 20 |  | 5.375% | Tech/Econ | 46% | 213.5965 | 0.079394 | 0
Tech | Assembly | Space Cooling | Residential-type central air conditioners | TRC | Existing | NE3896 | HVAC tune-up_RTU | HVAC tune-up_RTU | NonEquip | 5 | Packaged air conditioning units (RTUs) | 0% | Tech/Econ | 5% | 0 | 0 | 0
Tech | Assembly | Space Cooling | Residential-type central air conditioners | TRC | Existing | NE3870 | HVAC tune-up | HVAC tune-up | NonEquip | 5 | Residential-type central air conditioners | 0% | Tech/Econ | 5% | 0 | 0 | 0
Tech | Assembly | Space Cooling | Residential-type central air conditioners | TRC | Existing | NE3792 | Green Roof | Green Roof | NonEquip | 15 |  | 0.063% | Tech/Econ | 2.935% | 0.091071 | 3.8689e-05 | 0
Tech | Assembly | Space Cooling | Residential-type central air conditioners | TRC | Existing | NE3740 | Floor Insulation | Floor Insulation | NonEquip | 20 |  | 12.82% | Tech/Econ | 1.329% | 8.3915 | 0.00016792 | 0
Tech | Assembly | Space Cooling | Residential-type central air conditioners | TRC | Existing | NE3662 | Facility Energy Management System | Facility Energy Management System | NonEquip | 15 |  | 5.375% | Tech/Econ | 20% | 69.3844 | 0.014543 | 0
Tech | Assembly | Space Cooling | Residential-type central air conditioners | TRC | Existing | NE3584 | Energy Recovery Ventilation System (ERV) | Energy Recovery Ventilation System (ERV) | NonEquip | 15 | Packaged air conditioning units (RTUs) | 0% | Tech/Econ | 18.24% | 0 | 0 | 0
Tech | Assembly | Space Cooling | Residential-type central air conditioners | TRC | Existing | NE3506 | Duct Sealing Repair | Duct Sealing Repair | NonEquip | 15 |  | 0% | Tech/Econ | 12% | 0 | 0 | 0
Tech | Assembly | Space Cooling | Residential-type central air conditioners | TRC | Existing | NE3454 | Duct Insulation | Duct Insulation | NonEquip | 15 |  | 0% | Tech/Econ | 2.045% | 0 | 0 | 0
Tech | Assembly | Space Cooling | Residential-type central air conditioners | TRC | Existing | NE3402 | Dedicated Outdoor Air System on VRF unit | Dedicated Outdoor Air System on VRF unit | NonEquip | 15 | Residential-type central air conditioners | 58.91% | Tech/Econ | 17.5% | 658.2673 | 0.20031 | 0
Tech | Assembly | Space Cooling | Residential-type central air conditioners | TRC | Existing | NE3350 | Cool Roof | Cool Roof | NonEquip | 15 |  | 72.74% | Tech/Econ | 5.431% | 208.7606 | 0.088686 | 0
Tech | Assembly | Space Cooling | Residential-type central air conditioners | TRC | Existing | NE3298 | Chilled Water System - Variable Speed Drives | Chilled Water System - Variable Speed Drives | NonEquip | 13 | Central chillers inside | 0% | Tech/Econ | 24.74% | 0 | 0 | 0
Tech | Assembly | Space Cooling | Residential-type central air conditioners | TRC | Existing | NE3272 | Chilled Water Controls Optimization | Chilled Water Controls Optimization | NonEquip | 10 | Central chillers inside | 0% | Tech/Econ | 12.5% | 0 | 0 | 0
Tech | Assembly | Space Cooling | Residential-type central air conditioners | TRC | Existing | NE3194 | Ceiling Insulation(R2 to R38) | Ceiling Insulation(R2 to R38) | NonEquip | 20 |  | 0% | Tech/Econ | 34.55% | 0 | 0 | 0
Tech | Assembly | Space Cooling | Residential-type central air conditioners | TRC | Existing | NE3142 | Ceiling Insulation(R19 to R38) | Ceiling Insulation(R19 to R38) | NonEquip | 20 |  | 0% | Tech/Econ | 1.919% | 0 | 0 | 0
Tech | Assembly | Space Cooling | Residential-type central air conditioners | TRC | Existing | NE3090 | Ceiling Insulation(R12 to R38) | Ceiling Insulation(R12 to R38) | NonEquip | 20 |  | 0% | Tech/Econ | 4.158% | 0 | 0 | 0
Tech | Assembly | Space Cooling | Residential-type central air conditioners | TRC | Existing | NE3038 | Airside Economizer | Airside Economizer | NonEquip | 10 | Packaged air conditioning units (RTUs) | 0% | Tech/Econ | 5.556% | 0 | 0 | 0
Tech | Assembly | Space Cooling | Residential-type central air conditioners | TRC | Turnover | ET821 | Geothermal Heat Pump | Geothermal Heat Pump | Equip | 15 | Residential-type central air conditioners | 30.5% | Tech/Econ | 21.18% | 445.6143 | 0.19163 | 0
Tech | Assembly | Space Cooling | Residential-type central air conditioners | TRC | Turnover | ET1367 | Variable Refrigerant Flow (VRF) HVAC Systems | Variable Refrigerant Flow (VRF) HVAC Systems | Equip | 15 | Residential-type central air conditioners | 49.09% | Tech/Econ | 36.88% | 1525.2468 | 0.46412 | 0
Tech | Assembly | Space Cooling | Residential-type central air conditioners | TRC | Turnover | ET1289 | High Efficiency PTHP | High Efficiency PTHP | Equip | 15 | Residential-type central air conditioners | 0% | Tech/Econ | 23.64% | 0 | 0 | 0
Tech | Assembly | Space Cooling | Residential-type central air conditioners | TRC | Turnover | ET1250 | High Efficiency PTAC | High Efficiency PTAC | Equip | 15 | Residential-type central air conditioners | 0% | Tech/Econ | 23.64% | 0 | 0 | 0
Tech | Assembly | Space Cooling | Residential-type central air conditioners | TRC | New | EN847 | Geothermal Heat Pump | Geothermal Heat Pump | Equip | 15 | Residential-type central air conditioners | 30.5% | Tech/Econ | 21.18% | 3.8241 | 0.0016445 | 0
Tech | Assembly | Space Cooling | Residential-type central air conditioners | TRC | New | EN1393 | Variable Refrigerant Flow (VRF) HVAC Systems | Variable Refrigerant Flow (VRF) HVAC Systems | Equip | 15 | Residential-type central air conditioners | 49.09% | Tech/Econ | 36.88% | 13.0891 | 0.0039829 | 0
Tech | Assembly | Space Cooling | Residential-type central air conditioners | TRC | New | EN1315 | High Efficiency PTHP | High Efficiency PTHP | Equip | 15 | Residential-type central air conditioners | 0% | Tech/Econ | 23.64% | 0 | 0 | 0
Tech | Assembly | Space Cooling | Residential-type central air conditioners | TRC | New | EN1276 | High Efficiency PTAC | High Efficiency PTAC | Equip | 15 | Residential-type central air conditioners | 0% | Tech/Econ | 23.64% | 0 | 0 | 0
Tech | Assembly | Space Heating | Residential/split system heat pump | TRC | New | NN5339 | Retro-Commissioning | Retro-Commissioning | NonEquip | 5 |  | 0% | Tech/Econ | 16% | 0 | 0 | 0
Tech | Assembly | Space Heating | Residential/split system heat pump | TRC | New | NN5131 | ENERGY STAR certified buildings program | ENERGY STAR certified buildings program | NonEquip | 20 |  | 0% | Tech/Econ | 35% | 0 | 0 | 0
Tech | Assembly | Space Heating | Residential/split system heat pump | TRC | New | NN4325 | Water Cooled Refrigeration Heat Recovery | Water Cooled Refrigeration Heat Recovery | NonEquip | 20 |  | 0% | Tech/Econ | 10% | 0 | 0 | 0
Tech | Assembly | Space Heating | Residential/split system heat pump | TRC | New | NN4273 | Warehouse Loading Dock Seals | Warehouse Loading Dock Seals | NonEquip | 18 |  | 0% | Tech/Econ | 4.639% | 0 | 0 | 0
Tech | Assembly | Space Heating | Residential/split system heat pump | TRC | New | NN4169 | Smart Thermostat | Smart Thermostat | NonEquip | 11 |  | 31.48% | Tech/Econ | 10% | 18.2177 | 0 | -0.0029934
Tech | Assembly | Space Heating | Residential/split system heat pump | TRC | New | NN4091 | Roof Insulation | Roof Insulation | NonEquip | 20 |  | 58.5% | Tech/Econ | 9.087% | 25.3764 | 0 | 0.011447
Tech | Assembly | Space Heating | Residential/split system heat pump | TRC | New | NN4065 | Programmable Thermostat | Programmable Thermostat | NonEquip | 11 |  | 0% | Tech/Econ | 3.6% | 0 | 0 | 0
Tech | Assembly | Space Heating | Residential/split system heat pump | TRC | New | NN4013 | Low U-Value Windows | Low U-Value Windows | NonEquip | 20 |  | 13.44% | Tech/Econ | 10% | 7.5327 | 0 | 3.1307e-05
Tech | Assembly | Space Heating | Residential/split system heat pump | TRC | New | NN3935 | Infiltration Reduction - Air Sealing | Infiltration Reduction - Air Sealing | NonEquip | 11 |  | 0% | Tech/Econ | 2.319% | 0 | 0 | 0
Tech | Assembly | Space Heating | Residential/split system heat pump | TRC | New | NN3779 | Green Roof | Green Roof | NonEquip | 15 |  | 0.315% | Tech/Econ | 14.04% | 0.26988 | 0 | 0
Tech | Assembly | Space Heating | Residential/split system heat pump | TRC | New | NN3727 | Floor Insulation | Floor Insulation | NonEquip | 20 |  | 32.06% | Tech/Econ | 4.768% | 0 | 0 | 0
Tech | Assembly | Space Heating | Residential/split system heat pump | TRC | New | NN3649 | Facility Energy Management System | Facility Energy Management System | NonEquip | 15 |  | 4.276% | Tech/Econ | 20% | 5.2624 | 0 | 9.4846e-05
Tech | Assembly | Space Heating | Residential/split system heat pump | TRC | New | NN3571 | ECM Motors on Furnaces | ECM Motors on Furnaces | NonEquip | 15 | Forced air furnace | 0% | Tech/Econ | 1.706% | 0 | 0 | 0
Tech | Assembly | Space Heating | Residential/split system heat pump | TRC | New | NN3545 | Duct Sealing Repair | Duct Sealing Repair | NonEquip | 15 |  | 0% | Tech/Econ | 12% | 0 | 0 | 0
Tech | Assembly | Space Heating | Residential/split system heat pump | TRC | New | NN3493 | Duct Insulation | Duct Insulation | NonEquip | 15 |  | 0% | Tech/Econ | 2.045% | 0 | 0 | 0
Tech | Assembly | Space Heating | Residential/split system heat pump | TRC | New | NN3441 | Destratification Fans | Destratification Fans | NonEquip | 10 |  | 0% | Tech/Econ | 14.47% | 0 | 0 | 0
Tech | Assembly | Space Heating | Residential/split system heat pump | TRC | New | NN3389 | Dedicated Outdoor Air System on VRF unit | Dedicated Outdoor Air System on VRF unit | NonEquip | 15 | Residential/split system heat pump | 58.91% | Tech/Econ | 10% | 31.043 | 0 | 0.0095476
Tech | Assembly | Space Heating | Residential/split system heat pump | TRC | New | NN3233 | Ceiling Insulation(R30 to R38) | Ceiling Insulation(R30 to R38) | NonEquip | 20 |  | 0% | Tech/Econ | 1.837% | 0 | 0 | 0
Tech | Assembly | Space Heating | Residential/split system heat pump | TRC | New | NN3181 | Ceiling Insulation(R2 to R38) | Ceiling Insulation(R2 to R38) | NonEquip | 20 |  | 0% | Tech/Econ | 94.74% | 0 | 0 | 0
Tech | Assembly | Space Heating | Residential/split system heat pump | TRC | New | NN3129 | Ceiling Insulation(R19 to R38) | Ceiling Insulation(R19 to R38) | NonEquip | 20 |  | 0% | Tech/Econ | 6.887% | 0 | 0 | 0
Tech | Assembly | Space Heating | Residential/split system heat pump | TRC | New | NN3077 | Ceiling Insulation(R12 to R38) | Ceiling Insulation(R12 to R38) | NonEquip | 20 |  | 0% | Tech/Econ | 14.92% | 0 | 0 | 0
Tech | Assembly | Space Heating | Residential/split system heat pump | TRC | New | NN2999 | Air Curtains | Air Curtains | NonEquip | 8 |  | 33.25% | Tech/Econ | 1.037% | 0 | 0 | 0
Tech | Assembly | Space Heating | Residential/split system heat pump | TRC | Existing | NE5326 | Retro-Commissioning | Retro-Commissioning | NonEquip | 5 |  | 21.99% | Tech/Econ | 16% | 1976.2378 | 0 | 1.0243
Tech | Assembly | Space Heating | Residential/split system heat pump | TRC | Existing | NE5118 | ENERGY STAR certified buildings program | ENERGY STAR certified buildings program | NonEquip | 20 |  | 0% | Tech/Econ | 35% | 0 | 0 | 0
Tech | Assembly | Space Heating | Residential/split system heat pump | TRC | Existing | NE4312 | Water Cooled Refrigeration Heat Recovery | Water Cooled Refrigeration Heat Recovery | NonEquip | 20 |  | 0% | Tech/Econ | 10% | 0 | 0 | 0
Tech | Assembly | Space Heating | Residential/split system heat pump | TRC | Existing | NE4260 | Warehouse Loading Dock Seals | Warehouse Loading Dock Seals | NonEquip | 18 |  | 0% | Tech/Econ | 5.119% | 0 | 0 | 0
Tech | Assembly | Space Heating | Residential/split system heat pump | TRC | Existing | NE4234 | Wall Insulation | Wall Insulation | NonEquip | 20 |  | 0% | Tech/Econ | 11.89% | 0 | 0 | 0
Tech | Assembly | Space Heating | Residential/split system heat pump | TRC | Existing | NE4156 | Smart Thermostat | Smart Thermostat | NonEquip | 11 |  | 31.48% | Tech/Econ | 10% | 1970.6236 | 0 | -0.3238
Tech | Assembly | Space Heating | Residential/split system heat pump | TRC | Existing | NE4078 | Roof Insulation | Roof Insulation | NonEquip | 20 |  | 58.5% | Tech/Econ | 20.05% | 8412.1792 | 0 | 3.7946
Tech | Assembly | Space Heating | Residential/split system heat pump | TRC | Existing | NE4052 | Programmable Thermostat | Programmable Thermostat | NonEquip | 11 |  | 0% | Tech/Econ | 3.6% | 0 | 0 | 0
Tech | Assembly | Space Heating | Residential/split system heat pump | TRC | Existing | NE4000 | Low U-Value Windows | Low U-Value Windows | NonEquip | 20 |  | 5.375% | Tech/Econ | 46% | 2147.3751 | 0 | 0.0089247
Tech | Assembly | Space Heating | Residential/split system heat pump | TRC | Existing | NE3922 | Infiltration Reduction - Air Sealing | Infiltration Reduction - Air Sealing | NonEquip | 11 |  | 0% | Tech/Econ | 2.559% | 0 | 0 | 0
Tech | Assembly | Space Heating | Residential/split system heat pump | TRC | Existing | NE3844 | Hotel Card Energy Control Systems | Hotel Card Energy Control Systems | NonEquip | 15 |  | 0% | Tech/Econ | 0% | 0 | 0 | 0
Tech | Assembly | Space Heating | Residential/split system heat pump | TRC | Existing | NE3766 | Green Roof | Green Roof | NonEquip | 15 |  | 0.063% | Tech/Econ | 15.5% | 6.1127 | 0 | 0
Tech | Assembly | Space Heating | Residential/split system heat pump | TRC | Existing | NE3714 | Floor Insulation | Floor Insulation | NonEquip | 20 |  | 12.82% | Tech/Econ | 5.261% | 385.0152 | 0 | 0.17367
Tech | Assembly | Space Heating | Residential/split system heat pump | TRC | Existing | NE3636 | Facility Energy Management System | Facility Energy Management System | NonEquip | 15 |  | 5.375% | Tech/Econ | 20% | 680.4238 | 0 | 0.012263
Tech | Assembly | Space Heating | Residential/split system heat pump | TRC | Existing | NE3558 | ECM Motors on Furnaces | ECM Motors on Furnaces | NonEquip | 15 | Forced air furnace | 0% | Tech/Econ | 1.706% | 0 | 0 | 0
Tech | Assembly | Space Heating | Residential/split system heat pump | TRC | Existing | NE3532 | Duct Sealing Repair | Duct Sealing Repair | NonEquip | 15 |  | 0% | Tech/Econ | 12% | 0 | 0 | 0
Tech | Assembly | Space Heating | Residential/split system heat pump | TRC | Existing | NE3480 | Duct Insulation | Duct Insulation | NonEquip | 15 |  | 0% | Tech/Econ | 2.045% | 0 | 0 | 0
Tech | Assembly | Space Heating | Residential/split system heat pump | TRC | Existing | NE3428 | Destratification Fans | Destratification Fans | NonEquip | 10 |  | 0% | Tech/Econ | 14.47% | 0 | 0 | 0
Tech | Assembly | Space Heating | Residential/split system heat pump | TRC | Existing | NE3376 | Dedicated Outdoor Air System on VRF unit | Dedicated Outdoor Air System on VRF unit | NonEquip | 15 | Residential/split system heat pump | 58.91% | Tech/Econ | 10% | 3572.3146 | 0 | 1.0987
Tech | Assembly | Space Heating | Residential/split system heat pump | TRC | Existing | NE3324 | Cool Roof | Cool Roof | NonEquip | 15 |  | 72.74% | Tech/Econ | 0.7847% | 308.2676 | 0 | 0
Tech | Assembly | Space Heating | Residential/split system heat pump | TRC | Existing | NE3220 | Ceiling Insulation(R30 to R38) | Ceiling Insulation(R30 to R38) | NonEquip | 20 |  | 0% | Tech/Econ | 2.027% | 0 | 0 | 0
Tech | Assembly | Space Heating | Residential/split system heat pump | TRC | Existing | NE3168 | Ceiling Insulation(R2 to R38) | Ceiling Insulation(R2 to R38) | NonEquip | 20 |  | 0% | Tech/Econ | 94.74% | 0 | 0 | 0
Tech | Assembly | Space Heating | Residential/split system heat pump | TRC | Existing | NE3116 | Ceiling Insulation(R19 to R38) | Ceiling Insulation(R19 to R38) | NonEquip | 20 |  | 0% | Tech/Econ | 7.6% | 0 | 0 | 0
Tech | Assembly | Space Heating | Residential/split system heat pump | TRC | Existing | NE3064 | Ceiling Insulation(R12 to R38) | Ceiling Insulation(R12 to R38) | NonEquip | 20 |  | 0% | Tech/Econ | 16.47% | 0 | 0 | 0
Tech | Assembly | Space Heating | Residential/split system heat pump | TRC | Existing | NE2986 | Air Curtains | Air Curtains | NonEquip | 8 |  | 33.25% | Tech/Econ | 1.037% | 186.9316 | 0 | 0.0074433
Tech | Assembly | Space Heating | Residential/split system heat pump | TRC | Turnover | ET860 | Geothermal Heat Pump | Geothermal Heat Pump | Equip | 15 | Residential/split system heat pump | 30.5% | Tech/Econ | 2.941% | 508.4077 | 0 | 0.16793
Tech | Assembly | Space Heating | Residential/split system heat pump | TRC | Turnover | ET1406 | Variable Refrigerant Flow (VRF) HVAC Systems | Variable Refrigerant Flow (VRF) HVAC Systems | Equip | 15 | Residential/split system heat pump | 49.09% | Tech/Econ | 31.25% | 12994.8706 | 0 | 3.9967
Tech | Assembly | Space Heating | Residential/split system heat pump | TRC | Turnover | ET1328 | High Efficiency PTHP | High Efficiency PTHP | Equip | 15 | Residential/split system heat pump | 0% | Tech/Econ | 9.375% | 0 | 0 | 0
Tech | Assembly | Space Heating | Residential/split system heat pump | TRC | New | EN886 | Geothermal Heat Pump | Geothermal Heat Pump | Equip | 15 | Residential/split system heat pump | 30.5% | Tech/Econ | 2.941% | 0 | 0 | 0
Tech | Assembly | Space Heating | Residential/split system heat pump | TRC | New | EN1432 | Variable Refrigerant Flow (VRF) HVAC Systems | Variable Refrigerant Flow (VRF) HVAC Systems | Equip | 15 | Residential/split system heat pump | 49.09% | Tech/Econ | 31.25% | 111.5175 | 0 | 0.034298
Tech | Assembly | Space Heating | Residential/split system heat pump | TRC | New | EN1354 | High Efficiency PTHP | High Efficiency PTHP | Equip | 15 | Residential/split system heat pump | 0% | Tech/Econ | 9.375% | 0 | 0 | 0
Tech | Assembly | Refrigeration | Residential style | TRC | New | NN5313 | Retro-Commissioning | Retro-Commissioning | NonEquip | 5 |  | 0% | Tech/Econ | 16% | 0 | 0 | 0
Tech | Assembly | Refrigeration | Residential style | TRC | New | NN5105 | ENERGY STAR certified buildings program | ENERGY STAR certified buildings program | NonEquip | 20 |  | 0% | Tech/Econ | 35% | 0 | 0 | 0
Tech | Assembly | Refrigeration | Residential style | TRC | New | NN4897 | Strip Curtains for Walk-ins | Strip Curtains for Walk-ins | NonEquip | 4 | Walk-in cooler | 0% | Tech/Econ | 2.115% | 0 | 0 | 0
Tech | Assembly | Refrigeration | Residential style | TRC | New | NN4871 | Refrigerated Display Case Lighting Controls | Refrigerated Display Case Lighting Controls | NonEquip | 8 | Display cases | 0% | Tech/Econ | 0.9365% | 0 | 0 | 0
Tech | Assembly | Refrigeration | Residential style | TRC | New | NN4845 | PSC to ECM Evaporator Fan Motor (Walk-In, Refrigerator) | PSC to ECM Evaporator Fan Motor (Walk-In, Refrigerator) | NonEquip | 15 | Walk-in cooler | 0% | Tech/Econ | 37.5% | 0 | 0 | 0
Tech | Assembly | Refrigeration | Residential style | TRC | New | NN4819 | PSC to ECM Evaporator Fan Motor (Reach-In) | PSC to ECM Evaporator Fan Motor (Reach-In) | NonEquip | 15 | Display cases | 0% | Tech/Econ | 37.5% | 0 | 0 | 0
Tech | Assembly | Refrigeration | Residential style | TRC | New | NN4793 | Night Covers for Display Cases | Night Covers for Display Cases | NonEquip | 5 | Display cases | 0% | Tech/Econ | 1.877% | 0 | 0 | 0
Tech | Assembly | Refrigeration | Residential style | TRC | New | NN4767 | High R-Value Glass Doors | High R-Value Glass Doors | NonEquip | 12 | Display cases | 0% | Tech/Econ | 0% | 0 | 0 | 0
Tech | Assembly | Refrigeration | Residential style | TRC | New | NN4741 | High Efficiency Refrigeration Compressor | High Efficiency Refrigeration Compressor | NonEquip | 13 | Display cases | 0% | Tech/Econ | 6.922% | 0 | 0 | 0
Tech | Assembly | Refrigeration | Residential style | TRC | New | NN4715 | Freezer-Cooler Replacement Gaskets | Freezer-Cooler Replacement Gaskets | NonEquip | 4 | Display cases | 0% | Tech/Econ | 0% | 0 | 0 | 0
Tech | Assembly | Refrigeration | Residential style | TRC | New | NN4689 | Floating Head Pressure Controls | Floating Head Pressure Controls | NonEquip | 15 |  | 0% | Tech/Econ | 6.05% | 0 | 0 | 0
Tech | Assembly | Refrigeration | Residential style | TRC | New | NN4663 | Demand Defrost | Demand Defrost | NonEquip | 10 | Walk-in cooler | 0% | Tech/Econ | 30% | 0 | 0 | 0
Tech | Assembly | Refrigeration | Residential style | TRC | New | NN4637 | Automatic Door Closer for Walk-in Coolers and Freezers | Automatic Door Closer for Walk-in Coolers and Freezers | NonEquip | 8 | Walk-in cooler | 0% | Tech/Econ | 3.131% | 0 | 0 | 0
Tech | Assembly | Refrigeration | Residential style | TRC | New | NN4611 | Anti-Sweat Controls | Anti-Sweat Controls | NonEquip | 8 | Display cases | 0% | Tech/Econ | 85% | 0 | 0 | 0
Tech | Assembly | Refrigeration | Residential style | TRC | Existing | NE5300 | Retro-Commissioning | Retro-Commissioning | NonEquip | 5 |  | 21.99% | Tech/Econ | 16% | 1577.6539 | 0.26376 | 0.81774
Tech | Assembly | Refrigeration | Residential style | TRC | Existing | NE5092 | ENERGY STAR certified buildings program | ENERGY STAR certified buildings program | NonEquip | 20 |  | 0% | Tech/Econ | 35% | 0 | 0 | 0
Tech | Assembly | Refrigeration | Residential style | TRC | Existing | NE4884 | Strip Curtains for Walk-ins | Strip Curtains for Walk-ins | NonEquip | 4 | Walk-in cooler | 0% | Tech/Econ | 2.115% | 0 | 0 | 0
Tech | Assembly | Refrigeration | Residential style | TRC | Existing | NE4858 | Refrigerated Display Case Lighting Controls | Refrigerated Display Case Lighting Controls | NonEquip | 8 | Display cases | 0% | Tech/Econ | 2.524% | 0 | 0 | 0
Tech | Assembly | Refrigeration | Residential style | TRC | Existing | NE4832 | PSC to ECM Evaporator Fan Motor (Walk-In, Refrigerator) | PSC to ECM Evaporator Fan Motor (Walk-In, Refrigerator) | NonEquip | 15 | Walk-in cooler | 0% | Tech/Econ | 37.5% | 0 | 0 | 0
Tech | Assembly | Refrigeration | Residential style | TRC | Existing | NE4806 | PSC to ECM Evaporator Fan Motor (Reach-In) | PSC to ECM Evaporator Fan Motor (Reach-In) | NonEquip | 15 | Display cases | 0% | Tech/Econ | 37.5% | 0 | 0 | 0
Tech | Assembly | Refrigeration | Residential style | TRC | Existing | NE4780 | Night Covers for Display Cases | Night Covers for Display Cases | NonEquip | 5 | Display cases | 0% | Tech/Econ | 1.877% | 0 | 0 | 0
Tech | Assembly | Refrigeration | Residential style | TRC | Existing | NE4754 | High R-Value Glass Doors | High R-Value Glass Doors | NonEquip | 12 | Display cases | 0% | Tech/Econ | 23.81% | 0 | 0 | 0
Tech | Assembly | Refrigeration | Residential style | TRC | Existing | NE4728 | High Efficiency Refrigeration Compressor | High Efficiency Refrigeration Compressor | NonEquip | 13 | Display cases | 0% | Tech/Econ | 6.922% | 0 | 0 | 0
Tech | Assembly | Refrigeration | Residential style | TRC | Existing | NE4702 | Freezer-Cooler Replacement Gaskets | Freezer-Cooler Replacement Gaskets | NonEquip | 4 | Display cases | 0% | Tech/Econ | 3.131% | 0 | 0 | 0
Tech | Assembly | Refrigeration | Residential style | TRC | Existing | NE4676 | Floating Head Pressure Controls | Floating Head Pressure Controls | NonEquip | 15 |  | 0% | Tech/Econ | 6.05% | 0 | 0 | 0
Tech | Assembly | Refrigeration | Residential style | TRC | Existing | NE4650 | Demand Defrost | Demand Defrost | NonEquip | 10 | Walk-in cooler | 0% | Tech/Econ | 30% | 0 | 0 | 0
Tech | Assembly | Refrigeration | Residential style | TRC | Existing | NE4624 | Automatic Door Closer for Walk-in Coolers and Freezers | Automatic Door Closer for Walk-in Coolers and Freezers | NonEquip | 8 | Walk-in cooler | 0% | Tech/Econ | 3.131% | 0 | 0 | 0
Tech | Assembly | Refrigeration | Residential style | TRC | Existing | NE4598 | Anti-Sweat Controls | Anti-Sweat Controls | NonEquip | 8 | Display cases | 0% | Tech/Econ | 85% | 0 | 0 | 0
Tech | Assembly | Refrigeration | Residential style | TRC | Turnover | ET2531 | Energy Star Refrigerator | Energy Star Refrigerator | Equip | 12 | Residential style | 35.47% | Tech/Econ | 21.99% | 3792.8305 | 0.49936 | 0.39293
Tech | Assembly | Refrigeration | Residential style | TRC | New | EN2557 | Energy Star Refrigerator | Energy Star Refrigerator | Equip | 12 | Residential style | 35.47% | Tech/Econ | 21.99% | 31.744 | 0.0041794 | 0.0032886
Tech | Assembly | Cooking | Range | TRC | New | NN5079 | ENERGY STAR certified buildings program | ENERGY STAR certified buildings program | NonEquip | 20 |  | 0% | Tech/Econ | 35% | 0 | 0 | 0
Tech | Assembly | Cooking | Range | TRC | Existing | NE5066 | ENERGY STAR certified buildings program | ENERGY STAR certified buildings program | NonEquip | 20 |  | 0% | Tech/Econ | 35% | 0 | 0 | 0
Tech | Assembly | Miscellaneous | Pool pump | TRC | New | NN5443 | Retro-Commissioning | Retro-Commissioning | NonEquip | 5 |  | 0% | Tech/Econ | 16% | 0 | 0 | 0
Tech | Assembly | Miscellaneous | Pool pump | TRC | New | NN5235 | ENERGY STAR certified buildings program | ENERGY STAR certified buildings program | NonEquip | 20 |  | 0% | Tech/Econ | 35% | 0 | 0 | 0
Tech | Assembly | Miscellaneous | Pool pump | TRC | New | NN4533 | VSD Controlled Compressor | VSD Controlled Compressor | NonEquip | 15 | Others | 0% | Tech/Econ | 20.79% | 0 | 0 | 0
Tech | Assembly | Miscellaneous | Pool pump | TRC | New | NN4507 | Regenerative Drive Elevator Motor | Regenerative Drive Elevator Motor | NonEquip | 13 | Elevators/Escalators | 0% | Tech/Econ | 6.211% | 0 | 0 | 0
Tech | Assembly | Miscellaneous | Pool pump | TRC | New | NN4481 | Engine Block Timer | Engine Block Timer | NonEquip | 5 | Others | 0% | Tech/Econ | 36% | 0 | 0 | 0
Tech | Assembly | Miscellaneous | Pool pump | TRC | New | NN4455 | Efficient Motor Belts | Efficient Motor Belts | NonEquip | 10 | Others | 0% | Tech/Econ | 1.105% | 0 | 0 | 0
Tech | Assembly | Miscellaneous | Pool pump | TRC | Existing | NE5430 | Retro-Commissioning | Retro-Commissioning | NonEquip | 5 |  | 21.99% | Tech/Econ | 16% | 2.707 | 0.00045255 | 0.0014031
Tech | Assembly | Miscellaneous | Pool pump | TRC | Existing | NE5222 | ENERGY STAR certified buildings program | ENERGY STAR certified buildings program | NonEquip | 20 |  | 0% | Tech/Econ | 35% | 0 | 0 | 0
Tech | Assembly | Miscellaneous | Pool pump | TRC | Existing | NE4520 | VSD Controlled Compressor | VSD Controlled Compressor | NonEquip | 15 | Others | 0% | Tech/Econ | 20.79% | 0 | 0 | 0
Tech | Assembly | Miscellaneous | Pool pump | TRC | Existing | NE4494 | Regenerative Drive Elevator Motor | Regenerative Drive Elevator Motor | NonEquip | 13 | Elevators/Escalators | 0% | Tech/Econ | 6.211% | 0 | 0 | 0
Tech | Assembly | Miscellaneous | Pool pump | TRC | Existing | NE4468 | Engine Block Timer | Engine Block Timer | NonEquip | 5 | Others | 0% | Tech/Econ | 36% | 0 | 0 | 0
Tech | Assembly | Miscellaneous | Pool pump | TRC | Existing | NE4442 | Efficient Motor Belts | Efficient Motor Belts | NonEquip | 10 | Others | 0% | Tech/Econ | 1.105% | 0 | 0 | 0
Tech | Assembly | Miscellaneous | Pool pump | TRC | Turnover | ET2105 | Variable Speed Pool Pump | Variable Speed Pool Pump | Equip | 10 | Pool pump | 46.17% | Tech/Econ | 64.36% | 32.5311 | 0.0076558 | 0.0011883
Tech | Assembly | Miscellaneous | Pool pump | TRC | Turnover | ET2030 | Solar Powered Pool Pump | Solar Powered Pool Pump | Equip | 10 | Pool pump | 7.98% | Tech/Econ | 81% | 16.7465 | 0.0039411 | 0.00061174
Tech | Assembly | Miscellaneous | Pool pump | TRC | Turnover | ET1991 | Solar Pool Heater | Solar Pool Heater | Equip | 15 | Pool pump | 11.85% | Tech/Econ | 86.11% | 29.4282 | 0 | 0.001075
Tech | Assembly | Miscellaneous | Pool pump | TRC | Turnover | ET1952 | Heat Pump Pool Heater | Heat Pump Pool Heater | Equip | 15 | Pool pump | 68.53% | Tech/Econ | 80% | 132.8638 | 0 | 0.0048535
Tech | Assembly | Miscellaneous | Pool pump | TRC | New | EN2129 | Variable Speed Pool Pump | Variable Speed Pool Pump | Equip | 10 | Pool pump | 46.17% | Tech/Econ | 64.36% | 0.068651 | 1.6156e-05 | 2.5078e-06
Tech | Assembly | Miscellaneous | Pool pump | TRC | New | EN2054 | Solar Powered Pool Pump | Solar Powered Pool Pump | Equip | 10 | Pool pump | 7.98% | Tech/Econ | 81% | 0.14016 | 3.2985e-05 | 5.12e-06
Tech | Assembly | Miscellaneous | Pool pump | TRC | New | EN2017 | Solar Pool Heater | Solar Pool Heater | Equip | 15 | Pool pump | 11.85% | Tech/Econ | 86.11% | 0.2463 | 0 | 8.9972e-06
Tech | Assembly | Miscellaneous | Pool pump | TRC | New | EN1978 | Heat Pump Pool Heater | Heat Pump Pool Heater | Equip | 15 | Pool pump | 68.53% | Tech/Econ | 80% | 1.112 | 0 | 4.0621e-05
Tech | Assembly | Space Heating | Packaged central unit | TRC | New | NN5339 | Retro-Commissioning | Retro-Commissioning | NonEquip | 5 |  | 0% | Tech/Econ | 16% | 0 | 0 | 0
Tech | Assembly | Space Heating | Packaged central unit | TRC | New | NN5131 | ENERGY STAR certified buildings program | ENERGY STAR certified buildings program | NonEquip | 20 |  | 0% | Tech/Econ | 35% | 0 | 0 | 0
Tech | Assembly | Space Heating | Packaged central unit | TRC | New | NN4325 | Water Cooled Refrigeration Heat Recovery | Water Cooled Refrigeration Heat Recovery | NonEquip | 20 |  | 0% | Tech/Econ | 10% | 0 | 0 | 0
Tech | Assembly | Space Heating | Packaged central unit | TRC | New | NN4273 | Warehouse Loading Dock Seals | Warehouse Loading Dock Seals | NonEquip | 18 |  | 0% | Tech/Econ | 4.639% | 0 | 0 | 0
Tech | Assembly | Space Heating | Packaged central unit | TRC | New | NN4247 | Wall Insulation | Wall Insulation | NonEquip | 20 |  | 0% | Tech/Econ | 0% | 0 | 0 | 0
Tech | Assembly | Space Heating | Packaged central unit | TRC | New | NN4169 | Smart Thermostat | Smart Thermostat | NonEquip | 11 |  | 31.48% | Tech/Econ | 10% | 40.5839 | 0 | -0.0066685
Tech | Assembly | Space Heating | Packaged central unit | TRC | New | NN4091 | Roof Insulation | Roof Insulation | NonEquip | 20 |  | 58.5% | Tech/Econ | 9.087% | 56.5315 | 0 | 0.0255
Tech | Assembly | Space Heating | Packaged central unit | TRC | New | NN4065 | Programmable Thermostat | Programmable Thermostat | NonEquip | 11 |  | 0% | Tech/Econ | 3.6% | 0 | 0 | 0
Tech | Assembly | Space Heating | Packaged central unit | TRC | New | NN4013 | Low U-Value Windows | Low U-Value Windows | NonEquip | 20 |  | 13.44% | Tech/Econ | 10% | 16.7808 | 0 | 6.9742e-05
Tech | Assembly | Space Heating | Packaged central unit | TRC | New | NN3935 | Infiltration Reduction - Air Sealing | Infiltration Reduction - Air Sealing | NonEquip | 11 |  | 0% | Tech/Econ | 2.319% | 0 | 0 | 0
Tech | Assembly | Space Heating | Packaged central unit | TRC | New | NN3779 | Green Roof | Green Roof | NonEquip | 15 |  | 0.315% | Tech/Econ | 14.04% | 0.57062 | 0 | 0
Tech | Assembly | Space Heating | Packaged central unit | TRC | New | NN3727 | Floor Insulation | Floor Insulation | NonEquip | 20 |  | 32.06% | Tech/Econ | 4.768% | 0 | 0 | 0
Tech | Assembly | Space Heating | Packaged central unit | TRC | New | NN3649 | Facility Energy Management System | Facility Energy Management System | NonEquip | 15 |  | 4.276% | Tech/Econ | 20% | 11.1265 | 0 | 0.00020054
Tech | Assembly | Space Heating | Packaged central unit | TRC | New | NN3571 | ECM Motors on Furnaces | ECM Motors on Furnaces | NonEquip | 15 | Forced air furnace | 0% | Tech/Econ | 1.706% | 0 | 0 | 0
Tech | Assembly | Space Heating | Packaged central unit | TRC | New | NN3545 | Duct Sealing Repair | Duct Sealing Repair | NonEquip | 15 |  | 0% | Tech/Econ | 12% | 0 | 0 | 0
Tech | Assembly | Space Heating | Packaged central unit | TRC | New | NN3493 | Duct Insulation | Duct Insulation | NonEquip | 15 |  | 0% | Tech/Econ | 2.045% | 0 | 0 | 0
Tech | Assembly | Space Heating | Packaged central unit | TRC | New | NN3441 | Destratification Fans | Destratification Fans | NonEquip | 10 |  | 0% | Tech/Econ | 14.47% | 0 | 0 | 0
Tech | Assembly | Space Heating | Packaged central unit | TRC | New | NN3389 | Dedicated Outdoor Air System on VRF unit | Dedicated Outdoor Air System on VRF unit | NonEquip | 15 | Residential/split system heat pump | 0% | Tech/Econ | 10% | 0 | 0 | 0
Tech | Assembly | Space Heating | Packaged central unit | TRC | New | NN3337 | Cool Roof | Cool Roof | NonEquip | 15 |  | 72.49% | Tech/Econ | 0.7111% | 0 | 0 | 0
Tech | Assembly | Space Heating | Packaged central unit | TRC | New | NN3233 | Ceiling Insulation(R30 to R38) | Ceiling Insulation(R30 to R38) | NonEquip | 20 |  | 0% | Tech/Econ | 1.837% | 0 | 0 | 0
Tech | Assembly | Space Heating | Packaged central unit | TRC | New | NN3181 | Ceiling Insulation(R2 to R38) | Ceiling Insulation(R2 to R38) | NonEquip | 20 |  | 0% | Tech/Econ | 94.74% | 0 | 0 | 0
Tech | Assembly | Space Heating | Packaged central unit | TRC | New | NN3129 | Ceiling Insulation(R19 to R38) | Ceiling Insulation(R19 to R38) | NonEquip | 20 |  | 0% | Tech/Econ | 6.887% | 0 | 0 | 0
Tech | Assembly | Space Heating | Packaged central unit | TRC | New | NN3077 | Ceiling Insulation(R12 to R38) | Ceiling Insulation(R12 to R38) | NonEquip | 20 |  | 0% | Tech/Econ | 14.92% | 0 | 0 | 0
Tech | Assembly | Space Heating | Packaged central unit | TRC | New | NN2999 | Air Curtains | Air Curtains | NonEquip | 8 |  | 33.25% | Tech/Econ | 1.037% | 0 | 0 | 0
Tech | Assembly | Space Heating | Packaged central unit | TRC | Existing | NE5326 | Retro-Commissioning | Retro-Commissioning | NonEquip | 5 |  | 21.99% | Tech/Econ | 16% | 4351.7762 | 0 | 2.2557
Tech | Assembly | Space Heating | Packaged central unit | TRC | Existing | NE5118 | ENERGY STAR certified buildings program | ENERGY STAR certified buildings program | NonEquip | 20 |  | 0% | Tech/Econ | 35% | 0 | 0 | 0
Tech | Assembly | Space Heating | Packaged central unit | TRC | Existing | NE4312 | Water Cooled Refrigeration Heat Recovery | Water Cooled Refrigeration Heat Recovery | NonEquip | 20 |  | 0% | Tech/Econ | 10% | 0 | 0 | 0
Tech | Assembly | Space Heating | Packaged central unit | TRC | Existing | NE4260 | Warehouse Loading Dock Seals | Warehouse Loading Dock Seals | NonEquip | 18 |  | 0% | Tech/Econ | 5.119% | 0 | 0 | 0
Tech | Assembly | Space Heating | Packaged central unit | TRC | Existing | NE4234 | Wall Insulation | Wall Insulation | NonEquip | 20 |  | 0% | Tech/Econ | 11.89% | 0 | 0 | 0
Tech | Assembly | Space Heating | Packaged central unit | TRC | Existing | NE4156 | Smart Thermostat | Smart Thermostat | NonEquip | 11 |  | 31.48% | Tech/Econ | 10% | 4166.5242 | 0 | -0.68462
Tech | Assembly | Space Heating | Packaged central unit | TRC | Existing | NE4078 | Roof Insulation | Roof Insulation | NonEquip | 20 |  | 58.5% | Tech/Econ | 20.05% | 17786.0181 | 0 | 8.0229
Tech | Assembly | Space Heating | Packaged central unit | TRC | Existing | NE4052 | Programmable Thermostat | Programmable Thermostat | NonEquip | 11 |  | 0% | Tech/Econ | 3.6% | 0 | 0 | 0
Tech | Assembly | Space Heating | Packaged central unit | TRC | Existing | NE4000 | Low U-Value Windows | Low U-Value Windows | NonEquip | 20 |  | 5.375% | Tech/Econ | 46% | 3843.6634 | 0 | 0.015975
Tech | Assembly | Space Heating | Packaged central unit | TRC | Existing | NE3922 | Infiltration Reduction - Air Sealing | Infiltration Reduction - Air Sealing | NonEquip | 11 |  | 0% | Tech/Econ | 2.559% | 0 | 0 | 0
Tech | Assembly | Space Heating | Packaged central unit | TRC | Existing | NE3844 | Hotel Card Energy Control Systems | Hotel Card Energy Control Systems | NonEquip | 15 |  | 0% | Tech/Econ | 0% | 0 | 0 | 0
Tech | Assembly | Space Heating | Packaged central unit | TRC | Existing | NE3766 | Green Roof | Green Roof | NonEquip | 15 |  | 0.063% | Tech/Econ | 15.5% | 12.9241 | 0 | 0
Tech | Assembly | Space Heating | Packaged central unit | TRC | Existing | NE3714 | Floor Insulation | Floor Insulation | NonEquip | 20 |  | 12.82% | Tech/Econ | 5.261% | 865.0052 | 0 | 0.39019
Tech | Assembly | Space Heating | Packaged central unit | TRC | Existing | NE3636 | Facility Energy Management System | Facility Energy Management System | NonEquip | 15 |  | 5.375% | Tech/Econ | 20% | 1438.6321 | 0 | 0.025929
Tech | Assembly | Space Heating | Packaged central unit | TRC | Existing | NE3558 | ECM Motors on Furnaces | ECM Motors on Furnaces | NonEquip | 15 | Forced air furnace | 0% | Tech/Econ | 1.706% | 0 | 0 | 0
Tech | Assembly | Space Heating | Packaged central unit | TRC | Existing | NE3532 | Duct Sealing Repair | Duct Sealing Repair | NonEquip | 15 |  | 0% | Tech/Econ | 12% | 0 | 0 | 0
Tech | Assembly | Space Heating | Packaged central unit | TRC | Existing | NE3480 | Duct Insulation | Duct Insulation | NonEquip | 15 |  | 0% | Tech/Econ | 2.045% | 0 | 0 | 0
Tech | Assembly | Space Heating | Packaged central unit | TRC | Existing | NE3428 | Destratification Fans | Destratification Fans | NonEquip | 10 |  | 0% | Tech/Econ | 14.47% | 0 | 0 | 0
Tech | Assembly | Space Heating | Packaged central unit | TRC | Existing | NE3376 | Dedicated Outdoor Air System on VRF unit | Dedicated Outdoor Air System on VRF unit | NonEquip | 15 | Residential/split system heat pump | 0% | Tech/Econ | 10% | 0 | 0 | 0
Tech | Assembly | Space Heating | Packaged central unit | TRC | Existing | NE3324 | Cool Roof | Cool Roof | NonEquip | 15 |  | 72.74% | Tech/Econ | 0.7847% | 678.821 | 0 | 0
Tech | Assembly | Space Heating | Packaged central unit | TRC | Existing | NE3220 | Ceiling Insulation(R30 to R38) | Ceiling Insulation(R30 to R38) | NonEquip | 20 |  | 0% | Tech/Econ | 2.027% | 0 | 0 | 0
Tech | Assembly | Space Heating | Packaged central unit | TRC | Existing | NE3168 | Ceiling Insulation(R2 to R38) | Ceiling Insulation(R2 to R38) | NonEquip | 20 |  | 0% | Tech/Econ | 94.74% | 0 | 0 | 0
Tech | Assembly | Space Heating | Packaged central unit | TRC | Existing | NE3116 | Ceiling Insulation(R19 to R38) | Ceiling Insulation(R19 to R38) | NonEquip | 20 |  | 0% | Tech/Econ | 7.6% | 0 | 0 | 0
Tech | Assembly | Space Heating | Packaged central unit | TRC | Existing | NE3064 | Ceiling Insulation(R12 to R38) | Ceiling Insulation(R12 to R38) | NonEquip | 20 |  | 0% | Tech/Econ | 16.47% | 0 | 0 | 0
Tech | Assembly | Space Heating | Packaged central unit | TRC | Existing | NE2986 | Air Curtains | Air Curtains | NonEquip | 8 |  | 33.25% | Tech/Econ | 1.037% | 411.6329 | 0 | 0.016391
Tech | Assembly | Space Heating | Packaged central unit | TRC | Turnover | ET1211 | High Efficiency DX 135k- less than 240k BTU | High Efficiency DX 135k- less than 240k BTU | Equip | 15 | Packaged central unit | 94.56% | Tech/Econ | 3.03% | 3648.962 | 0 | 0
Tech | Assembly | Space Heating | Packaged central unit | TRC | New | EN1237 | High Efficiency DX 135k- less than 240k BTU | High Efficiency DX 135k- less than 240k BTU | Equip | 15 | Packaged central unit | 94.56% | Tech/Econ | 3.03% | 33.6832 | 0 | 0
Tech | Assembly | Space Cooling | Packaged air conditioning units (RTUs) | TRC | New | NN5365 | Retro-Commissioning | Retro-Commissioning | NonEquip | 5 |  | 0% | Tech/Econ | 16% | 0 | 0 | 0
Tech | Assembly | Space Cooling | Packaged air conditioning units (RTUs) | TRC | New | NN5157 | ENERGY STAR certified buildings program | ENERGY STAR certified buildings program | NonEquip | 20 |  | 0% | Tech/Econ | 35% | 0 | 0 | 0
Tech | Assembly | Space Cooling | Packaged air conditioning units (RTUs) | TRC | New | NN4377 | Window Sun Protection | Window Sun Protection | NonEquip | 10 |  | 15.35% | Tech/Econ | 16% | 279.3835 | 0.086991 | -0.0049011
Tech | Assembly | Space Cooling | Packaged air conditioning units (RTUs) | TRC | New | NN4351 | Waterside Economizer | Waterside Economizer | NonEquip | 20 |  | 0% | Tech/Econ | 5.556% | 0 | 0 | 0
Tech | Assembly | Space Cooling | Packaged air conditioning units (RTUs) | TRC | New | NN4143 | Smart Thermostat | Smart Thermostat | NonEquip | 11 |  | 31.48% | Tech/Econ | 10% | 340.5595 | 0.0040437 | 0
Tech | Assembly | Space Cooling | Packaged air conditioning units (RTUs) | TRC | New | NN4117 | Roof Insulation | Roof Insulation | NonEquip | 20 |  | 58.5% | Tech/Econ | 2.532% | 0 | 0 | 0
Tech | Assembly | Space Cooling | Packaged air conditioning units (RTUs) | TRC | New | NN4039 | Programmable Thermostat | Programmable Thermostat | NonEquip | 11 |  | 0% | Tech/Econ | 3.6% | 0 | 0 | 0
Tech | Assembly | Space Cooling | Packaged air conditioning units (RTUs) | TRC | New | NN3987 | Low U-Value Windows | Low U-Value Windows | NonEquip | 20 |  | 13.44% | Tech/Econ | 10% | 149.1347 | 0.055434 | 0
Tech | Assembly | Space Cooling | Packaged air conditioning units (RTUs) | TRC | New | NN3909 | HVAC tune-up_RTU | HVAC tune-up_RTU | NonEquip | 5 | Packaged air conditioning units (RTUs) | 0% | Tech/Econ | 5% | 0 | 0 | 0
Tech | Assembly | Space Cooling | Packaged air conditioning units (RTUs) | TRC | New | NN3883 | HVAC tune-up | HVAC tune-up | NonEquip | 5 | Residential-type central air conditioners | 0% | Tech/Econ | 5% | 0 | 0 | 0
Tech | Assembly | Space Cooling | Packaged air conditioning units (RTUs) | TRC | New | NN3805 | Green Roof | Green Roof | NonEquip | 15 |  | 0.315% | Tech/Econ | 2.935% | 0 | 0 | 0
Tech | Assembly | Space Cooling | Packaged air conditioning units (RTUs) | TRC | New | NN3675 | Facility Energy Management System | Facility Energy Management System | NonEquip | 15 |  | 4.276% | Tech/Econ | 20% | 115.6783 | 0.024245 | 0
Tech | Assembly | Space Cooling | Packaged air conditioning units (RTUs) | TRC | New | NN3623 | Facility Commissioning | Facility Commissioning | NonEquip | 10 |  | 35.83% | Tech/Econ | 16% | 692.0027 | 0.12116 | 0.0027642
Tech | Assembly | Space Cooling | Packaged air conditioning units (RTUs) | TRC | New | NN3597 | Energy Recovery Ventilation System (ERV) | Energy Recovery Ventilation System (ERV) | NonEquip | 15 | Packaged air conditioning units (RTUs) | 54.84% | Tech/Econ | 18.24% | 1341.4434 | 1.9669 | 0.38118
Tech | Assembly | Space Cooling | Packaged air conditioning units (RTUs) | TRC | New | NN3519 | Duct Sealing Repair | Duct Sealing Repair | NonEquip | 15 |  | 0% | Tech/Econ | 12% | 0 | 0 | 0
Tech | Assembly | Space Cooling | Packaged air conditioning units (RTUs) | TRC | New | NN3467 | Duct Insulation | Duct Insulation | NonEquip | 15 |  | 0% | Tech/Econ | 2.045% | 0 | 0 | 0
Tech | Assembly | Space Cooling | Packaged air conditioning units (RTUs) | TRC | New | NN3415 | Dedicated Outdoor Air System on VRF unit | Dedicated Outdoor Air System on VRF unit | NonEquip | 15 | Residential-type central air conditioners | 0% | Tech/Econ | 17.5% | 0 | 0 | 0
Tech | Assembly | Space Cooling | Packaged air conditioning units (RTUs) | TRC | New | NN3363 | Cool Roof | Cool Roof | NonEquip | 15 |  | 72.49% | Tech/Econ | 5.431% | 0 | 0 | 0
Tech | Assembly | Space Cooling | Packaged air conditioning units (RTUs) | TRC | New | NN3311 | Chilled Water System - Variable Speed Drives | Chilled Water System - Variable Speed Drives | NonEquip | 13 | Central chillers inside | 0% | Tech/Econ | 24.74% | 0 | 0 | 0
Tech | Assembly | Space Cooling | Packaged air conditioning units (RTUs) | TRC | New | NN3285 | Chilled Water Controls Optimization | Chilled Water Controls Optimization | NonEquip | 10 | Central chillers inside | 0% | Tech/Econ | 12.5% | 0 | 0 | 0
Tech | Assembly | Space Cooling | Packaged air conditioning units (RTUs) | TRC | New | NN3207 | Ceiling Insulation(R2 to R38) | Ceiling Insulation(R2 to R38) | NonEquip | 20 |  | 0% | Tech/Econ | 34.55% | 0 | 0 | 0
Tech | Assembly | Space Cooling | Packaged air conditioning units (RTUs) | TRC | New | NN3155 | Ceiling Insulation(R19 to R38) | Ceiling Insulation(R19 to R38) | NonEquip | 20 |  | 0% | Tech/Econ | 1.919% | 0 | 0 | 0
Tech | Assembly | Space Cooling | Packaged air conditioning units (RTUs) | TRC | New | NN3103 | Ceiling Insulation(R12 to R38) | Ceiling Insulation(R12 to R38) | NonEquip | 20 |  | 0% | Tech/Econ | 4.158% | 0 | 0 | 0
Tech | Assembly | Space Cooling | Packaged air conditioning units (RTUs) | TRC | New | NN3051 | Airside Economizer | Airside Economizer | NonEquip | 10 | Packaged air conditioning units (RTUs) | 4.552% | Tech/Econ | 5.556% | 26.8303 | -0.0044945 | 4.5072e-08
Tech | Assembly | Space Cooling | Packaged air conditioning units (RTUs) | TRC | Existing | NE5352 | Retro-Commissioning | Retro-Commissioning | NonEquip | 5 |  | 21.99% | Tech/Econ | 16% | 42193.0034 | 7.0539 | 0
Tech | Assembly | Space Cooling | Packaged air conditioning units (RTUs) | TRC | Existing | NE5144 | ENERGY STAR certified buildings program | ENERGY STAR certified buildings program | NonEquip | 20 |  | 0% | Tech/Econ | 35% | 0 | 0 | 0
Tech | Assembly | Space Cooling | Packaged air conditioning units (RTUs) | TRC | Existing | NE4364 | Window Sun Protection | Window Sun Protection | NonEquip | 10 |  | 7.839% | Tech/Econ | 16% | 17642.0498 | 5.4932 | -0.30949
Tech | Assembly | Space Cooling | Packaged air conditioning units (RTUs) | TRC | Existing | NE4338 | Waterside Economizer | Waterside Economizer | NonEquip | 20 |  | 0% | Tech/Econ | 5.556% | 0 | 0 | 0
Tech | Assembly | Space Cooling | Packaged air conditioning units (RTUs) | TRC | Existing | NE4208 | Wall Insulation | Wall Insulation | NonEquip | 20 |  | 0% | Tech/Econ | 20.56% | 0 | 0 | 0
Tech | Assembly | Space Cooling | Packaged air conditioning units (RTUs) | TRC | Existing | NE4130 | Smart Thermostat | Smart Thermostat | NonEquip | 11 |  | 31.48% | Tech/Econ | 10% | 43720.137 | 0.51913 | 0
Tech | Assembly | Space Cooling | Packaged air conditioning units (RTUs) | TRC | Existing | NE4104 | Roof Insulation | Roof Insulation | NonEquip | 20 |  | 58.5% | Tech/Econ | 5.065% | 38185.2067 | 0.7641 | 0
Tech | Assembly | Space Cooling | Packaged air conditioning units (RTUs) | TRC | Existing | NE4026 | Programmable Thermostat | Programmable Thermostat | NonEquip | 11 |  | 0% | Tech/Econ | 3.6% | 0 | 0 | 0
Tech | Assembly | Space Cooling | Packaged air conditioning units (RTUs) | TRC | Existing | NE3974 | Low U-Value Windows | Low U-Value Windows | NonEquip | 20 |  | 5.375% | Tech/Econ | 46% | 39961.2751 | 14.8537 | 0
Tech | Assembly | Space Cooling | Packaged air conditioning units (RTUs) | TRC | Existing | NE3896 | HVAC tune-up_RTU | HVAC tune-up_RTU | NonEquip | 5 | Packaged air conditioning units (RTUs) | 0% | Tech/Econ | 5% | 0 | 0 | 0
Tech | Assembly | Space Cooling | Packaged air conditioning units (RTUs) | TRC | Existing | NE3870 | HVAC tune-up | HVAC tune-up | NonEquip | 5 | Residential-type central air conditioners | 0% | Tech/Econ | 5% | 0 | 0 | 0
Tech | Assembly | Space Cooling | Packaged air conditioning units (RTUs) | TRC | Existing | NE3792 | Green Roof | Green Roof | NonEquip | 15 |  | 0.063% | Tech/Econ | 2.935% | 21.3962 | 0.0090895 | 0
Tech | Assembly | Space Cooling | Packaged air conditioning units (RTUs) | TRC | Existing | NE3740 | Floor Insulation | Floor Insulation | NonEquip | 20 |  | 12.82% | Tech/Econ | 1.329% | 1971.5068 | 0.039451 | 0
Tech | Assembly | Space Cooling | Packaged air conditioning units (RTUs) | TRC | Existing | NE3662 | Facility Energy Management System | Facility Energy Management System | NonEquip | 15 |  | 5.375% | Tech/Econ | 20% | 16944.8712 | 3.5515 | 0
Tech | Assembly | Space Cooling | Packaged air conditioning units (RTUs) | TRC | Existing | NE3584 | Energy Recovery Ventilation System (ERV) | Energy Recovery Ventilation System (ERV) | NonEquip | 15 | Packaged air conditioning units (RTUs) | 53.67% | Tech/Econ | 18.24% | 152642.1744 | 223.8149 | 43.3746
Tech | Assembly | Space Cooling | Packaged air conditioning units (RTUs) | TRC | Existing | NE3506 | Duct Sealing Repair | Duct Sealing Repair | NonEquip | 15 |  | 0% | Tech/Econ | 12% | 0 | 0 | 0
Tech | Assembly | Space Cooling | Packaged air conditioning units (RTUs) | TRC | Existing | NE3454 | Duct Insulation | Duct Insulation | NonEquip | 15 |  | 0% | Tech/Econ | 2.045% | 0 | 0 | 0
Tech | Assembly | Space Cooling | Packaged air conditioning units (RTUs) | TRC | Existing | NE3402 | Dedicated Outdoor Air System on VRF unit | Dedicated Outdoor Air System on VRF unit | NonEquip | 15 | Residential-type central air conditioners | 0% | Tech/Econ | 17.5% | 0 | 0 | 0
Tech | Assembly | Space Cooling | Packaged air conditioning units (RTUs) | TRC | Existing | NE3350 | Cool Roof | Cool Roof | NonEquip | 15 |  | 72.74% | Tech/Econ | 5.431% | 53014.3887 | 22.5216 | 0
Tech | Assembly | Space Cooling | Packaged air conditioning units (RTUs) | TRC | Existing | NE3298 | Chilled Water System - Variable Speed Drives | Chilled Water System - Variable Speed Drives | NonEquip | 13 | Central chillers inside | 0% | Tech/Econ | 24.74% | 0 | 0 | 0
Tech | Assembly | Space Cooling | Packaged air conditioning units (RTUs) | TRC | Existing | NE3272 | Chilled Water Controls Optimization | Chilled Water Controls Optimization | NonEquip | 10 | Central chillers inside | 0% | Tech/Econ | 12.5% | 0 | 0 | 0
Tech | Assembly | Space Cooling | Packaged air conditioning units (RTUs) | TRC | Existing | NE3194 | Ceiling Insulation(R2 to R38) | Ceiling Insulation(R2 to R38) | NonEquip | 20 |  | 0% | Tech/Econ | 34.55% | 0 | 0 | 0
Tech | Assembly | Space Cooling | Packaged air conditioning units (RTUs) | TRC | Existing | NE3142 | Ceiling Insulation(R19 to R38) | Ceiling Insulation(R19 to R38) | NonEquip | 20 |  | 0% | Tech/Econ | 1.919% | 0 | 0 | 0
Tech | Assembly | Space Cooling | Packaged air conditioning units (RTUs) | TRC | Existing | NE3090 | Ceiling Insulation(R12 to R38) | Ceiling Insulation(R12 to R38) | NonEquip | 20 |  | 0% | Tech/Econ | 4.158% | 0 | 0 | 0
Tech | Assembly | Space Cooling | Packaged air conditioning units (RTUs) | TRC | Existing | NE3038 | Airside Economizer | Airside Economizer | NonEquip | 10 | Packaged air conditioning units (RTUs) | 4.552% | Tech/Econ | 5.556% | 3402.4123 | -0.56996 | 5.7157e-06
Tech | Assembly | Space Cooling | Packaged air conditioning units (RTUs) | TRC | Turnover | ET1172 | High Efficiency DX 135k- less than 240k BTU | High Efficiency DX 135k- less than 240k BTU | Equip | 15 | Packaged air conditioning units (RTUs) | 94.56% | Tech/Econ | 4.348% | 51420.4432 | 21.2631 | 0
Tech | Assembly | Space Cooling | Packaged air conditioning units (RTUs) | TRC | New | EN1198 | High Efficiency DX 135k- less than 240k BTU | High Efficiency DX 135k- less than 240k BTU | Equip | 15 | Packaged air conditioning units (RTUs) | 94.56% | Tech/Econ | 4.348% | 186.8265 | 0.077255 | 0
Tech | Assembly | Interior Lighting | Overhead (fluorescent/LED/CFL U-shape) | TRC | New | NN5261 | Retro-Commissioning | Retro-Commissioning | NonEquip | 5 |  | 0% | Tech/Econ | 16% | 0 | 0 | 0
Tech | Assembly | Interior Lighting | Overhead (fluorescent/LED/CFL U-shape) | TRC | New | NN5001 | ENERGY STAR certified buildings program | ENERGY STAR certified buildings program | NonEquip | 20 |  | 0% | Tech/Econ | 35% | 0 | 0 | 0
Tech | Assembly | Interior Lighting | Overhead (fluorescent/LED/CFL U-shape) | TRC | New | NN4429 | Interior Lighting Controls | Interior Lighting Controls | NonEquip | 8 | Overhead (fluorescent/LED/CFL U-shape) | 15.09% | Tech/Econ | 28% | 91.1623 | 0 | 0
Tech | Assembly | Interior Lighting | Overhead (fluorescent/LED/CFL U-shape) | TRC | New | NN4403 | Bi-Level Lighting Control (Interior) | Bi-Level Lighting Control (Interior) | NonEquip | 8 | Overhead (fluorescent/LED/CFL U-shape) | 22.45% | Tech/Econ | 31% | 161.4595 | 0.00044392 | 0
Tech | Assembly | Interior Lighting | Overhead (fluorescent/LED/CFL U-shape) | TRC | New | NN3701 | Facility Energy Management System | Facility Energy Management System | NonEquip | 15 |  | 4.276% | Tech/Econ | 24% | 21.2108 | 0.0044456 | 0.00038229
Tech | Assembly | Interior Lighting | Overhead (fluorescent/LED/CFL U-shape) | TRC | Existing | NE5248 | Retro-Commissioning | Retro-Commissioning | NonEquip | 5 |  | 21.99% | Tech/Econ | 16% | 7109.4045 | 1.1886 | 3.685
Tech | Assembly | Interior Lighting | Overhead (fluorescent/LED/CFL U-shape) | TRC | Existing | NE4988 | ENERGY STAR certified buildings program | ENERGY STAR certified buildings program | NonEquip | 20 |  | 0% | Tech/Econ | 35% | 0 | 0 | 0
Tech | Assembly | Interior Lighting | Overhead (fluorescent/LED/CFL U-shape) | TRC | Existing | NE4416 | Interior Lighting Controls | Interior Lighting Controls | NonEquip | 8 | Overhead (fluorescent/LED/CFL U-shape) | 15.09% | Tech/Econ | 28% | 9572.2308 | 0 | 0
Tech | Assembly | Interior Lighting | Overhead (fluorescent/LED/CFL U-shape) | TRC | Existing | NE4390 | Bi-Level Lighting Control (Interior) | Bi-Level Lighting Control (Interior) | NonEquip | 8 | Overhead (fluorescent/LED/CFL U-shape) | 22.45% | Tech/Econ | 31% | 16953.589 | 0.046612 | 0
Tech | Assembly | Interior Lighting | Overhead (fluorescent/LED/CFL U-shape) | TRC | Existing | NE3688 | Facility Energy Management System | Facility Energy Management System | NonEquip | 15 |  | 5.375% | Tech/Econ | 24% | 2640.8496 | 0.55351 | 0.047597
Tech | Assembly | Interior Lighting | Overhead (fluorescent/LED/CFL U-shape) | TRC | Turnover | ET1796 | Premium T8 - Lamp Replacement | Premium T8 - Lamp Replacement | Equip | 8 | Overhead (fluorescent/LED/CFL U-shape) | 0% | Tech/Econ | 12.5% | 0 | 0 | 0
Tech | Assembly | Interior Lighting | Overhead (fluorescent/LED/CFL U-shape) | TRC | Turnover | ET1757 | Premium T8 - Fixture Replacement | Premium T8 - Fixture Replacement | Equip | 8 | Overhead (fluorescent/LED/CFL U-shape) | 0% | Tech/Econ | 12.5% | 0 | 0 | 0
Tech | Assembly | Interior Lighting | Overhead (fluorescent/LED/CFL U-shape) | TRC | Turnover | ET1718 | LED Linear - Lamp Replacement | LED Linear - Lamp Replacement | Equip | 15 | Overhead (fluorescent/LED/CFL U-shape) | 22.32% | Tech/Econ | 25.43% | 12313.9181 | 2.9745 | 0.68295
Tech | Assembly | Interior Lighting | Overhead (fluorescent/LED/CFL U-shape) | TRC | Turnover | ET1679 | LED Linear - Fixture Replacement | LED Linear - Fixture Replacement | Equip | 15 | Overhead (fluorescent/LED/CFL U-shape) | 24.1% | Tech/Econ | 50.28% | 33585.6882 | 8.1413 | 1.8624
Tech | Assembly | Interior Lighting | Overhead (fluorescent/LED/CFL U-shape) | TRC | New | EN1822 | Premium T8 - Lamp Replacement | Premium T8 - Lamp Replacement | Equip | 8 | Overhead (fluorescent/LED/CFL U-shape) | 0% | Tech/Econ | 12.5% | 0 | 0 | 0
Tech | Assembly | Interior Lighting | Overhead (fluorescent/LED/CFL U-shape) | TRC | New | EN1783 | Premium T8 - Fixture Replacement | Premium T8 - Fixture Replacement | Equip | 8 | Overhead (fluorescent/LED/CFL U-shape) | 0% | Tech/Econ | 12.5% | 0 | 0 | 0
Tech | Assembly | Interior Lighting | Overhead (fluorescent/LED/CFL U-shape) | TRC | New | EN1744 | LED Linear - Lamp Replacement | LED Linear - Lamp Replacement | Equip | 15 | Overhead (fluorescent/LED/CFL U-shape) | 0% | Tech/Econ | 25.43% | 0 | 0 | 0
Tech | Assembly | Interior Lighting | Overhead (fluorescent/LED/CFL U-shape) | TRC | New | EN1705 | LED Linear - Fixture Replacement | LED Linear - Fixture Replacement | Equip | 15 | Overhead (fluorescent/LED/CFL U-shape) | 0% | Tech/Econ | 50.28% | 0 | 0 | 0
Tech | Assembly | Cooking | Oven | TRC | New | NN5079 | ENERGY STAR certified buildings program | ENERGY STAR certified buildings program | NonEquip | 20 |  | 0% | Tech/Econ | 35% | 0 | 0 | 0
Tech | Assembly | Cooking | Oven | TRC | Existing | NE5066 | ENERGY STAR certified buildings program | ENERGY STAR certified buildings program | NonEquip | 20 |  | 0% | Tech/Econ | 35% | 0 | 0 | 0
Tech | Assembly | Cooking | Oven | TRC | Turnover | ET41 | Energy Star Commercial Oven | Energy Star Commercial Oven | Equip | 12 | Oven | 0% | Tech/Econ | 34.83% | 0 | 0 | 0
Tech | Assembly | Cooking | Oven | TRC | New | EN67 | Energy Star Commercial Oven | Energy Star Commercial Oven | Equip | 12 | Oven | 0% | Tech/Econ | 34.83% | 0 | 0 | 0
Tech | Assembly | Miscellaneous | Others | TRC | New | NN5443 | Retro-Commissioning | Retro-Commissioning | NonEquip | 5 |  | 0% | Tech/Econ | 16% | 0 | 0 | 0
Tech | Assembly | Miscellaneous | Others | TRC | New | NN5235 | ENERGY STAR certified buildings program | ENERGY STAR certified buildings program | NonEquip | 20 |  | 0% | Tech/Econ | 35% | 0 | 0 | 0
Tech | Assembly | Miscellaneous | Others | TRC | New | NN4533 | VSD Controlled Compressor | VSD Controlled Compressor | NonEquip | 15 | Others | 27.75% | Tech/Econ | 20.79% | 126.4702 | 0.01907 | 0.0089254
Tech | Assembly | Miscellaneous | Others | TRC | New | NN4507 | Regenerative Drive Elevator Motor | Regenerative Drive Elevator Motor | NonEquip | 13 | Elevators/Escalators | 0% | Tech/Econ | 6.211% | 0 | 0 | 0
Tech | Assembly | Miscellaneous | Others | TRC | New | NN4481 | Engine Block Timer | Engine Block Timer | NonEquip | 5 | Others | 0% | Tech/Econ | 36% | 0 | 0 | 0
Tech | Assembly | Miscellaneous | Others | TRC | New | NN4455 | Efficient Motor Belts | Efficient Motor Belts | NonEquip | 10 | Others | 4.793% | Tech/Econ | 1.105% | 1.0675 | 0.00014634 | 3.6135e-05
Tech | Assembly | Miscellaneous | Others | TRC | Existing | NE5430 | Retro-Commissioning | Retro-Commissioning | NonEquip | 5 |  | 21.99% | Tech/Econ | 16% | 8888.4783 | 1.486 | 4.6072
Tech | Assembly | Miscellaneous | Others | TRC | Existing | NE5222 | ENERGY STAR certified buildings program | ENERGY STAR certified buildings program | NonEquip | 20 |  | 0% | Tech/Econ | 35% | 0 | 0 | 0
Tech | Assembly | Miscellaneous | Others | TRC | Existing | NE4520 | VSD Controlled Compressor | VSD Controlled Compressor | NonEquip | 15 | Others | 5.549% | Tech/Econ | 20.79% | 3022.1807 | 0.4557 | 0.21328
Tech | Assembly | Miscellaneous | Others | TRC | Existing | NE4494 | Regenerative Drive Elevator Motor | Regenerative Drive Elevator Motor | NonEquip | 13 | Elevators/Escalators | 0% | Tech/Econ | 6.211% | 0 | 0 | 0
Tech | Assembly | Miscellaneous | Others | TRC | Existing | NE4468 | Engine Block Timer | Engine Block Timer | NonEquip | 5 | Others | 0% | Tech/Econ | 36% | 0 | 0 | 0
Tech | Assembly | Miscellaneous | Others | TRC | Existing | NE4442 | Efficient Motor Belts | Efficient Motor Belts | NonEquip | 10 | Others | 4.793% | Tech/Econ | 1.105% | 129.0832 | 0.017695 | 0.0043695
Tech | Assembly | Miscellaneous | Others | TRC | Turnover | ET1913 | ENERGY STAR Water Cooler | ENERGY STAR Water Cooler | Equip | 10 | Others | 0% | Tech/Econ | 68.49% | 0 | 0 | 0
Tech | Assembly | Miscellaneous | Others | TRC | Turnover | ET1874 | ENERGY STAR Commercial Clothes Washer | ENERGY STAR Commercial Clothes Washer | Equip | 7 | Others | 0% | Tech/Econ | 27.27% | 0 | 0 | 0
Tech | Assembly | Miscellaneous | Others | TRC | Turnover | ET1835 | Efficient Battery Charger | Efficient Battery Charger | Equip | 7 | Others | 17.92% | Tech/Econ | 13.68% | 6346.2569 | 3.4774 | 0
Tech | Assembly | Miscellaneous | Others | TRC | New | EN1939 | ENERGY STAR Water Cooler | ENERGY STAR Water Cooler | Equip | 10 | Others | 0% | Tech/Econ | 68.49% | 0 | 0 | 0
Tech | Assembly | Miscellaneous | Others | TRC | New | EN1900 | ENERGY STAR Commercial Clothes Washer | ENERGY STAR Commercial Clothes Washer | Equip | 7 | Others | 0% | Tech/Econ | 27.27% | 0 | 0 | 0
Tech | Assembly | Miscellaneous | Others | TRC | New | EN1861 | Efficient Battery Charger | Efficient Battery Charger | Equip | 7 | Others | 17.92% | Tech/Econ | 13.68% | 50.6355 | 0.027745 | 0
Tech | Assembly | Office Equipment | Other office | TRC | New | NN5053 | ENERGY STAR certified buildings program | ENERGY STAR certified buildings program | NonEquip | 20 |  | 0% | Tech/Econ | 35% | 0 | 0 | 0
Tech | Assembly | Office Equipment | Other office | TRC | New | NN4585 | Smart Strip Plug Outlet | Smart Strip Plug Outlet | NonEquip | 4 |  | 43.9% | Tech/Econ | 1.187% | 3.0077 | 0.00044723 | 0
Tech | Assembly | Office Equipment | Other office | TRC | New | NN4559 | Network PC Power Management | Network PC Power Management | NonEquip | 5 | Computers | 0% | Tech/Econ | 56.5% | 0 | 0 | 0
Tech | Assembly | Office Equipment | Other office | TRC | Existing | NE5040 | ENERGY STAR certified buildings program | ENERGY STAR certified buildings program | NonEquip | 20 |  | 0% | Tech/Econ | 35% | 0 | 0 | 0
Tech | Assembly | Office Equipment | Other office | TRC | Existing | NE4572 | Smart Strip Plug Outlet | Smart Strip Plug Outlet | NonEquip | 4 |  | 43.9% | Tech/Econ | 1.187% | 359.3644 | 0.053435 | 0
Tech | Assembly | Office Equipment | Other office | TRC | Existing | NE4546 | Network PC Power Management | Network PC Power Management | NonEquip | 5 | Computers | 0% | Tech/Econ | 56.5% | 0 | 0 | 0
Tech | Assembly | Office Equipment | Other office | TRC | Turnover | ET2258 | Energy Star Uninterruptable Power Supply | Energy Star Uninterruptable Power Supply | Equip | 10 | Other office | 0% | Tech/Econ | 1.878% | 0 | 0 | 0
Tech | Assembly | Office Equipment | Other office | TRC | New | EN2284 | Energy Star Uninterruptable Power Supply | Energy Star Uninterruptable Power Supply | Equip | 10 | Other office | 0% | Tech/Econ | 1.878% | 0 | 0 | 0
Tech | Assembly | Ventilation and Circulation | Motor/Fan | TRC | New | NN5391 | Retro-Commissioning | Retro-Commissioning | NonEquip | 5 |  | 0% | Tech/Econ | 16% | 0 | 0 | 0
Tech | Assembly | Ventilation and Circulation | Motor/Fan | TRC | New | NN5183 | ENERGY STAR certified buildings program | ENERGY STAR certified buildings program | NonEquip | 20 |  | 0% | Tech/Econ | 35% | 0 | 0 | 0
Tech | Assembly | Ventilation and Circulation | Motor/Fan | TRC | New | NN4975 | VAV System | VAV System | NonEquip | 10 |  | 0% | Tech/Econ | 30% | 0 | 0 | 0
Tech | Assembly | Ventilation and Circulation | Motor/Fan | TRC | New | NN4949 | Demand Controlled Ventilation | Demand Controlled Ventilation | NonEquip | 10 |  | 17.54% | Tech/Econ | 50% | 0.022751 | 2.3688e-06 | 1.3336e-05
Tech | Assembly | Ventilation and Circulation | Motor/Fan | TRC | New | NN4923 | CO Sensors for Parking Garage Exhaust | CO Sensors for Parking Garage Exhaust | NonEquip | 15 | Motor/Fan | 0% | Tech/Econ | 33% | 0 | 0 | 0
Tech | Assembly | Ventilation and Circulation | Motor/Fan | TRC | Existing | NE5378 | Retro-Commissioning | Retro-Commissioning | NonEquip | 5 |  | 21.99% | Tech/Econ | 16% | 0.97232 | 0.00016255 | 0.00050398
Tech | Assembly | Ventilation and Circulation | Motor/Fan | TRC | Existing | NE5170 | ENERGY STAR certified buildings program | ENERGY STAR certified buildings program | NonEquip | 20 |  | 0% | Tech/Econ | 35% | 0 | 0 | 0
Tech | Assembly | Ventilation and Circulation | Motor/Fan | TRC | Existing | NE4962 | VAV System | VAV System | NonEquip | 10 |  | 0% | Tech/Econ | 30% | 0 | 0 | 0
Tech | Assembly | Ventilation and Circulation | Motor/Fan | TRC | Existing | NE4936 | Demand Controlled Ventilation | Demand Controlled Ventilation | NonEquip | 10 |  | 18.71% | Tech/Econ | 50% | 2.8996 | 0.00030189 | 0.0016996
Tech | Assembly | Ventilation and Circulation | Motor/Fan | TRC | Existing | NE4910 | CO Sensors for Parking Garage Exhaust | CO Sensors for Parking Garage Exhaust | NonEquip | 15 | Motor/Fan | 0% | Tech/Econ | 33% | 0 | 0 | 0
Tech | Assembly | Ventilation and Circulation | Motor/Fan | TRC | Turnover | ET2687 | High Speed Fans | High Speed Fans | Equip | 7 | Motor/Fan | 11.82% | Tech/Econ | 10.99% | 0.36477 | 5.077e-05 | 4.6509e-06
Tech | Assembly | Ventilation and Circulation | Motor/Fan | TRC | Turnover | ET2648 | 10HP Open Drip-Proof(ODP) Motor | 10HP Open Drip-Proof(ODP) Motor | Equip | 15 | Motor/Fan | 29.73% | Tech/Econ | 1.079% | 0.088915 | 1.2189e-05 | 3.0098e-06
Tech | Assembly | Ventilation and Circulation | Motor/Fan | TRC | New | EN2713 | High Speed Fans | High Speed Fans | Equip | 7 | Motor/Fan | 11.82% | Tech/Econ | 10.99% | 0.0030726 | 4.2766e-07 | 3.9177e-08
Tech | Assembly | Ventilation and Circulation | Motor/Fan | TRC | New | EN2674 | 10HP Open Drip-Proof(ODP) Motor | 10HP Open Drip-Proof(ODP) Motor | Equip | 15 | Motor/Fan | 37.16% | Tech/Econ | 1.079% | 0.00093622 | 1.2834e-07 | 3.1691e-08
Tech | Assembly | Miscellaneous | Medical equipment | TRC | New | NN5443 | Retro-Commissioning | Retro-Commissioning | NonEquip | 5 |  | 0% | Tech/Econ | 16% | 0 | 0 | 0
Tech | Assembly | Miscellaneous | Medical equipment | TRC | New | NN5235 | ENERGY STAR certified buildings program | ENERGY STAR certified buildings program | NonEquip | 20 |  | 0% | Tech/Econ | 35% | 0 | 0 | 0
Tech | Assembly | Miscellaneous | Medical equipment | TRC | New | NN4533 | VSD Controlled Compressor | VSD Controlled Compressor | NonEquip | 15 | Others | 0% | Tech/Econ | 20.79% | 0 | 0 | 0
Tech | Assembly | Miscellaneous | Medical equipment | TRC | New | NN4507 | Regenerative Drive Elevator Motor | Regenerative Drive Elevator Motor | NonEquip | 13 | Elevators/Escalators | 0% | Tech/Econ | 6.211% | 0 | 0 | 0
Tech | Assembly | Miscellaneous | Medical equipment | TRC | New | NN4481 | Engine Block Timer | Engine Block Timer | NonEquip | 5 | Others | 0% | Tech/Econ | 36% | 0 | 0 | 0
Tech | Assembly | Miscellaneous | Medical equipment | TRC | New | NN4455 | Efficient Motor Belts | Efficient Motor Belts | NonEquip | 10 | Others | 0% | Tech/Econ | 1.105% | 0 | 0 | 0
Tech | Assembly | Miscellaneous | Medical equipment | TRC | Existing | NE5430 | Retro-Commissioning | Retro-Commissioning | NonEquip | 5 |  | 21.99% | Tech/Econ | 16% | 0 | 0 | 0
Tech | Assembly | Miscellaneous | Medical equipment | TRC | Existing | NE5222 | ENERGY STAR certified buildings program | ENERGY STAR certified buildings program | NonEquip | 20 |  | 0% | Tech/Econ | 35% | 0 | 0 | 0
Tech | Assembly | Miscellaneous | Medical equipment | TRC | Existing | NE4520 | VSD Controlled Compressor | VSD Controlled Compressor | NonEquip | 15 | Others | 0% | Tech/Econ | 20.79% | 0 | 0 | 0
Tech | Assembly | Miscellaneous | Medical equipment | TRC | Existing | NE4494 | Regenerative Drive Elevator Motor | Regenerative Drive Elevator Motor | NonEquip | 13 | Elevators/Escalators | 0% | Tech/Econ | 6.211% | 0 | 0 | 0
Tech | Assembly | Miscellaneous | Medical equipment | TRC | Existing | NE4468 | Engine Block Timer | Engine Block Timer | NonEquip | 5 | Others | 0% | Tech/Econ | 36% | 0 | 0 | 0
Tech | Assembly | Miscellaneous | Medical equipment | TRC | Existing | NE4442 | Efficient Motor Belts | Efficient Motor Belts | NonEquip | 10 | Others | 0% | Tech/Econ | 1.105% | 0 | 0 | 0
Tech | Assembly | Refrigeration | Large cold storage | TRC | New | NN5313 | Retro-Commissioning | Retro-Commissioning | NonEquip | 5 |  | 0% | Tech/Econ | 16% | 0 | 0 | 0
Tech | Assembly | Refrigeration | Large cold storage | TRC | New | NN5105 | ENERGY STAR certified buildings program | ENERGY STAR certified buildings program | NonEquip | 20 |  | 0% | Tech/Econ | 35% | 0 | 0 | 0
Tech | Assembly | Refrigeration | Large cold storage | TRC | New | NN4897 | Strip Curtains for Walk-ins | Strip Curtains for Walk-ins | NonEquip | 4 | Walk-in cooler | 0% | Tech/Econ | 2.115% | 0 | 0 | 0
Tech | Assembly | Refrigeration | Large cold storage | TRC | New | NN4871 | Refrigerated Display Case Lighting Controls | Refrigerated Display Case Lighting Controls | NonEquip | 8 | Display cases | 0% | Tech/Econ | 0.9365% | 0 | 0 | 0
Tech | Assembly | Refrigeration | Large cold storage | TRC | New | NN4845 | PSC to ECM Evaporator Fan Motor (Walk-In, Refrigerator) | PSC to ECM Evaporator Fan Motor (Walk-In, Refrigerator) | NonEquip | 15 | Walk-in cooler | 0% | Tech/Econ | 37.5% | 0 | 0 | 0
Tech | Assembly | Refrigeration | Large cold storage | TRC | New | NN4819 | PSC to ECM Evaporator Fan Motor (Reach-In) | PSC to ECM Evaporator Fan Motor (Reach-In) | NonEquip | 15 | Display cases | 0% | Tech/Econ | 37.5% | 0 | 0 | 0
Tech | Assembly | Refrigeration | Large cold storage | TRC | New | NN4793 | Night Covers for Display Cases | Night Covers for Display Cases | NonEquip | 5 | Display cases | 0% | Tech/Econ | 1.877% | 0 | 0 | 0
Tech | Assembly | Refrigeration | Large cold storage | TRC | New | NN4767 | High R-Value Glass Doors | High R-Value Glass Doors | NonEquip | 12 | Display cases | 0% | Tech/Econ | 0% | 0 | 0 | 0
Tech | Assembly | Refrigeration | Large cold storage | TRC | New | NN4741 | High Efficiency Refrigeration Compressor | High Efficiency Refrigeration Compressor | NonEquip | 13 | Display cases | 0% | Tech/Econ | 6.922% | 0 | 0 | 0
Tech | Assembly | Refrigeration | Large cold storage | TRC | New | NN4715 | Freezer-Cooler Replacement Gaskets | Freezer-Cooler Replacement Gaskets | NonEquip | 4 | Display cases | 0% | Tech/Econ | 0% | 0 | 0 | 0
Tech | Assembly | Refrigeration | Large cold storage | TRC | New | NN4689 | Floating Head Pressure Controls | Floating Head Pressure Controls | NonEquip | 15 |  | 0% | Tech/Econ | 6.05% | 0 | 0 | 0
Tech | Assembly | Refrigeration | Large cold storage | TRC | New | NN4663 | Demand Defrost | Demand Defrost | NonEquip | 10 | Walk-in cooler | 0% | Tech/Econ | 30% | 0 | 0 | 0
Tech | Assembly | Refrigeration | Large cold storage | TRC | New | NN4637 | Automatic Door Closer for Walk-in Coolers and Freezers | Automatic Door Closer for Walk-in Coolers and Freezers | NonEquip | 8 | Walk-in cooler | 0% | Tech/Econ | 3.131% | 0 | 0 | 0
Tech | Assembly | Refrigeration | Large cold storage | TRC | New | NN4611 | Anti-Sweat Controls | Anti-Sweat Controls | NonEquip | 8 | Display cases | 0% | Tech/Econ | 85% | 0 | 0 | 0
Tech | Assembly | Refrigeration | Large cold storage | TRC | Existing | NE5300 | Retro-Commissioning | Retro-Commissioning | NonEquip | 5 |  | 21.99% | Tech/Econ | 16% | 0 | 0 | 0
Tech | Assembly | Refrigeration | Large cold storage | TRC | Existing | NE5092 | ENERGY STAR certified buildings program | ENERGY STAR certified buildings program | NonEquip | 20 |  | 0% | Tech/Econ | 35% | 0 | 0 | 0
Tech | Assembly | Refrigeration | Large cold storage | TRC | Existing | NE4884 | Strip Curtains for Walk-ins | Strip Curtains for Walk-ins | NonEquip | 4 | Walk-in cooler | 0% | Tech/Econ | 2.115% | 0 | 0 | 0
Tech | Assembly | Refrigeration | Large cold storage | TRC | Existing | NE4858 | Refrigerated Display Case Lighting Controls | Refrigerated Display Case Lighting Controls | NonEquip | 8 | Display cases | 0% | Tech/Econ | 2.524% | 0 | 0 | 0
Tech | Assembly | Refrigeration | Large cold storage | TRC | Existing | NE4832 | PSC to ECM Evaporator Fan Motor (Walk-In, Refrigerator) | PSC to ECM Evaporator Fan Motor (Walk-In, Refrigerator) | NonEquip | 15 | Walk-in cooler | 0% | Tech/Econ | 37.5% | 0 | 0 | 0
Tech | Assembly | Refrigeration | Large cold storage | TRC | Existing | NE4806 | PSC to ECM Evaporator Fan Motor (Reach-In) | PSC to ECM Evaporator Fan Motor (Reach-In) | NonEquip | 15 | Display cases | 0% | Tech/Econ | 37.5% | 0 | 0 | 0
Tech | Assembly | Refrigeration | Large cold storage | TRC | Existing | NE4780 | Night Covers for Display Cases | Night Covers for Display Cases | NonEquip | 5 | Display cases | 0% | Tech/Econ | 1.877% | 0 | 0 | 0
Tech | Assembly | Refrigeration | Large cold storage | TRC | Existing | NE4754 | High R-Value Glass Doors | High R-Value Glass Doors | NonEquip | 12 | Display cases | 0% | Tech/Econ | 23.81% | 0 | 0 | 0
Tech | Assembly | Refrigeration | Large cold storage | TRC | Existing | NE4728 | High Efficiency Refrigeration Compressor | High Efficiency Refrigeration Compressor | NonEquip | 13 | Display cases | 0% | Tech/Econ | 6.922% | 0 | 0 | 0
Tech | Assembly | Refrigeration | Large cold storage | TRC | Existing | NE4702 | Freezer-Cooler Replacement Gaskets | Freezer-Cooler Replacement Gaskets | NonEquip | 4 | Display cases | 0% | Tech/Econ | 3.131% | 0 | 0 | 0
Tech | Assembly | Refrigeration | Large cold storage | TRC | Existing | NE4676 | Floating Head Pressure Controls | Floating Head Pressure Controls | NonEquip | 15 |  | 0% | Tech/Econ | 6.05% | 0 | 0 | 0
Tech | Assembly | Refrigeration | Large cold storage | TRC | Existing | NE4650 | Demand Defrost | Demand Defrost | NonEquip | 10 | Walk-in cooler | 0% | Tech/Econ | 30% | 0 | 0 | 0
Tech | Assembly | Refrigeration | Large cold storage | TRC | Existing | NE4624 | Automatic Door Closer for Walk-in Coolers and Freezers | Automatic Door Closer for Walk-in Coolers and Freezers | NonEquip | 8 | Walk-in cooler | 0% | Tech/Econ | 3.131% | 0 | 0 | 0
Tech | Assembly | Refrigeration | Large cold storage | TRC | Existing | NE4598 | Anti-Sweat Controls | Anti-Sweat Controls | NonEquip | 8 | Display cases | 0% | Tech/Econ | 85% | 0 | 0 | 0
Tech | Assembly | Miscellaneous | Laboratory equipment | TRC | New | NN5443 | Retro-Commissioning | Retro-Commissioning | NonEquip | 5 |  | 0% | Tech/Econ | 16% | 0 | 0 | 0
Tech | Assembly | Miscellaneous | Laboratory equipment | TRC | New | NN5235 | ENERGY STAR certified buildings program | ENERGY STAR certified buildings program | NonEquip | 20 |  | 0% | Tech/Econ | 35% | 0 | 0 | 0
Tech | Assembly | Miscellaneous | Laboratory equipment | TRC | New | NN4533 | VSD Controlled Compressor | VSD Controlled Compressor | NonEquip | 15 | Others | 0% | Tech/Econ | 20.79% | 0 | 0 | 0
Tech | Assembly | Miscellaneous | Laboratory equipment | TRC | New | NN4507 | Regenerative Drive Elevator Motor | Regenerative Drive Elevator Motor | NonEquip | 13 | Elevators/Escalators | 0% | Tech/Econ | 6.211% | 0 | 0 | 0
Tech | Assembly | Miscellaneous | Laboratory equipment | TRC | New | NN4481 | Engine Block Timer | Engine Block Timer | NonEquip | 5 | Others | 0% | Tech/Econ | 36% | 0 | 0 | 0
Tech | Assembly | Miscellaneous | Laboratory equipment | TRC | New | NN4455 | Efficient Motor Belts | Efficient Motor Belts | NonEquip | 10 | Others | 0% | Tech/Econ | 1.105% | 0 | 0 | 0
Tech | Assembly | Miscellaneous | Laboratory equipment | TRC | Existing | NE5430 | Retro-Commissioning | Retro-Commissioning | NonEquip | 5 |  | 21.99% | Tech/Econ | 16% | 0 | 0 | 0
Tech | Assembly | Miscellaneous | Laboratory equipment | TRC | Existing | NE5222 | ENERGY STAR certified buildings program | ENERGY STAR certified buildings program | NonEquip | 20 |  | 0% | Tech/Econ | 35% | 0 | 0 | 0
Tech | Assembly | Miscellaneous | Laboratory equipment | TRC | Existing | NE4520 | VSD Controlled Compressor | VSD Controlled Compressor | NonEquip | 15 | Others | 0% | Tech/Econ | 20.79% | 0 | 0 | 0
Tech | Assembly | Miscellaneous | Laboratory equipment | TRC | Existing | NE4494 | Regenerative Drive Elevator Motor | Regenerative Drive Elevator Motor | NonEquip | 13 | Elevators/Escalators | 0% | Tech/Econ | 6.211% | 0 | 0 | 0
Tech | Assembly | Miscellaneous | Laboratory equipment | TRC | Existing | NE4468 | Engine Block Timer | Engine Block Timer | NonEquip | 5 | Others | 0% | Tech/Econ | 36% | 0 | 0 | 0
Tech | Assembly | Miscellaneous | Laboratory equipment | TRC | Existing | NE4442 | Efficient Motor Belts | Efficient Motor Belts | NonEquip | 10 | Others | 0% | Tech/Econ | 1.105% | 0 | 0 | 0
Tech | Assembly | Ventilation and Circulation | Individual room ventilation | TRC | New | NN5391 | Retro-Commissioning | Retro-Commissioning | NonEquip | 5 |  | 0% | Tech/Econ | 16% | 0 | 0 | 0
Tech | Assembly | Ventilation and Circulation | Individual room ventilation | TRC | New | NN5183 | ENERGY STAR certified buildings program | ENERGY STAR certified buildings program | NonEquip | 20 |  | 0% | Tech/Econ | 35% | 0 | 0 | 0
Tech | Assembly | Ventilation and Circulation | Individual room ventilation | TRC | New | NN4975 | VAV System | VAV System | NonEquip | 10 |  | 0% | Tech/Econ | 30% | 0 | 0 | 0
Tech | Assembly | Ventilation and Circulation | Individual room ventilation | TRC | New | NN4949 | Demand Controlled Ventilation | Demand Controlled Ventilation | NonEquip | 10 |  | 17.54% | Tech/Econ | 50% | 1.0853 | 0.000113 | 0.00063619
Tech | Assembly | Ventilation and Circulation | Individual room ventilation | TRC | New | NN4923 | CO Sensors for Parking Garage Exhaust | CO Sensors for Parking Garage Exhaust | NonEquip | 15 | Motor/Fan | 0% | Tech/Econ | 33% | 0 | 0 | 0
Tech | Assembly | Ventilation and Circulation | Individual room ventilation | TRC | Existing | NE5378 | Retro-Commissioning | Retro-Commissioning | NonEquip | 5 |  | 21.99% | Tech/Econ | 16% | 47.1454 | 0.0078819 | 0.024437
Tech | Assembly | Ventilation and Circulation | Individual room ventilation | TRC | Existing | NE5170 | ENERGY STAR certified buildings program | ENERGY STAR certified buildings program | NonEquip | 20 |  | 0% | Tech/Econ | 35% | 0 | 0 | 0
Tech | Assembly | Ventilation and Circulation | Individual room ventilation | TRC | Existing | NE4962 | VAV System | VAV System | NonEquip | 10 |  | 0% | Tech/Econ | 30% | 0 | 0 | 0
Tech | Assembly | Ventilation and Circulation | Individual room ventilation | TRC | Existing | NE4936 | Demand Controlled Ventilation | Demand Controlled Ventilation | NonEquip | 10 |  | 18.71% | Tech/Econ | 50% | 138.3242 | 0.014402 | 0.081081
Tech | Assembly | Ventilation and Circulation | Individual room ventilation | TRC | Existing | NE4910 | CO Sensors for Parking Garage Exhaust | CO Sensors for Parking Garage Exhaust | NonEquip | 15 | Motor/Fan | 0% | Tech/Econ | 33% | 0 | 0 | 0
Tech | Assembly | Space Heating | Individual room heating | TRC | New | NN5339 | Retro-Commissioning | Retro-Commissioning | NonEquip | 5 |  | 0% | Tech/Econ | 16% | 0 | 0 | 0
Tech | Assembly | Space Heating | Individual room heating | TRC | New | NN5131 | ENERGY STAR certified buildings program | ENERGY STAR certified buildings program | NonEquip | 20 |  | 0% | Tech/Econ | 35% | 0 | 0 | 0
Tech | Assembly | Space Heating | Individual room heating | TRC | New | NN4325 | Water Cooled Refrigeration Heat Recovery | Water Cooled Refrigeration Heat Recovery | NonEquip | 20 |  | 0% | Tech/Econ | 10% | 0 | 0 | 0
Tech | Assembly | Space Heating | Individual room heating | TRC | New | NN4273 | Warehouse Loading Dock Seals | Warehouse Loading Dock Seals | NonEquip | 18 |  | 0% | Tech/Econ | 4.639% | 0 | 0 | 0
Tech | Assembly | Space Heating | Individual room heating | TRC | New | NN4247 | Wall Insulation | Wall Insulation | NonEquip | 20 |  | 0% | Tech/Econ | 0% | 0 | 0 | 0
Tech | Assembly | Space Heating | Individual room heating | TRC | New | NN4169 | Smart Thermostat | Smart Thermostat | NonEquip | 11 |  | 31.48% | Tech/Econ | 10% | 0.023416 | 0 | -3.8476e-06
Tech | Assembly | Space Heating | Individual room heating | TRC | New | NN4091 | Roof Insulation | Roof Insulation | NonEquip | 20 |  | 58.5% | Tech/Econ | 9.087% | 0.032618 | 0 | 1.4713e-05
Tech | Assembly | Space Heating | Individual room heating | TRC | New | NN4065 | Programmable Thermostat | Programmable Thermostat | NonEquip | 11 |  | 0% | Tech/Econ | 3.6% | 0 | 0 | 0
Tech | Assembly | Space Heating | Individual room heating | TRC | New | NN4013 | Low U-Value Windows | Low U-Value Windows | NonEquip | 20 |  | 13.44% | Tech/Econ | 10% | 0.0096823 | 0 | 4.024e-08
Tech | Assembly | Space Heating | Individual room heating | TRC | New | NN3935 | Infiltration Reduction - Air Sealing | Infiltration Reduction - Air Sealing | NonEquip | 11 |  | 0% | Tech/Econ | 2.319% | 0 | 0 | 0
Tech | Assembly | Space Heating | Individual room heating | TRC | New | NN3857 | Hotel Card Energy Control Systems | Hotel Card Energy Control Systems | NonEquip | 15 |  | 0% | Tech/Econ | 0% | 0 | 0 | 0
Tech | Assembly | Space Heating | Individual room heating | TRC | New | NN3779 | Green Roof | Green Roof | NonEquip | 15 |  | 0.315% | Tech/Econ | 14.04% | 0.00032924 | 0 | 0
Tech | Assembly | Space Heating | Individual room heating | TRC | New | NN3727 | Floor Insulation | Floor Insulation | NonEquip | 20 |  | 32.06% | Tech/Econ | 4.768% | 0 | 0 | 0
Tech | Assembly | Space Heating | Individual room heating | TRC | New | NN3649 | Facility Energy Management System | Facility Energy Management System | NonEquip | 15 |  | 4.276% | Tech/Econ | 20% | 0.0064198 | 0 | 1.1571e-07
Tech | Assembly | Space Heating | Individual room heating | TRC | New | NN3571 | ECM Motors on Furnaces | ECM Motors on Furnaces | NonEquip | 15 | Forced air furnace | 0% | Tech/Econ | 1.706% | 0 | 0 | 0
Tech | Assembly | Space Heating | Individual room heating | TRC | New | NN3545 | Duct Sealing Repair | Duct Sealing Repair | NonEquip | 15 |  | 0% | Tech/Econ | 12% | 0 | 0 | 0
Tech | Assembly | Space Heating | Individual room heating | TRC | New | NN3493 | Duct Insulation | Duct Insulation | NonEquip | 15 |  | 0% | Tech/Econ | 2.045% | 0 | 0 | 0
Tech | Assembly | Space Heating | Individual room heating | TRC | New | NN3441 | Destratification Fans | Destratification Fans | NonEquip | 10 |  | 0% | Tech/Econ | 14.47% | 0 | 0 | 0
Tech | Assembly | Space Heating | Individual room heating | TRC | New | NN3389 | Dedicated Outdoor Air System on VRF unit | Dedicated Outdoor Air System on VRF unit | NonEquip | 15 | Residential/split system heat pump | 0% | Tech/Econ | 10% | 0 | 0 | 0
Tech | Assembly | Space Heating | Individual room heating | TRC | New | NN3337 | Cool Roof | Cool Roof | NonEquip | 15 |  | 72.49% | Tech/Econ | 0.7111% | 0 | 0 | 0
Tech | Assembly | Space Heating | Individual room heating | TRC | New | NN3233 | Ceiling Insulation(R30 to R38) | Ceiling Insulation(R30 to R38) | NonEquip | 20 |  | 0% | Tech/Econ | 1.837% | 0 | 0 | 0
Tech | Assembly | Space Heating | Individual room heating | TRC | New | NN3181 | Ceiling Insulation(R2 to R38) | Ceiling Insulation(R2 to R38) | NonEquip | 20 |  | 0% | Tech/Econ | 94.74% | 0 | 0 | 0
Tech | Assembly | Space Heating | Individual room heating | TRC | New | NN3129 | Ceiling Insulation(R19 to R38) | Ceiling Insulation(R19 to R38) | NonEquip | 20 |  | 0% | Tech/Econ | 6.887% | 0 | 0 | 0
Tech | Assembly | Space Heating | Individual room heating | TRC | New | NN3077 | Ceiling Insulation(R12 to R38) | Ceiling Insulation(R12 to R38) | NonEquip | 20 |  | 0% | Tech/Econ | 14.92% | 0 | 0 | 0
Tech | Assembly | Space Heating | Individual room heating | TRC | New | NN2999 | Air Curtains | Air Curtains | NonEquip | 8 |  | 33.25% | Tech/Econ | 1.037% | 0 | 0 | 0
Tech | Assembly | Space Heating | Individual room heating | TRC | Existing | NE5326 | Retro-Commissioning | Retro-Commissioning | NonEquip | 5 |  | 21.99% | Tech/Econ | 16% | 2.6874 | 0 | 0.0013929
Tech | Assembly | Space Heating | Individual room heating | TRC | Existing | NE5118 | ENERGY STAR certified buildings program | ENERGY STAR certified buildings program | NonEquip | 20 |  | 0% | Tech/Econ | 35% | 0 | 0 | 0
Tech | Assembly | Space Heating | Individual room heating | TRC | Existing | NE4312 | Water Cooled Refrigeration Heat Recovery | Water Cooled Refrigeration Heat Recovery | NonEquip | 20 |  | 0% | Tech/Econ | 10% | 0 | 0 | 0
Tech | Assembly | Space Heating | Individual room heating | TRC | Existing | NE4260 | Warehouse Loading Dock Seals | Warehouse Loading Dock Seals | NonEquip | 18 |  | 0% | Tech/Econ | 5.119% | 0 | 0 | 0
Tech | Assembly | Space Heating | Individual room heating | TRC | Existing | NE4234 | Wall Insulation | Wall Insulation | NonEquip | 20 |  | 0% | Tech/Econ | 11.89% | 0 | 0 | 0
Tech | Assembly | Space Heating | Individual room heating | TRC | Existing | NE4156 | Smart Thermostat | Smart Thermostat | NonEquip | 11 |  | 31.48% | Tech/Econ | 10% | 2.3194 | 0 | -0.00038112
Tech | Assembly | Space Heating | Individual room heating | TRC | Existing | NE4078 | Roof Insulation | Roof Insulation | NonEquip | 20 |  | 58.5% | Tech/Econ | 20.05% | 10.2622 | 0 | 0.0046291
Tech | Assembly | Space Heating | Individual room heating | TRC | Existing | NE4052 | Programmable Thermostat | Programmable Thermostat | NonEquip | 11 |  | 0% | Tech/Econ | 3.6% | 0 | 0 | 0
Tech | Assembly | Space Heating | Individual room heating | TRC | Existing | NE4000 | Low U-Value Windows | Low U-Value Windows | NonEquip | 20 |  | 5.375% | Tech/Econ | 46% | 2.2177 | 0 | 9.2171e-06
Tech | Assembly | Space Heating | Individual room heating | TRC | Existing | NE3922 | Infiltration Reduction - Air Sealing | Infiltration Reduction - Air Sealing | NonEquip | 11 |  | 0% | Tech/Econ | 2.559% | 0 | 0 | 0
Tech | Assembly | Space Heating | Individual room heating | TRC | Existing | NE3844 | Hotel Card Energy Control Systems | Hotel Card Energy Control Systems | NonEquip | 15 |  | 0% | Tech/Econ | 0% | 0 | 0 | 0
Tech | Assembly | Space Heating | Individual room heating | TRC | Existing | NE3766 | Green Roof | Green Roof | NonEquip | 15 |  | 0.063% | Tech/Econ | 15.5% | 0.0071947 | 0 | 0
Tech | Assembly | Space Heating | Individual room heating | TRC | Existing | NE3714 | Floor Insulation | Floor Insulation | NonEquip | 20 |  | 12.82% | Tech/Econ | 5.261% | 0.48153 | 0 | 0.00021721
Tech | Assembly | Space Heating | Individual room heating | TRC | Existing | NE3636 | Facility Energy Management System | Facility Energy Management System | NonEquip | 15 |  | 5.375% | Tech/Econ | 20% | 0.83007 | 0 | 1.4961e-05
Tech | Assembly | Space Heating | Individual room heating | TRC | Existing | NE3558 | ECM Motors on Furnaces | ECM Motors on Furnaces | NonEquip | 15 | Forced air furnace | 0% | Tech/Econ | 1.706% | 0 | 0 | 0
Tech | Assembly | Space Heating | Individual room heating | TRC | Existing | NE3532 | Duct Sealing Repair | Duct Sealing Repair | NonEquip | 15 |  | 0% | Tech/Econ | 12% | 0 | 0 | 0
Tech | Assembly | Space Heating | Individual room heating | TRC | Existing | NE3480 | Duct Insulation | Duct Insulation | NonEquip | 15 |  | 0% | Tech/Econ | 2.045% | 0 | 0 | 0
Tech | Assembly | Space Heating | Individual room heating | TRC | Existing | NE3428 | Destratification Fans | Destratification Fans | NonEquip | 10 |  | 0% | Tech/Econ | 14.47% | 0 | 0 | 0
Tech | Assembly | Space Heating | Individual room heating | TRC | Existing | NE3376 | Dedicated Outdoor Air System on VRF unit | Dedicated Outdoor Air System on VRF unit | NonEquip | 15 | Residential/split system heat pump | 0% | Tech/Econ | 10% | 0 | 0 | 0
Tech | Assembly | Space Heating | Individual room heating | TRC | Existing | NE3324 | Cool Roof | Cool Roof | NonEquip | 15 |  | 72.74% | Tech/Econ | 0.7847% | 0.40322 | 0 | 0
Tech | Assembly | Space Heating | Individual room heating | TRC | Existing | NE3220 | Ceiling Insulation(R30 to R38) | Ceiling Insulation(R30 to R38) | NonEquip | 20 |  | 0% | Tech/Econ | 2.027% | 0 | 0 | 0
Tech | Assembly | Space Heating | Individual room heating | TRC | Existing | NE3168 | Ceiling Insulation(R2 to R38) | Ceiling Insulation(R2 to R38) | NonEquip | 20 |  | 0% | Tech/Econ | 94.74% | 0 | 0 | 0
Tech | Assembly | Space Heating | Individual room heating | TRC | Existing | NE3116 | Ceiling Insulation(R19 to R38) | Ceiling Insulation(R19 to R38) | NonEquip | 20 |  | 0% | Tech/Econ | 7.6% | 0 | 0 | 0
Tech | Assembly | Space Heating | Individual room heating | TRC | Existing | NE3064 | Ceiling Insulation(R12 to R38) | Ceiling Insulation(R12 to R38) | NonEquip | 20 |  | 0% | Tech/Econ | 16.47% | 0 | 0 | 0
Tech | Assembly | Space Heating | Individual room heating | TRC | Existing | NE2986 | Air Curtains | Air Curtains | NonEquip | 8 |  | 33.25% | Tech/Econ | 1.037% | 0.24451 | 0 | 9.7361e-06
Tech | Assembly | Space Cooling | Individual room air conditioners | TRC | New | NN5365 | Retro-Commissioning | Retro-Commissioning | NonEquip | 5 |  | 0% | Tech/Econ | 16% | 0 | 0 | 0
Tech | Assembly | Space Cooling | Individual room air conditioners | TRC | New | NN5157 | ENERGY STAR certified buildings program | ENERGY STAR certified buildings program | NonEquip | 20 |  | 0% | Tech/Econ | 35% | 0 | 0 | 0
Tech | Assembly | Space Cooling | Individual room air conditioners | TRC | New | NN4377 | Window Sun Protection | Window Sun Protection | NonEquip | 10 |  | 15.35% | Tech/Econ | 16% | 33.5199 | 0.010437 | -0.00058803
Tech | Assembly | Space Cooling | Individual room air conditioners | TRC | New | NN4351 | Waterside Economizer | Waterside Economizer | NonEquip | 20 |  | 0% | Tech/Econ | 5.556% | 0 | 0 | 0
Tech | Assembly | Space Cooling | Individual room air conditioners | TRC | New | NN4143 | Smart Thermostat | Smart Thermostat | NonEquip | 11 |  | 31.48% | Tech/Econ | 10% | 40.8596 | 0.00048516 | 0
Tech | Assembly | Space Cooling | Individual room air conditioners | TRC | New | NN4117 | Roof Insulation | Roof Insulation | NonEquip | 20 |  | 58.5% | Tech/Econ | 2.532% | 0 | 0 | 0
Tech | Assembly | Space Cooling | Individual room air conditioners | TRC | New | NN4039 | Programmable Thermostat | Programmable Thermostat | NonEquip | 11 |  | 0% | Tech/Econ | 3.6% | 0 | 0 | 0
Tech | Assembly | Space Cooling | Individual room air conditioners | TRC | New | NN3987 | Low U-Value Windows | Low U-Value Windows | NonEquip | 20 |  | 13.44% | Tech/Econ | 10% | 17.8929 | 0.0066508 | 0
Tech | Assembly | Space Cooling | Individual room air conditioners | TRC | New | NN3909 | HVAC tune-up_RTU | HVAC tune-up_RTU | NonEquip | 5 | Packaged air conditioning units (RTUs) | 0% | Tech/Econ | 5% | 0 | 0 | 0
Tech | Assembly | Space Cooling | Individual room air conditioners | TRC | New | NN3883 | HVAC tune-up | HVAC tune-up | NonEquip | 5 | Residential-type central air conditioners | 0% | Tech/Econ | 5% | 0 | 0 | 0
Tech | Assembly | Space Cooling | Individual room air conditioners | TRC | New | NN3805 | Green Roof | Green Roof | NonEquip | 15 |  | 0.315% | Tech/Econ | 2.935% | 0 | 0 | 0
Tech | Assembly | Space Cooling | Individual room air conditioners | TRC | New | NN3753 | Floor Insulation | Floor Insulation | NonEquip | 20 |  | 32.06% | Tech/Econ | 1.329% | 0 | 0 | 0
Tech | Assembly | Space Cooling | Individual room air conditioners | TRC | New | NN3675 | Facility Energy Management System | Facility Energy Management System | NonEquip | 15 |  | 4.276% | Tech/Econ | 20% | 12.4906 | 0.0026179 | 0
Tech | Assembly | Space Cooling | Individual room air conditioners | TRC | New | NN3623 | Facility Commissioning | Facility Commissioning | NonEquip | 10 |  | 35.83% | Tech/Econ | 16% | 83.0251 | 0.014536 | 0.00033164
Tech | Assembly | Space Cooling | Individual room air conditioners | TRC | New | NN3597 | Energy Recovery Ventilation System (ERV) | Energy Recovery Ventilation System (ERV) | NonEquip | 15 | Packaged air conditioning units (RTUs) | 0% | Tech/Econ | 18.24% | 0 | 0 | 0
Tech | Assembly | Space Cooling | Individual room air conditioners | TRC | New | NN3519 | Duct Sealing Repair | Duct Sealing Repair | NonEquip | 15 |  | 0% | Tech/Econ | 12% | 0 | 0 | 0
Tech | Assembly | Space Cooling | Individual room air conditioners | TRC | New | NN3467 | Duct Insulation | Duct Insulation | NonEquip | 15 |  | 0% | Tech/Econ | 2.045% | 0 | 0 | 0
Tech | Assembly | Space Cooling | Individual room air conditioners | TRC | New | NN3415 | Dedicated Outdoor Air System on VRF unit | Dedicated Outdoor Air System on VRF unit | NonEquip | 15 | Residential-type central air conditioners | 0% | Tech/Econ | 17.5% | 0 | 0 | 0
Tech | Assembly | Space Cooling | Individual room air conditioners | TRC | New | NN3363 | Cool Roof | Cool Roof | NonEquip | 15 |  | 72.49% | Tech/Econ | 5.431% | 0 | 0 | 0
Tech | Assembly | Space Cooling | Individual room air conditioners | TRC | New | NN3311 | Chilled Water System - Variable Speed Drives | Chilled Water System - Variable Speed Drives | NonEquip | 13 | Central chillers inside | 0% | Tech/Econ | 24.74% | 0 | 0 | 0
Tech | Assembly | Space Cooling | Individual room air conditioners | TRC | New | NN3285 | Chilled Water Controls Optimization | Chilled Water Controls Optimization | NonEquip | 10 | Central chillers inside | 0% | Tech/Econ | 12.5% | 0 | 0 | 0
Tech | Assembly | Space Cooling | Individual room air conditioners | TRC | New | NN3207 | Ceiling Insulation(R2 to R38) | Ceiling Insulation(R2 to R38) | NonEquip | 20 |  | 0% | Tech/Econ | 34.55% | 0 | 0 | 0
Tech | Assembly | Space Cooling | Individual room air conditioners | TRC | New | NN3155 | Ceiling Insulation(R19 to R38) | Ceiling Insulation(R19 to R38) | NonEquip | 20 |  | 0% | Tech/Econ | 1.919% | 0 | 0 | 0
Tech | Assembly | Space Cooling | Individual room air conditioners | TRC | New | NN3103 | Ceiling Insulation(R12 to R38) | Ceiling Insulation(R12 to R38) | NonEquip | 20 |  | 0% | Tech/Econ | 4.158% | 0 | 0 | 0
Tech | Assembly | Space Cooling | Individual room air conditioners | TRC | New | NN3051 | Airside Economizer | Airside Economizer | NonEquip | 10 | Packaged air conditioning units (RTUs) | 0% | Tech/Econ | 5.556% | 0 | 0 | 0
Tech | Assembly | Space Cooling | Individual room air conditioners | TRC | Existing | NE5352 | Retro-Commissioning | Retro-Commissioning | NonEquip | 5 |  | 21.99% | Tech/Econ | 16% | 5849.2995 | 0.9779 | 0
Tech | Assembly | Space Cooling | Individual room air conditioners | TRC | Existing | NE5144 | ENERGY STAR certified buildings program | ENERGY STAR certified buildings program | NonEquip | 20 |  | 0% | Tech/Econ | 35% | 0 | 0 | 0
Tech | Assembly | Space Cooling | Individual room air conditioners | TRC | Existing | NE4364 | Window Sun Protection | Window Sun Protection | NonEquip | 10 |  | 7.839% | Tech/Econ | 16% | 2111.6514 | 0.6575 | -0.037044
Tech | Assembly | Space Cooling | Individual room air conditioners | TRC | Existing | NE4338 | Waterside Economizer | Waterside Economizer | NonEquip | 20 |  | 0% | Tech/Econ | 5.556% | 0 | 0 | 0
Tech | Assembly | Space Cooling | Individual room air conditioners | TRC | Existing | NE4208 | Wall Insulation | Wall Insulation | NonEquip | 20 |  | 0% | Tech/Econ | 20.56% | 0 | 0 | 0
Tech | Assembly | Space Cooling | Individual room air conditioners | TRC | Existing | NE4130 | Smart Thermostat | Smart Thermostat | NonEquip | 11 |  | 31.48% | Tech/Econ | 10% | 5048.9341 | 0.05995 | 0
Tech | Assembly | Space Cooling | Individual room air conditioners | TRC | Existing | NE4104 | Roof Insulation | Roof Insulation | NonEquip | 20 |  | 58.5% | Tech/Econ | 5.065% | 4420.9248 | 0.088464 | 0
Tech | Assembly | Space Cooling | Individual room air conditioners | TRC | Existing | NE4026 | Programmable Thermostat | Programmable Thermostat | NonEquip | 11 |  | 0% | Tech/Econ | 3.6% | 0 | 0 | 0
Tech | Assembly | Space Cooling | Individual room air conditioners | TRC | Existing | NE3974 | Low U-Value Windows | Low U-Value Windows | NonEquip | 20 |  | 5.375% | Tech/Econ | 46% | 4314.8984 | 1.6039 | 0
Tech | Assembly | Space Cooling | Individual room air conditioners | TRC | Existing | NE3896 | HVAC tune-up_RTU | HVAC tune-up_RTU | NonEquip | 5 | Packaged air conditioning units (RTUs) | 0% | Tech/Econ | 5% | 0 | 0 | 0
Tech | Assembly | Space Cooling | Individual room air conditioners | TRC | Existing | NE3870 | HVAC tune-up | HVAC tune-up | NonEquip | 5 | Residential-type central air conditioners | 0% | Tech/Econ | 5% | 0 | 0 | 0
Tech | Assembly | Space Cooling | Individual room air conditioners | TRC | Existing | NE3792 | Green Roof | Green Roof | NonEquip | 15 |  | 0.063% | Tech/Econ | 2.935% | 2.6776 | 0.0011375 | 0
Tech | Assembly | Space Cooling | Individual room air conditioners | TRC | Existing | NE3740 | Floor Insulation | Floor Insulation | NonEquip | 20 |  | 12.82% | Tech/Econ | 1.329% | 246.72 | 0.004937 | 0
Tech | Assembly | Space Cooling | Individual room air conditioners | TRC | Existing | NE3662 | Facility Energy Management System | Facility Energy Management System | NonEquip | 15 |  | 5.375% | Tech/Econ | 20% | 1829.6563 | 0.38348 | 0
Tech | Assembly | Space Cooling | Individual room air conditioners | TRC | Existing | NE3584 | Energy Recovery Ventilation System (ERV) | Energy Recovery Ventilation System (ERV) | NonEquip | 15 | Packaged air conditioning units (RTUs) | 0% | Tech/Econ | 18.24% | 0 | 0 | 0
Tech | Assembly | Space Cooling | Individual room air conditioners | TRC | Existing | NE3506 | Duct Sealing Repair | Duct Sealing Repair | NonEquip | 15 |  | 0% | Tech/Econ | 12% | 0 | 0 | 0
Tech | Assembly | Space Cooling | Individual room air conditioners | TRC | Existing | NE3454 | Duct Insulation | Duct Insulation | NonEquip | 15 |  | 0% | Tech/Econ | 2.045% | 0 | 0 | 0
Tech | Assembly | Space Cooling | Individual room air conditioners | TRC | Existing | NE3402 | Dedicated Outdoor Air System on VRF unit | Dedicated Outdoor Air System on VRF unit | NonEquip | 15 | Residential-type central air conditioners | 0% | Tech/Econ | 17.5% | 0 | 0 | 0
Tech | Assembly | Space Cooling | Individual room air conditioners | TRC | Existing | NE3350 | Cool Roof | Cool Roof | NonEquip | 15 |  | 72.74% | Tech/Econ | 5.431% | 6137.786 | 2.6075 | 0
Tech | Assembly | Space Cooling | Individual room air conditioners | TRC | Existing | NE3298 | Chilled Water System - Variable Speed Drives | Chilled Water System - Variable Speed Drives | NonEquip | 13 | Central chillers inside | 0% | Tech/Econ | 24.74% | 0 | 0 | 0
Tech | Assembly | Space Cooling | Individual room air conditioners | TRC | Existing | NE3272 | Chilled Water Controls Optimization | Chilled Water Controls Optimization | NonEquip | 10 | Central chillers inside | 0% | Tech/Econ | 12.5% | 0 | 0 | 0
Tech | Assembly | Space Cooling | Individual room air conditioners | TRC | Existing | NE3194 | Ceiling Insulation(R2 to R38) | Ceiling Insulation(R2 to R38) | NonEquip | 20 |  | 0% | Tech/Econ | 34.55% | 0 | 0 | 0
Tech | Assembly | Space Cooling | Individual room air conditioners | TRC | Existing | NE3142 | Ceiling Insulation(R19 to R38) | Ceiling Insulation(R19 to R38) | NonEquip | 20 |  | 0% | Tech/Econ | 1.919% | 0 | 0 | 0
Tech | Assembly | Space Cooling | Individual room air conditioners | TRC | Existing | NE3090 | Ceiling Insulation(R12 to R38) | Ceiling Insulation(R12 to R38) | NonEquip | 20 |  | 0% | Tech/Econ | 4.158% | 0 | 0 | 0
Tech | Assembly | Space Cooling | Individual room air conditioners | TRC | Existing | NE3038 | Airside Economizer | Airside Economizer | NonEquip | 10 | Packaged air conditioning units (RTUs) | 0% | Tech/Econ | 5.556% | 0 | 0 | 0
Tech | Assembly | Interior Lighting | High bay | TRC | New | NN5261 | Retro-Commissioning | Retro-Commissioning | NonEquip | 5 |  | 0% | Tech/Econ | 16% | 0 | 0 | 0
Tech | Assembly | Interior Lighting | High bay | TRC | New | NN5001 | ENERGY STAR certified buildings program | ENERGY STAR certified buildings program | NonEquip | 20 |  | 0% | Tech/Econ | 35% | 0 | 0 | 0
Tech | Assembly | Interior Lighting | High bay | TRC | New | NN4429 | Interior Lighting Controls | Interior Lighting Controls | NonEquip | 8 | Overhead (fluorescent/LED/CFL U-shape) | 0% | Tech/Econ | 28% | 0 | 0 | 0
Tech | Assembly | Interior Lighting | High bay | TRC | New | NN4403 | Bi-Level Lighting Control (Interior) | Bi-Level Lighting Control (Interior) | NonEquip | 8 | Overhead (fluorescent/LED/CFL U-shape) | 0% | Tech/Econ | 31% | 0 | 0 | 0
Tech | Assembly | Interior Lighting | High bay | TRC | New | NN3701 | Facility Energy Management System | Facility Energy Management System | NonEquip | 15 |  | 4.276% | Tech/Econ | 24% | 28.5547 | 0.0059849 | 0.00051465
Tech | Assembly | Interior Lighting | High bay | TRC | Existing | NE5248 | Retro-Commissioning | Retro-Commissioning | NonEquip | 5 |  | 21.99% | Tech/Econ | 16% | 5814.5955 | 0.97209 | 3.0139
Tech | Assembly | Interior Lighting | High bay | TRC | Existing | NE4988 | ENERGY STAR certified buildings program | ENERGY STAR certified buildings program | NonEquip | 20 |  | 0% | Tech/Econ | 35% | 0 | 0 | 0
Tech | Assembly | Interior Lighting | High bay | TRC | Existing | NE4416 | Interior Lighting Controls | Interior Lighting Controls | NonEquip | 8 | Overhead (fluorescent/LED/CFL U-shape) | 0% | Tech/Econ | 28% | 0 | 0 | 0
Tech | Assembly | Interior Lighting | High bay | TRC | Existing | NE4390 | Bi-Level Lighting Control (Interior) | Bi-Level Lighting Control (Interior) | NonEquip | 8 | Overhead (fluorescent/LED/CFL U-shape) | 0% | Tech/Econ | 31% | 0 | 0 | 0
Tech | Assembly | Interior Lighting | High bay | TRC | Existing | NE3688 | Facility Energy Management System | Facility Energy Management System | NonEquip | 15 |  | 5.375% | Tech/Econ | 24% | 2159.8817 | 0.4527 | 0.038928
Tech | Assembly | Interior Lighting | High bay | TRC | Turnover | ET1640 | LED Linear - Fixture Replacement | LED Linear - Fixture Replacement | Equip | 15 | High bay | 24.1% | Tech/Econ | 50.28% | 23088.3168 | 5.5967 | 1.2803
Tech | Assembly | Interior Lighting | High bay | TRC | Turnover | ET1523 | High Bay LED | High Bay LED | Equip | 15 | High bay | 65.91% | Tech/Econ | 64.78% | 141939.9138 | 26.2489 | 25.7532
Tech | Assembly | Interior Lighting | High bay | TRC | Turnover | ET1484 | High Bay Fluorescent (T5) | High Bay Fluorescent (T5) | Equip | 15 | High bay | 0% | Tech/Econ | 64.14% | 0 | 0 | 0
Tech | Assembly | Interior Lighting | High bay | TRC | New | EN1666 | LED Linear - Fixture Replacement | LED Linear - Fixture Replacement | Equip | 15 | High bay | 0% | Tech/Econ | 50.28% | 0 | 0 | 0
Tech | Assembly | Interior Lighting | High bay | TRC | New | EN1549 | High Bay LED | High Bay LED | Equip | 15 | High bay | 0% | Tech/Econ | 64.78% | 0 | 0 | 0
Tech | Assembly | Interior Lighting | High bay | TRC | New | EN1510 | High Bay Fluorescent (T5) | High Bay Fluorescent (T5) | Equip | 15 | High bay | 0% | Tech/Econ | 64.14% | 0 | 0 | 0
Tech | Assembly | Cooking | Fryer | TRC | New | NN5079 | ENERGY STAR certified buildings program | ENERGY STAR certified buildings program | NonEquip | 20 |  | 0% | Tech/Econ | 35% | 0 | 0 | 0
Tech | Assembly | Cooking | Fryer | TRC | Existing | NE5066 | ENERGY STAR certified buildings program | ENERGY STAR certified buildings program | NonEquip | 20 |  | 0% | Tech/Econ | 35% | 0 | 0 | 0
Tech | Assembly | Cooking | Fryer | TRC | Turnover | ET80 | Energy Star Fryer | Energy Star Fryer | Equip | 12 | Fryer | 0% | Tech/Econ | 17.46% | 0 | 0 | 0
Tech | Assembly | Cooking | Fryer | TRC | New | EN106 | Energy Star Fryer | Energy Star Fryer | Equip | 12 | Fryer | 0% | Tech/Econ | 17.46% | 0 | 0 | 0
Tech | Assembly | Space Heating | Forced air furnace | TRC | New | NN5339 | Retro-Commissioning | Retro-Commissioning | NonEquip | 5 |  | 0% | Tech/Econ | 16% | 0 | 0 | 0
Tech | Assembly | Space Heating | Forced air furnace | TRC | New | NN5131 | ENERGY STAR certified buildings program | ENERGY STAR certified buildings program | NonEquip | 20 |  | 0% | Tech/Econ | 35% | 0 | 0 | 0
Tech | Assembly | Space Heating | Forced air furnace | TRC | New | NN4325 | Water Cooled Refrigeration Heat Recovery | Water Cooled Refrigeration Heat Recovery | NonEquip | 20 |  | 0% | Tech/Econ | 10% | 0 | 0 | 0
Tech | Assembly | Space Heating | Forced air furnace | TRC | New | NN4273 | Warehouse Loading Dock Seals | Warehouse Loading Dock Seals | NonEquip | 18 |  | 0% | Tech/Econ | 4.639% | 0 | 0 | 0
Tech | Assembly | Space Heating | Forced air furnace | TRC | New | NN4247 | Wall Insulation | Wall Insulation | NonEquip | 20 |  | 0% | Tech/Econ | 0% | 0 | 0 | 0
Tech | Assembly | Space Heating | Forced air furnace | TRC | New | NN4169 | Smart Thermostat | Smart Thermostat | NonEquip | 11 |  | 31.48% | Tech/Econ | 10% | 2.5319 | 0 | -0.00041602
Tech | Assembly | Space Heating | Forced air furnace | TRC | New | NN4091 | Roof Insulation | Roof Insulation | NonEquip | 20 |  | 58.5% | Tech/Econ | 9.087% | 3.5268 | 0 | 0.0015909
Tech | Assembly | Space Heating | Forced air furnace | TRC | New | NN4065 | Programmable Thermostat | Programmable Thermostat | NonEquip | 11 |  | 0% | Tech/Econ | 3.6% | 0 | 0 | 0
Tech | Assembly | Space Heating | Forced air furnace | TRC | New | NN4013 | Low U-Value Windows | Low U-Value Windows | NonEquip | 20 |  | 13.44% | Tech/Econ | 10% | 1.0469 | 0 | 4.351e-06
Tech | Assembly | Space Heating | Forced air furnace | TRC | New | NN3935 | Infiltration Reduction - Air Sealing | Infiltration Reduction - Air Sealing | NonEquip | 11 |  | 0% | Tech/Econ | 2.319% | 0 | 0 | 0
Tech | Assembly | Space Heating | Forced air furnace | TRC | New | NN3857 | Hotel Card Energy Control Systems | Hotel Card Energy Control Systems | NonEquip | 15 |  | 0% | Tech/Econ | 0% | 0 | 0 | 0
Tech | Assembly | Space Heating | Forced air furnace | TRC | New | NN3779 | Green Roof | Green Roof | NonEquip | 15 |  | 0.315% | Tech/Econ | 14.04% | 0.035599 | 0 | 0
Tech | Assembly | Space Heating | Forced air furnace | TRC | New | NN3727 | Floor Insulation | Floor Insulation | NonEquip | 20 |  | 32.06% | Tech/Econ | 4.768% | 0 | 0 | 0
Tech | Assembly | Space Heating | Forced air furnace | TRC | New | NN3649 | Facility Energy Management System | Facility Energy Management System | NonEquip | 15 |  | 4.276% | Tech/Econ | 20% | 0.69414 | 0 | 1.2511e-05
Tech | Assembly | Space Heating | Forced air furnace | TRC | New | NN3571 | ECM Motors on Furnaces | ECM Motors on Furnaces | NonEquip | 15 | Forced air furnace | 47.78% | Tech/Econ | 1.706% | 0.59788 | 0 | 0
Tech | Assembly | Space Heating | Forced air furnace | TRC | New | NN3545 | Duct Sealing Repair | Duct Sealing Repair | NonEquip | 15 |  | 0% | Tech/Econ | 12% | 0 | 0 | 0
Tech | Assembly | Space Heating | Forced air furnace | TRC | New | NN3493 | Duct Insulation | Duct Insulation | NonEquip | 15 |  | 0% | Tech/Econ | 2.045% | 0 | 0 | 0
Tech | Assembly | Space Heating | Forced air furnace | TRC | New | NN3441 | Destratification Fans | Destratification Fans | NonEquip | 10 |  | 0% | Tech/Econ | 14.47% | 0 | 0 | 0
Tech | Assembly | Space Heating | Forced air furnace | TRC | New | NN3389 | Dedicated Outdoor Air System on VRF unit | Dedicated Outdoor Air System on VRF unit | NonEquip | 15 | Residential/split system heat pump | 0% | Tech/Econ | 10% | 0 | 0 | 0
Tech | Assembly | Space Heating | Forced air furnace | TRC | New | NN3337 | Cool Roof | Cool Roof | NonEquip | 15 |  | 72.49% | Tech/Econ | 0.7111% | 0 | 0 | 0
Tech | Assembly | Space Heating | Forced air furnace | TRC | New | NN3233 | Ceiling Insulation(R30 to R38) | Ceiling Insulation(R30 to R38) | NonEquip | 20 |  | 0% | Tech/Econ | 1.837% | 0 | 0 | 0
Tech | Assembly | Space Heating | Forced air furnace | TRC | New | NN3181 | Ceiling Insulation(R2 to R38) | Ceiling Insulation(R2 to R38) | NonEquip | 20 |  | 0% | Tech/Econ | 94.74% | 0 | 0 | 0
Tech | Assembly | Space Heating | Forced air furnace | TRC | New | NN3129 | Ceiling Insulation(R19 to R38) | Ceiling Insulation(R19 to R38) | NonEquip | 20 |  | 0% | Tech/Econ | 6.887% | 0 | 0 | 0
Tech | Assembly | Space Heating | Forced air furnace | TRC | New | NN3077 | Ceiling Insulation(R12 to R38) | Ceiling Insulation(R12 to R38) | NonEquip | 20 |  | 0% | Tech/Econ | 14.92% | 0 | 0 | 0
Tech | Assembly | Space Heating | Forced air furnace | TRC | New | NN2999 | Air Curtains | Air Curtains | NonEquip | 8 |  | 33.25% | Tech/Econ | 1.037% | 0 | 0 | 0
Tech | Assembly | Space Heating | Forced air furnace | TRC | Existing | NE5326 | Retro-Commissioning | Retro-Commissioning | NonEquip | 5 |  | 21.99% | Tech/Econ | 16% | 290.5731 | 0 | 0.15061
Tech | Assembly | Space Heating | Forced air furnace | TRC | Existing | NE5118 | ENERGY STAR certified buildings program | ENERGY STAR certified buildings program | NonEquip | 20 |  | 0% | Tech/Econ | 35% | 0 | 0 | 0
Tech | Assembly | Space Heating | Forced air furnace | TRC | Existing | NE4312 | Water Cooled Refrigeration Heat Recovery | Water Cooled Refrigeration Heat Recovery | NonEquip | 20 |  | 0% | Tech/Econ | 10% | 0 | 0 | 0
Tech | Assembly | Space Heating | Forced air furnace | TRC | Existing | NE4260 | Warehouse Loading Dock Seals | Warehouse Loading Dock Seals | NonEquip | 18 |  | 0% | Tech/Econ | 5.119% | 0 | 0 | 0
Tech | Assembly | Space Heating | Forced air furnace | TRC | Existing | NE4234 | Wall Insulation | Wall Insulation | NonEquip | 20 |  | 0% | Tech/Econ | 11.89% | 0 | 0 | 0
Tech | Assembly | Space Heating | Forced air furnace | TRC | Existing | NE4156 | Smart Thermostat | Smart Thermostat | NonEquip | 11 |  | 31.48% | Tech/Econ | 10% | 250.7892 | 0 | -0.041208
Tech | Assembly | Space Heating | Forced air furnace | TRC | Existing | NE4078 | Roof Insulation | Roof Insulation | NonEquip | 20 |  | 58.5% | Tech/Econ | 20.05% | 1109.6058 | 0 | 0.50052
Tech | Assembly | Space Heating | Forced air furnace | TRC | Existing | NE4052 | Programmable Thermostat | Programmable Thermostat | NonEquip | 11 |  | 0% | Tech/Econ | 3.6% | 0 | 0 | 0
Tech | Assembly | Space Heating | Forced air furnace | TRC | Existing | NE4000 | Low U-Value Windows | Low U-Value Windows | NonEquip | 20 |  | 5.375% | Tech/Econ | 46% | 239.7923 | 0 | 0.0009966
Tech | Assembly | Space Heating | Forced air furnace | TRC | Existing | NE3922 | Infiltration Reduction - Air Sealing | Infiltration Reduction - Air Sealing | NonEquip | 11 |  | 0% | Tech/Econ | 2.559% | 0 | 0 | 0
Tech | Assembly | Space Heating | Forced air furnace | TRC | Existing | NE3844 | Hotel Card Energy Control Systems | Hotel Card Energy Control Systems | NonEquip | 15 |  | 0% | Tech/Econ | 0% | 0 | 0 | 0
Tech | Assembly | Space Heating | Forced air furnace | TRC | Existing | NE3766 | Green Roof | Green Roof | NonEquip | 15 |  | 0.063% | Tech/Econ | 15.5% | 0.77792 | 0 | 0
Tech | Assembly | Space Heating | Forced air furnace | TRC | Existing | NE3714 | Floor Insulation | Floor Insulation | NonEquip | 20 |  | 12.82% | Tech/Econ | 5.261% | 52.0659 | 0 | 0.023486
Tech | Assembly | Space Heating | Forced air furnace | TRC | Existing | NE3636 | Facility Energy Management System | Facility Energy Management System | NonEquip | 15 |  | 5.375% | Tech/Econ | 20% | 89.7511 | 0 | 0.0016176
Tech | Assembly | Space Heating | Forced air furnace | TRC | Existing | NE3558 | ECM Motors on Furnaces | ECM Motors on Furnaces | NonEquip | 15 | Forced air furnace | 47.78% | Tech/Econ | 1.706% | 62.4904 | 0 | 0
Tech | Assembly | Space Heating | Forced air furnace | TRC | Existing | NE3532 | Duct Sealing Repair | Duct Sealing Repair | NonEquip | 15 |  | 0% | Tech/Econ | 12% | 0 | 0 | 0
Tech | Assembly | Space Heating | Forced air furnace | TRC | Existing | NE3480 | Duct Insulation | Duct Insulation | NonEquip | 15 |  | 0% | Tech/Econ | 2.045% | 0 | 0 | 0
Tech | Assembly | Space Heating | Forced air furnace | TRC | Existing | NE3428 | Destratification Fans | Destratification Fans | NonEquip | 10 |  | 0% | Tech/Econ | 14.47% | 0 | 0 | 0
Tech | Assembly | Space Heating | Forced air furnace | TRC | Existing | NE3376 | Dedicated Outdoor Air System on VRF unit | Dedicated Outdoor Air System on VRF unit | NonEquip | 15 | Residential/split system heat pump | 0% | Tech/Econ | 10% | 0 | 0 | 0
Tech | Assembly | Space Heating | Forced air furnace | TRC | Existing | NE3324 | Cool Roof | Cool Roof | NonEquip | 15 |  | 72.74% | Tech/Econ | 0.7847% | 43.2431 | 0 | 0
Tech | Assembly | Space Heating | Forced air furnace | TRC | Existing | NE3220 | Ceiling Insulation(R30 to R38) | Ceiling Insulation(R30 to R38) | NonEquip | 20 |  | 0% | Tech/Econ | 2.027% | 0 | 0 | 0
Tech | Assembly | Space Heating | Forced air furnace | TRC | Existing | NE3168 | Ceiling Insulation(R2 to R38) | Ceiling Insulation(R2 to R38) | NonEquip | 20 |  | 0% | Tech/Econ | 94.74% | 0 | 0 | 0
Tech | Assembly | Space Heating | Forced air furnace | TRC | Existing | NE3116 | Ceiling Insulation(R19 to R38) | Ceiling Insulation(R19 to R38) | NonEquip | 20 |  | 0% | Tech/Econ | 7.6% | 0 | 0 | 0
Tech | Assembly | Space Heating | Forced air furnace | TRC | Existing | NE3064 | Ceiling Insulation(R12 to R38) | Ceiling Insulation(R12 to R38) | NonEquip | 20 |  | 0% | Tech/Econ | 16.47% | 0 | 0 | 0
Tech | Assembly | Space Heating | Forced air furnace | TRC | Existing | NE2986 | Air Curtains | Air Curtains | NonEquip | 8 |  | 33.25% | Tech/Econ | 1.037% | 26.2223 | 0 | 0.0010441
Tech | Assembly | Exterior Lighting | Exterior parking/lot lighting | TRC | New | NN5287 | Retro-Commissioning | Retro-Commissioning | NonEquip | 5 |  | 0% | Tech/Econ | 16% | 0 | 0 | 0
Tech | Assembly | Exterior Lighting | Exterior parking/lot lighting | TRC | New | NN5027 | ENERGY STAR certified buildings program | ENERGY STAR certified buildings program | NonEquip | 20 |  | 0% | Tech/Econ | 35% | 0 | 0 | 0
Tech | Assembly | Exterior Lighting | Exterior parking/lot lighting | TRC | New | NN2973 | Outdoor Lighting Controls | Outdoor Lighting Controls | NonEquip | 8 | Exterior parking/lot lighting | 30.95% | Tech/Econ | 28% | 0 | 0 | 0
Tech | Assembly | Exterior Lighting | Exterior parking/lot lighting | TRC | New | NN2947 | Bi-Level Lighting Control (Exterior) | Bi-Level Lighting Control (Exterior) | NonEquip | 9 | Exterior parking/lot lighting | 8.579% | Tech/Econ | 31% | 2.0369 | 0 | 0
Tech | Assembly | Exterior Lighting | Exterior parking/lot lighting | TRC | Existing | NE5274 | Retro-Commissioning | Retro-Commissioning | NonEquip | 5 |  | 21.99% | Tech/Econ | 16% | 2259.4338 | 0 | 1.1711
Tech | Assembly | Exterior Lighting | Exterior parking/lot lighting | TRC | Existing | NE5014 | ENERGY STAR certified buildings program | ENERGY STAR certified buildings program | NonEquip | 20 |  | 0% | Tech/Econ | 35% | 0 | 0 | 0
Tech | Assembly | Exterior Lighting | Exterior parking/lot lighting | TRC | Existing | NE2960 | Outdoor Lighting Controls | Outdoor Lighting Controls | NonEquip | 8 | Exterior parking/lot lighting | 30.95% | Tech/Econ | 28% | 6092.477 | 0 | 0
Tech | Assembly | Exterior Lighting | Exterior parking/lot lighting | TRC | Existing | NE2934 | Bi-Level Lighting Control (Exterior) | Bi-Level Lighting Control (Exterior) | NonEquip | 9 | Exterior parking/lot lighting | 8.579% | Tech/Econ | 31% | 1921.02 | 0 | 0
Tech | Assembly | Exterior Lighting | Exterior parking/lot lighting | TRC | Turnover | ET704 | LED Parking Lighting | LED Parking Lighting | Equip | 18 | Exterior parking/lot lighting | 6.728% | Tech/Econ | 84% | 4326.7113 | 0 | 0
Tech | Assembly | Exterior Lighting | Exterior parking/lot lighting | TRC | Turnover | ET509 | High Efficiency HID Lighting | High Efficiency HID Lighting | Equip | 13 | Exterior parking/lot lighting | 0% | Tech/Econ | 34.18% | 0 | 0 | 0
Tech | Assembly | Exterior Lighting | Exterior parking/lot lighting | TRC | New | EN730 | LED Parking Lighting | LED Parking Lighting | Equip | 18 | Exterior parking/lot lighting | 94.94% | Tech/Econ | 84% | 510.9912 | 0 | 0
Tech | Assembly | Exterior Lighting | Exterior parking/lot lighting | TRC | New | EN535 | High Efficiency HID Lighting | High Efficiency HID Lighting | Equip | 13 | Exterior parking/lot lighting | 0% | Tech/Econ | 34.18% | 0 | 0 | 0
Tech | Assembly | Exterior Lighting | Exterior marquis | TRC | New | NN5287 | Retro-Commissioning | Retro-Commissioning | NonEquip | 5 |  | 0% | Tech/Econ | 16% | 0 | 0 | 0
Tech | Assembly | Exterior Lighting | Exterior marquis | TRC | New | NN5027 | ENERGY STAR certified buildings program | ENERGY STAR certified buildings program | NonEquip | 20 |  | 0% | Tech/Econ | 35% | 0 | 0 | 0
Tech | Assembly | Exterior Lighting | Exterior marquis | TRC | New | NN2973 | Outdoor Lighting Controls | Outdoor Lighting Controls | NonEquip | 8 | Exterior parking/lot lighting | 0% | Tech/Econ | 28% | 0 | 0 | 0
Tech | Assembly | Exterior Lighting | Exterior marquis | TRC | New | NN2947 | Bi-Level Lighting Control (Exterior) | Bi-Level Lighting Control (Exterior) | NonEquip | 9 | Exterior parking/lot lighting | 0% | Tech/Econ | 31% | 0 | 0 | 0
Tech | Assembly | Exterior Lighting | Exterior marquis | TRC | Existing | NE5274 | Retro-Commissioning | Retro-Commissioning | NonEquip | 5 |  | 21.99% | Tech/Econ | 16% | 0 | 0 | 0
Tech | Assembly | Exterior Lighting | Exterior marquis | TRC | Existing | NE5014 | ENERGY STAR certified buildings program | ENERGY STAR certified buildings program | NonEquip | 20 |  | 0% | Tech/Econ | 35% | 0 | 0 | 0
Tech | Assembly | Exterior Lighting | Exterior marquis | TRC | Existing | NE2960 | Outdoor Lighting Controls | Outdoor Lighting Controls | NonEquip | 8 | Exterior parking/lot lighting | 0% | Tech/Econ | 28% | 0 | 0 | 0
Tech | Assembly | Exterior Lighting | Exterior marquis | TRC | Existing | NE2934 | Bi-Level Lighting Control (Exterior) | Bi-Level Lighting Control (Exterior) | NonEquip | 9 | Exterior parking/lot lighting | 0% | Tech/Econ | 31% | 0 | 0 | 0
Tech | Assembly | Exterior Lighting | Exterior marquis | TRC | Turnover | ET626 | LED Exterior Lighting | LED Exterior Lighting | Equip | 13 | Exterior marquis | 4.268% | Tech/Econ | 60.51% | 0 | 0 | 0
Tech | Assembly | Exterior Lighting | Exterior marquis | TRC | Turnover | ET587 | LED Display Lighting (Exterior) | LED Display Lighting (Exterior) | Equip | 15 | Exterior marquis | 4.268% | Tech/Econ | 87.04% | 0 | 0 | 0
Tech | Assembly | Exterior Lighting | Exterior marquis | TRC | New | EN652 | LED Exterior Lighting | LED Exterior Lighting | Equip | 13 | Exterior marquis | 4.624% | Tech/Econ | 60.51% | 0 | 0 | 0
Tech | Assembly | Exterior Lighting | Exterior marquis | TRC | New | EN613 | LED Display Lighting (Exterior) | LED Display Lighting (Exterior) | Equip | 15 | Exterior marquis | 4.624% | Tech/Econ | 87.04% | 0 | 0 | 0
Tech | Assembly | Miscellaneous | Elevators/Escalators | TRC | New | NN5443 | Retro-Commissioning | Retro-Commissioning | NonEquip | 5 |  | 0% | Tech/Econ | 16% | 0 | 0 | 0
Tech | Assembly | Miscellaneous | Elevators/Escalators | TRC | New | NN5235 | ENERGY STAR certified buildings program | ENERGY STAR certified buildings program | NonEquip | 20 |  | 0% | Tech/Econ | 35% | 0 | 0 | 0
Tech | Assembly | Miscellaneous | Elevators/Escalators | TRC | New | NN4533 | VSD Controlled Compressor | VSD Controlled Compressor | NonEquip | 15 | Others | 0% | Tech/Econ | 20.79% | 0 | 0 | 0
Tech | Assembly | Miscellaneous | Elevators/Escalators | TRC | New | NN4507 | Regenerative Drive Elevator Motor | Regenerative Drive Elevator Motor | NonEquip | 13 | Elevators/Escalators | 11.17% | Tech/Econ | 6.211% | 0.48688 | 6.7766e-05 | 6.2079e-06
Tech | Assembly | Miscellaneous | Elevators/Escalators | TRC | New | NN4481 | Engine Block Timer | Engine Block Timer | NonEquip | 5 | Others | 0% | Tech/Econ | 36% | 0 | 0 | 0
Tech | Assembly | Miscellaneous | Elevators/Escalators | TRC | New | NN4455 | Efficient Motor Belts | Efficient Motor Belts | NonEquip | 10 | Others | 0% | Tech/Econ | 1.105% | 0 | 0 | 0
Tech | Assembly | Miscellaneous | Elevators/Escalators | TRC | Existing | NE5430 | Retro-Commissioning | Retro-Commissioning | NonEquip | 5 |  | 21.99% | Tech/Econ | 16% | 295.1675 | 0.049347 | 0.15299
Tech | Assembly | Miscellaneous | Elevators/Escalators | TRC | Existing | NE5222 | ENERGY STAR certified buildings program | ENERGY STAR certified buildings program | NonEquip | 20 |  | 0% | Tech/Econ | 35% | 0 | 0 | 0
Tech | Assembly | Miscellaneous | Elevators/Escalators | TRC | Existing | NE4520 | VSD Controlled Compressor | VSD Controlled Compressor | NonEquip | 15 | Others | 0% | Tech/Econ | 20.79% | 0 | 0 | 0
Tech | Assembly | Miscellaneous | Elevators/Escalators | TRC | Existing | NE4494 | Regenerative Drive Elevator Motor | Regenerative Drive Elevator Motor | NonEquip | 13 | Elevators/Escalators | 10.45% | Tech/Econ | 6.211% | 52.5409 | 0.0073128 | 0.00066991
Tech | Assembly | Miscellaneous | Elevators/Escalators | TRC | Existing | NE4468 | Engine Block Timer | Engine Block Timer | NonEquip | 5 | Others | 0% | Tech/Econ | 36% | 0 | 0 | 0
Tech | Assembly | Miscellaneous | Elevators/Escalators | TRC | Existing | NE4442 | Efficient Motor Belts | Efficient Motor Belts | NonEquip | 10 | Others | 0% | Tech/Econ | 1.105% | 0 | 0 | 0
Tech | Assembly | Office Equipment | Document production | TRC | New | NN5053 | ENERGY STAR certified buildings program | ENERGY STAR certified buildings program | NonEquip | 20 |  | 0% | Tech/Econ | 35% | 0 | 0 | 0
Tech | Assembly | Office Equipment | Document production | TRC | New | NN4585 | Smart Strip Plug Outlet | Smart Strip Plug Outlet | NonEquip | 4 |  | 43.9% | Tech/Econ | 1.187% | 2.2221 | 0.00033041 | 0
Tech | Assembly | Office Equipment | Document production | TRC | New | NN4559 | Network PC Power Management | Network PC Power Management | NonEquip | 5 | Computers | 0% | Tech/Econ | 56.5% | 0 | 0 | 0
Tech | Assembly | Office Equipment | Document production | TRC | Existing | NE5040 | ENERGY STAR certified buildings program | ENERGY STAR certified buildings program | NonEquip | 20 |  | 0% | Tech/Econ | 35% | 0 | 0 | 0
Tech | Assembly | Office Equipment | Document production | TRC | Existing | NE4572 | Smart Strip Plug Outlet | Smart Strip Plug Outlet | NonEquip | 4 |  | 43.9% | Tech/Econ | 1.187% | 265.4962 | 0.039478 | 0
Tech | Assembly | Office Equipment | Document production | TRC | Existing | NE4546 | Network PC Power Management | Network PC Power Management | NonEquip | 5 | Computers | 0% | Tech/Econ | 56.5% | 0 | 0 | 0
Tech | Assembly | Office Equipment | Document production | TRC | Turnover | ET2141 | ENERGY STAR Imaging Equipment | ENERGY STAR Imaging Equipment | Equip | 6 | Document production | 17.92% | Tech/Econ | 44.44% | 4408.8097 | 0.6114 | 0.41055
Tech | Assembly | Office Equipment | Document production | TRC | New | EN2167 | ENERGY STAR Imaging Equipment | ENERGY STAR Imaging Equipment | Equip | 6 | Document production | 17.92% | Tech/Econ | 44.44% | 36.8994 | 0.0051171 | 0.0034361
Tech | Assembly | Space Cooling | District chilled water piped | TRC | New | NN5365 | Retro-Commissioning | Retro-Commissioning | NonEquip | 5 |  | 0% | Tech/Econ | 16% | 0 | 0 | 0
Tech | Assembly | Space Cooling | District chilled water piped | TRC | New | NN5157 | ENERGY STAR certified buildings program | ENERGY STAR certified buildings program | NonEquip | 20 |  | 0% | Tech/Econ | 35% | 0 | 0 | 0
Tech | Assembly | Space Cooling | District chilled water piped | TRC | New | NN4377 | Window Sun Protection | Window Sun Protection | NonEquip | 10 |  | 15.35% | Tech/Econ | 16% | 5.7726 | 0.0017974 | -0.00010127
Tech | Assembly | Space Cooling | District chilled water piped | TRC | New | NN4351 | Waterside Economizer | Waterside Economizer | NonEquip | 20 |  | 0% | Tech/Econ | 5.556% | 0 | 0 | 0
Tech | Assembly | Space Cooling | District chilled water piped | TRC | New | NN4143 | Smart Thermostat | Smart Thermostat | NonEquip | 11 |  | 31.48% | Tech/Econ | 10% | 7.0366 | 8.3552e-05 | 0
Tech | Assembly | Space Cooling | District chilled water piped | TRC | New | NN4117 | Roof Insulation | Roof Insulation | NonEquip | 20 |  | 58.5% | Tech/Econ | 2.532% | 0 | 0 | 0
Tech | Assembly | Space Cooling | District chilled water piped | TRC | New | NN4039 | Programmable Thermostat | Programmable Thermostat | NonEquip | 11 |  | 0% | Tech/Econ | 3.6% | 0 | 0 | 0
Tech | Assembly | Space Cooling | District chilled water piped | TRC | New | NN3987 | Low U-Value Windows | Low U-Value Windows | NonEquip | 20 |  | 13.44% | Tech/Econ | 10% | 3.0814 | 0.0011454 | 0
Tech | Assembly | Space Cooling | District chilled water piped | TRC | New | NN3909 | HVAC tune-up_RTU | HVAC tune-up_RTU | NonEquip | 5 | Packaged air conditioning units (RTUs) | 0% | Tech/Econ | 5% | 0 | 0 | 0
Tech | Assembly | Space Cooling | District chilled water piped | TRC | New | NN3883 | HVAC tune-up | HVAC tune-up | NonEquip | 5 | Residential-type central air conditioners | 0% | Tech/Econ | 5% | 0 | 0 | 0
Tech | Assembly | Space Cooling | District chilled water piped | TRC | New | NN3805 | Green Roof | Green Roof | NonEquip | 15 |  | 0.315% | Tech/Econ | 2.935% | 0 | 0 | 0
Tech | Assembly | Space Cooling | District chilled water piped | TRC | New | NN3675 | Facility Energy Management System | Facility Energy Management System | NonEquip | 15 |  | 4.276% | Tech/Econ | 20% | 2.1511 | 0.00045085 | 0
Tech | Assembly | Space Cooling | District chilled water piped | TRC | New | NN3623 | Facility Commissioning | Facility Commissioning | NonEquip | 10 |  | 35.83% | Tech/Econ | 16% | 14.2982 | 0.0025034 | 5.7114e-05
Tech | Assembly | Space Cooling | District chilled water piped | TRC | New | NN3597 | Energy Recovery Ventilation System (ERV) | Energy Recovery Ventilation System (ERV) | NonEquip | 15 | Packaged air conditioning units (RTUs) | 0% | Tech/Econ | 18.24% | 0 | 0 | 0
Tech | Assembly | Space Cooling | District chilled water piped | TRC | New | NN3519 | Duct Sealing Repair | Duct Sealing Repair | NonEquip | 15 |  | 0% | Tech/Econ | 12% | 0 | 0 | 0
Tech | Assembly | Space Cooling | District chilled water piped | TRC | New | NN3415 | Dedicated Outdoor Air System on VRF unit | Dedicated Outdoor Air System on VRF unit | NonEquip | 15 | Residential-type central air conditioners | 0% | Tech/Econ | 17.5% | 0 | 0 | 0
Tech | Assembly | Space Cooling | District chilled water piped | TRC | New | NN3363 | Cool Roof | Cool Roof | NonEquip | 15 |  | 72.49% | Tech/Econ | 5.431% | 0 | 0 | 0
Tech | Assembly | Space Cooling | District chilled water piped | TRC | New | NN3311 | Chilled Water System - Variable Speed Drives | Chilled Water System - Variable Speed Drives | NonEquip | 13 | Central chillers inside | 0% | Tech/Econ | 24.74% | 0 | 0 | 0
Tech | Assembly | Space Cooling | District chilled water piped | TRC | New | NN3285 | Chilled Water Controls Optimization | Chilled Water Controls Optimization | NonEquip | 10 | Central chillers inside | 0% | Tech/Econ | 12.5% | 0 | 0 | 0
Tech | Assembly | Space Cooling | District chilled water piped | TRC | New | NN3207 | Ceiling Insulation(R2 to R38) | Ceiling Insulation(R2 to R38) | NonEquip | 20 |  | 0% | Tech/Econ | 34.55% | 0 | 0 | 0
Tech | Assembly | Space Cooling | District chilled water piped | TRC | New | NN3103 | Ceiling Insulation(R12 to R38) | Ceiling Insulation(R12 to R38) | NonEquip | 20 |  | 0% | Tech/Econ | 4.158% | 0 | 0 | 0
Tech | Assembly | Space Cooling | District chilled water piped | TRC | New | NN3051 | Airside Economizer | Airside Economizer | NonEquip | 10 | Packaged air conditioning units (RTUs) | 0% | Tech/Econ | 5.556% | 0 | 0 | 0
Tech | Assembly | Space Cooling | District chilled water piped | TRC | Existing | NE5352 | Retro-Commissioning | Retro-Commissioning | NonEquip | 5 |  | 21.99% | Tech/Econ | 16% | 864.1173 | 0.14446 | 0
Tech | Assembly | Space Cooling | District chilled water piped | TRC | Existing | NE5144 | ENERGY STAR certified buildings program | ENERGY STAR certified buildings program | NonEquip | 20 |  | 0% | Tech/Econ | 35% | 0 | 0 | 0
Tech | Assembly | Space Cooling | District chilled water piped | TRC | Existing | NE4364 | Window Sun Protection | Window Sun Protection | NonEquip | 10 |  | 7.839% | Tech/Econ | 16% | 363.6583 | 0.11323 | -0.0063795
Tech | Assembly | Space Cooling | District chilled water piped | TRC | Existing | NE4338 | Waterside Economizer | Waterside Economizer | NonEquip | 20 |  | 0% | Tech/Econ | 5.556% | 0 | 0 | 0
Tech | Assembly | Space Cooling | District chilled water piped | TRC | Existing | NE4208 | Wall Insulation | Wall Insulation | NonEquip | 20 |  | 0% | Tech/Econ | 20.56% | 0 | 0 | 0
Tech | Assembly | Space Cooling | District chilled water piped | TRC | Existing | NE4130 | Smart Thermostat | Smart Thermostat | NonEquip | 11 |  | 31.48% | Tech/Econ | 10% | 901.2101 | 0.010701 | 0
Tech | Assembly | Space Cooling | District chilled water piped | TRC | Existing | NE4104 | Roof Insulation | Roof Insulation | NonEquip | 20 |  | 58.5% | Tech/Econ | 5.065% | 767.054 | 0.015349 | 0
Tech | Assembly | Space Cooling | District chilled water piped | TRC | Existing | NE4026 | Programmable Thermostat | Programmable Thermostat | NonEquip | 11 |  | 0% | Tech/Econ | 3.6% | 0 | 0 | 0
Tech | Assembly | Space Cooling | District chilled water piped | TRC | Existing | NE3974 | Low U-Value Windows | Low U-Value Windows | NonEquip | 20 |  | 5.375% | Tech/Econ | 46% | 743.0909 | 0.27621 | 0
Tech | Assembly | Space Cooling | District chilled water piped | TRC | Existing | NE3896 | HVAC tune-up_RTU | HVAC tune-up_RTU | NonEquip | 5 | Packaged air conditioning units (RTUs) | 0% | Tech/Econ | 5% | 0 | 0 | 0
Tech | Assembly | Space Cooling | District chilled water piped | TRC | Existing | NE3870 | HVAC tune-up | HVAC tune-up | NonEquip | 5 | Residential-type central air conditioners | 0% | Tech/Econ | 5% | 0 | 0 | 0
Tech | Assembly | Space Cooling | District chilled water piped | TRC | Existing | NE3792 | Green Roof | Green Roof | NonEquip | 15 |  | 0.063% | Tech/Econ | 2.935% | 0.45811 | 0.00019461 | 0
Tech | Assembly | Space Cooling | District chilled water piped | TRC | Existing | NE3740 | Floor Insulation | Floor Insulation | NonEquip | 20 |  | 12.82% | Tech/Econ | 1.329% | 40.3774 | 0.00080797 | 0
Tech | Assembly | Space Cooling | District chilled water piped | TRC | Existing | NE3662 | Facility Energy Management System | Facility Energy Management System | NonEquip | 15 |  | 5.375% | Tech/Econ | 20% | 315.0945 | 0.066042 | 0
Tech | Assembly | Space Cooling | District chilled water piped | TRC | Existing | NE3584 | Energy Recovery Ventilation System (ERV) | Energy Recovery Ventilation System (ERV) | NonEquip | 15 | Packaged air conditioning units (RTUs) | 0% | Tech/Econ | 18.24% | 0 | 0 | 0
Tech | Assembly | Space Cooling | District chilled water piped | TRC | Existing | NE3506 | Duct Sealing Repair | Duct Sealing Repair | NonEquip | 15 |  | 0% | Tech/Econ | 12% | 0 | 0 | 0
Tech | Assembly | Space Cooling | District chilled water piped | TRC | Existing | NE3454 | Duct Insulation | Duct Insulation | NonEquip | 15 |  | 0% | Tech/Econ | 2.045% | 0 | 0 | 0
Tech | Assembly | Space Cooling | District chilled water piped | TRC | Existing | NE3402 | Dedicated Outdoor Air System on VRF unit | Dedicated Outdoor Air System on VRF unit | NonEquip | 15 | Residential-type central air conditioners | 0% | Tech/Econ | 17.5% | 0 | 0 | 0
Tech | Assembly | Space Cooling | District chilled water piped | TRC | Existing | NE3350 | Cool Roof | Cool Roof | NonEquip | 15 |  | 72.74% | Tech/Econ | 5.431% | 1064.9386 | 0.45241 | 0
Tech | Assembly | Space Cooling | District chilled water piped | TRC | Existing | NE3298 | Chilled Water System - Variable Speed Drives | Chilled Water System - Variable Speed Drives | NonEquip | 13 | Central chillers inside | 0% | Tech/Econ | 24.74% | 0 | 0 | 0
Tech | Assembly | Space Cooling | District chilled water piped | TRC | Existing | NE3272 | Chilled Water Controls Optimization | Chilled Water Controls Optimization | NonEquip | 10 | Central chillers inside | 0% | Tech/Econ | 12.5% | 0 | 0 | 0
Tech | Assembly | Space Cooling | District chilled water piped | TRC | Existing | NE3194 | Ceiling Insulation(R2 to R38) | Ceiling Insulation(R2 to R38) | NonEquip | 20 |  | 0% | Tech/Econ | 34.55% | 0 | 0 | 0
Tech | Assembly | Space Cooling | District chilled water piped | TRC | Existing | NE3142 | Ceiling Insulation(R19 to R38) | Ceiling Insulation(R19 to R38) | NonEquip | 20 |  | 0% | Tech/Econ | 1.919% | 0 | 0 | 0
Tech | Assembly | Space Cooling | District chilled water piped | TRC | Existing | NE3090 | Ceiling Insulation(R12 to R38) | Ceiling Insulation(R12 to R38) | NonEquip | 20 |  | 0% | Tech/Econ | 4.158% | 0 | 0 | 0
Tech | Assembly | Space Cooling | District chilled water piped | TRC | Existing | NE3038 | Airside Economizer | Airside Economizer | NonEquip | 10 | Packaged air conditioning units (RTUs) | 0% | Tech/Econ | 5.556% | 0 | 0 | 0
Tech | Assembly | Space Cooling | District chilled water piped | TRC | Turnover | ET938 | High Efficiency Chiller (Air Cooled, 50 tons) | High Efficiency Chiller (Air Cooled, 50 tons) | Equip | 20 | District chilled water piped | 31.91% | Tech/Econ | 8.759% | 775.1933 | 0.17977 | 0.041467
Tech | Assembly | Space Cooling | District chilled water piped | TRC | Turnover | ET1094 | High Efficiency Chiller (Water cooled-positive displacement, 100 tons) | High Efficiency Chiller (Water cooled-positive displacement, 100 tons) | Equip | 20 | District chilled water piped | 31.91% | Tech/Econ | 2.683% | 212.1192 | 0.068047 | 0.00066992
Tech | Assembly | Space Cooling | District chilled water piped | TRC | Turnover | ET1016 | High Efficiency Chiller (Water cooled-centrifugal, 200 tons) | High Efficiency Chiller (Water cooled-centrifugal, 200 tons) | Equip | 20 | District chilled water piped | 31.91% | Tech/Econ | 4.362% | 349.7803 | 0.11221 | 0.0011047
Tech | Assembly | Space Cooling | District chilled water piped | TRC | New | EN964 | High Efficiency Chiller (Air Cooled, 50 tons) | High Efficiency Chiller (Air Cooled, 50 tons) | Equip | 20 | District chilled water piped | 31.91% | Tech/Econ | 8.759% | 6.1274 | 0.001421 | 0.00032777
Tech | Assembly | Space Cooling | District chilled water piped | TRC | New | EN1120 | High Efficiency Chiller (Water cooled-positive displacement, 100 tons) | High Efficiency Chiller (Water cooled-positive displacement, 100 tons) | Equip | 20 | District chilled water piped | 31.91% | Tech/Econ | 2.683% | 1.799 | 0.0005771 | 5.6815e-06
Tech | Assembly | Space Cooling | District chilled water piped | TRC | New | EN1042 | High Efficiency Chiller (Water cooled-centrifugal, 200 tons) | High Efficiency Chiller (Water cooled-centrifugal, 200 tons) | Equip | 20 | District chilled water piped | 31.91% | Tech/Econ | 4.362% | 2.9664 | 0.0009516 | 9.3686e-06
Tech | Assembly | Refrigeration | Display cases | TRC | New | NN5313 | Retro-Commissioning | Retro-Commissioning | NonEquip | 5 |  | 0% | Tech/Econ | 16% | 0 | 0 | 0
Tech | Assembly | Refrigeration | Display cases | TRC | New | NN5105 | ENERGY STAR certified buildings program | ENERGY STAR certified buildings program | NonEquip | 20 |  | 0% | Tech/Econ | 35% | 0 | 0 | 0
Tech | Assembly | Refrigeration | Display cases | TRC | New | NN4897 | Strip Curtains for Walk-ins | Strip Curtains for Walk-ins | NonEquip | 4 | Walk-in cooler | 0% | Tech/Econ | 2.115% | 0 | 0 | 0
Tech | Assembly | Refrigeration | Display cases | TRC | New | NN4871 | Refrigerated Display Case Lighting Controls | Refrigerated Display Case Lighting Controls | NonEquip | 8 | Display cases | 0% | Tech/Econ | 0.9365% | 0 | 0 | 0
Tech | Assembly | Refrigeration | Display cases | TRC | New | NN4845 | PSC to ECM Evaporator Fan Motor (Walk-In, Refrigerator) | PSC to ECM Evaporator Fan Motor (Walk-In, Refrigerator) | NonEquip | 15 | Walk-in cooler | 0% | Tech/Econ | 37.5% | 0 | 0 | 0
Tech | Assembly | Refrigeration | Display cases | TRC | New | NN4819 | PSC to ECM Evaporator Fan Motor (Reach-In) | PSC to ECM Evaporator Fan Motor (Reach-In) | NonEquip | 15 | Display cases | 68.68% | Tech/Econ | 37.5% | 3.6133 | 0.00050292 | 4.6071e-05
Tech | Assembly | Refrigeration | Display cases | TRC | New | NN4793 | Night Covers for Display Cases | Night Covers for Display Cases | NonEquip | 5 | Display cases | 0% | Tech/Econ | 1.877% | 0 | 0 | 0
Tech | Assembly | Refrigeration | Display cases | TRC | New | NN4767 | High R-Value Glass Doors | High R-Value Glass Doors | NonEquip | 12 | Display cases | 0% | Tech/Econ | 0% | 0 | 0 | 0
Tech | Assembly | Refrigeration | Display cases | TRC | New | NN4741 | High Efficiency Refrigeration Compressor | High Efficiency Refrigeration Compressor | NonEquip | 13 | Display cases | 15.4% | Tech/Econ | 6.922% | 0.11102 | 1.6739e-05 | 7.8347e-06
Tech | Assembly | Refrigeration | Display cases | TRC | New | NN4715 | Freezer-Cooler Replacement Gaskets | Freezer-Cooler Replacement Gaskets | NonEquip | 4 | Display cases | 42.41% | Tech/Econ | 0% | 0 | 0 | 0
Tech | Assembly | Refrigeration | Display cases | TRC | New | NN4689 | Floating Head Pressure Controls | Floating Head Pressure Controls | NonEquip | 15 |  | 0% | Tech/Econ | 6.05% | 0 | 0 | 0
Tech | Assembly | Refrigeration | Display cases | TRC | New | NN4663 | Demand Defrost | Demand Defrost | NonEquip | 10 | Walk-in cooler | 0% | Tech/Econ | 30% | 0 | 0 | 0
Tech | Assembly | Refrigeration | Display cases | TRC | New | NN4637 | Automatic Door Closer for Walk-in Coolers and Freezers | Automatic Door Closer for Walk-in Coolers and Freezers | NonEquip | 8 | Walk-in cooler | 0% | Tech/Econ | 3.131% | 0 | 0 | 0
Tech | Assembly | Refrigeration | Display cases | TRC | New | NN4611 | Anti-Sweat Controls | Anti-Sweat Controls | NonEquip | 8 | Display cases | 0% | Tech/Econ | 85% | 0 | 0 | 0
Tech | Assembly | Refrigeration | Display cases | TRC | Existing | NE5300 | Retro-Commissioning | Retro-Commissioning | NonEquip | 5 |  | 21.99% | Tech/Econ | 16% | 50.3155 | 0.0084118 | 0.02608
Tech | Assembly | Refrigeration | Display cases | TRC | Existing | NE5092 | ENERGY STAR certified buildings program | ENERGY STAR certified buildings program | NonEquip | 20 |  | 0% | Tech/Econ | 35% | 0 | 0 | 0
Tech | Assembly | Refrigeration | Display cases | TRC | Existing | NE4884 | Strip Curtains for Walk-ins | Strip Curtains for Walk-ins | NonEquip | 4 | Walk-in cooler | 0% | Tech/Econ | 2.115% | 0 | 0 | 0
Tech | Assembly | Refrigeration | Display cases | TRC | Existing | NE4858 | Refrigerated Display Case Lighting Controls | Refrigerated Display Case Lighting Controls | NonEquip | 8 | Display cases | 0% | Tech/Econ | 2.524% | 0 | 0 | 0
Tech | Assembly | Refrigeration | Display cases | TRC | Existing | NE4832 | PSC to ECM Evaporator Fan Motor (Walk-In, Refrigerator) | PSC to ECM Evaporator Fan Motor (Walk-In, Refrigerator) | NonEquip | 15 | Walk-in cooler | 0% | Tech/Econ | 37.5% | 0 | 0 | 0
Tech | Assembly | Refrigeration | Display cases | TRC | Existing | NE4806 | PSC to ECM Evaporator Fan Motor (Reach-In) | PSC to ECM Evaporator Fan Motor (Reach-In) | NonEquip | 15 | Display cases | 17.17% | Tech/Econ | 37.5% | 99.4826 | 0.013846 | 0.0012684
Tech | Assembly | Refrigeration | Display cases | TRC | Existing | NE4780 | Night Covers for Display Cases | Night Covers for Display Cases | NonEquip | 5 | Display cases | 0% | Tech/Econ | 1.877% | 0 | 0 | 0
Tech | Assembly | Refrigeration | Display cases | TRC | Existing | NE4754 | High R-Value Glass Doors | High R-Value Glass Doors | NonEquip | 12 | Display cases | 0% | Tech/Econ | 23.81% | 0 | 0 | 0
Tech | Assembly | Refrigeration | Display cases | TRC | Existing | NE4728 | High Efficiency Refrigeration Compressor | High Efficiency Refrigeration Compressor | NonEquip | 13 | Display cases | 15.4% | Tech/Econ | 6.922% | 15.4069 | 0.0023231 | 0.0010873
Tech | Assembly | Refrigeration | Display cases | TRC | Existing | NE4702 | Freezer-Cooler Replacement Gaskets | Freezer-Cooler Replacement Gaskets | NonEquip | 4 | Display cases | 42.41% | Tech/Econ | 3.131% | 18.3189 | 0.0026678 | 0.00086859
Tech | Assembly | Refrigeration | Display cases | TRC | Existing | NE4676 | Floating Head Pressure Controls | Floating Head Pressure Controls | NonEquip | 15 |  | 0% | Tech/Econ | 6.05% | 0 | 0 | 0
Tech | Assembly | Refrigeration | Display cases | TRC | Existing | NE4650 | Demand Defrost | Demand Defrost | NonEquip | 10 | Walk-in cooler | 0% | Tech/Econ | 30% | 0 | 0 | 0
Tech | Assembly | Refrigeration | Display cases | TRC | Existing | NE4624 | Automatic Door Closer for Walk-in Coolers and Freezers | Automatic Door Closer for Walk-in Coolers and Freezers | NonEquip | 8 | Walk-in cooler | 0% | Tech/Econ | 3.131% | 0 | 0 | 0
Tech | Assembly | Refrigeration | Display cases | TRC | Existing | NE4598 | Anti-Sweat Controls | Anti-Sweat Controls | NonEquip | 8 | Display cases | 9.21% | Tech/Econ | 85% | 131.226 | 0.010487 | 0.010544
Tech | Assembly | Refrigeration | Display cases | TRC | Turnover | ET2609 | Refrigerated Display Case LED Lighting | Refrigerated Display Case LED Lighting | Equip | 8 | Display cases | 0% | Tech/Econ | 6.613% | 0 | 0 | 0
Tech | Assembly | Refrigeration | Display cases | TRC | Turnover | ET2453 | Energy Star Commercial Solid Door Refrigerator | Energy Star Commercial Solid Door Refrigerator | Equip | 12 | Display cases | 0% | Tech/Econ | 50.28% | 0 | 0 | 0
Tech | Assembly | Refrigeration | Display cases | TRC | Turnover | ET2414 | Energy Star Commercial Solid Door Freezer | Energy Star Commercial Solid Door Freezer | Equip | 12 | Display cases | 0% | Tech/Econ | 42.11% | 0 | 0 | 0
Tech | Assembly | Refrigeration | Display cases | TRC | Turnover | ET2375 | Energy Star Commercial Glass Door Refrigerator | Energy Star Commercial Glass Door Refrigerator | Equip | 12 | Display cases | 0% | Tech/Econ | 37.88% | 0 | 0 | 0
Tech | Assembly | Refrigeration | Display cases | TRC | Turnover | ET2336 | Energy Star Commercial Glass Door Freezer | Energy Star Commercial Glass Door Freezer | Equip | 12 | Display cases | 0% | Tech/Econ | 40.57% | 0 | 0 | 0
Tech | Assembly | Refrigeration | Display cases | TRC | New | EN2635 | Refrigerated Display Case LED Lighting | Refrigerated Display Case LED Lighting | Equip | 8 | Display cases | 0% | Tech/Econ | 0% | 0 | 0 | 0
Tech | Assembly | Refrigeration | Display cases | TRC | New | EN2479 | Energy Star Commercial Solid Door Refrigerator | Energy Star Commercial Solid Door Refrigerator | Equip | 12 | Display cases | 0% | Tech/Econ | 50.28% | 0 | 0 | 0
Tech | Assembly | Refrigeration | Display cases | TRC | New | EN2440 | Energy Star Commercial Solid Door Freezer | Energy Star Commercial Solid Door Freezer | Equip | 12 | Display cases | 0% | Tech/Econ | 42.11% | 0 | 0 | 0
Tech | Assembly | Refrigeration | Display cases | TRC | New | EN2401 | Energy Star Commercial Glass Door Refrigerator | Energy Star Commercial Glass Door Refrigerator | Equip | 12 | Display cases | 0% | Tech/Econ | 37.88% | 0 | 0 | 0
Tech | Assembly | Refrigeration | Display cases | TRC | New | EN2362 | Energy Star Commercial Glass Door Freezer | Energy Star Commercial Glass Door Freezer | Equip | 12 | Display cases | 0% | Tech/Econ | 40.57% | 0 | 0 | 0
Tech | Assembly | Cooking | Cooking Other | TRC | New | NN5079 | ENERGY STAR certified buildings program | ENERGY STAR certified buildings program | NonEquip | 20 |  | 0% | Tech/Econ | 35% | 0 | 0 | 0
Tech | Assembly | Cooking | Cooking Other | TRC | Existing | NE5066 | ENERGY STAR certified buildings program | ENERGY STAR certified buildings program | NonEquip | 20 |  | 0% | Tech/Econ | 35% | 0 | 0 | 0
Tech | Assembly | Cooking | Cooking Other | TRC | Turnover | ET236 | Induction Cooktops | Induction Cooktops | Equip | 10 | Cooking Other | 0% | Tech/Econ | 18.82% | 0 | 0 | 0
Tech | Assembly | Cooking | Cooking Other | TRC | Turnover | ET2 | Efficient Exhaust Hood | Efficient Exhaust Hood | Equip | 15 | Cooking Other | 0% | Tech/Econ | 42.5% | 0 | 0 | 0
Tech | Assembly | Cooking | Cooking Other | TRC | Turnover | ET158 | Energy Star Hot Food Holding Cabinet | Energy Star Hot Food Holding Cabinet | Equip | 12 | Cooking Other | 0% | Tech/Econ | 52.67% | 0 | 0 | 0
Tech | Assembly | Cooking | Cooking Other | TRC | Turnover | ET119 | Energy Star Griddle | Energy Star Griddle | Equip | 12 | Cooking Other | 0% | Tech/Econ | 12.08% | 0 | 0 | 0
Tech | Assembly | Cooking | Cooking Other | TRC | New | EN28 | Efficient Exhaust Hood | Efficient Exhaust Hood | Equip | 15 | Cooking Other | 0% | Tech/Econ | 42.5% | 0 | 0 | 0
Tech | Assembly | Cooking | Cooking Other | TRC | New | EN262 | Induction Cooktops | Induction Cooktops | Equip | 10 | Cooking Other | 0% | Tech/Econ | 18.82% | 0 | 0 | 0
Tech | Assembly | Cooking | Cooking Other | TRC | New | EN184 | Energy Star Hot Food Holding Cabinet | Energy Star Hot Food Holding Cabinet | Equip | 12 | Cooking Other | 0% | Tech/Econ | 52.67% | 0 | 0 | 0
Tech | Assembly | Cooking | Cooking Other | TRC | New | EN145 | Energy Star Griddle | Energy Star Griddle | Equip | 12 | Cooking Other | 0% | Tech/Econ | 12.08% | 0 | 0 | 0
Tech | Assembly | Office Equipment | Computers | TRC | New | NN5053 | ENERGY STAR certified buildings program | ENERGY STAR certified buildings program | NonEquip | 20 |  | 0% | Tech/Econ | 35% | 0 | 0 | 0
Tech | Assembly | Office Equipment | Computers | TRC | New | NN4585 | Smart Strip Plug Outlet | Smart Strip Plug Outlet | NonEquip | 4 |  | 43.9% | Tech/Econ | 1.187% | 0.44619 | 6.6346e-05 | 0
Tech | Assembly | Office Equipment | Computers | TRC | New | NN4559 | Network PC Power Management | Network PC Power Management | NonEquip | 5 | Computers | 0% | Tech/Econ | 56.5% | 0 | 0 | 0
Tech | Assembly | Office Equipment | Computers | TRC | Existing | NE5040 | ENERGY STAR certified buildings program | ENERGY STAR certified buildings program | NonEquip | 20 |  | 0% | Tech/Econ | 35% | 0 | 0 | 0
Tech | Assembly | Office Equipment | Computers | TRC | Existing | NE4572 | Smart Strip Plug Outlet | Smart Strip Plug Outlet | NonEquip | 4 |  | 43.9% | Tech/Econ | 1.187% | 53.3116 | 0.0079271 | 0
Tech | Assembly | Office Equipment | Computers | TRC | Existing | NE4546 | Network PC Power Management | Network PC Power Management | NonEquip | 5 | Computers | 0% | Tech/Econ | 56.5% | 0 | 0 | 0
Tech | Assembly | Office Equipment | Computers | TRC | Turnover | ET2180 | Energy Star PCs | Energy Star PCs | Equip | 4 | Computers | 35% | Tech/Econ | 43.34% | 1829.6339 | 0.26057 | 0
Tech | Assembly | Office Equipment | Computers | TRC | New | EN2206 | Energy Star PCs | Energy Star PCs | Equip | 4 | Computers | 35% | Tech/Econ | 43.34% | 15.3131 | 0.0021809 | 0
Tech | Assembly | Domestic Hot Water | Centralized water heaters | TRC | New | NN5417 | Retro-Commissioning | Retro-Commissioning | NonEquip | 5 |  | 0% | Tech/Econ | 16% | 0 | 0 | 0
Tech | Assembly | Domestic Hot Water | Centralized water heaters | TRC | New | NN5209 | ENERGY STAR certified buildings program | ENERGY STAR certified buildings program | NonEquip | 20 |  | 0% | Tech/Econ | 35% | 0 | 0 | 0
Tech | Assembly | Domestic Hot Water | Centralized water heaters | TRC | New | NN2921 | Thermostatic Shower Restriction Valve | Thermostatic Shower Restriction Valve | NonEquip | 10 | Centralized water heaters | 0% | Tech/Econ | 11.92% | 0 | 0 | 0
Tech | Assembly | Domestic Hot Water | Centralized water heaters | TRC | New | NN2895 | Tank Wrap on Water Heater | Tank Wrap on Water Heater | NonEquip | 7 | Centralized water heaters | 55.99% | Tech/Econ | 3.511% | 0.2088 | 2.0915e-05 | 2.134e-05
Tech | Assembly | Domestic Hot Water | Centralized water heaters | TRC | New | NN2869 | Low-Flow Pre-Rinse Sprayers | Low-Flow Pre-Rinse Sprayers | NonEquip | 5 | Centralized water heaters | 0% | Tech/Econ | 31.55% | 0 | 0 | 0
Tech | Assembly | Domestic Hot Water | Centralized water heaters | TRC | New | NN2843 | Low Flow Shower Head | Low Flow Shower Head | NonEquip | 10 | Centralized water heaters | 0% | Tech/Econ | 2.416% | 0 | 0 | 0
Tech | Assembly | Domestic Hot Water | Centralized water heaters | TRC | New | NN2817 | Hot Water Pipe Insulation | Hot Water Pipe Insulation | NonEquip | 13 | Centralized water heaters | 22.45% | Tech/Econ | 18.85% | 3.3321 | 0.00037225 | 0.00041835
Tech | Assembly | Domestic Hot Water | Centralized water heaters | TRC | New | NN2791 | Hot Water Circulation Pump Control | Hot Water Circulation Pump Control | NonEquip | 15 | Centralized water heaters | 0% | Tech/Econ | 9.051% | 0 | 0 | 0
Tech | Assembly | Domestic Hot Water | Centralized water heaters | TRC | New | NN2765 | Faucet Aerator | Faucet Aerator | NonEquip | 10 | Centralized water heaters | 23.64% | Tech/Econ | 3.414% | 0 | 0 | 0
Tech | Assembly | Domestic Hot Water | Centralized water heaters | TRC | New | NN2739 | Drain Water Heat Recovery | Drain Water Heat Recovery | NonEquip | 15 | Centralized water heaters | 22.45% | Tech/Econ | 12.27% | 2.0779 | 0.00050297 | 0.00023918
Tech | Assembly | Domestic Hot Water | Centralized water heaters | TRC | Existing | NE5404 | Retro-Commissioning | Retro-Commissioning | NonEquip | 5 |  | 21.99% | Tech/Econ | 16% | 328.4153 | 0.054905 | 0.17023
Tech | Assembly | Domestic Hot Water | Centralized water heaters | TRC | Existing | NE5196 | ENERGY STAR certified buildings program | ENERGY STAR certified buildings program | NonEquip | 20 |  | 0% | Tech/Econ | 35% | 0 | 0 | 0
Tech | Assembly | Domestic Hot Water | Centralized water heaters | TRC | Existing | NE2908 | Thermostatic Shower Restriction Valve | Thermostatic Shower Restriction Valve | NonEquip | 10 | Centralized water heaters | 0% | Tech/Econ | 11.41% | 0 | 0 | 0
Tech | Assembly | Domestic Hot Water | Centralized water heaters | TRC | Existing | NE2882 | Tank Wrap on Water Heater | Tank Wrap on Water Heater | NonEquip | 7 | Centralized water heaters | 55.99% | Tech/Econ | 3.511% | 165.7221 | 0.0166 | 0.016937
Tech | Assembly | Domestic Hot Water | Centralized water heaters | TRC | Existing | NE2856 | Low-Flow Pre-Rinse Sprayers | Low-Flow Pre-Rinse Sprayers | NonEquip | 5 | Centralized water heaters | 0% | Tech/Econ | 30.08% | 0 | 0 | 0
Tech | Assembly | Domestic Hot Water | Centralized water heaters | TRC | Existing | NE2830 | Low Flow Shower Head | Low Flow Shower Head | NonEquip | 10 | Centralized water heaters | 0% | Tech/Econ | 2.311% | 0 | 0 | 0
Tech | Assembly | Domestic Hot Water | Centralized water heaters | TRC | Existing | NE2804 | Hot Water Pipe Insulation | Hot Water Pipe Insulation | NonEquip | 13 | Centralized water heaters | 4.299% | Tech/Econ | 18.03% | 72.9152 | 0.0081458 | 0.0091547
Tech | Assembly | Domestic Hot Water | Centralized water heaters | TRC | Existing | NE2778 | Hot Water Circulation Pump Control | Hot Water Circulation Pump Control | NonEquip | 15 | Centralized water heaters | 70.18% | Tech/Econ | 8.658% | 545.4273 | 0.025941 | 0.027252
Tech | Assembly | Domestic Hot Water | Centralized water heaters | TRC | Existing | NE2752 | Faucet Aerator | Faucet Aerator | NonEquip | 10 | Centralized water heaters | 23.64% | Tech/Econ | 3.266% | 63.8191 | 0.013301 | 0.0080105
Tech | Assembly | Domestic Hot Water | Centralized water heaters | TRC | Existing | NE2726 | Drain Water Heat Recovery | Drain Water Heat Recovery | NonEquip | 15 | Centralized water heaters | 2.67% | Tech/Econ | 12.27% | 29.5114 | 0.0071434 | 0.0033969
Tech | Assembly | Domestic Hot Water | Centralized water heaters | TRC | Turnover | ET431 | Solar Water Heater | Solar Water Heater | Equip | 15 | Centralized water heaters | 13.24% | Tech/Econ | 76.67% | 1363.1286 | 0.10188 | 0.014304
Tech | Assembly | Domestic Hot Water | Centralized water heaters | TRC | Turnover | ET353 | Heat Pump Water Heater | Heat Pump Water Heater | Equip | 10 | Centralized water heaters | 33.74% | Tech/Econ | 65.32% | 2659.5863 | 0.44945 | 0.29894
Tech | Assembly | Domestic Hot Water | Centralized water heaters | TRC | Turnover | ET275 | Energy Star Commercial Dishwasher | Energy Star Commercial Dishwasher | Equip | 15 | Centralized water heaters | 0% | Tech/Econ | 29.58% | 0 | 0 | 0
Tech | Assembly | Domestic Hot Water | Centralized water heaters | TRC | New | EN457 | Solar Water Heater | Solar Water Heater | Equip | 15 | Centralized water heaters | 13.24% | Tech/Econ | 76.67% | 11.4087 | 0.00085271 | 0.00011971
Tech | Assembly | Domestic Hot Water | Centralized water heaters | TRC | New | EN379 | Heat Pump Water Heater | Heat Pump Water Heater | Equip | 10 | Centralized water heaters | 33.74% | Tech/Econ | 65.32% | 22.2593 | 0.0037617 | 0.002502
Tech | Assembly | Domestic Hot Water | Centralized water heaters | TRC | New | EN301 | Energy Star Commercial Dishwasher | Energy Star Commercial Dishwasher | Equip | 15 | Centralized water heaters | 0% | Tech/Econ | 29.58% | 0 | 0 | 0
Tech | Assembly | Space Cooling | Central chillers inside | TRC | New | NN5365 | Retro-Commissioning | Retro-Commissioning | NonEquip | 5 |  | 0% | Tech/Econ | 16% | 0 | 0 | 0
Tech | Assembly | Space Cooling | Central chillers inside | TRC | New | NN5157 | ENERGY STAR certified buildings program | ENERGY STAR certified buildings program | NonEquip | 20 |  | 0% | Tech/Econ | 35% | 0 | 0 | 0
Tech | Assembly | Space Cooling | Central chillers inside | TRC | New | NN4377 | Window Sun Protection | Window Sun Protection | NonEquip | 10 |  | 15.35% | Tech/Econ | 16% | 145.5239 | 0.045312 | -0.0025529
Tech | Assembly | Space Cooling | Central chillers inside | TRC | New | NN4351 | Waterside Economizer | Waterside Economizer | NonEquip | 20 |  | 0% | Tech/Econ | 5.556% | 0 | 0 | 0
Tech | Assembly | Space Cooling | Central chillers inside | TRC | New | NN4143 | Smart Thermostat | Smart Thermostat | NonEquip | 11 |  | 31.48% | Tech/Econ | 10% | 171.6214 | 0.0020378 | 0
Tech | Assembly | Space Cooling | Central chillers inside | TRC | New | NN4117 | Roof Insulation | Roof Insulation | NonEquip | 20 |  | 58.5% | Tech/Econ | 2.532% | 0 | 0 | 0
Tech | Assembly | Space Cooling | Central chillers inside | TRC | New | NN4039 | Programmable Thermostat | Programmable Thermostat | NonEquip | 11 |  | 0% | Tech/Econ | 3.6% | 0 | 0 | 0
Tech | Assembly | Space Cooling | Central chillers inside | TRC | New | NN3987 | Low U-Value Windows | Low U-Value Windows | NonEquip | 20 |  | 13.44% | Tech/Econ | 10% | 75.1549 | 0.027935 | 0
Tech | Assembly | Space Cooling | Central chillers inside | TRC | New | NN3909 | HVAC tune-up_RTU | HVAC tune-up_RTU | NonEquip | 5 | Packaged air conditioning units (RTUs) | 0% | Tech/Econ | 5% | 0 | 0 | 0
Tech | Assembly | Space Cooling | Central chillers inside | TRC | New | NN3883 | HVAC tune-up | HVAC tune-up | NonEquip | 5 | Residential-type central air conditioners | 0% | Tech/Econ | 5% | 0 | 0 | 0
Tech | Assembly | Space Cooling | Central chillers inside | TRC | New | NN3805 | Green Roof | Green Roof | NonEquip | 15 |  | 0.315% | Tech/Econ | 2.935% | 0 | 0 | 0
Tech | Assembly | Space Cooling | Central chillers inside | TRC | New | NN3675 | Facility Energy Management System | Facility Energy Management System | NonEquip | 15 |  | 4.276% | Tech/Econ | 20% | 54.2269 | 0.011366 | 0
Tech | Assembly | Space Cooling | Central chillers inside | TRC | New | NN3623 | Facility Commissioning | Facility Commissioning | NonEquip | 10 |  | 35.83% | Tech/Econ | 16% | 360.447 | 0.063108 | 0.0014398
Tech | Assembly | Space Cooling | Central chillers inside | TRC | New | NN3597 | Energy Recovery Ventilation System (ERV) | Energy Recovery Ventilation System (ERV) | NonEquip | 15 | Packaged air conditioning units (RTUs) | 0% | Tech/Econ | 18.24% | 0 | 0 | 0
Tech | Assembly | Space Cooling | Central chillers inside | TRC | New | NN3519 | Duct Sealing Repair | Duct Sealing Repair | NonEquip | 15 |  | 0% | Tech/Econ | 12% | 0 | 0 | 0
Tech | Assembly | Space Cooling | Central chillers inside | TRC | New | NN3415 | Dedicated Outdoor Air System on VRF unit | Dedicated Outdoor Air System on VRF unit | NonEquip | 15 | Residential-type central air conditioners | 0% | Tech/Econ | 17.5% | 0 | 0 | 0
Tech | Assembly | Space Cooling | Central chillers inside | TRC | New | NN3363 | Cool Roof | Cool Roof | NonEquip | 15 |  | 72.49% | Tech/Econ | 5.431% | 0 | 0 | 0
Tech | Assembly | Space Cooling | Central chillers inside | TRC | New | NN3311 | Chilled Water System - Variable Speed Drives | Chilled Water System - Variable Speed Drives | NonEquip | 13 | Central chillers inside | 73.99% | Tech/Econ | 24.74% | 1420.767 | 0.13215 | 0.030037
Tech | Assembly | Space Cooling | Central chillers inside | TRC | New | NN3285 | Chilled Water Controls Optimization | Chilled Water Controls Optimization | NonEquip | 10 | Central chillers inside | 38.3% | Tech/Econ | 12.5% | 187.9519 | 0.062129 | 1.4074e-05
Tech | Assembly | Space Cooling | Central chillers inside | TRC | New | NN3207 | Ceiling Insulation(R2 to R38) | Ceiling Insulation(R2 to R38) | NonEquip | 20 |  | 0% | Tech/Econ | 34.55% | 0 | 0 | 0
Tech | Assembly | Space Cooling | Central chillers inside | TRC | New | NN3103 | Ceiling Insulation(R12 to R38) | Ceiling Insulation(R12 to R38) | NonEquip | 20 |  | 0% | Tech/Econ | 4.158% | 0 | 0 | 0
Tech | Assembly | Space Cooling | Central chillers inside | TRC | New | NN3051 | Airside Economizer | Airside Economizer | NonEquip | 10 | Packaged air conditioning units (RTUs) | 0% | Tech/Econ | 5.556% | 0 | 0 | 0
Tech | Assembly | Space Cooling | Central chillers inside | TRC | Existing | NE5352 | Retro-Commissioning | Retro-Commissioning | NonEquip | 5 |  | 21.99% | Tech/Econ | 16% | 21088.5638 | 3.5256 | 0
Tech | Assembly | Space Cooling | Central chillers inside | TRC | Existing | NE5144 | ENERGY STAR certified buildings program | ENERGY STAR certified buildings program | NonEquip | 20 |  | 0% | Tech/Econ | 35% | 0 | 0 | 0
Tech | Assembly | Space Cooling | Central chillers inside | TRC | Existing | NE4364 | Window Sun Protection | Window Sun Protection | NonEquip | 10 |  | 7.839% | Tech/Econ | 16% | 9167.5734 | 2.8545 | -0.16082
Tech | Assembly | Space Cooling | Central chillers inside | TRC | Existing | NE4338 | Waterside Economizer | Waterside Economizer | NonEquip | 20 |  | 0% | Tech/Econ | 5.556% | 0 | 0 | 0
Tech | Assembly | Space Cooling | Central chillers inside | TRC | Existing | NE4208 | Wall Insulation | Wall Insulation | NonEquip | 20 |  | 0% | Tech/Econ | 20.56% | 0 | 0 | 0
Tech | Assembly | Space Cooling | Central chillers inside | TRC | Existing | NE4130 | Smart Thermostat | Smart Thermostat | NonEquip | 11 |  | 31.48% | Tech/Econ | 10% | 21993.8045 | 0.26115 | 0
Tech | Assembly | Space Cooling | Central chillers inside | TRC | Existing | NE4104 | Roof Insulation | Roof Insulation | NonEquip | 20 |  | 58.5% | Tech/Econ | 5.065% | 18719.7598 | 0.37459 | 0
Tech | Assembly | Space Cooling | Central chillers inside | TRC | Existing | NE4026 | Programmable Thermostat | Programmable Thermostat | NonEquip | 11 |  | 0% | Tech/Econ | 3.6% | 0 | 0 | 0
Tech | Assembly | Space Cooling | Central chillers inside | TRC | Existing | NE3974 | Low U-Value Windows | Low U-Value Windows | NonEquip | 20 |  | 5.375% | Tech/Econ | 46% | 22930.1424 | 8.5232 | 0
Tech | Assembly | Space Cooling | Central chillers inside | TRC | Existing | NE3896 | HVAC tune-up_RTU | HVAC tune-up_RTU | NonEquip | 5 | Packaged air conditioning units (RTUs) | 0% | Tech/Econ | 5% | 0 | 0 | 0
Tech | Assembly | Space Cooling | Central chillers inside | TRC | Existing | NE3870 | HVAC tune-up | HVAC tune-up | NonEquip | 5 | Residential-type central air conditioners | 0% | Tech/Econ | 5% | 0 | 0 | 0
Tech | Assembly | Space Cooling | Central chillers inside | TRC | Existing | NE3792 | Green Roof | Green Roof | NonEquip | 15 |  | 0.063% | Tech/Econ | 2.935% | 11.18 | 0.0047495 | 0
Tech | Assembly | Space Cooling | Central chillers inside | TRC | Existing | NE3740 | Floor Insulation | Floor Insulation | NonEquip | 20 |  | 12.82% | Tech/Econ | 1.329% | 985.4007 | 0.019718 | 0
Tech | Assembly | Space Cooling | Central chillers inside | TRC | Existing | NE3662 | Facility Energy Management System | Facility Energy Management System | NonEquip | 15 |  | 5.375% | Tech/Econ | 20% | 7943.3132 | 1.6649 | 0
Tech | Assembly | Space Cooling | Central chillers inside | TRC | Existing | NE3584 | Energy Recovery Ventilation System (ERV) | Energy Recovery Ventilation System (ERV) | NonEquip | 15 | Packaged air conditioning units (RTUs) | 0% | Tech/Econ | 18.24% | 0 | 0 | 0
Tech | Assembly | Space Cooling | Central chillers inside | TRC | Existing | NE3506 | Duct Sealing Repair | Duct Sealing Repair | NonEquip | 15 |  | 0% | Tech/Econ | 12% | 0 | 0 | 0
Tech | Assembly | Space Cooling | Central chillers inside | TRC | Existing | NE3454 | Duct Insulation | Duct Insulation | NonEquip | 15 |  | 0% | Tech/Econ | 2.045% | 0 | 0 | 0
Tech | Assembly | Space Cooling | Central chillers inside | TRC | Existing | NE3402 | Dedicated Outdoor Air System on VRF unit | Dedicated Outdoor Air System on VRF unit | NonEquip | 15 | Residential-type central air conditioners | 0% | Tech/Econ | 17.5% | 0 | 0 | 0
Tech | Assembly | Space Cooling | Central chillers inside | TRC | Existing | NE3350 | Cool Roof | Cool Roof | NonEquip | 15 |  | 72.74% | Tech/Econ | 5.431% | 25989.5574 | 11.0409 | 0
Tech | Assembly | Space Cooling | Central chillers inside | TRC | Existing | NE3298 | Chilled Water System - Variable Speed Drives | Chilled Water System - Variable Speed Drives | NonEquip | 13 | Central chillers inside | 73.99% | Tech/Econ | 24.74% | 165558.645 | 15.3992 | 3.5001
Tech | Assembly | Space Cooling | Central chillers inside | TRC | Existing | NE3272 | Chilled Water Controls Optimization | Chilled Water Controls Optimization | NonEquip | 10 | Central chillers inside | 25.53% | Tech/Econ | 12.5% | 23035.6172 | 7.6146 | 0.0017249
Tech | Assembly | Space Cooling | Central chillers inside | TRC | Existing | NE3194 | Ceiling Insulation(R2 to R38) | Ceiling Insulation(R2 to R38) | NonEquip | 20 |  | 0% | Tech/Econ | 34.55% | 0 | 0 | 0
Tech | Assembly | Space Cooling | Central chillers inside | TRC | Existing | NE3142 | Ceiling Insulation(R19 to R38) | Ceiling Insulation(R19 to R38) | NonEquip | 20 |  | 0% | Tech/Econ | 1.919% | 0 | 0 | 0
Tech | Assembly | Space Cooling | Central chillers inside | TRC | Existing | NE3090 | Ceiling Insulation(R12 to R38) | Ceiling Insulation(R12 to R38) | NonEquip | 20 |  | 0% | Tech/Econ | 4.158% | 0 | 0 | 0
Tech | Assembly | Space Cooling | Central chillers inside | TRC | Existing | NE3038 | Airside Economizer | Airside Economizer | NonEquip | 10 | Packaged air conditioning units (RTUs) | 0% | Tech/Econ | 5.556% | 0 | 0 | 0
Tech | Assembly | Space Cooling | Central chillers inside | TRC | Turnover | ET977 | High Efficiency Chiller (Water cooled-centrifugal, 200 tons) | High Efficiency Chiller (Water cooled-centrifugal, 200 tons) | Equip | 20 | Central chillers inside | 31.91% | Tech/Econ | 4.362% | 8536.2995 | 2.7384 | 0.02696
Tech | Assembly | Space Cooling | Central chillers inside | TRC | Turnover | ET899 | High Efficiency Chiller (Air Cooled, 50 tons) | High Efficiency Chiller (Air Cooled, 50 tons) | Equip | 20 | Central chillers inside | 31.91% | Tech/Econ | 8.759% | 18918.3971 | 4.3873 | 1.012
Tech | Assembly | Space Cooling | Central chillers inside | TRC | Turnover | ET1055 | High Efficiency Chiller (Water cooled-positive displacement, 100 tons) | High Efficiency Chiller (Water cooled-positive displacement, 100 tons) | Equip | 20 | Central chillers inside | 31.91% | Tech/Econ | 2.683% | 5176.716 | 1.6607 | 0.016349
Tech | Assembly | Space Cooling | Central chillers inside | TRC | New | EN925 | High Efficiency Chiller (Air Cooled, 50 tons) | High Efficiency Chiller (Air Cooled, 50 tons) | Equip | 20 | Central chillers inside | 31.91% | Tech/Econ | 8.759% | 0 | 0 | 0
Tech | Assembly | Space Cooling | Central chillers inside | TRC | New | EN1081 | High Efficiency Chiller (Water cooled-positive displacement, 100 tons) | High Efficiency Chiller (Water cooled-positive displacement, 100 tons) | Equip | 20 | Central chillers inside | 31.91% | Tech/Econ | 2.683% | 0 | 0 | 0
Tech | Assembly | Space Cooling | Central chillers inside | TRC | New | EN1003 | High Efficiency Chiller (Water cooled-centrifugal, 200 tons) | High Efficiency Chiller (Water cooled-centrifugal, 200 tons) | Equip | 20 | Central chillers inside | 31.91% | Tech/Econ | 4.362% | 0 | 0 | 0
Tech | Assembly | Ventilation and Circulation | Central air-handling unit | TRC | New | NN5391 | Retro-Commissioning | Retro-Commissioning | NonEquip | 5 |  | 0% | Tech/Econ | 16% | 0 | 0 | 0
Tech | Assembly | Ventilation and Circulation | Central air-handling unit | TRC | New | NN5183 | ENERGY STAR certified buildings program | ENERGY STAR certified buildings program | NonEquip | 20 |  | 0% | Tech/Econ | 35% | 0 | 0 | 0
Tech | Assembly | Ventilation and Circulation | Central air-handling unit | TRC | New | NN4975 | VAV System | VAV System | NonEquip | 10 |  | 0% | Tech/Econ | 30% | 0 | 0 | 0
Tech | Assembly | Ventilation and Circulation | Central air-handling unit | TRC | New | NN4949 | Demand Controlled Ventilation | Demand Controlled Ventilation | NonEquip | 10 |  | 17.54% | Tech/Econ | 50% | 89.2566 | 0.0092929 | 0.052319
Tech | Assembly | Ventilation and Circulation | Central air-handling unit | TRC | New | NN4923 | CO Sensors for Parking Garage Exhaust | CO Sensors for Parking Garage Exhaust | NonEquip | 15 | Motor/Fan | 0% | Tech/Econ | 33% | 0 | 0 | 0
Tech | Assembly | Ventilation and Circulation | Central air-handling unit | TRC | Existing | NE5378 | Retro-Commissioning | Retro-Commissioning | NonEquip | 5 |  | 21.99% | Tech/Econ | 16% | 3877.1466 | 0.64819 | 2.0096
Tech | Assembly | Ventilation and Circulation | Central air-handling unit | TRC | Existing | NE5170 | ENERGY STAR certified buildings program | ENERGY STAR certified buildings program | NonEquip | 20 |  | 0% | Tech/Econ | 35% | 0 | 0 | 0
Tech | Assembly | Ventilation and Circulation | Central air-handling unit | TRC | Existing | NE4962 | VAV System | VAV System | NonEquip | 10 |  | 0% | Tech/Econ | 30% | 0 | 0 | 0
Tech | Assembly | Ventilation and Circulation | Central air-handling unit | TRC | Existing | NE4936 | Demand Controlled Ventilation | Demand Controlled Ventilation | NonEquip | 10 |  | 18.71% | Tech/Econ | 50% | 11375.5148 | 1.1844 | 6.6679
Tech | Assembly | Ventilation and Circulation | Central air-handling unit | TRC | Existing | NE4910 | CO Sensors for Parking Garage Exhaust | CO Sensors for Parking Garage Exhaust | NonEquip | 15 | Motor/Fan | 0% | Tech/Econ | 33% | 0 | 0 | 0
Tech | Assembly | Interior Lighting | case lighting | TRC | New | NN5261 | Retro-Commissioning | Retro-Commissioning | NonEquip | 5 |  | 0% | Tech/Econ | 16% | 0 | 0 | 0
Tech | Assembly | Interior Lighting | case lighting | TRC | New | NN5001 | ENERGY STAR certified buildings program | ENERGY STAR certified buildings program | NonEquip | 20 |  | 0% | Tech/Econ | 35% | 0 | 0 | 0
Tech | Assembly | Interior Lighting | case lighting | TRC | New | NN4429 | Interior Lighting Controls | Interior Lighting Controls | NonEquip | 8 | Overhead (fluorescent/LED/CFL U-shape) | 0% | Tech/Econ | 28% | 0 | 0 | 0
Tech | Assembly | Interior Lighting | case lighting | TRC | New | NN4403 | Bi-Level Lighting Control (Interior) | Bi-Level Lighting Control (Interior) | NonEquip | 8 | Overhead (fluorescent/LED/CFL U-shape) | 0% | Tech/Econ | 31% | 0 | 0 | 0
Tech | Assembly | Interior Lighting | case lighting | TRC | New | NN3701 | Facility Energy Management System | Facility Energy Management System | NonEquip | 15 |  | 4.276% | Tech/Econ | 24% | 0.068538 | 1.4365e-05 | 1.2353e-06
Tech | Assembly | Interior Lighting | case lighting | TRC | Existing | NE5248 | Retro-Commissioning | Retro-Commissioning | NonEquip | 5 |  | 21.99% | Tech/Econ | 16% | 27.7128 | 0.0046331 | 0.014364
Tech | Assembly | Interior Lighting | case lighting | TRC | Existing | NE4988 | ENERGY STAR certified buildings program | ENERGY STAR certified buildings program | NonEquip | 20 |  | 0% | Tech/Econ | 35% | 0 | 0 | 0
Tech | Assembly | Interior Lighting | case lighting | TRC | Existing | NE4416 | Interior Lighting Controls | Interior Lighting Controls | NonEquip | 8 | Overhead (fluorescent/LED/CFL U-shape) | 0% | Tech/Econ | 28% | 0 | 0 | 0
Tech | Assembly | Interior Lighting | case lighting | TRC | Existing | NE4390 | Bi-Level Lighting Control (Interior) | Bi-Level Lighting Control (Interior) | NonEquip | 8 | Overhead (fluorescent/LED/CFL U-shape) | 0% | Tech/Econ | 31% | 0 | 0 | 0
Tech | Assembly | Interior Lighting | case lighting | TRC | Existing | NE3688 | Facility Energy Management System | Facility Energy Management System | NonEquip | 15 |  | 5.375% | Tech/Econ | 24% | 10.2942 | 0.0021576 | 0.00018553
Tech | Assembly | Space Heating | Boilers | TRC | New | NN5339 | Retro-Commissioning | Retro-Commissioning | NonEquip | 5 |  | 0% | Tech/Econ | 16% | 0 | 0 | 0
Tech | Assembly | Space Heating | Boilers | TRC | New | NN5131 | ENERGY STAR certified buildings program | ENERGY STAR certified buildings program | NonEquip | 20 |  | 0% | Tech/Econ | 35% | 0 | 0 | 0
Tech | Assembly | Space Heating | Boilers | TRC | New | NN4325 | Water Cooled Refrigeration Heat Recovery | Water Cooled Refrigeration Heat Recovery | NonEquip | 20 |  | 0% | Tech/Econ | 10% | 0 | 0 | 0
Tech | Assembly | Space Heating | Boilers | TRC | New | NN4273 | Warehouse Loading Dock Seals | Warehouse Loading Dock Seals | NonEquip | 18 |  | 0% | Tech/Econ | 4.639% | 0 | 0 | 0
Tech | Assembly | Space Heating | Boilers | TRC | New | NN4247 | Wall Insulation | Wall Insulation | NonEquip | 20 |  | 0% | Tech/Econ | 0% | 0 | 0 | 0
Tech | Assembly | Space Heating | Boilers | TRC | New | NN4169 | Smart Thermostat | Smart Thermostat | NonEquip | 11 |  | 31.48% | Tech/Econ | 10% | 0.4935 | 0 | -8.1088e-05
Tech | Assembly | Space Heating | Boilers | TRC | New | NN4091 | Roof Insulation | Roof Insulation | NonEquip | 20 |  | 58.5% | Tech/Econ | 9.087% | 0.68742 | 0 | 0.00031008
Tech | Assembly | Space Heating | Boilers | TRC | New | NN4065 | Programmable Thermostat | Programmable Thermostat | NonEquip | 11 |  | 0% | Tech/Econ | 3.6% | 0 | 0 | 0
Tech | Assembly | Space Heating | Boilers | TRC | New | NN4013 | Low U-Value Windows | Low U-Value Windows | NonEquip | 20 |  | 13.44% | Tech/Econ | 10% | 0.20405 | 0 | 8.4806e-07
Tech | Assembly | Space Heating | Boilers | TRC | New | NN3935 | Infiltration Reduction - Air Sealing | Infiltration Reduction - Air Sealing | NonEquip | 11 |  | 0% | Tech/Econ | 2.319% | 0 | 0 | 0
Tech | Assembly | Space Heating | Boilers | TRC | New | NN3857 | Hotel Card Energy Control Systems | Hotel Card Energy Control Systems | NonEquip | 15 |  | 0% | Tech/Econ | 0% | 0 | 0 | 0
Tech | Assembly | Space Heating | Boilers | TRC | New | NN3779 | Green Roof | Green Roof | NonEquip | 15 |  | 0.315% | Tech/Econ | 14.04% | 0.0069387 | 0 | 0
Tech | Assembly | Space Heating | Boilers | TRC | New | NN3727 | Floor Insulation | Floor Insulation | NonEquip | 20 |  | 32.06% | Tech/Econ | 4.768% | 0 | 0 | 0
Tech | Assembly | Space Heating | Boilers | TRC | New | NN3649 | Facility Energy Management System | Facility Energy Management System | NonEquip | 15 |  | 4.276% | Tech/Econ | 20% | 0.1353 | 0 | 2.4385e-06
Tech | Assembly | Space Heating | Boilers | TRC | New | NN3571 | ECM Motors on Furnaces | ECM Motors on Furnaces | NonEquip | 15 | Forced air furnace | 0% | Tech/Econ | 1.706% | 0 | 0 | 0
Tech | Assembly | Space Heating | Boilers | TRC | New | NN3545 | Duct Sealing Repair | Duct Sealing Repair | NonEquip | 15 |  | 0% | Tech/Econ | 12% | 0 | 0 | 0
Tech | Assembly | Space Heating | Boilers | TRC | New | NN3493 | Duct Insulation | Duct Insulation | NonEquip | 15 |  | 0% | Tech/Econ | 2.045% | 0 | 0 | 0
Tech | Assembly | Space Heating | Boilers | TRC | New | NN3441 | Destratification Fans | Destratification Fans | NonEquip | 10 |  | 0% | Tech/Econ | 14.47% | 0 | 0 | 0
Tech | Assembly | Space Heating | Boilers | TRC | New | NN3389 | Dedicated Outdoor Air System on VRF unit | Dedicated Outdoor Air System on VRF unit | NonEquip | 15 | Residential/split system heat pump | 0% | Tech/Econ | 10% | 0 | 0 | 0
Tech | Assembly | Space Heating | Boilers | TRC | New | NN3337 | Cool Roof | Cool Roof | NonEquip | 15 |  | 72.49% | Tech/Econ | 0.7111% | 0 | 0 | 0
Tech | Assembly | Space Heating | Boilers | TRC | New | NN3233 | Ceiling Insulation(R30 to R38) | Ceiling Insulation(R30 to R38) | NonEquip | 20 |  | 0% | Tech/Econ | 1.837% | 0 | 0 | 0
Tech | Assembly | Space Heating | Boilers | TRC | New | NN3181 | Ceiling Insulation(R2 to R38) | Ceiling Insulation(R2 to R38) | NonEquip | 20 |  | 0% | Tech/Econ | 94.74% | 0 | 0 | 0
Tech | Assembly | Space Heating | Boilers | TRC | New | NN3129 | Ceiling Insulation(R19 to R38) | Ceiling Insulation(R19 to R38) | NonEquip | 20 |  | 0% | Tech/Econ | 6.887% | 0 | 0 | 0
Tech | Assembly | Space Heating | Boilers | TRC | New | NN3077 | Ceiling Insulation(R12 to R38) | Ceiling Insulation(R12 to R38) | NonEquip | 20 |  | 0% | Tech/Econ | 14.92% | 0 | 0 | 0
Tech | Assembly | Space Heating | Boilers | TRC | New | NN2999 | Air Curtains | Air Curtains | NonEquip | 8 |  | 33.25% | Tech/Econ | 1.037% | 0 | 0 | 0
Tech | Assembly | Space Heating | Boilers | TRC | Existing | NE5326 | Retro-Commissioning | Retro-Commissioning | NonEquip | 5 |  | 21.99% | Tech/Econ | 16% | 56.6366 | 0 | 0.029356
Tech | Assembly | Space Heating | Boilers | TRC | Existing | NE5118 | ENERGY STAR certified buildings program | ENERGY STAR certified buildings program | NonEquip | 20 |  | 0% | Tech/Econ | 35% | 0 | 0 | 0
Tech | Assembly | Space Heating | Boilers | TRC | Existing | NE4312 | Water Cooled Refrigeration Heat Recovery | Water Cooled Refrigeration Heat Recovery | NonEquip | 20 |  | 0% | Tech/Econ | 10% | 0 | 0 | 0
Tech | Assembly | Space Heating | Boilers | TRC | Existing | NE4260 | Warehouse Loading Dock Seals | Warehouse Loading Dock Seals | NonEquip | 18 |  | 0% | Tech/Econ | 5.119% | 0 | 0 | 0
Tech | Assembly | Space Heating | Boilers | TRC | Existing | NE4234 | Wall Insulation | Wall Insulation | NonEquip | 20 |  | 0% | Tech/Econ | 11.89% | 0 | 0 | 0
Tech | Assembly | Space Heating | Boilers | TRC | Existing | NE4156 | Smart Thermostat | Smart Thermostat | NonEquip | 11 |  | 31.48% | Tech/Econ | 10% | 48.8822 | 0 | -0.008032
Tech | Assembly | Space Heating | Boilers | TRC | Existing | NE4078 | Roof Insulation | Roof Insulation | NonEquip | 20 |  | 58.5% | Tech/Econ | 20.05% | 216.2769 | 0 | 0.097558
Tech | Assembly | Space Heating | Boilers | TRC | Existing | NE4052 | Programmable Thermostat | Programmable Thermostat | NonEquip | 11 |  | 0% | Tech/Econ | 3.6% | 0 | 0 | 0
Tech | Assembly | Space Heating | Boilers | TRC | Existing | NE4000 | Low U-Value Windows | Low U-Value Windows | NonEquip | 20 |  | 5.375% | Tech/Econ | 46% | 46.7387 | 0 | 0.00019425
Tech | Assembly | Space Heating | Boilers | TRC | Existing | NE3922 | Infiltration Reduction - Air Sealing | Infiltration Reduction - Air Sealing | NonEquip | 11 |  | 0% | Tech/Econ | 2.559% | 0 | 0 | 0
Tech | Assembly | Space Heating | Boilers | TRC | Existing | NE3844 | Hotel Card Energy Control Systems | Hotel Card Energy Control Systems | NonEquip | 15 |  | 0% | Tech/Econ | 0% | 0 | 0 | 0
Tech | Assembly | Space Heating | Boilers | TRC | Existing | NE3766 | Green Roof | Green Roof | NonEquip | 15 |  | 0.063% | Tech/Econ | 15.5% | 0.15163 | 0 | 0
Tech | Assembly | Space Heating | Boilers | TRC | Existing | NE3714 | Floor Insulation | Floor Insulation | NonEquip | 20 |  | 12.82% | Tech/Econ | 5.261% | 10.1483 | 0 | 0.0045777
Tech | Assembly | Space Heating | Boilers | TRC | Existing | NE3636 | Facility Energy Management System | Facility Energy Management System | NonEquip | 15 |  | 5.375% | Tech/Econ | 20% | 17.4937 | 0 | 0.00031529
Tech | Assembly | Space Heating | Boilers | TRC | Existing | NE3558 | ECM Motors on Furnaces | ECM Motors on Furnaces | NonEquip | 15 | Forced air furnace | 0% | Tech/Econ | 1.706% | 0 | 0 | 0
Tech | Assembly | Space Heating | Boilers | TRC | Existing | NE3532 | Duct Sealing Repair | Duct Sealing Repair | NonEquip | 15 |  | 0% | Tech/Econ | 12% | 0 | 0 | 0
Tech | Assembly | Space Heating | Boilers | TRC | Existing | NE3480 | Duct Insulation | Duct Insulation | NonEquip | 15 |  | 0% | Tech/Econ | 2.045% | 0 | 0 | 0
Tech | Assembly | Space Heating | Boilers | TRC | Existing | NE3428 | Destratification Fans | Destratification Fans | NonEquip | 10 |  | 0% | Tech/Econ | 14.47% | 0 | 0 | 0
Tech | Assembly | Space Heating | Boilers | TRC | Existing | NE3376 | Dedicated Outdoor Air System on VRF unit | Dedicated Outdoor Air System on VRF unit | NonEquip | 15 | Residential/split system heat pump | 0% | Tech/Econ | 10% | 0 | 0 | 0
Tech | Assembly | Space Heating | Boilers | TRC | Existing | NE3324 | Cool Roof | Cool Roof | NonEquip | 15 |  | 72.74% | Tech/Econ | 0.7847% | 8.4979 | 0 | 0
Tech | Assembly | Space Heating | Boilers | TRC | Existing | NE3220 | Ceiling Insulation(R30 to R38) | Ceiling Insulation(R30 to R38) | NonEquip | 20 |  | 0% | Tech/Econ | 2.027% | 0 | 0 | 0
Tech | Assembly | Space Heating | Boilers | TRC | Existing | NE3168 | Ceiling Insulation(R2 to R38) | Ceiling Insulation(R2 to R38) | NonEquip | 20 |  | 0% | Tech/Econ | 94.74% | 0 | 0 | 0
Tech | Assembly | Space Heating | Boilers | TRC | Existing | NE3116 | Ceiling Insulation(R19 to R38) | Ceiling Insulation(R19 to R38) | NonEquip | 20 |  | 0% | Tech/Econ | 7.6% | 0 | 0 | 0
Tech | Assembly | Space Heating | Boilers | TRC | Existing | NE3064 | Ceiling Insulation(R12 to R38) | Ceiling Insulation(R12 to R38) | NonEquip | 20 |  | 0% | Tech/Econ | 16.47% | 0 | 0 | 0
Tech | Assembly | Space Heating | Boilers | TRC | Existing | NE2986 | Air Curtains | Air Curtains | NonEquip | 8 |  | 33.25% | Tech/Econ | 1.037% | 5.1531 | 0 | 0.00020519
Tech | Assembly | Domestic Hot Water | "Point-of-Use" water heaters | TRC | New | NN5417 | Retro-Commissioning | Retro-Commissioning | NonEquip | 5 |  | 0% | Tech/Econ | 16% | 0 | 0 | 0
Tech | Assembly | Domestic Hot Water | "Point-of-Use" water heaters | TRC | New | NN5209 | ENERGY STAR certified buildings program | ENERGY STAR certified buildings program | NonEquip | 20 |  | 0% | Tech/Econ | 35% | 0 | 0 | 0
Tech | Assembly | Domestic Hot Water | "Point-of-Use" water heaters | TRC | New | NN2921 | Thermostatic Shower Restriction Valve | Thermostatic Shower Restriction Valve | NonEquip | 10 | Centralized water heaters | 0% | Tech/Econ | 11.92% | 0 | 0 | 0
Tech | Assembly | Domestic Hot Water | "Point-of-Use" water heaters | TRC | New | NN2895 | Tank Wrap on Water Heater | Tank Wrap on Water Heater | NonEquip | 7 | Centralized water heaters | 0% | Tech/Econ | 3.511% | 0 | 0 | 0
Tech | Assembly | Domestic Hot Water | "Point-of-Use" water heaters | TRC | New | NN2869 | Low-Flow Pre-Rinse Sprayers | Low-Flow Pre-Rinse Sprayers | NonEquip | 5 | Centralized water heaters | 0% | Tech/Econ | 31.55% | 0 | 0 | 0
Tech | Assembly | Domestic Hot Water | "Point-of-Use" water heaters | TRC | New | NN2843 | Low Flow Shower Head | Low Flow Shower Head | NonEquip | 10 | Centralized water heaters | 0% | Tech/Econ | 2.416% | 0 | 0 | 0
Tech | Assembly | Domestic Hot Water | "Point-of-Use" water heaters | TRC | New | NN2817 | Hot Water Pipe Insulation | Hot Water Pipe Insulation | NonEquip | 13 | Centralized water heaters | 0% | Tech/Econ | 18.85% | 0 | 0 | 0
Tech | Assembly | Domestic Hot Water | "Point-of-Use" water heaters | TRC | New | NN2791 | Hot Water Circulation Pump Control | Hot Water Circulation Pump Control | NonEquip | 15 | Centralized water heaters | 0% | Tech/Econ | 9.051% | 0 | 0 | 0
Tech | Assembly | Domestic Hot Water | "Point-of-Use" water heaters | TRC | New | NN2765 | Faucet Aerator | Faucet Aerator | NonEquip | 10 | Centralized water heaters | 0% | Tech/Econ | 3.414% | 0 | 0 | 0
Tech | Assembly | Domestic Hot Water | "Point-of-Use" water heaters | TRC | New | NN2739 | Drain Water Heat Recovery | Drain Water Heat Recovery | NonEquip | 15 | Centralized water heaters | 0% | Tech/Econ | 12.27% | 0 | 0 | 0
Tech | Assembly | Domestic Hot Water | "Point-of-Use" water heaters | TRC | Existing | NE5404 | Retro-Commissioning | Retro-Commissioning | NonEquip | 5 |  | 21.99% | Tech/Econ | 16% | 2.9521 | 0.00049353 | 0.0015301
Tech | Assembly | Domestic Hot Water | "Point-of-Use" water heaters | TRC | Existing | NE5196 | ENERGY STAR certified buildings program | ENERGY STAR certified buildings program | NonEquip | 20 |  | 0% | Tech/Econ | 35% | 0 | 0 | 0
Tech | Assembly | Domestic Hot Water | "Point-of-Use" water heaters | TRC | Existing | NE2908 | Thermostatic Shower Restriction Valve | Thermostatic Shower Restriction Valve | NonEquip | 10 | Centralized water heaters | 0% | Tech/Econ | 11.41% | 0 | 0 | 0
Tech | Assembly | Domestic Hot Water | "Point-of-Use" water heaters | TRC | Existing | NE2882 | Tank Wrap on Water Heater | Tank Wrap on Water Heater | NonEquip | 7 | Centralized water heaters | 0% | Tech/Econ | 3.511% | 0 | 0 | 0
Tech | Assembly | Domestic Hot Water | "Point-of-Use" water heaters | TRC | Existing | NE2856 | Low-Flow Pre-Rinse Sprayers | Low-Flow Pre-Rinse Sprayers | NonEquip | 5 | Centralized water heaters | 0% | Tech/Econ | 30.08% | 0 | 0 | 0
Tech | Assembly | Domestic Hot Water | "Point-of-Use" water heaters | TRC | Existing | NE2830 | Low Flow Shower Head | Low Flow Shower Head | NonEquip | 10 | Centralized water heaters | 0% | Tech/Econ | 2.311% | 0 | 0 | 0
Tech | Assembly | Domestic Hot Water | "Point-of-Use" water heaters | TRC | Existing | NE2804 | Hot Water Pipe Insulation | Hot Water Pipe Insulation | NonEquip | 13 | Centralized water heaters | 0% | Tech/Econ | 18.03% | 0 | 0 | 0
Tech | Assembly | Domestic Hot Water | "Point-of-Use" water heaters | TRC | Existing | NE2778 | Hot Water Circulation Pump Control | Hot Water Circulation Pump Control | NonEquip | 15 | Centralized water heaters | 0% | Tech/Econ | 8.658% | 0 | 0 | 0
Tech | Assembly | Domestic Hot Water | "Point-of-Use" water heaters | TRC | Existing | NE2752 | Faucet Aerator | Faucet Aerator | NonEquip | 10 | Centralized water heaters | 0% | Tech/Econ | 3.266% | 0 | 0 | 0
Tech | Assembly | Domestic Hot Water | "Point-of-Use" water heaters | TRC | Existing | NE2726 | Drain Water Heat Recovery | Drain Water Heat Recovery | NonEquip | 15 | Centralized water heaters | 0% | Tech/Econ | 12.27% | 0 | 0 | 0
Tech | Assembly | Domestic Hot Water | "Point-of-Use" water heaters | TRC | Turnover | ET392 | Instantaneous Hot Water System | Instantaneous Hot Water System | Equip | 20 | "Point-of-Use" water heaters | 94.56% | Tech/Econ | 5.847% | 4.9107 | 0.00054402 | 0.00062686
Tech | Assembly | Domestic Hot Water | "Point-of-Use" water heaters | TRC | Turnover | ET314 | Energy Star Commercial Dishwasher | Energy Star Commercial Dishwasher | Equip | 15 | "Point-of-Use" water heaters | 0% | Tech/Econ | 29.42% | 0 | 0 | 0
Tech | Assembly | Domestic Hot Water | "Point-of-Use" water heaters | TRC | New | EN418 | Instantaneous Hot Water System | Instantaneous Hot Water System | Equip | 20 | "Point-of-Use" water heaters | 94.56% | Tech/Econ | 5.847% | 0.0411 | 4.5531e-06 | 5.2465e-06
Tech | Assembly | Domestic Hot Water | "Point-of-Use" water heaters | TRC | New | EN340 | Energy Star Commercial Dishwasher | Energy Star Commercial Dishwasher | Equip | 15 | "Point-of-Use" water heaters | 0% | Tech/Econ | 29.42% | 0 | 0 | 0
Tech | College and University | Refrigeration | Walk-in cooler | TRC | New | NN5314 | Retro-Commissioning | Retro-Commissioning | NonEquip | 5 |  | 0% | Tech/Econ | 16% | 0 | 0 | 0
Tech | College and University | Refrigeration | Walk-in cooler | TRC | New | NN5106 | ENERGY STAR certified buildings program | ENERGY STAR certified buildings program | NonEquip | 20 |  | 0% | Tech/Econ | 35% | 0 | 0 | 0
Tech | College and University | Refrigeration | Walk-in cooler | TRC | New | NN4898 | Strip Curtains for Walk-ins | Strip Curtains for Walk-ins | NonEquip | 4 | Walk-in cooler | 3.76% | Tech/Econ | 2.115% | 0 | 0 | 0
Tech | College and University | Refrigeration | Walk-in cooler | TRC | New | NN4872 | Refrigerated Display Case Lighting Controls | Refrigerated Display Case Lighting Controls | NonEquip | 8 | Display cases | 0% | Tech/Econ | 0.9365% | 0 | 0 | 0
Tech | College and University | Refrigeration | Walk-in cooler | TRC | New | NN4846 | PSC to ECM Evaporator Fan Motor (Walk-In, Refrigerator) | PSC to ECM Evaporator Fan Motor (Walk-In, Refrigerator) | NonEquip | 15 | Walk-in cooler | 68.68% | Tech/Econ | 37.5% | 0.079071 | 1.0252e-05 | 8.5873e-06
Tech | College and University | Refrigeration | Walk-in cooler | TRC | New | NN4820 | PSC to ECM Evaporator Fan Motor (Reach-In) | PSC to ECM Evaporator Fan Motor (Reach-In) | NonEquip | 15 | Display cases | 0% | Tech/Econ | 37.5% | 0 | 0 | 0
Tech | College and University | Refrigeration | Walk-in cooler | TRC | New | NN4794 | Night Covers for Display Cases | Night Covers for Display Cases | NonEquip | 5 | Display cases | 0% | Tech/Econ | 1.877% | 0 | 0 | 0
Tech | College and University | Refrigeration | Walk-in cooler | TRC | New | NN4768 | High R-Value Glass Doors | High R-Value Glass Doors | NonEquip | 12 | Display cases | 0% | Tech/Econ | 0% | 0 | 0 | 0
Tech | College and University | Refrigeration | Walk-in cooler | TRC | New | NN4742 | High Efficiency Refrigeration Compressor | High Efficiency Refrigeration Compressor | NonEquip | 13 | Display cases | 0% | Tech/Econ | 6.922% | 0 | 0 | 0
Tech | College and University | Refrigeration | Walk-in cooler | TRC | New | NN4716 | Freezer-Cooler Replacement Gaskets | Freezer-Cooler Replacement Gaskets | NonEquip | 4 | Display cases | 0% | Tech/Econ | 0% | 0 | 0 | 0
Tech | College and University | Refrigeration | Walk-in cooler | TRC | New | NN4690 | Floating Head Pressure Controls | Floating Head Pressure Controls | NonEquip | 15 |  | 27.37% | Tech/Econ | 6.05% | 0.0037748 | 4.8942e-07 | 4.0995e-07
Tech | College and University | Refrigeration | Walk-in cooler | TRC | New | NN4664 | Demand Defrost | Demand Defrost | NonEquip | 10 | Walk-in cooler | 0% | Tech/Econ | 30% | 0 | 0 | 0
Tech | College and University | Refrigeration | Walk-in cooler | TRC | New | NN4638 | Automatic Door Closer for Walk-in Coolers and Freezers | Automatic Door Closer for Walk-in Coolers and Freezers | NonEquip | 8 | Walk-in cooler | 55.99% | Tech/Econ | 3.131% | 0.0021978 | 2.8495e-07 | 2.3868e-07
Tech | College and University | Refrigeration | Walk-in cooler | TRC | New | NN4612 | Anti-Sweat Controls | Anti-Sweat Controls | NonEquip | 8 | Display cases | 0% | Tech/Econ | 85% | 0 | 0 | 0
Tech | College and University | Refrigeration | Walk-in cooler | TRC | Existing | NE5301 | Retro-Commissioning | Retro-Commissioning | NonEquip | 5 |  | 21.99% | Tech/Econ | 16% | 1.0968 | 0.00046249 | 5.3134e-06
Tech | College and University | Refrigeration | Walk-in cooler | TRC | Existing | NE5093 | ENERGY STAR certified buildings program | ENERGY STAR certified buildings program | NonEquip | 20 |  | 0% | Tech/Econ | 35% | 0 | 0 | 0
Tech | College and University | Refrigeration | Walk-in cooler | TRC | Existing | NE4885 | Strip Curtains for Walk-ins | Strip Curtains for Walk-ins | NonEquip | 4 | Walk-in cooler | 3.76% | Tech/Econ | 2.115% | 0.023118 | 2.9973e-06 | 2.5106e-06
Tech | College and University | Refrigeration | Walk-in cooler | TRC | Existing | NE4859 | Refrigerated Display Case Lighting Controls | Refrigerated Display Case Lighting Controls | NonEquip | 8 | Display cases | 0% | Tech/Econ | 2.524% | 0 | 0 | 0
Tech | College and University | Refrigeration | Walk-in cooler | TRC | Existing | NE4833 | PSC to ECM Evaporator Fan Motor (Walk-In, Refrigerator) | PSC to ECM Evaporator Fan Motor (Walk-In, Refrigerator) | NonEquip | 15 | Walk-in cooler | 17.17% | Tech/Econ | 37.5% | 2.6515 | 0.00034379 | 0.00028796
Tech | College and University | Refrigeration | Walk-in cooler | TRC | Existing | NE4807 | PSC to ECM Evaporator Fan Motor (Reach-In) | PSC to ECM Evaporator Fan Motor (Reach-In) | NonEquip | 15 | Display cases | 0% | Tech/Econ | 37.5% | 0 | 0 | 0
Tech | College and University | Refrigeration | Walk-in cooler | TRC | Existing | NE4781 | Night Covers for Display Cases | Night Covers for Display Cases | NonEquip | 5 | Display cases | 0% | Tech/Econ | 1.877% | 0 | 0 | 0
Tech | College and University | Refrigeration | Walk-in cooler | TRC | Existing | NE4755 | High R-Value Glass Doors | High R-Value Glass Doors | NonEquip | 12 | Display cases | 0% | Tech/Econ | 23.81% | 0 | 0 | 0
Tech | College and University | Refrigeration | Walk-in cooler | TRC | Existing | NE4729 | High Efficiency Refrigeration Compressor | High Efficiency Refrigeration Compressor | NonEquip | 13 | Display cases | 0% | Tech/Econ | 6.922% | 0 | 0 | 0
Tech | College and University | Refrigeration | Walk-in cooler | TRC | Existing | NE4703 | Freezer-Cooler Replacement Gaskets | Freezer-Cooler Replacement Gaskets | NonEquip | 4 | Display cases | 0% | Tech/Econ | 3.131% | 0 | 0 | 0
Tech | College and University | Refrigeration | Walk-in cooler | TRC | Existing | NE4677 | Floating Head Pressure Controls | Floating Head Pressure Controls | NonEquip | 15 |  | 27.37% | Tech/Econ | 6.05% | 0.49814 | 6.4587e-05 | 5.41e-05
Tech | College and University | Refrigeration | Walk-in cooler | TRC | Existing | NE4651 | Demand Defrost | Demand Defrost | NonEquip | 10 | Walk-in cooler | 63.61% | Tech/Econ | 30% | 7.3523 | 0.00095326 | 0.00079847
Tech | College and University | Refrigeration | Walk-in cooler | TRC | Existing | NE4625 | Automatic Door Closer for Walk-in Coolers and Freezers | Automatic Door Closer for Walk-in Coolers and Freezers | NonEquip | 8 | Walk-in cooler | 55.99% | Tech/Econ | 3.131% | 0.51853 | 6.723e-05 | 5.6314e-05
Tech | College and University | Refrigeration | Walk-in cooler | TRC | Existing | NE4599 | Anti-Sweat Controls | Anti-Sweat Controls | NonEquip | 8 | Display cases | 0% | Tech/Econ | 85% | 0 | 0 | 0
Tech | College and University | Refrigeration | Vending and ice makers | TRC | New | NN5314 | Retro-Commissioning | Retro-Commissioning | NonEquip | 5 |  | 0% | Tech/Econ | 16% | 0 | 0 | 0
Tech | College and University | Refrigeration | Vending and ice makers | TRC | New | NN5106 | ENERGY STAR certified buildings program | ENERGY STAR certified buildings program | NonEquip | 20 |  | 0% | Tech/Econ | 35% | 0 | 0 | 0
Tech | College and University | Refrigeration | Vending and ice makers | TRC | New | NN4898 | Strip Curtains for Walk-ins | Strip Curtains for Walk-ins | NonEquip | 4 | Walk-in cooler | 0% | Tech/Econ | 2.115% | 0 | 0 | 0
Tech | College and University | Refrigeration | Vending and ice makers | TRC | New | NN4872 | Refrigerated Display Case Lighting Controls | Refrigerated Display Case Lighting Controls | NonEquip | 8 | Display cases | 0% | Tech/Econ | 0.9365% | 0 | 0 | 0
Tech | College and University | Refrigeration | Vending and ice makers | TRC | New | NN4846 | PSC to ECM Evaporator Fan Motor (Walk-In, Refrigerator) | PSC to ECM Evaporator Fan Motor (Walk-In, Refrigerator) | NonEquip | 15 | Walk-in cooler | 0% | Tech/Econ | 37.5% | 0 | 0 | 0
Tech | College and University | Refrigeration | Vending and ice makers | TRC | New | NN4820 | PSC to ECM Evaporator Fan Motor (Reach-In) | PSC to ECM Evaporator Fan Motor (Reach-In) | NonEquip | 15 | Display cases | 0% | Tech/Econ | 37.5% | 0 | 0 | 0
Tech | College and University | Refrigeration | Vending and ice makers | TRC | New | NN4794 | Night Covers for Display Cases | Night Covers for Display Cases | NonEquip | 5 | Display cases | 0% | Tech/Econ | 1.877% | 0 | 0 | 0
Tech | College and University | Refrigeration | Vending and ice makers | TRC | New | NN4768 | High R-Value Glass Doors | High R-Value Glass Doors | NonEquip | 12 | Display cases | 0% | Tech/Econ | 0% | 0 | 0 | 0
Tech | College and University | Refrigeration | Vending and ice makers | TRC | New | NN4742 | High Efficiency Refrigeration Compressor | High Efficiency Refrigeration Compressor | NonEquip | 13 | Display cases | 0% | Tech/Econ | 6.922% | 0 | 0 | 0
Tech | College and University | Refrigeration | Vending and ice makers | TRC | New | NN4716 | Freezer-Cooler Replacement Gaskets | Freezer-Cooler Replacement Gaskets | NonEquip | 4 | Display cases | 0% | Tech/Econ | 0% | 0 | 0 | 0
Tech | College and University | Refrigeration | Vending and ice makers | TRC | New | NN4690 | Floating Head Pressure Controls | Floating Head Pressure Controls | NonEquip | 15 |  | 27.37% | Tech/Econ | 6.05% | 6.7671 | 0.00087739 | 0.00073492
Tech | College and University | Refrigeration | Vending and ice makers | TRC | New | NN4664 | Demand Defrost | Demand Defrost | NonEquip | 10 | Walk-in cooler | 0% | Tech/Econ | 30% | 0 | 0 | 0
Tech | College and University | Refrigeration | Vending and ice makers | TRC | New | NN4638 | Automatic Door Closer for Walk-in Coolers and Freezers | Automatic Door Closer for Walk-in Coolers and Freezers | NonEquip | 8 | Walk-in cooler | 0% | Tech/Econ | 3.131% | 0 | 0 | 0
Tech | College and University | Refrigeration | Vending and ice makers | TRC | New | NN4612 | Anti-Sweat Controls | Anti-Sweat Controls | NonEquip | 8 | Display cases | 0% | Tech/Econ | 85% | 0 | 0 | 0
Tech | College and University | Refrigeration | Vending and ice makers | TRC | Existing | NE5301 | Retro-Commissioning | Retro-Commissioning | NonEquip | 5 |  | 21.99% | Tech/Econ | 16% | 1928.3205 | 0.81308 | 0.0093412
Tech | College and University | Refrigeration | Vending and ice makers | TRC | Existing | NE5093 | ENERGY STAR certified buildings program | ENERGY STAR certified buildings program | NonEquip | 20 |  | 0% | Tech/Econ | 35% | 0 | 0 | 0
Tech | College and University | Refrigeration | Vending and ice makers | TRC | Existing | NE4885 | Strip Curtains for Walk-ins | Strip Curtains for Walk-ins | NonEquip | 4 | Walk-in cooler | 0% | Tech/Econ | 2.115% | 0 | 0 | 0
Tech | College and University | Refrigeration | Vending and ice makers | TRC | Existing | NE4859 | Refrigerated Display Case Lighting Controls | Refrigerated Display Case Lighting Controls | NonEquip | 8 | Display cases | 0% | Tech/Econ | 2.524% | 0 | 0 | 0
Tech | College and University | Refrigeration | Vending and ice makers | TRC | Existing | NE4833 | PSC to ECM Evaporator Fan Motor (Walk-In, Refrigerator) | PSC to ECM Evaporator Fan Motor (Walk-In, Refrigerator) | NonEquip | 15 | Walk-in cooler | 0% | Tech/Econ | 37.5% | 0 | 0 | 0
Tech | College and University | Refrigeration | Vending and ice makers | TRC | Existing | NE4807 | PSC to ECM Evaporator Fan Motor (Reach-In) | PSC to ECM Evaporator Fan Motor (Reach-In) | NonEquip | 15 | Display cases | 0% | Tech/Econ | 37.5% | 0 | 0 | 0
Tech | College and University | Refrigeration | Vending and ice makers | TRC | Existing | NE4781 | Night Covers for Display Cases | Night Covers for Display Cases | NonEquip | 5 | Display cases | 0% | Tech/Econ | 1.877% | 0 | 0 | 0
Tech | College and University | Refrigeration | Vending and ice makers | TRC | Existing | NE4755 | High R-Value Glass Doors | High R-Value Glass Doors | NonEquip | 12 | Display cases | 0% | Tech/Econ | 23.81% | 0 | 0 | 0
Tech | College and University | Refrigeration | Vending and ice makers | TRC | Existing | NE4729 | High Efficiency Refrigeration Compressor | High Efficiency Refrigeration Compressor | NonEquip | 13 | Display cases | 0% | Tech/Econ | 6.922% | 0 | 0 | 0
Tech | College and University | Refrigeration | Vending and ice makers | TRC | Existing | NE4703 | Freezer-Cooler Replacement Gaskets | Freezer-Cooler Replacement Gaskets | NonEquip | 4 | Display cases | 0% | Tech/Econ | 3.131% | 0 | 0 | 0
Tech | College and University | Refrigeration | Vending and ice makers | TRC | Existing | NE4677 | Floating Head Pressure Controls | Floating Head Pressure Controls | NonEquip | 15 |  | 27.37% | Tech/Econ | 6.05% | 875.7682 | 0.11355 | 0.095111
Tech | College and University | Refrigeration | Vending and ice makers | TRC | Existing | NE4651 | Demand Defrost | Demand Defrost | NonEquip | 10 | Walk-in cooler | 0% | Tech/Econ | 30% | 0 | 0 | 0
Tech | College and University | Refrigeration | Vending and ice makers | TRC | Existing | NE4625 | Automatic Door Closer for Walk-in Coolers and Freezers | Automatic Door Closer for Walk-in Coolers and Freezers | NonEquip | 8 | Walk-in cooler | 0% | Tech/Econ | 3.131% | 0 | 0 | 0
Tech | College and University | Refrigeration | Vending and ice makers | TRC | Existing | NE4599 | Anti-Sweat Controls | Anti-Sweat Controls | NonEquip | 8 | Display cases | 0% | Tech/Econ | 85% | 0 | 0 | 0
Tech | College and University | Refrigeration | Vending and ice makers | TRC | Turnover | ET2571 | Energy Star Vending Machine | Energy Star Vending Machine | Equip | 14 | Vending and ice makers | 4.15% | Tech/Econ | 36% | 863.3969 | 0.13549 | 0.084212
Tech | College and University | Refrigeration | Vending and ice makers | TRC | Turnover | ET2493 | Energy Star Ice Maker | Energy Star Ice Maker | Equip | 8 | Vending and ice makers | 32.68% | Tech/Econ | 11.39% | 2119.0241 | 0.27474 | 0.23013
Tech | College and University | Refrigeration | Vending and ice makers | TRC | New | EN2597 | Energy Star Vending Machine | Energy Star Vending Machine | Equip | 14 | Vending and ice makers | 4.15% | Tech/Econ | 36% | 6.4368 | 0.0010101 | 0.00062781
Tech | College and University | Refrigeration | Vending and ice makers | TRC | New | EN2519 | Energy Star Ice Maker | Energy Star Ice Maker | Equip | 8 | Vending and ice makers | 32.68% | Tech/Econ | 11.39% | 15.7977 | 0.0020483 | 0.0017157
Tech | College and University | Exterior Lighting | Street lighting | TRC | New | NN5288 | Retro-Commissioning | Retro-Commissioning | NonEquip | 5 |  | 0% | Tech/Econ | 16% | 0 | 0 | 0
Tech | College and University | Exterior Lighting | Street lighting | TRC | New | NN5028 | ENERGY STAR certified buildings program | ENERGY STAR certified buildings program | NonEquip | 20 |  | 0% | Tech/Econ | 35% | 0 | 0 | 0
Tech | College and University | Exterior Lighting | Street lighting | TRC | New | NN2974 | Outdoor Lighting Controls | Outdoor Lighting Controls | NonEquip | 8 | Exterior parking/lot lighting | 0% | Tech/Econ | 28% | 0 | 0 | 0
Tech | College and University | Exterior Lighting | Street lighting | TRC | New | NN2948 | Bi-Level Lighting Control (Exterior) | Bi-Level Lighting Control (Exterior) | NonEquip | 9 | Exterior parking/lot lighting | 0% | Tech/Econ | 31% | 0 | 0 | 0
Tech | College and University | Exterior Lighting | Street lighting | TRC | Existing | NE5275 | Retro-Commissioning | Retro-Commissioning | NonEquip | 5 |  | 21.99% | Tech/Econ | 16% | 43.7895 | 0 | 0.00021213
Tech | College and University | Exterior Lighting | Street lighting | TRC | Existing | NE5015 | ENERGY STAR certified buildings program | ENERGY STAR certified buildings program | NonEquip | 20 |  | 0% | Tech/Econ | 35% | 0 | 0 | 0
Tech | College and University | Exterior Lighting | Street lighting | TRC | Existing | NE2961 | Outdoor Lighting Controls | Outdoor Lighting Controls | NonEquip | 8 | Exterior parking/lot lighting | 0% | Tech/Econ | 28% | 0 | 0 | 0
Tech | College and University | Exterior Lighting | Street lighting | TRC | Existing | NE2935 | Bi-Level Lighting Control (Exterior) | Bi-Level Lighting Control (Exterior) | NonEquip | 9 | Exterior parking/lot lighting | 0% | Tech/Econ | 31% | 0 | 0 | 0
Tech | College and University | Exterior Lighting | Street lighting | TRC | Turnover | ET783 | LED Traffic and Crosswalk Lighting | LED Traffic and Crosswalk Lighting | Equip | 10 | Street lighting | 0% | Tech/Econ | 37.14% | 0 | 0 | 0
Tech | College and University | Exterior Lighting | Street lighting | TRC | Turnover | ET744 | LED Street Lights | LED Street Lights | Equip | 18 | Street lighting | 0% | Tech/Econ | 66.53% | 0 | 0 | 0
Tech | College and University | Exterior Lighting | Street lighting | TRC | New | EN809 | LED Traffic and Crosswalk Lighting | LED Traffic and Crosswalk Lighting | Equip | 10 | Street lighting | 0% | Tech/Econ | 37.14% | 0 | 0 | 0
Tech | College and University | Exterior Lighting | Street lighting | TRC | New | EN770 | LED Street Lights | LED Street Lights | Equip | 18 | Street lighting | 0% | Tech/Econ | 66.53% | 0 | 0 | 0
Tech | College and University | Cooking | Steamer | TRC | New | NN5080 | ENERGY STAR certified buildings program | ENERGY STAR certified buildings program | NonEquip | 20 |  | 0% | Tech/Econ | 35% | 0 | 0 | 0
Tech | College and University | Cooking | Steamer | TRC | Existing | NE5067 | ENERGY STAR certified buildings program | ENERGY STAR certified buildings program | NonEquip | 20 |  | 0% | Tech/Econ | 35% | 0 | 0 | 0
Tech | College and University | Cooking | Steamer | TRC | Turnover | ET198 | Energy Star Steamer | Energy Star Steamer | Equip | 12 | Steamer | 11.72% | Tech/Econ | 56.63% | 16.1564 | 0.002374 | 0.0013784
Tech | College and University | Cooking | Steamer | TRC | New | EN224 | Energy Star Steamer | Energy Star Steamer | Equip | 12 | Steamer | 11.72% | Tech/Econ | 56.63% | 0.12045 | 1.7698e-05 | 1.0277e-05
Tech | College and University | Exterior Lighting | Spot lighting/Security/Flood | TRC | New | NN5288 | Retro-Commissioning | Retro-Commissioning | NonEquip | 5 |  | 0% | Tech/Econ | 16% | 0 | 0 | 0
Tech | College and University | Exterior Lighting | Spot lighting/Security/Flood | TRC | New | NN5028 | ENERGY STAR certified buildings program | ENERGY STAR certified buildings program | NonEquip | 20 |  | 0% | Tech/Econ | 35% | 0 | 0 | 0
Tech | College and University | Exterior Lighting | Spot lighting/Security/Flood | TRC | New | NN2974 | Outdoor Lighting Controls | Outdoor Lighting Controls | NonEquip | 8 | Exterior parking/lot lighting | 0% | Tech/Econ | 28% | 0 | 0 | 0
Tech | College and University | Exterior Lighting | Spot lighting/Security/Flood | TRC | New | NN2948 | Bi-Level Lighting Control (Exterior) | Bi-Level Lighting Control (Exterior) | NonEquip | 9 | Exterior parking/lot lighting | 0% | Tech/Econ | 31% | 0 | 0 | 0
Tech | College and University | Exterior Lighting | Spot lighting/Security/Flood | TRC | Existing | NE5275 | Retro-Commissioning | Retro-Commissioning | NonEquip | 5 |  | 21.99% | Tech/Econ | 16% | 37.6842 | 0 | 0.00018255
Tech | College and University | Exterior Lighting | Spot lighting/Security/Flood | TRC | Existing | NE5015 | ENERGY STAR certified buildings program | ENERGY STAR certified buildings program | NonEquip | 20 |  | 0% | Tech/Econ | 35% | 0 | 0 | 0
Tech | College and University | Exterior Lighting | Spot lighting/Security/Flood | TRC | Existing | NE2961 | Outdoor Lighting Controls | Outdoor Lighting Controls | NonEquip | 8 | Exterior parking/lot lighting | 0% | Tech/Econ | 28% | 0 | 0 | 0
Tech | College and University | Exterior Lighting | Spot lighting/Security/Flood | TRC | Existing | NE2935 | Bi-Level Lighting Control (Exterior) | Bi-Level Lighting Control (Exterior) | NonEquip | 9 | Exterior parking/lot lighting | 0% | Tech/Econ | 31% | 0 | 0 | 0
Tech | College and University | Exterior Lighting | Spot lighting/Security/Flood | TRC | Turnover | ET666 | LED Exterior Lighting | LED Exterior Lighting | Equip | 13 | Spot lighting/Security/Flood | 4.624% | Tech/Econ | 60.51% | 30.8305 | 0 | 0
Tech | College and University | Exterior Lighting | Spot lighting/Security/Flood | TRC | Turnover | ET549 | LED - 9W Flood | LED - 9W Flood | Equip | 15 | Spot lighting/Security/Flood | 13.31% | Tech/Econ | 86.15% | 142.6995 | 0 | 0
Tech | College and University | Exterior Lighting | Spot lighting/Security/Flood | TRC | Turnover | ET471 | CFL - 15W Flood | CFL - 15W Flood | Equip | 7.8 | Spot lighting/Security/Flood | 0% | Tech/Econ | 76.92% | 0 | 0 | 0
Tech | College and University | Exterior Lighting | Spot lighting/Security/Flood | TRC | New | EN692 | LED Exterior Lighting | LED Exterior Lighting | Equip | 13 | Spot lighting/Security/Flood | 4.624% | Tech/Econ | 60.51% | 0.066329 | 0 | 0
Tech | College and University | Exterior Lighting | Spot lighting/Security/Flood | TRC | New | EN575 | LED - 9W Flood | LED - 9W Flood | Equip | 15 | Spot lighting/Security/Flood | 86.42% | Tech/Econ | 86.15% | 6.9082 | 0 | 0
Tech | College and University | Exterior Lighting | Spot lighting/Security/Flood | TRC | New | EN497 | CFL - 15W Flood | CFL - 15W Flood | Equip | 7.8 | Spot lighting/Security/Flood | 0% | Tech/Econ | 76.92% | 0 | 0 | 0
Tech | College and University | Interior Lighting | Spot lighting | TRC | New | NN5262 | Retro-Commissioning | Retro-Commissioning | NonEquip | 5 |  | 0% | Tech/Econ | 16% | 0 | 0 | 0
Tech | College and University | Interior Lighting | Spot lighting | TRC | New | NN5002 | ENERGY STAR certified buildings program | ENERGY STAR certified buildings program | NonEquip | 20 |  | 0% | Tech/Econ | 35% | 0 | 0 | 0
Tech | College and University | Interior Lighting | Spot lighting | TRC | New | NN4430 | Interior Lighting Controls | Interior Lighting Controls | NonEquip | 8 | Overhead (fluorescent/LED/CFL U-shape) | 0% | Tech/Econ | 28% | 0 | 0 | 0
Tech | College and University | Interior Lighting | Spot lighting | TRC | New | NN4404 | Bi-Level Lighting Control (Interior) | Bi-Level Lighting Control (Interior) | NonEquip | 8 | Overhead (fluorescent/LED/CFL U-shape) | 0% | Tech/Econ | 31% | 0 | 0 | 0
Tech | College and University | Interior Lighting | Spot lighting | TRC | New | NN3702 | Facility Energy Management System | Facility Energy Management System | NonEquip | 15 |  | 4.276% | Tech/Econ | 24% | 0.17591 | 2.6042e-05 | 2.2496e-05
Tech | College and University | Interior Lighting | Spot lighting | TRC | Existing | NE5249 | Retro-Commissioning | Retro-Commissioning | NonEquip | 5 |  | 21.99% | Tech/Econ | 16% | 42.7293 | 0.018017 | 0.00020699
Tech | College and University | Interior Lighting | Spot lighting | TRC | Existing | NE4989 | ENERGY STAR certified buildings program | ENERGY STAR certified buildings program | NonEquip | 20 |  | 0% | Tech/Econ | 35% | 0 | 0 | 0
Tech | College and University | Interior Lighting | Spot lighting | TRC | Existing | NE4417 | Interior Lighting Controls | Interior Lighting Controls | NonEquip | 8 | Overhead (fluorescent/LED/CFL U-shape) | 0% | Tech/Econ | 28% | 0 | 0 | 0
Tech | College and University | Interior Lighting | Spot lighting | TRC | Existing | NE4391 | Bi-Level Lighting Control (Interior) | Bi-Level Lighting Control (Interior) | NonEquip | 8 | Overhead (fluorescent/LED/CFL U-shape) | 0% | Tech/Econ | 31% | 0 | 0 | 0
Tech | College and University | Interior Lighting | Spot lighting | TRC | Existing | NE3689 | Facility Energy Management System | Facility Energy Management System | NonEquip | 15 |  | 0.7167% | Tech/Econ | 24% | 2.0926 | 0.00030979 | 0.00026761
Tech | College and University | Interior Lighting | Spot lighting | TRC | Turnover | ET1602 | LED Display Lighting (Interior) | LED Display Lighting (Interior) | Equip | 15 | Spot lighting | 2.129% | Tech/Econ | 87.04% | 42.6005 | 0.0044741 | 0.0041937
Tech | College and University | Interior Lighting | Spot lighting | TRC | Turnover | ET1563 | LED - 14W | LED - 14W | Equip | 15 | Spot lighting | 86.42% | Tech/Econ | 53.33% | 1040.0516 | 0.10571 | 0.10353
Tech | College and University | Interior Lighting | Spot lighting | TRC | Turnover | ET1446 | CFL-23W | CFL-23W | Equip | 7.8 | Spot lighting | 0% | Tech/Econ | 23.33% | 0 | 0 | 0
Tech | College and University | Interior Lighting | Spot lighting | TRC | New | EN1628 | LED Display Lighting (Interior) | LED Display Lighting (Interior) | Equip | 15 | Spot lighting | 0% | Tech/Econ | 87.04% | 0 | 0 | 0
Tech | College and University | Interior Lighting | Spot lighting | TRC | New | EN1589 | LED - 14W | LED - 14W | Equip | 15 | Spot lighting | 0% | Tech/Econ | 53.33% | 0 | 0 | 0
Tech | College and University | Interior Lighting | Spot lighting | TRC | New | EN1472 | CFL-23W | CFL-23W | Equip | 7.8 | Spot lighting | 0% | Tech/Econ | 23.33% | 0 | 0 | 0
Tech | College and University | Office Equipment | Servers | TRC | New | NN5054 | ENERGY STAR certified buildings program | ENERGY STAR certified buildings program | NonEquip | 20 |  | 0% | Tech/Econ | 35% | 0 | 0 | 0
Tech | College and University | Office Equipment | Servers | TRC | New | NN4586 | Smart Strip Plug Outlet | Smart Strip Plug Outlet | NonEquip | 4 |  | 43.9% | Tech/Econ | 1.187% | 0.25226 | 3.7509e-05 | 2.6068e-05
Tech | College and University | Office Equipment | Servers | TRC | New | NN4560 | Network PC Power Management | Network PC Power Management | NonEquip | 5 | Computers | 0% | Tech/Econ | 56.5% | 0 | 0 | 0
Tech | College and University | Office Equipment | Servers | TRC | Existing | NE5041 | ENERGY STAR certified buildings program | ENERGY STAR certified buildings program | NonEquip | 20 |  | 0% | Tech/Econ | 35% | 0 | 0 | 0
Tech | College and University | Office Equipment | Servers | TRC | Existing | NE4573 | Smart Strip Plug Outlet | Smart Strip Plug Outlet | NonEquip | 4 |  | 43.9% | Tech/Econ | 1.187% | 33.2373 | 0.0049422 | 0.0034347
Tech | College and University | Office Equipment | Servers | TRC | Existing | NE4547 | Network PC Power Management | Network PC Power Management | NonEquip | 5 | Computers | 0% | Tech/Econ | 56.5% | 0 | 0 | 0
Tech | College and University | Office Equipment | Servers | TRC | Turnover | ET2298 | Server Virtualization | Server Virtualization | Equip | 3 | Servers | 92% | Tech/Econ | 85.71% | 24776.53 | 3.6877 | 2.5649
Tech | College and University | Office Equipment | Servers | TRC | Turnover | ET1134 | High Efficiency Data Center Cooling | High Efficiency Data Center Cooling | Equip | 20 | Servers | 14.18% | Tech/Econ | 28% | 263.8356 | 0.060486 | 0.034935
Tech | College and University | Office Equipment | Servers | TRC | New | EN2324 | Server Virtualization | Server Virtualization | Equip | 3 | Servers | 92% | Tech/Econ | 85.71% | 184.7132 | 0.027493 | 0.019122
Tech | College and University | Office Equipment | Servers | TRC | New | EN1160 | High Efficiency Data Center Cooling | High Efficiency Data Center Cooling | Equip | 20 | Servers | 14.18% | Tech/Econ | 28% | 1.1093 | 0.00025433 | 0.00014689
Tech | College and University | Space Cooling | Residential-type central air conditioners | TRC | New | NN5366 | Retro-Commissioning | Retro-Commissioning | NonEquip | 5 |  | 0% | Tech/Econ | 16% | 0 | 0 | 0
Tech | College and University | Space Cooling | Residential-type central air conditioners | TRC | New | NN5158 | ENERGY STAR certified buildings program | ENERGY STAR certified buildings program | NonEquip | 20 |  | 0% | Tech/Econ | 35% | 0 | 0 | 0
Tech | College and University | Space Cooling | Residential-type central air conditioners | TRC | New | NN4378 | Window Sun Protection | Window Sun Protection | NonEquip | 10 |  | 15.35% | Tech/Econ | 16% | 0.13259 | 4.1283e-05 | -2.3259e-06
Tech | College and University | Space Cooling | Residential-type central air conditioners | TRC | New | NN4352 | Waterside Economizer | Waterside Economizer | NonEquip | 20 |  | 17.02% | Tech/Econ | 5.556% | 0 | 0 | 0
Tech | College and University | Space Cooling | Residential-type central air conditioners | TRC | New | NN4144 | Smart Thermostat | Smart Thermostat | NonEquip | 11 |  | 45.33% | Tech/Econ | 10% | 0 | 0 | 0
Tech | College and University | Space Cooling | Residential-type central air conditioners | TRC | New | NN4040 | Programmable Thermostat | Programmable Thermostat | NonEquip | 11 |  | 0% | Tech/Econ | 3.6% | 0 | 0 | 0
Tech | College and University | Space Cooling | Residential-type central air conditioners | TRC | New | NN3988 | Low U-Value Windows | Low U-Value Windows | NonEquip | 20 |  | 26.88% | Tech/Econ | 10% | 0.045863 | 1.7047e-05 | 0
Tech | College and University | Space Cooling | Residential-type central air conditioners | TRC | New | NN3910 | HVAC tune-up_RTU | HVAC tune-up_RTU | NonEquip | 5 | Packaged air conditioning units (RTUs) | 0% | Tech/Econ | 5% | 0 | 0 | 0
Tech | College and University | Space Cooling | Residential-type central air conditioners | TRC | New | NN3884 | HVAC tune-up | HVAC tune-up | NonEquip | 5 | Residential-type central air conditioners | 0% | Tech/Econ | 5% | 0 | 0 | 0
Tech | College and University | Space Cooling | Residential-type central air conditioners | TRC | New | NN3676 | Facility Energy Management System | Facility Energy Management System | NonEquip | 15 |  | 4.276% | Tech/Econ | 20% | 0.054554 | 8.0763e-06 | 0
Tech | College and University | Space Cooling | Residential-type central air conditioners | TRC | New | NN3624 | Facility Commissioning | Facility Commissioning | NonEquip | 10 |  | 71.67% | Tech/Econ | 16% | 0.69934 | 0.00010552 | 1.9797e-05
Tech | College and University | Space Cooling | Residential-type central air conditioners | TRC | New | NN3598 | Energy Recovery Ventilation System (ERV) | Energy Recovery Ventilation System (ERV) | NonEquip | 15 | Packaged air conditioning units (RTUs) | 0% | Tech/Econ | 10.24% | 0 | 0 | 0
Tech | College and University | Space Cooling | Residential-type central air conditioners | TRC | New | NN3520 | Duct Sealing Repair | Duct Sealing Repair | NonEquip | 15 |  | 0% | Tech/Econ | 12% | 0 | 0 | 0
Tech | College and University | Space Cooling | Residential-type central air conditioners | TRC | New | NN3468 | Duct Insulation | Duct Insulation | NonEquip | 15 |  | 0% | Tech/Econ | 2.045% | 0 | 0 | 0
Tech | College and University | Space Cooling | Residential-type central air conditioners | TRC | New | NN3416 | Dedicated Outdoor Air System on VRF unit | Dedicated Outdoor Air System on VRF unit | NonEquip | 15 | Residential-type central air conditioners | 58.91% | Tech/Econ | 17.5% | 0.22587 | 4.7922e-05 | 0
Tech | College and University | Space Cooling | Residential-type central air conditioners | TRC | New | NN3364 | Cool Roof | Cool Roof | NonEquip | 15 |  | 72.18% | Tech/Econ | 1.862% | 0 | 0 | 0
Tech | College and University | Space Cooling | Residential-type central air conditioners | TRC | New | NN3312 | Chilled Water System - Variable Speed Drives | Chilled Water System - Variable Speed Drives | NonEquip | 13 | Central chillers inside | 0% | Tech/Econ | 24.74% | 0 | 0 | 0
Tech | College and University | Space Cooling | Residential-type central air conditioners | TRC | New | NN3286 | Chilled Water Controls Optimization | Chilled Water Controls Optimization | NonEquip | 10 | Central chillers inside | 0% | Tech/Econ | 12.5% | 0 | 0 | 0
Tech | College and University | Space Cooling | Residential-type central air conditioners | TRC | New | NN3208 | Ceiling Insulation(R2 to R38) | Ceiling Insulation(R2 to R38) | NonEquip | 20 |  | 0% | Tech/Econ | 11.84% | 0 | 0 | 0
Tech | College and University | Space Cooling | Residential-type central air conditioners | TRC | New | NN3104 | Ceiling Insulation(R12 to R38) | Ceiling Insulation(R12 to R38) | NonEquip | 20 |  | 0% | Tech/Econ | 1.425% | 0 | 0 | 0
Tech | College and University | Space Cooling | Residential-type central air conditioners | TRC | New | NN3052 | Airside Economizer | Airside Economizer | NonEquip | 10 | Packaged air conditioning units (RTUs) | 0% | Tech/Econ | 5.556% | 0 | 0 | 0
Tech | College and University | Space Cooling | Residential-type central air conditioners | TRC | Existing | NE5353 | Retro-Commissioning | Retro-Commissioning | NonEquip | 5 |  | 21.99% | Tech/Econ | 16% | 24.9862 | 0.010535 | 0
Tech | College and University | Space Cooling | Residential-type central air conditioners | TRC | Existing | NE5145 | ENERGY STAR certified buildings program | ENERGY STAR certified buildings program | NonEquip | 20 |  | 0% | Tech/Econ | 35% | 0 | 0 | 0
Tech | College and University | Space Cooling | Residential-type central air conditioners | TRC | Existing | NE4365 | Window Sun Protection | Window Sun Protection | NonEquip | 10 |  | 15.68% | Tech/Econ | 16% | 18.2726 | 0.0056895 | -0.00032055
Tech | College and University | Space Cooling | Residential-type central air conditioners | TRC | Existing | NE4339 | Waterside Economizer | Waterside Economizer | NonEquip | 20 |  | 17.02% | Tech/Econ | 5.556% | 6.1857 | 0.0020461 | 0
Tech | College and University | Space Cooling | Residential-type central air conditioners | TRC | Existing | NE4209 | Wall Insulation | Wall Insulation | NonEquip | 20 |  | 0% | Tech/Econ | 12.78% | 0 | 0 | 0
Tech | College and University | Space Cooling | Residential-type central air conditioners | TRC | Existing | NE4131 | Smart Thermostat | Smart Thermostat | NonEquip | 11 |  | 45.33% | Tech/Econ | 10% | 31.0578 | 0.002596 | 0
Tech | College and University | Space Cooling | Residential-type central air conditioners | TRC | Existing | NE4105 | Roof Insulation | Roof Insulation | NonEquip | 20 |  | 37.5% | Tech/Econ | 1.736% | 4.1609 | 0.0017209 | 0
Tech | College and University | Space Cooling | Residential-type central air conditioners | TRC | Existing | NE4027 | Programmable Thermostat | Programmable Thermostat | NonEquip | 11 |  | 0% | Tech/Econ | 3.6% | 0 | 0 | 0
Tech | College and University | Space Cooling | Residential-type central air conditioners | TRC | Existing | NE3975 | Low U-Value Windows | Low U-Value Windows | NonEquip | 20 |  | 10.75% | Tech/Econ | 46% | 55.2353 | 0.020531 | 0
Tech | College and University | Space Cooling | Residential-type central air conditioners | TRC | Existing | NE3897 | HVAC tune-up_RTU | HVAC tune-up_RTU | NonEquip | 5 | Packaged air conditioning units (RTUs) | 0% | Tech/Econ | 5% | 0 | 0 | 0
Tech | College and University | Space Cooling | Residential-type central air conditioners | TRC | Existing | NE3871 | HVAC tune-up | HVAC tune-up | NonEquip | 5 | Residential-type central air conditioners | 0% | Tech/Econ | 5% | 0 | 0 | 0
Tech | College and University | Space Cooling | Residential-type central air conditioners | TRC | Existing | NE3793 | Green Roof | Green Roof | NonEquip | 15 |  | 0.126% | Tech/Econ | 1.006% | 0.0080498 | 3.4197e-06 | 0
Tech | College and University | Space Cooling | Residential-type central air conditioners | TRC | Existing | NE3741 | Floor Insulation | Floor Insulation | NonEquip | 20 |  | 6.749% | Tech/Econ | 0.4554% | 0.19519 | 8.0729e-05 | 0
Tech | College and University | Space Cooling | Residential-type central air conditioners | TRC | Existing | NE3663 | Facility Energy Management System | Facility Energy Management System | NonEquip | 15 |  | 0.7167% | Tech/Econ | 20% | 1.1658 | 0.00017259 | 0
Tech | College and University | Space Cooling | Residential-type central air conditioners | TRC | Existing | NE3585 | Energy Recovery Ventilation System (ERV) | Energy Recovery Ventilation System (ERV) | NonEquip | 15 | Packaged air conditioning units (RTUs) | 0% | Tech/Econ | 10.24% | 0 | 0 | 0
Tech | College and University | Space Cooling | Residential-type central air conditioners | TRC | Existing | NE3507 | Duct Sealing Repair | Duct Sealing Repair | NonEquip | 15 |  | 0% | Tech/Econ | 12% | 0 | 0 | 0
Tech | College and University | Space Cooling | Residential-type central air conditioners | TRC | Existing | NE3455 | Duct Insulation | Duct Insulation | NonEquip | 15 |  | 0% | Tech/Econ | 2.045% | 0 | 0 | 0
Tech | College and University | Space Cooling | Residential-type central air conditioners | TRC | Existing | NE3403 | Dedicated Outdoor Air System on VRF unit | Dedicated Outdoor Air System on VRF unit | NonEquip | 15 | Residential-type central air conditioners | 58.91% | Tech/Econ | 17.5% | 83.7362 | 0.017766 | 0
Tech | College and University | Space Cooling | Residential-type central air conditioners | TRC | Existing | NE3351 | Cool Roof | Cool Roof | NonEquip | 15 |  | 72.68% | Tech/Econ | 1.862% | 8.7667 | 0.0037243 | 0
Tech | College and University | Space Cooling | Residential-type central air conditioners | TRC | Existing | NE3299 | Chilled Water System - Variable Speed Drives | Chilled Water System - Variable Speed Drives | NonEquip | 13 | Central chillers inside | 0% | Tech/Econ | 24.74% | 0 | 0 | 0
Tech | College and University | Space Cooling | Residential-type central air conditioners | TRC | Existing | NE3273 | Chilled Water Controls Optimization | Chilled Water Controls Optimization | NonEquip | 10 | Central chillers inside | 0% | Tech/Econ | 12.5% | 0 | 0 | 0
Tech | College and University | Space Cooling | Residential-type central air conditioners | TRC | Existing | NE3195 | Ceiling Insulation(R2 to R38) | Ceiling Insulation(R2 to R38) | NonEquip | 20 |  | 0% | Tech/Econ | 11.84% | 0 | 0 | 0
Tech | College and University | Space Cooling | Residential-type central air conditioners | TRC | Existing | NE3143 | Ceiling Insulation(R19 to R38) | Ceiling Insulation(R19 to R38) | NonEquip | 20 |  | 0% | Tech/Econ | 0.6578% | 0 | 0 | 0
Tech | College and University | Space Cooling | Residential-type central air conditioners | TRC | Existing | NE3091 | Ceiling Insulation(R12 to R38) | Ceiling Insulation(R12 to R38) | NonEquip | 20 |  | 0% | Tech/Econ | 1.425% | 0 | 0 | 0
Tech | College and University | Space Cooling | Residential-type central air conditioners | TRC | Existing | NE3039 | Airside Economizer | Airside Economizer | NonEquip | 10 | Packaged air conditioning units (RTUs) | 0% | Tech/Econ | 5.556% | 0 | 0 | 0
Tech | College and University | Space Cooling | Residential-type central air conditioners | TRC | Turnover | ET822 | Geothermal Heat Pump | Geothermal Heat Pump | Equip | 15 | Residential-type central air conditioners | 30.5% | Tech/Econ | 21.18% | 56.1564 | 0.0098729 | 0
Tech | College and University | Space Cooling | Residential-type central air conditioners | TRC | Turnover | ET1368 | Variable Refrigerant Flow (VRF) HVAC Systems | Variable Refrigerant Flow (VRF) HVAC Systems | Equip | 15 | Residential-type central air conditioners | 49.09% | Tech/Econ | 36.88% | 192.2118 | 0.040781 | 0
Tech | College and University | Space Cooling | Residential-type central air conditioners | TRC | Turnover | ET1290 | High Efficiency PTHP | High Efficiency PTHP | Equip | 15 | Residential-type central air conditioners | 0% | Tech/Econ | 23.64% | 0 | 0 | 0
Tech | College and University | Space Cooling | Residential-type central air conditioners | TRC | Turnover | ET1251 | High Efficiency PTAC | High Efficiency PTAC | Equip | 15 | Residential-type central air conditioners | 0% | Tech/Econ | 23.64% | 0 | 0 | 0
Tech | College and University | Space Cooling | Residential-type central air conditioners | TRC | New | EN848 | Geothermal Heat Pump | Geothermal Heat Pump | Equip | 15 | Residential-type central air conditioners | 30.5% | Tech/Econ | 21.18% | 0.44044 | 7.7433e-05 | 0
Tech | College and University | Space Cooling | Residential-type central air conditioners | TRC | New | EN1394 | Variable Refrigerant Flow (VRF) HVAC Systems | Variable Refrigerant Flow (VRF) HVAC Systems | Equip | 15 | Residential-type central air conditioners | 49.09% | Tech/Econ | 36.88% | 1.5075 | 0.00031985 | 0
Tech | College and University | Space Cooling | Residential-type central air conditioners | TRC | New | EN1316 | High Efficiency PTHP | High Efficiency PTHP | Equip | 15 | Residential-type central air conditioners | 0% | Tech/Econ | 23.64% | 0 | 0 | 0
Tech | College and University | Space Cooling | Residential-type central air conditioners | TRC | New | EN1277 | High Efficiency PTAC | High Efficiency PTAC | Equip | 15 | Residential-type central air conditioners | 0% | Tech/Econ | 23.64% | 0 | 0 | 0
Tech | College and University | Space Heating | Residential/split system heat pump | TRC | New | NN5340 | Retro-Commissioning | Retro-Commissioning | NonEquip | 5 |  | 0% | Tech/Econ | 16% | 0 | 0 | 0
Tech | College and University | Space Heating | Residential/split system heat pump | TRC | New | NN5132 | ENERGY STAR certified buildings program | ENERGY STAR certified buildings program | NonEquip | 20 |  | 0% | Tech/Econ | 35% | 0 | 0 | 0
Tech | College and University | Space Heating | Residential/split system heat pump | TRC | New | NN4326 | Water Cooled Refrigeration Heat Recovery | Water Cooled Refrigeration Heat Recovery | NonEquip | 20 |  | 4.199% | Tech/Econ | 10% | 0.25744 | 0 | 2.7959e-05
Tech | College and University | Space Heating | Residential/split system heat pump | TRC | New | NN4274 | Warehouse Loading Dock Seals | Warehouse Loading Dock Seals | NonEquip | 18 |  | 0% | Tech/Econ | 0.7767% | 0 | 0 | 0
Tech | College and University | Space Heating | Residential/split system heat pump | TRC | New | NN4170 | Smart Thermostat | Smart Thermostat | NonEquip | 11 |  | 45.33% | Tech/Econ | 10% | 2.6263 | 0 | 6.4853e-05
Tech | College and University | Space Heating | Residential/split system heat pump | TRC | New | NN4092 | Roof Insulation | Roof Insulation | NonEquip | 20 |  | 37.5% | Tech/Econ | 3.115% | 0.32195 | 0 | 7.843e-05
Tech | College and University | Space Heating | Residential/split system heat pump | TRC | New | NN4066 | Programmable Thermostat | Programmable Thermostat | NonEquip | 11 |  | 0% | Tech/Econ | 3.6% | 0 | 0 | 0
Tech | College and University | Space Heating | Residential/split system heat pump | TRC | New | NN4014 | Low U-Value Windows | Low U-Value Windows | NonEquip | 20 |  | 26.88% | Tech/Econ | 10% | 1.6931 | 0 | 7.0368e-06
Tech | College and University | Space Heating | Residential/split system heat pump | TRC | New | NN3936 | Infiltration Reduction - Air Sealing | Infiltration Reduction - Air Sealing | NonEquip | 11 |  | 0% | Tech/Econ | 0.3884% | 0 | 0 | 0
Tech | College and University | Space Heating | Residential/split system heat pump | TRC | New | NN3780 | Green Roof | Green Roof | NonEquip | 15 |  | 0.63% | Tech/Econ | 4.813% | 0.016774 | 0 | 0
Tech | College and University | Space Heating | Residential/split system heat pump | TRC | New | NN3728 | Floor Insulation | Floor Insulation | NonEquip | 20 |  | 16.87% | Tech/Econ | 1.634% | 0 | 0 | 0
Tech | College and University | Space Heating | Residential/split system heat pump | TRC | New | NN3650 | Facility Energy Management System | Facility Energy Management System | NonEquip | 15 |  | 4.276% | Tech/Econ | 20% | 0.54341 | 0 | 6.9493e-05
Tech | College and University | Space Heating | Residential/split system heat pump | TRC | New | NN3572 | ECM Motors on Furnaces | ECM Motors on Furnaces | NonEquip | 15 | Forced air furnace | 0% | Tech/Econ | 1.706% | 0 | 0 | 0
Tech | College and University | Space Heating | Residential/split system heat pump | TRC | New | NN3546 | Duct Sealing Repair | Duct Sealing Repair | NonEquip | 15 |  | 0% | Tech/Econ | 12% | 0 | 0 | 0
Tech | College and University | Space Heating | Residential/split system heat pump | TRC | New | NN3494 | Duct Insulation | Duct Insulation | NonEquip | 15 |  | 0% | Tech/Econ | 2.045% | 0 | 0 | 0
Tech | College and University | Space Heating | Residential/split system heat pump | TRC | New | NN3442 | Destratification Fans | Destratification Fans | NonEquip | 10 |  | 0% | Tech/Econ | 15.61% | 0 | 0 | 0
Tech | College and University | Space Heating | Residential/split system heat pump | TRC | New | NN3390 | Dedicated Outdoor Air System on VRF unit | Dedicated Outdoor Air System on VRF unit | NonEquip | 15 | Residential/split system heat pump | 58.91% | Tech/Econ | 10% | 3.1077 | 0 | 0.00048441
Tech | College and University | Space Heating | Residential/split system heat pump | TRC | New | NN3338 | Cool Roof | Cool Roof | NonEquip | 15 |  | 72.18% | Tech/Econ | 0.2437% | 0 | 0 | 0
Tech | College and University | Space Heating | Residential/split system heat pump | TRC | New | NN3234 | Ceiling Insulation(R30 to R38) | Ceiling Insulation(R30 to R38) | NonEquip | 20 |  | 0% | Tech/Econ | 0.6295% | 0 | 0 | 0
Tech | College and University | Space Heating | Residential/split system heat pump | TRC | New | NN3182 | Ceiling Insulation(R2 to R38) | Ceiling Insulation(R2 to R38) | NonEquip | 20 |  | 0% | Tech/Econ | 42.49% | 0 | 0 | 0
Tech | College and University | Space Heating | Residential/split system heat pump | TRC | New | NN3130 | Ceiling Insulation(R19 to R38) | Ceiling Insulation(R19 to R38) | NonEquip | 20 |  | 0% | Tech/Econ | 2.361% | 0 | 0 | 0
Tech | College and University | Space Heating | Residential/split system heat pump | TRC | New | NN3078 | Ceiling Insulation(R12 to R38) | Ceiling Insulation(R12 to R38) | NonEquip | 20 |  | 0% | Tech/Econ | 5.115% | 0 | 0 | 0
Tech | College and University | Space Heating | Residential/split system heat pump | TRC | Existing | NE5327 | Retro-Commissioning | Retro-Commissioning | NonEquip | 5 |  | 21.99% | Tech/Econ | 16% | 233.0582 | 0 | 0.001129
Tech | College and University | Space Heating | Residential/split system heat pump | TRC | Existing | NE5119 | ENERGY STAR certified buildings program | ENERGY STAR certified buildings program | NonEquip | 20 |  | 0% | Tech/Econ | 35% | 0 | 0 | 0
Tech | College and University | Space Heating | Residential/split system heat pump | TRC | Existing | NE4313 | Water Cooled Refrigeration Heat Recovery | Water Cooled Refrigeration Heat Recovery | NonEquip | 20 |  | 55.99% | Tech/Econ | 10% | 426.2912 | 0 | 0.046296
Tech | College and University | Space Heating | Residential/split system heat pump | TRC | Existing | NE4261 | Warehouse Loading Dock Seals | Warehouse Loading Dock Seals | NonEquip | 18 |  | 0% | Tech/Econ | 0.857% | 0 | 0 | 0
Tech | College and University | Space Heating | Residential/split system heat pump | TRC | Existing | NE4235 | Wall Insulation | Wall Insulation | NonEquip | 20 |  | 0% | Tech/Econ | 7.386% | 0 | 0 | 0
Tech | College and University | Space Heating | Residential/split system heat pump | TRC | Existing | NE4157 | Smart Thermostat | Smart Thermostat | NonEquip | 11 |  | 45.33% | Tech/Econ | 10% | 325.7756 | 0 | 0.0080447
Tech | College and University | Space Heating | Residential/split system heat pump | TRC | Existing | NE4079 | Roof Insulation | Roof Insulation | NonEquip | 20 |  | 37.5% | Tech/Econ | 6.874% | 176.8658 | 0 | 0.043087
Tech | College and University | Space Heating | Residential/split system heat pump | TRC | Existing | NE4053 | Programmable Thermostat | Programmable Thermostat | NonEquip | 11 |  | 0% | Tech/Econ | 3.6% | 0 | 0 | 0
Tech | College and University | Space Heating | Residential/split system heat pump | TRC | Existing | NE4001 | Low U-Value Windows | Low U-Value Windows | NonEquip | 20 |  | 10.75% | Tech/Econ | 46% | 497.8718 | 0 | 0.0020692
Tech | College and University | Space Heating | Residential/split system heat pump | TRC | Existing | NE3923 | Infiltration Reduction - Air Sealing | Infiltration Reduction - Air Sealing | NonEquip | 11 |  | 0% | Tech/Econ | 0.4285% | 0 | 0 | 0
Tech | College and University | Space Heating | Residential/split system heat pump | TRC | Existing | NE3845 | Hotel Card Energy Control Systems | Hotel Card Energy Control Systems | NonEquip | 15 |  | 0% | Tech/Econ | 0% | 0 | 0 | 0
Tech | College and University | Space Heating | Residential/split system heat pump | TRC | Existing | NE3767 | Green Roof | Green Roof | NonEquip | 15 |  | 0.126% | Tech/Econ | 5.311% | 0.44736 | 0 | 0
Tech | College and University | Space Heating | Residential/split system heat pump | TRC | Existing | NE3715 | Floor Insulation | Floor Insulation | NonEquip | 20 |  | 6.749% | Tech/Econ | 1.803% | 7.779 | 0 | 0.0018951
Tech | College and University | Space Heating | Residential/split system heat pump | TRC | Existing | NE3637 | Facility Energy Management System | Facility Energy Management System | NonEquip | 15 |  | 0.7167% | Tech/Econ | 20% | 11.6129 | 0 | 0.0014851
Tech | College and University | Space Heating | Residential/split system heat pump | TRC | Existing | NE3559 | ECM Motors on Furnaces | ECM Motors on Furnaces | NonEquip | 15 | Forced air furnace | 0% | Tech/Econ | 1.706% | 0 | 0 | 0
Tech | College and University | Space Heating | Residential/split system heat pump | TRC | Existing | NE3533 | Duct Sealing Repair | Duct Sealing Repair | NonEquip | 15 |  | 0% | Tech/Econ | 12% | 0 | 0 | 0
Tech | College and University | Space Heating | Residential/split system heat pump | TRC | Existing | NE3481 | Duct Insulation | Duct Insulation | NonEquip | 15 |  | 0% | Tech/Econ | 2.045% | 0 | 0 | 0
Tech | College and University | Space Heating | Residential/split system heat pump | TRC | Existing | NE3429 | Destratification Fans | Destratification Fans | NonEquip | 10 |  | 0% | Tech/Econ | 15.61% | 0 | 0 | 0
Tech | College and University | Space Heating | Residential/split system heat pump | TRC | Existing | NE3377 | Dedicated Outdoor Air System on VRF unit | Dedicated Outdoor Air System on VRF unit | NonEquip | 15 | Residential/split system heat pump | 58.91% | Tech/Econ | 10% | 476.6225 | 0 | 0.074294
Tech | College and University | Space Heating | Residential/split system heat pump | TRC | Existing | NE3325 | Cool Roof | Cool Roof | NonEquip | 15 |  | 72.68% | Tech/Econ | 0.2689% | 12.4777 | 0 | 0
Tech | College and University | Space Heating | Residential/split system heat pump | TRC | Existing | NE3221 | Ceiling Insulation(R30 to R38) | Ceiling Insulation(R30 to R38) | NonEquip | 20 |  | 0% | Tech/Econ | 0.6946% | 0 | 0 | 0
Tech | College and University | Space Heating | Residential/split system heat pump | TRC | Existing | NE3169 | Ceiling Insulation(R2 to R38) | Ceiling Insulation(R2 to R38) | NonEquip | 20 |  | 0% | Tech/Econ | 46.89% | 0 | 0 | 0
Tech | College and University | Space Heating | Residential/split system heat pump | TRC | Existing | NE3117 | Ceiling Insulation(R19 to R38) | Ceiling Insulation(R19 to R38) | NonEquip | 20 |  | 0% | Tech/Econ | 2.605% | 0 | 0 | 0
Tech | College and University | Space Heating | Residential/split system heat pump | TRC | Existing | NE3065 | Ceiling Insulation(R12 to R38) | Ceiling Insulation(R12 to R38) | NonEquip | 20 |  | 0% | Tech/Econ | 5.644% | 0 | 0 | 0
Tech | College and University | Space Heating | Residential/split system heat pump | TRC | Existing | NE2987 | Air Curtains | Air Curtains | NonEquip | 8 |  | 33.45% | Tech/Econ | 0.1737% | 3.7007 | 0 | 0.00040191
Tech | College and University | Space Heating | Residential/split system heat pump | TRC | Turnover | ET861 | Geothermal Heat Pump | Geothermal Heat Pump | Equip | 15 | Residential/split system heat pump | 30.5% | Tech/Econ | 2.941% | 59.9566 | 0 | 0.0098642
Tech | College and University | Space Heating | Residential/split system heat pump | TRC | Turnover | ET1407 | Variable Refrigerant Flow (VRF) HVAC Systems | Variable Refrigerant Flow (VRF) HVAC Systems | Equip | 15 | Residential/split system heat pump | 49.09% | Tech/Econ | 31.25% | 1468.2469 | 0 | 0.22886
Tech | College and University | Space Heating | Residential/split system heat pump | TRC | Turnover | ET1329 | High Efficiency PTHP | High Efficiency PTHP | Equip | 15 | Residential/split system heat pump | 0% | Tech/Econ | 9.375% | 0 | 0 | 0
Tech | College and University | Space Heating | Residential/split system heat pump | TRC | New | EN887 | Geothermal Heat Pump | Geothermal Heat Pump | Equip | 15 | Residential/split system heat pump | 30.5% | Tech/Econ | 2.941% | 0 | 0 | 0
Tech | College and University | Space Heating | Residential/split system heat pump | TRC | New | EN1433 | Variable Refrigerant Flow (VRF) HVAC Systems | Variable Refrigerant Flow (VRF) HVAC Systems | Equip | 15 | Residential/split system heat pump | 49.09% | Tech/Econ | 31.25% | 11.5155 | 0 | 0.001795
Tech | College and University | Space Heating | Residential/split system heat pump | TRC | New | EN1355 | High Efficiency PTHP | High Efficiency PTHP | Equip | 15 | Residential/split system heat pump | 0% | Tech/Econ | 9.375% | 0 | 0 | 0
Tech | College and University | Refrigeration | Residential style | TRC | New | NN5314 | Retro-Commissioning | Retro-Commissioning | NonEquip | 5 |  | 0% | Tech/Econ | 16% | 0 | 0 | 0
Tech | College and University | Refrigeration | Residential style | TRC | New | NN5106 | ENERGY STAR certified buildings program | ENERGY STAR certified buildings program | NonEquip | 20 |  | 0% | Tech/Econ | 35% | 0 | 0 | 0
Tech | College and University | Refrigeration | Residential style | TRC | New | NN4898 | Strip Curtains for Walk-ins | Strip Curtains for Walk-ins | NonEquip | 4 | Walk-in cooler | 0% | Tech/Econ | 2.115% | 0 | 0 | 0
Tech | College and University | Refrigeration | Residential style | TRC | New | NN4872 | Refrigerated Display Case Lighting Controls | Refrigerated Display Case Lighting Controls | NonEquip | 8 | Display cases | 0% | Tech/Econ | 0.9365% | 0 | 0 | 0
Tech | College and University | Refrigeration | Residential style | TRC | New | NN4846 | PSC to ECM Evaporator Fan Motor (Walk-In, Refrigerator) | PSC to ECM Evaporator Fan Motor (Walk-In, Refrigerator) | NonEquip | 15 | Walk-in cooler | 0% | Tech/Econ | 37.5% | 0 | 0 | 0
Tech | College and University | Refrigeration | Residential style | TRC | New | NN4820 | PSC to ECM Evaporator Fan Motor (Reach-In) | PSC to ECM Evaporator Fan Motor (Reach-In) | NonEquip | 15 | Display cases | 0% | Tech/Econ | 37.5% | 0 | 0 | 0
Tech | College and University | Refrigeration | Residential style | TRC | New | NN4794 | Night Covers for Display Cases | Night Covers for Display Cases | NonEquip | 5 | Display cases | 0% | Tech/Econ | 1.877% | 0 | 0 | 0
Tech | College and University | Refrigeration | Residential style | TRC | New | NN4768 | High R-Value Glass Doors | High R-Value Glass Doors | NonEquip | 12 | Display cases | 0% | Tech/Econ | 0% | 0 | 0 | 0
Tech | College and University | Refrigeration | Residential style | TRC | New | NN4742 | High Efficiency Refrigeration Compressor | High Efficiency Refrigeration Compressor | NonEquip | 13 | Display cases | 0% | Tech/Econ | 6.922% | 0 | 0 | 0
Tech | College and University | Refrigeration | Residential style | TRC | New | NN4716 | Freezer-Cooler Replacement Gaskets | Freezer-Cooler Replacement Gaskets | NonEquip | 4 | Display cases | 0% | Tech/Econ | 0% | 0 | 0 | 0
Tech | College and University | Refrigeration | Residential style | TRC | New | NN4690 | Floating Head Pressure Controls | Floating Head Pressure Controls | NonEquip | 15 |  | 27.37% | Tech/Econ | 6.05% | 5.0819 | 0.0006589 | 0.00055191
Tech | College and University | Refrigeration | Residential style | TRC | New | NN4664 | Demand Defrost | Demand Defrost | NonEquip | 10 | Walk-in cooler | 0% | Tech/Econ | 30% | 0 | 0 | 0
Tech | College and University | Refrigeration | Residential style | TRC | New | NN4638 | Automatic Door Closer for Walk-in Coolers and Freezers | Automatic Door Closer for Walk-in Coolers and Freezers | NonEquip | 8 | Walk-in cooler | 0% | Tech/Econ | 3.131% | 0 | 0 | 0
Tech | College and University | Refrigeration | Residential style | TRC | New | NN4612 | Anti-Sweat Controls | Anti-Sweat Controls | NonEquip | 8 | Display cases | 0% | Tech/Econ | 85% | 0 | 0 | 0
Tech | College and University | Refrigeration | Residential style | TRC | Existing | NE5301 | Retro-Commissioning | Retro-Commissioning | NonEquip | 5 |  | 21.99% | Tech/Econ | 16% | 1475.5324 | 0.62216 | 0.0071478
Tech | College and University | Refrigeration | Residential style | TRC | Existing | NE5093 | ENERGY STAR certified buildings program | ENERGY STAR certified buildings program | NonEquip | 20 |  | 0% | Tech/Econ | 35% | 0 | 0 | 0
Tech | College and University | Refrigeration | Residential style | TRC | Existing | NE4885 | Strip Curtains for Walk-ins | Strip Curtains for Walk-ins | NonEquip | 4 | Walk-in cooler | 0% | Tech/Econ | 2.115% | 0 | 0 | 0
Tech | College and University | Refrigeration | Residential style | TRC | Existing | NE4859 | Refrigerated Display Case Lighting Controls | Refrigerated Display Case Lighting Controls | NonEquip | 8 | Display cases | 0% | Tech/Econ | 2.524% | 0 | 0 | 0
Tech | College and University | Refrigeration | Residential style | TRC | Existing | NE4833 | PSC to ECM Evaporator Fan Motor (Walk-In, Refrigerator) | PSC to ECM Evaporator Fan Motor (Walk-In, Refrigerator) | NonEquip | 15 | Walk-in cooler | 0% | Tech/Econ | 37.5% | 0 | 0 | 0
Tech | College and University | Refrigeration | Residential style | TRC | Existing | NE4807 | PSC to ECM Evaporator Fan Motor (Reach-In) | PSC to ECM Evaporator Fan Motor (Reach-In) | NonEquip | 15 | Display cases | 0% | Tech/Econ | 37.5% | 0 | 0 | 0
Tech | College and University | Refrigeration | Residential style | TRC | Existing | NE4781 | Night Covers for Display Cases | Night Covers for Display Cases | NonEquip | 5 | Display cases | 0% | Tech/Econ | 1.877% | 0 | 0 | 0
Tech | College and University | Refrigeration | Residential style | TRC | Existing | NE4755 | High R-Value Glass Doors | High R-Value Glass Doors | NonEquip | 12 | Display cases | 0% | Tech/Econ | 23.81% | 0 | 0 | 0
Tech | College and University | Refrigeration | Residential style | TRC | Existing | NE4729 | High Efficiency Refrigeration Compressor | High Efficiency Refrigeration Compressor | NonEquip | 13 | Display cases | 0% | Tech/Econ | 6.922% | 0 | 0 | 0
Tech | College and University | Refrigeration | Residential style | TRC | Existing | NE4703 | Freezer-Cooler Replacement Gaskets | Freezer-Cooler Replacement Gaskets | NonEquip | 4 | Display cases | 0% | Tech/Econ | 3.131% | 0 | 0 | 0
Tech | College and University | Refrigeration | Residential style | TRC | Existing | NE4677 | Floating Head Pressure Controls | Floating Head Pressure Controls | NonEquip | 15 |  | 27.37% | Tech/Econ | 6.05% | 670.1295 | 0.086886 | 0.072778
Tech | College and University | Refrigeration | Residential style | TRC | Existing | NE4651 | Demand Defrost | Demand Defrost | NonEquip | 10 | Walk-in cooler | 0% | Tech/Econ | 30% | 0 | 0 | 0
Tech | College and University | Refrigeration | Residential style | TRC | Existing | NE4625 | Automatic Door Closer for Walk-in Coolers and Freezers | Automatic Door Closer for Walk-in Coolers and Freezers | NonEquip | 8 | Walk-in cooler | 0% | Tech/Econ | 3.131% | 0 | 0 | 0
Tech | College and University | Refrigeration | Residential style | TRC | Existing | NE4599 | Anti-Sweat Controls | Anti-Sweat Controls | NonEquip | 8 | Display cases | 0% | Tech/Econ | 85% | 0 | 0 | 0
Tech | College and University | Refrigeration | Residential style | TRC | Turnover | ET2532 | Energy Star Refrigerator | Energy Star Refrigerator | Equip | 12 | Residential style | 45.6% | Tech/Econ | 21.99% | 4673.7902 | 0.61535 | 0.48419
Tech | College and University | Refrigeration | Residential style | TRC | New | EN2558 | Energy Star Refrigerator | Energy Star Refrigerator | Equip | 12 | Residential style | 53.2% | Tech/Econ | 21.99% | 40.6512 | 0.0053521 | 0.0042114
Tech | College and University | Cooking | Range | TRC | New | NN5080 | ENERGY STAR certified buildings program | ENERGY STAR certified buildings program | NonEquip | 20 |  | 0% | Tech/Econ | 35% | 0 | 0 | 0
Tech | College and University | Cooking | Range | TRC | Existing | NE5067 | ENERGY STAR certified buildings program | ENERGY STAR certified buildings program | NonEquip | 20 |  | 0% | Tech/Econ | 35% | 0 | 0 | 0
Tech | College and University | Miscellaneous | Pool pump | TRC | New | NN5444 | Retro-Commissioning | Retro-Commissioning | NonEquip | 5 |  | 0% | Tech/Econ | 16% | 0 | 0 | 0
Tech | College and University | Miscellaneous | Pool pump | TRC | New | NN5236 | ENERGY STAR certified buildings program | ENERGY STAR certified buildings program | NonEquip | 20 |  | 0% | Tech/Econ | 35% | 0 | 0 | 0
Tech | College and University | Miscellaneous | Pool pump | TRC | New | NN4534 | VSD Controlled Compressor | VSD Controlled Compressor | NonEquip | 15 | Others | 0% | Tech/Econ | 20.79% | 0 | 0 | 0
Tech | College and University | Miscellaneous | Pool pump | TRC | New | NN4508 | Regenerative Drive Elevator Motor | Regenerative Drive Elevator Motor | NonEquip | 13 | Elevators/Escalators | 0% | Tech/Econ | 6.211% | 0 | 0 | 0
Tech | College and University | Miscellaneous | Pool pump | TRC | New | NN4482 | Engine Block Timer | Engine Block Timer | NonEquip | 5 | Others | 0% | Tech/Econ | 36% | 0 | 0 | 0
Tech | College and University | Miscellaneous | Pool pump | TRC | New | NN4456 | Efficient Motor Belts | Efficient Motor Belts | NonEquip | 10 | Others | 0% | Tech/Econ | 1.105% | 0 | 0 | 0
Tech | College and University | Miscellaneous | Pool pump | TRC | Existing | NE5431 | Retro-Commissioning | Retro-Commissioning | NonEquip | 5 |  | 21.99% | Tech/Econ | 16% | 0 | 0 | 0
Tech | College and University | Miscellaneous | Pool pump | TRC | Existing | NE5223 | ENERGY STAR certified buildings program | ENERGY STAR certified buildings program | NonEquip | 20 |  | 0% | Tech/Econ | 35% | 0 | 0 | 0
Tech | College and University | Miscellaneous | Pool pump | TRC | Existing | NE4521 | VSD Controlled Compressor | VSD Controlled Compressor | NonEquip | 15 | Others | 0% | Tech/Econ | 20.79% | 0 | 0 | 0
Tech | College and University | Miscellaneous | Pool pump | TRC | Existing | NE4495 | Regenerative Drive Elevator Motor | Regenerative Drive Elevator Motor | NonEquip | 13 | Elevators/Escalators | 0% | Tech/Econ | 6.211% | 0 | 0 | 0
Tech | College and University | Miscellaneous | Pool pump | TRC | Existing | NE4469 | Engine Block Timer | Engine Block Timer | NonEquip | 5 | Others | 0% | Tech/Econ | 36% | 0 | 0 | 0
Tech | College and University | Miscellaneous | Pool pump | TRC | Existing | NE4443 | Efficient Motor Belts | Efficient Motor Belts | NonEquip | 10 | Others | 0% | Tech/Econ | 1.105% | 0 | 0 | 0
Tech | College and University | Miscellaneous | Pool pump | TRC | Turnover | ET2106 | Variable Speed Pool Pump | Variable Speed Pool Pump | Equip | 10 | Pool pump | 42.75% | Tech/Econ | 64.36% | 0 | 0 | 0
Tech | College and University | Miscellaneous | Pool pump | TRC | Turnover | ET2031 | Solar Powered Pool Pump | Solar Powered Pool Pump | Equip | 10 | Pool pump | 11.4% | Tech/Econ | 81% | 0 | 0 | 0
Tech | College and University | Miscellaneous | Pool pump | TRC | Turnover | ET1992 | Solar Pool Heater | Solar Pool Heater | Equip | 15 | Pool pump | 16.92% | Tech/Econ | 86.11% | 0 | 0 | 0
Tech | College and University | Miscellaneous | Pool pump | TRC | Turnover | ET1953 | Heat Pump Pool Heater | Heat Pump Pool Heater | Equip | 15 | Pool pump | 63.46% | Tech/Econ | 80% | 0 | 0 | 0
Tech | College and University | Miscellaneous | Pool pump | TRC | New | EN2130 | Variable Speed Pool Pump | Variable Speed Pool Pump | Equip | 10 | Pool pump | 42.75% | Tech/Econ | 64.36% | 0 | 0 | 0
Tech | College and University | Miscellaneous | Pool pump | TRC | New | EN2055 | Solar Powered Pool Pump | Solar Powered Pool Pump | Equip | 10 | Pool pump | 11.4% | Tech/Econ | 81% | 0 | 0 | 0
Tech | College and University | Miscellaneous | Pool pump | TRC | New | EN2018 | Solar Pool Heater | Solar Pool Heater | Equip | 15 | Pool pump | 16.92% | Tech/Econ | 86.11% | 0 | 0 | 0
Tech | College and University | Miscellaneous | Pool pump | TRC | New | EN1979 | Heat Pump Pool Heater | Heat Pump Pool Heater | Equip | 15 | Pool pump | 63.46% | Tech/Econ | 80% | 0 | 0 | 0
Tech | College and University | Space Heating | Packaged central unit | TRC | New | NN5340 | Retro-Commissioning | Retro-Commissioning | NonEquip | 5 |  | 0% | Tech/Econ | 16% | 0 | 0 | 0
Tech | College and University | Space Heating | Packaged central unit | TRC | New | NN5132 | ENERGY STAR certified buildings program | ENERGY STAR certified buildings program | NonEquip | 20 |  | 0% | Tech/Econ | 35% | 0 | 0 | 0
Tech | College and University | Space Heating | Packaged central unit | TRC | New | NN4326 | Water Cooled Refrigeration Heat Recovery | Water Cooled Refrigeration Heat Recovery | NonEquip | 20 |  | 4.199% | Tech/Econ | 10% | 3.7581 | 0 | 0.00040814
Tech | College and University | Space Heating | Packaged central unit | TRC | New | NN4274 | Warehouse Loading Dock Seals | Warehouse Loading Dock Seals | NonEquip | 18 |  | 0% | Tech/Econ | 0.7767% | 0 | 0 | 0
Tech | College and University | Space Heating | Packaged central unit | TRC | New | NN4170 | Smart Thermostat | Smart Thermostat | NonEquip | 11 |  | 45.33% | Tech/Econ | 10% | 40.3936 | 0 | 0.00099748
Tech | College and University | Space Heating | Packaged central unit | TRC | New | NN4092 | Roof Insulation | Roof Insulation | NonEquip | 20 |  | 37.5% | Tech/Econ | 3.115% | 4.9517 | 0 | 0.0012063
Tech | College and University | Space Heating | Packaged central unit | TRC | New | NN4066 | Programmable Thermostat | Programmable Thermostat | NonEquip | 11 |  | 0% | Tech/Econ | 3.6% | 0 | 0 | 0
Tech | College and University | Space Heating | Packaged central unit | TRC | New | NN4014 | Low U-Value Windows | Low U-Value Windows | NonEquip | 20 |  | 26.88% | Tech/Econ | 10% | 24.7159 | 0 | 0.00010272
Tech | College and University | Space Heating | Packaged central unit | TRC | New | NN3936 | Infiltration Reduction - Air Sealing | Infiltration Reduction - Air Sealing | NonEquip | 11 |  | 0% | Tech/Econ | 0.3884% | 0 | 0 | 0
Tech | College and University | Space Heating | Packaged central unit | TRC | New | NN3858 | Hotel Card Energy Control Systems | Hotel Card Energy Control Systems | NonEquip | 15 |  | 0% | Tech/Econ | 0% | 0 | 0 | 0
Tech | College and University | Space Heating | Packaged central unit | TRC | New | NN3780 | Green Roof | Green Roof | NonEquip | 15 |  | 0.63% | Tech/Econ | 4.813% | 0.25799 | 0 | 0
Tech | College and University | Space Heating | Packaged central unit | TRC | New | NN3728 | Floor Insulation | Floor Insulation | NonEquip | 20 |  | 16.87% | Tech/Econ | 1.634% | 0 | 0 | 0
Tech | College and University | Space Heating | Packaged central unit | TRC | New | NN3650 | Facility Energy Management System | Facility Energy Management System | NonEquip | 15 |  | 4.276% | Tech/Econ | 20% | 7.9325 | 0 | 0.0010144
Tech | College and University | Space Heating | Packaged central unit | TRC | New | NN3572 | ECM Motors on Furnaces | ECM Motors on Furnaces | NonEquip | 15 | Forced air furnace | 0% | Tech/Econ | 1.706% | 0 | 0 | 0
Tech | College and University | Space Heating | Packaged central unit | TRC | New | NN3546 | Duct Sealing Repair | Duct Sealing Repair | NonEquip | 15 |  | 0% | Tech/Econ | 12% | 0 | 0 | 0
Tech | College and University | Space Heating | Packaged central unit | TRC | New | NN3494 | Duct Insulation | Duct Insulation | NonEquip | 15 |  | 0% | Tech/Econ | 2.045% | 0 | 0 | 0
Tech | College and University | Space Heating | Packaged central unit | TRC | New | NN3442 | Destratification Fans | Destratification Fans | NonEquip | 10 |  | 0% | Tech/Econ | 15.61% | 0 | 0 | 0
Tech | College and University | Space Heating | Packaged central unit | TRC | New | NN3390 | Dedicated Outdoor Air System on VRF unit | Dedicated Outdoor Air System on VRF unit | NonEquip | 15 | Residential/split system heat pump | 0% | Tech/Econ | 10% | 0 | 0 | 0
Tech | College and University | Space Heating | Packaged central unit | TRC | New | NN3338 | Cool Roof | Cool Roof | NonEquip | 15 |  | 72.18% | Tech/Econ | 0.2437% | 0 | 0 | 0
Tech | College and University | Space Heating | Packaged central unit | TRC | New | NN3234 | Ceiling Insulation(R30 to R38) | Ceiling Insulation(R30 to R38) | NonEquip | 20 |  | 0% | Tech/Econ | 0.6295% | 0 | 0 | 0
Tech | College and University | Space Heating | Packaged central unit | TRC | New | NN3182 | Ceiling Insulation(R2 to R38) | Ceiling Insulation(R2 to R38) | NonEquip | 20 |  | 0% | Tech/Econ | 42.49% | 0 | 0 | 0
Tech | College and University | Space Heating | Packaged central unit | TRC | New | NN3130 | Ceiling Insulation(R19 to R38) | Ceiling Insulation(R19 to R38) | NonEquip | 20 |  | 0% | Tech/Econ | 2.361% | 0 | 0 | 0
Tech | College and University | Space Heating | Packaged central unit | TRC | New | NN3078 | Ceiling Insulation(R12 to R38) | Ceiling Insulation(R12 to R38) | NonEquip | 20 |  | 0% | Tech/Econ | 5.115% | 0 | 0 | 0
Tech | College and University | Space Heating | Packaged central unit | TRC | New | NN3000 | Air Curtains | Air Curtains | NonEquip | 8 |  | 28.37% | Tech/Econ | 0.1737% | 0 | 0 | 0
Tech | College and University | Space Heating | Packaged central unit | TRC | Existing | NE5327 | Retro-Commissioning | Retro-Commissioning | NonEquip | 5 |  | 21.99% | Tech/Econ | 16% | 3543.2694 | 0 | 0.017164
Tech | College and University | Space Heating | Packaged central unit | TRC | Existing | NE5119 | ENERGY STAR certified buildings program | ENERGY STAR certified buildings program | NonEquip | 20 |  | 0% | Tech/Econ | 35% | 0 | 0 | 0
Tech | College and University | Space Heating | Packaged central unit | TRC | Existing | NE4313 | Water Cooled Refrigeration Heat Recovery | Water Cooled Refrigeration Heat Recovery | NonEquip | 20 |  | 55.99% | Tech/Econ | 10% | 6612.408 | 0 | 0.71812
Tech | College and University | Space Heating | Packaged central unit | TRC | Existing | NE4261 | Warehouse Loading Dock Seals | Warehouse Loading Dock Seals | NonEquip | 18 |  | 0% | Tech/Econ | 0.857% | 0 | 0 | 0
Tech | College and University | Space Heating | Packaged central unit | TRC | Existing | NE4235 | Wall Insulation | Wall Insulation | NonEquip | 20 |  | 0% | Tech/Econ | 7.386% | 0 | 0 | 0
Tech | College and University | Space Heating | Packaged central unit | TRC | Existing | NE4157 | Smart Thermostat | Smart Thermostat | NonEquip | 11 |  | 45.33% | Tech/Econ | 10% | 5053.2619 | 0 | 0.12478
Tech | College and University | Space Heating | Packaged central unit | TRC | Existing | NE4079 | Roof Insulation | Roof Insulation | NonEquip | 20 |  | 37.5% | Tech/Econ | 6.874% | 2743.4505 | 0 | 0.66834
Tech | College and University | Space Heating | Packaged central unit | TRC | Existing | NE4053 | Programmable Thermostat | Programmable Thermostat | NonEquip | 11 |  | 0% | Tech/Econ | 3.6% | 0 | 0 | 0
Tech | College and University | Space Heating | Packaged central unit | TRC | Existing | NE4001 | Low U-Value Windows | Low U-Value Windows | NonEquip | 20 |  | 10.75% | Tech/Econ | 46% | 6152.7228 | 0 | 0.025571
Tech | College and University | Space Heating | Packaged central unit | TRC | Existing | NE3923 | Infiltration Reduction - Air Sealing | Infiltration Reduction - Air Sealing | NonEquip | 11 |  | 0% | Tech/Econ | 0.4285% | 0 | 0 | 0
Tech | College and University | Space Heating | Packaged central unit | TRC | Existing | NE3845 | Hotel Card Energy Control Systems | Hotel Card Energy Control Systems | NonEquip | 15 |  | 0% | Tech/Econ | 0% | 0 | 0 | 0
Tech | College and University | Space Heating | Packaged central unit | TRC | Existing | NE3767 | Green Roof | Green Roof | NonEquip | 15 |  | 0.126% | Tech/Econ | 5.311% | 6.9392 | 0 | 0
Tech | College and University | Space Heating | Packaged central unit | TRC | Existing | NE3715 | Floor Insulation | Floor Insulation | NonEquip | 20 |  | 6.749% | Tech/Econ | 1.803% | 118.2677 | 0 | 0.028812
Tech | College and University | Space Heating | Packaged central unit | TRC | Existing | NE3637 | Facility Energy Management System | Facility Energy Management System | NonEquip | 15 |  | 0.7167% | Tech/Econ | 20% | 169.5206 | 0 | 0.021679
Tech | College and University | Space Heating | Packaged central unit | TRC | Existing | NE3559 | ECM Motors on Furnaces | ECM Motors on Furnaces | NonEquip | 15 | Forced air furnace | 0% | Tech/Econ | 1.706% | 0 | 0 | 0
Tech | College and University | Space Heating | Packaged central unit | TRC | Existing | NE3533 | Duct Sealing Repair | Duct Sealing Repair | NonEquip | 15 |  | 0% | Tech/Econ | 12% | 0 | 0 | 0
Tech | College and University | Space Heating | Packaged central unit | TRC | Existing | NE3481 | Duct Insulation | Duct Insulation | NonEquip | 15 |  | 0% | Tech/Econ | 2.045% | 0 | 0 | 0
Tech | College and University | Space Heating | Packaged central unit | TRC | Existing | NE3429 | Destratification Fans | Destratification Fans | NonEquip | 10 |  | 0% | Tech/Econ | 15.61% | 0 | 0 | 0
Tech | College and University | Space Heating | Packaged central unit | TRC | Existing | NE3377 | Dedicated Outdoor Air System on VRF unit | Dedicated Outdoor Air System on VRF unit | NonEquip | 15 | Residential/split system heat pump | 0% | Tech/Econ | 10% | 0 | 0 | 0
Tech | College and University | Space Heating | Packaged central unit | TRC | Existing | NE3325 | Cool Roof | Cool Roof | NonEquip | 15 |  | 72.68% | Tech/Econ | 0.2689% | 189.7026 | 0 | 0
Tech | College and University | Space Heating | Packaged central unit | TRC | Existing | NE3221 | Ceiling Insulation(R30 to R38) | Ceiling Insulation(R30 to R38) | NonEquip | 20 |  | 0% | Tech/Econ | 0.6946% | 0 | 0 | 0
Tech | College and University | Space Heating | Packaged central unit | TRC | Existing | NE3169 | Ceiling Insulation(R2 to R38) | Ceiling Insulation(R2 to R38) | NonEquip | 20 |  | 0% | Tech/Econ | 46.89% | 0 | 0 | 0
Tech | College and University | Space Heating | Packaged central unit | TRC | Existing | NE3117 | Ceiling Insulation(R19 to R38) | Ceiling Insulation(R19 to R38) | NonEquip | 20 |  | 0% | Tech/Econ | 2.605% | 0 | 0 | 0
Tech | College and University | Space Heating | Packaged central unit | TRC | Existing | NE3065 | Ceiling Insulation(R12 to R38) | Ceiling Insulation(R12 to R38) | NonEquip | 20 |  | 0% | Tech/Econ | 5.644% | 0 | 0 | 0
Tech | College and University | Space Heating | Packaged central unit | TRC | Existing | NE2987 | Air Curtains | Air Curtains | NonEquip | 8 |  | 33.45% | Tech/Econ | 0.1737% | 56.2634 | 0 | 0.0061103
Tech | College and University | Space Heating | Packaged central unit | TRC | Turnover | ET1212 | High Efficiency DX 135k- less than 240k BTU | High Efficiency DX 135k- less than 240k BTU | Equip | 15 | Packaged central unit | 94.56% | Tech/Econ | 3.03% | 2971.0295 | 0 | 0
Tech | College and University | Space Heating | Packaged central unit | TRC | New | EN1238 | High Efficiency DX 135k- less than 240k BTU | High Efficiency DX 135k- less than 240k BTU | Equip | 15 | Packaged central unit | 94.56% | Tech/Econ | 3.03% | 24.2298 | 0 | 0
Tech | College and University | Space Cooling | Packaged air conditioning units (RTUs) | TRC | New | NN5366 | Retro-Commissioning | Retro-Commissioning | NonEquip | 5 |  | 0% | Tech/Econ | 16% | 0 | 0 | 0
Tech | College and University | Space Cooling | Packaged air conditioning units (RTUs) | TRC | New | NN5158 | ENERGY STAR certified buildings program | ENERGY STAR certified buildings program | NonEquip | 20 |  | 0% | Tech/Econ | 35% | 0 | 0 | 0
Tech | College and University | Space Cooling | Packaged air conditioning units (RTUs) | TRC | New | NN4378 | Window Sun Protection | Window Sun Protection | NonEquip | 10 |  | 15.35% | Tech/Econ | 16% | 4.2795 | 0.0013325 | -7.5073e-05
Tech | College and University | Space Cooling | Packaged air conditioning units (RTUs) | TRC | New | NN4352 | Waterside Economizer | Waterside Economizer | NonEquip | 20 |  | 17.02% | Tech/Econ | 5.556% | 0 | 0 | 0
Tech | College and University | Space Cooling | Packaged air conditioning units (RTUs) | TRC | New | NN4144 | Smart Thermostat | Smart Thermostat | NonEquip | 11 |  | 45.33% | Tech/Econ | 10% | 0 | 0 | 0
Tech | College and University | Space Cooling | Packaged air conditioning units (RTUs) | TRC | New | NN4118 | Roof Insulation | Roof Insulation | NonEquip | 20 |  | 37.5% | Tech/Econ | 0.868% | 0 | 0 | 0
Tech | College and University | Space Cooling | Packaged air conditioning units (RTUs) | TRC | New | NN4040 | Programmable Thermostat | Programmable Thermostat | NonEquip | 11 |  | 0% | Tech/Econ | 3.6% | 0 | 0 | 0
Tech | College and University | Space Cooling | Packaged air conditioning units (RTUs) | TRC | New | NN3988 | Low U-Value Windows | Low U-Value Windows | NonEquip | 20 |  | 26.88% | Tech/Econ | 10% | 1.4275 | 0.00053062 | 0
Tech | College and University | Space Cooling | Packaged air conditioning units (RTUs) | TRC | New | NN3910 | HVAC tune-up_RTU | HVAC tune-up_RTU | NonEquip | 5 | Packaged air conditioning units (RTUs) | 0% | Tech/Econ | 5% | 0 | 0 | 0
Tech | College and University | Space Cooling | Packaged air conditioning units (RTUs) | TRC | New | NN3884 | HVAC tune-up | HVAC tune-up | NonEquip | 5 | Residential-type central air conditioners | 0% | Tech/Econ | 5% | 0 | 0 | 0
Tech | College and University | Space Cooling | Packaged air conditioning units (RTUs) | TRC | New | NN3806 | Green Roof | Green Roof | NonEquip | 15 |  | 0.63% | Tech/Econ | 1.006% | 0 | 0 | 0
Tech | College and University | Space Cooling | Packaged air conditioning units (RTUs) | TRC | New | NN3676 | Facility Energy Management System | Facility Energy Management System | NonEquip | 15 |  | 4.276% | Tech/Econ | 20% | 1.6979 | 0.00025137 | 0
Tech | College and University | Space Cooling | Packaged air conditioning units (RTUs) | TRC | New | NN3624 | Facility Commissioning | Facility Commissioning | NonEquip | 10 |  | 71.67% | Tech/Econ | 16% | 22.5724 | 0.0034057 | 0.00063898
Tech | College and University | Space Cooling | Packaged air conditioning units (RTUs) | TRC | New | NN3598 | Energy Recovery Ventilation System (ERV) | Energy Recovery Ventilation System (ERV) | NonEquip | 15 | Packaged air conditioning units (RTUs) | 34.81% | Tech/Econ | 10.24% | 6.0589 | 0.0088841 | 0.0017217
Tech | College and University | Space Cooling | Packaged air conditioning units (RTUs) | TRC | New | NN3520 | Duct Sealing Repair | Duct Sealing Repair | NonEquip | 15 |  | 0% | Tech/Econ | 12% | 0 | 0 | 0
Tech | College and University | Space Cooling | Packaged air conditioning units (RTUs) | TRC | New | NN3468 | Duct Insulation | Duct Insulation | NonEquip | 15 |  | 0% | Tech/Econ | 2.045% | 0 | 0 | 0
Tech | College and University | Space Cooling | Packaged air conditioning units (RTUs) | TRC | New | NN3416 | Dedicated Outdoor Air System on VRF unit | Dedicated Outdoor Air System on VRF unit | NonEquip | 15 | Residential-type central air conditioners | 0% | Tech/Econ | 17.5% | 0 | 0 | 0
Tech | College and University | Space Cooling | Packaged air conditioning units (RTUs) | TRC | New | NN3364 | Cool Roof | Cool Roof | NonEquip | 15 |  | 72.18% | Tech/Econ | 1.862% | 0 | 0 | 0
Tech | College and University | Space Cooling | Packaged air conditioning units (RTUs) | TRC | New | NN3312 | Chilled Water System - Variable Speed Drives | Chilled Water System - Variable Speed Drives | NonEquip | 13 | Central chillers inside | 0% | Tech/Econ | 24.74% | 0 | 0 | 0
Tech | College and University | Space Cooling | Packaged air conditioning units (RTUs) | TRC | New | NN3286 | Chilled Water Controls Optimization | Chilled Water Controls Optimization | NonEquip | 10 | Central chillers inside | 0% | Tech/Econ | 12.5% | 0 | 0 | 0
Tech | College and University | Space Cooling | Packaged air conditioning units (RTUs) | TRC | New | NN3208 | Ceiling Insulation(R2 to R38) | Ceiling Insulation(R2 to R38) | NonEquip | 20 |  | 0% | Tech/Econ | 11.84% | 0 | 0 | 0
Tech | College and University | Space Cooling | Packaged air conditioning units (RTUs) | TRC | New | NN3156 | Ceiling Insulation(R19 to R38) | Ceiling Insulation(R19 to R38) | NonEquip | 20 |  | 0% | Tech/Econ | 0.6578% | 0 | 0 | 0
Tech | College and University | Space Cooling | Packaged air conditioning units (RTUs) | TRC | New | NN3104 | Ceiling Insulation(R12 to R38) | Ceiling Insulation(R12 to R38) | NonEquip | 20 |  | 0% | Tech/Econ | 1.425% | 0 | 0 | 0
Tech | College and University | Space Cooling | Packaged air conditioning units (RTUs) | TRC | New | NN3052 | Airside Economizer | Airside Economizer | NonEquip | 10 | Packaged air conditioning units (RTUs) | 4.552% | Tech/Econ | 5.556% | 0.41101 | -3.9845e-05 | 1.0185e-05
Tech | College and University | Space Cooling | Packaged air conditioning units (RTUs) | TRC | Existing | NE5353 | Retro-Commissioning | Retro-Commissioning | NonEquip | 5 |  | 21.99% | Tech/Econ | 16% | 756.2826 | 0.31889 | 0
Tech | College and University | Space Cooling | Packaged air conditioning units (RTUs) | TRC | Existing | NE5145 | ENERGY STAR certified buildings program | ENERGY STAR certified buildings program | NonEquip | 20 |  | 0% | Tech/Econ | 35% | 0 | 0 | 0
Tech | College and University | Space Cooling | Packaged air conditioning units (RTUs) | TRC | Existing | NE4365 | Window Sun Protection | Window Sun Protection | NonEquip | 10 |  | 15.68% | Tech/Econ | 16% | 634.0891 | 0.19744 | -0.011124
Tech | College and University | Space Cooling | Packaged air conditioning units (RTUs) | TRC | Existing | NE4339 | Waterside Economizer | Waterside Economizer | NonEquip | 20 |  | 17.02% | Tech/Econ | 5.556% | 214.0098 | 0.07079 | 0
Tech | College and University | Space Cooling | Packaged air conditioning units (RTUs) | TRC | Existing | NE4209 | Wall Insulation | Wall Insulation | NonEquip | 20 |  | 0% | Tech/Econ | 12.78% | 0 | 0 | 0
Tech | College and University | Space Cooling | Packaged air conditioning units (RTUs) | TRC | Existing | NE4131 | Smart Thermostat | Smart Thermostat | NonEquip | 11 |  | 45.33% | Tech/Econ | 10% | 1077.2435 | 0.090043 | 0
Tech | College and University | Space Cooling | Packaged air conditioning units (RTUs) | TRC | Existing | NE4105 | Roof Insulation | Roof Insulation | NonEquip | 20 |  | 37.5% | Tech/Econ | 1.736% | 133.1816 | 0.055081 | 0
Tech | College and University | Space Cooling | Packaged air conditioning units (RTUs) | TRC | Existing | NE4027 | Programmable Thermostat | Programmable Thermostat | NonEquip | 11 |  | 0% | Tech/Econ | 3.6% | 0 | 0 | 0
Tech | College and University | Space Cooling | Packaged air conditioning units (RTUs) | TRC | Existing | NE3975 | Low U-Value Windows | Low U-Value Windows | NonEquip | 20 |  | 10.75% | Tech/Econ | 46% | 1316.9823 | 0.48953 | 0
Tech | College and University | Space Cooling | Packaged air conditioning units (RTUs) | TRC | Existing | NE3897 | HVAC tune-up_RTU | HVAC tune-up_RTU | NonEquip | 5 | Packaged air conditioning units (RTUs) | 0% | Tech/Econ | 5% | 0 | 0 | 0
Tech | College and University | Space Cooling | Packaged air conditioning units (RTUs) | TRC | Existing | NE3871 | HVAC tune-up | HVAC tune-up | NonEquip | 5 | Residential-type central air conditioners | 0% | Tech/Econ | 5% | 0 | 0 | 0
Tech | College and University | Space Cooling | Packaged air conditioning units (RTUs) | TRC | Existing | NE3793 | Green Roof | Green Roof | NonEquip | 15 |  | 0.126% | Tech/Econ | 1.006% | 0.25766 | 0.00010946 | 0
Tech | College and University | Space Cooling | Packaged air conditioning units (RTUs) | TRC | Existing | NE3741 | Floor Insulation | Floor Insulation | NonEquip | 20 |  | 6.749% | Tech/Econ | 0.4554% | 6.2477 | 0.0025839 | 0
Tech | College and University | Space Cooling | Packaged air conditioning units (RTUs) | TRC | Existing | NE3663 | Facility Energy Management System | Facility Energy Management System | NonEquip | 15 |  | 0.7167% | Tech/Econ | 20% | 36.2857 | 0.0053718 | 0
Tech | College and University | Space Cooling | Packaged air conditioning units (RTUs) | TRC | Existing | NE3585 | Energy Recovery Ventilation System (ERV) | Energy Recovery Ventilation System (ERV) | NonEquip | 15 | Packaged air conditioning units (RTUs) | 34.81% | Tech/Econ | 10.24% | 878.3765 | 1.2879 | 0.2496
Tech | College and University | Space Cooling | Packaged air conditioning units (RTUs) | TRC | Existing | NE3507 | Duct Sealing Repair | Duct Sealing Repair | NonEquip | 15 |  | 0% | Tech/Econ | 12% | 0 | 0 | 0
Tech | College and University | Space Cooling | Packaged air conditioning units (RTUs) | TRC | Existing | NE3455 | Duct Insulation | Duct Insulation | NonEquip | 15 |  | 0% | Tech/Econ | 2.045% | 0 | 0 | 0
Tech | College and University | Space Cooling | Packaged air conditioning units (RTUs) | TRC | Existing | NE3403 | Dedicated Outdoor Air System on VRF unit | Dedicated Outdoor Air System on VRF unit | NonEquip | 15 | Residential-type central air conditioners | 0% | Tech/Econ | 17.5% | 0 | 0 | 0
Tech | College and University | Space Cooling | Packaged air conditioning units (RTUs) | TRC | Existing | NE3351 | Cool Roof | Cool Roof | NonEquip | 15 |  | 72.68% | Tech/Econ | 1.862% | 280.6019 | 0.11921 | 0
Tech | College and University | Space Cooling | Packaged air conditioning units (RTUs) | TRC | Existing | NE3299 | Chilled Water System - Variable Speed Drives | Chilled Water System - Variable Speed Drives | NonEquip | 13 | Central chillers inside | 0% | Tech/Econ | 24.74% | 0 | 0 | 0
Tech | College and University | Space Cooling | Packaged air conditioning units (RTUs) | TRC | Existing | NE3273 | Chilled Water Controls Optimization | Chilled Water Controls Optimization | NonEquip | 10 | Central chillers inside | 0% | Tech/Econ | 12.5% | 0 | 0 | 0
Tech | College and University | Space Cooling | Packaged air conditioning units (RTUs) | TRC | Existing | NE3195 | Ceiling Insulation(R2 to R38) | Ceiling Insulation(R2 to R38) | NonEquip | 20 |  | 0% | Tech/Econ | 11.84% | 0 | 0 | 0
Tech | College and University | Space Cooling | Packaged air conditioning units (RTUs) | TRC | Existing | NE3143 | Ceiling Insulation(R19 to R38) | Ceiling Insulation(R19 to R38) | NonEquip | 20 |  | 0% | Tech/Econ | 0.6578% | 0 | 0 | 0
Tech | College and University | Space Cooling | Packaged air conditioning units (RTUs) | TRC | Existing | NE3091 | Ceiling Insulation(R12 to R38) | Ceiling Insulation(R12 to R38) | NonEquip | 20 |  | 0% | Tech/Econ | 1.425% | 0 | 0 | 0
Tech | College and University | Space Cooling | Packaged air conditioning units (RTUs) | TRC | Existing | NE3039 | Airside Economizer | Airside Economizer | NonEquip | 10 | Packaged air conditioning units (RTUs) | 4.552% | Tech/Econ | 5.556% | 57.3838 | -0.005563 | 0.001422
Tech | College and University | Space Cooling | Packaged air conditioning units (RTUs) | TRC | Turnover | ET1173 | High Efficiency DX 135k- less than 240k BTU | High Efficiency DX 135k- less than 240k BTU | Equip | 15 | Packaged air conditioning units (RTUs) | 94.56% | Tech/Econ | 4.348% | 921.6786 | 0.38113 | 0
Tech | College and University | Space Cooling | Packaged air conditioning units (RTUs) | TRC | New | EN1199 | High Efficiency DX 135k- less than 240k BTU | High Efficiency DX 135k- less than 240k BTU | Equip | 15 | Packaged air conditioning units (RTUs) | 94.56% | Tech/Econ | 4.348% | 4.2738 | 0.0017673 | 0
Tech | College and University | Interior Lighting | Overhead (fluorescent/LED/CFL U-shape) | TRC | New | NN5262 | Retro-Commissioning | Retro-Commissioning | NonEquip | 5 |  | 0% | Tech/Econ | 16% | 0 | 0 | 0
Tech | College and University | Interior Lighting | Overhead (fluorescent/LED/CFL U-shape) | TRC | New | NN5002 | ENERGY STAR certified buildings program | ENERGY STAR certified buildings program | NonEquip | 20 |  | 0% | Tech/Econ | 35% | 0 | 0 | 0
Tech | College and University | Interior Lighting | Overhead (fluorescent/LED/CFL U-shape) | TRC | New | NN4430 | Interior Lighting Controls | Interior Lighting Controls | NonEquip | 8 | Overhead (fluorescent/LED/CFL U-shape) | 37.72% | Tech/Econ | 28% | 559.7719 | 0 | 0
Tech | College and University | Interior Lighting | Overhead (fluorescent/LED/CFL U-shape) | TRC | New | NN4404 | Bi-Level Lighting Control (Interior) | Bi-Level Lighting Control (Interior) | NonEquip | 8 | Overhead (fluorescent/LED/CFL U-shape) | 36% | Tech/Econ | 31% | 665.8327 | 0.0018306 | 0
Tech | College and University | Interior Lighting | Overhead (fluorescent/LED/CFL U-shape) | TRC | New | NN3702 | Facility Energy Management System | Facility Energy Management System | NonEquip | 15 |  | 4.276% | Tech/Econ | 24% | 48.6502 | 0.0072023 | 0.0062215
Tech | College and University | Interior Lighting | Overhead (fluorescent/LED/CFL U-shape) | TRC | Existing | NE5249 | Retro-Commissioning | Retro-Commissioning | NonEquip | 5 |  | 21.99% | Tech/Econ | 16% | 18424.6154 | 7.7688 | 0.089253
Tech | College and University | Interior Lighting | Overhead (fluorescent/LED/CFL U-shape) | TRC | Existing | NE4989 | ENERGY STAR certified buildings program | ENERGY STAR certified buildings program | NonEquip | 20 |  | 0% | Tech/Econ | 35% | 0 | 0 | 0
Tech | College and University | Interior Lighting | Overhead (fluorescent/LED/CFL U-shape) | TRC | Existing | NE4417 | Interior Lighting Controls | Interior Lighting Controls | NonEquip | 8 | Overhead (fluorescent/LED/CFL U-shape) | 37.72% | Tech/Econ | 28% | 65985.6428 | 0 | 0
Tech | College and University | Interior Lighting | Overhead (fluorescent/LED/CFL U-shape) | TRC | Existing | NE4391 | Bi-Level Lighting Control (Interior) | Bi-Level Lighting Control (Interior) | NonEquip | 8 | Overhead (fluorescent/LED/CFL U-shape) | 36% | Tech/Econ | 31% | 78488.0418 | 0.21579 | 0
Tech | College and University | Interior Lighting | Overhead (fluorescent/LED/CFL U-shape) | TRC | Existing | NE3689 | Facility Energy Management System | Facility Energy Management System | NonEquip | 15 |  | 0.7167% | Tech/Econ | 24% | 902.311 | 0.13358 | 0.11539
Tech | College and University | Interior Lighting | Overhead (fluorescent/LED/CFL U-shape) | TRC | Turnover | ET1797 | Premium T8 - Lamp Replacement | Premium T8 - Lamp Replacement | Equip | 8 | Overhead (fluorescent/LED/CFL U-shape) | 0% | Tech/Econ | 12.5% | 0 | 0 | 0
Tech | College and University | Interior Lighting | Overhead (fluorescent/LED/CFL U-shape) | TRC | Turnover | ET1758 | Premium T8 - Fixture Replacement | Premium T8 - Fixture Replacement | Equip | 8 | Overhead (fluorescent/LED/CFL U-shape) | 0% | Tech/Econ | 12.5% | 0 | 0 | 0
Tech | College and University | Interior Lighting | Overhead (fluorescent/LED/CFL U-shape) | TRC | Turnover | ET1719 | LED Linear - Lamp Replacement | LED Linear - Lamp Replacement | Equip | 15 | Overhead (fluorescent/LED/CFL U-shape) | 24.1% | Tech/Econ | 25.43% | 34244.3417 | 3.5468 | 3.4055
Tech | College and University | Interior Lighting | Overhead (fluorescent/LED/CFL U-shape) | TRC | Turnover | ET1680 | LED Linear - Fixture Replacement | LED Linear - Fixture Replacement | Equip | 15 | Overhead (fluorescent/LED/CFL U-shape) | 24.1% | Tech/Econ | 50.28% | 96985.4655 | 10.1633 | 9.427
Tech | College and University | Interior Lighting | Overhead (fluorescent/LED/CFL U-shape) | TRC | New | EN1823 | Premium T8 - Lamp Replacement | Premium T8 - Lamp Replacement | Equip | 8 | Overhead (fluorescent/LED/CFL U-shape) | 0% | Tech/Econ | 12.5% | 0 | 0 | 0
Tech | College and University | Interior Lighting | Overhead (fluorescent/LED/CFL U-shape) | TRC | New | EN1784 | Premium T8 - Fixture Replacement | Premium T8 - Fixture Replacement | Equip | 8 | Overhead (fluorescent/LED/CFL U-shape) | 0% | Tech/Econ | 12.5% | 0 | 0 | 0
Tech | College and University | Interior Lighting | Overhead (fluorescent/LED/CFL U-shape) | TRC | New | EN1745 | LED Linear - Lamp Replacement | LED Linear - Lamp Replacement | Equip | 15 | Overhead (fluorescent/LED/CFL U-shape) | 0% | Tech/Econ | 25.43% | 0 | 0 | 0
Tech | College and University | Interior Lighting | Overhead (fluorescent/LED/CFL U-shape) | TRC | New | EN1706 | LED Linear - Fixture Replacement | LED Linear - Fixture Replacement | Equip | 15 | Overhead (fluorescent/LED/CFL U-shape) | 0% | Tech/Econ | 50.28% | 0 | 0 | 0
Tech | College and University | Cooking | Oven | TRC | New | NN5080 | ENERGY STAR certified buildings program | ENERGY STAR certified buildings program | NonEquip | 20 |  | 0% | Tech/Econ | 35% | 0 | 0 | 0
Tech | College and University | Cooking | Oven | TRC | Existing | NE5067 | ENERGY STAR certified buildings program | ENERGY STAR certified buildings program | NonEquip | 20 |  | 0% | Tech/Econ | 35% | 0 | 0 | 0
Tech | College and University | Cooking | Oven | TRC | Turnover | ET42 | Energy Star Commercial Oven | Energy Star Commercial Oven | Equip | 12 | Oven | 22.46% | Tech/Econ | 34.83% | 304.5388 | 0.049453 | 0.025879
Tech | College and University | Cooking | Oven | TRC | New | EN68 | Energy Star Commercial Oven | Energy Star Commercial Oven | Equip | 12 | Oven | 22.46% | Tech/Econ | 34.83% | 2.2704 | 0.00036868 | 0.00019293
Tech | College and University | Miscellaneous | Others | TRC | New | NN5444 | Retro-Commissioning | Retro-Commissioning | NonEquip | 5 |  | 0% | Tech/Econ | 16% | 0 | 0 | 0
Tech | College and University | Miscellaneous | Others | TRC | New | NN5236 | ENERGY STAR certified buildings program | ENERGY STAR certified buildings program | NonEquip | 20 |  | 0% | Tech/Econ | 35% | 0 | 0 | 0
Tech | College and University | Miscellaneous | Others | TRC | New | NN4534 | VSD Controlled Compressor | VSD Controlled Compressor | NonEquip | 15 | Others | 36.99% | Tech/Econ | 20.79% | 336.6371 | 0.043647 | 0.03656
Tech | College and University | Miscellaneous | Others | TRC | New | NN4508 | Regenerative Drive Elevator Motor | Regenerative Drive Elevator Motor | NonEquip | 13 | Elevators/Escalators | 0% | Tech/Econ | 6.211% | 0 | 0 | 0
Tech | College and University | Miscellaneous | Others | TRC | New | NN4482 | Engine Block Timer | Engine Block Timer | NonEquip | 5 | Others | 4.977% | Tech/Econ | 36% | 84.9767 | 0.010582 | 0.010582
Tech | College and University | Miscellaneous | Others | TRC | New | NN4456 | Efficient Motor Belts | Efficient Motor Belts | NonEquip | 10 | Others | 4.977% | Tech/Econ | 1.105% | 2.2223 | 0.00028814 | 0.00024135
Tech | College and University | Miscellaneous | Others | TRC | Existing | NE5431 | Retro-Commissioning | Retro-Commissioning | NonEquip | 5 |  | 21.99% | Tech/Econ | 16% | 20619.9277 | 8.6944 | 0.099888
Tech | College and University | Miscellaneous | Others | TRC | Existing | NE5223 | ENERGY STAR certified buildings program | ENERGY STAR certified buildings program | NonEquip | 20 |  | 0% | Tech/Econ | 35% | 0 | 0 | 0
Tech | College and University | Miscellaneous | Others | TRC | Existing | NE4521 | VSD Controlled Compressor | VSD Controlled Compressor | NonEquip | 15 | Others | 7.399% | Tech/Econ | 20.79% | 9154.545 | 1.1869 | 0.99421
Tech | College and University | Miscellaneous | Others | TRC | Existing | NE4495 | Regenerative Drive Elevator Motor | Regenerative Drive Elevator Motor | NonEquip | 13 | Elevators/Escalators | 0% | Tech/Econ | 6.211% | 0 | 0 | 0
Tech | College and University | Miscellaneous | Others | TRC | Existing | NE4469 | Engine Block Timer | Engine Block Timer | NonEquip | 5 | Others | 1.244% | Tech/Econ | 36% | 2849.5887 | 0.35487 | 0.35487
Tech | College and University | Miscellaneous | Others | TRC | Existing | NE4443 | Efficient Motor Belts | Efficient Motor Belts | NonEquip | 10 | Others | 1.244% | Tech/Econ | 1.105% | 77.7428 | 0.01008 | 0.0084431
Tech | College and University | Miscellaneous | Others | TRC | Turnover | ET1914 | ENERGY STAR Water Cooler | ENERGY STAR Water Cooler | Equip | 10 | Others | 0% | Tech/Econ | 68.49% | 0 | 0 | 0
Tech | College and University | Miscellaneous | Others | TRC | Turnover | ET1875 | ENERGY STAR Commercial Clothes Washer | ENERGY STAR Commercial Clothes Washer | Equip | 7 | Others | 22.05% | Tech/Econ | 27.27% | 38085.5002 | 3.8732 | 4.4581
Tech | College and University | Miscellaneous | Others | TRC | Turnover | ET1836 | Efficient Battery Charger | Efficient Battery Charger | Equip | 7 | Others | 0% | Tech/Econ | 13.68% | 0 | 0 | 0
Tech | College and University | Miscellaneous | Others | TRC | New | EN1940 | ENERGY STAR Water Cooler | ENERGY STAR Water Cooler | Equip | 10 | Others | 0% | Tech/Econ | 68.49% | 0 | 0 | 0
Tech | College and University | Miscellaneous | Others | TRC | New | EN1901 | ENERGY STAR Commercial Clothes Washer | ENERGY STAR Commercial Clothes Washer | Equip | 7 | Others | 22.05% | Tech/Econ | 27.27% | 280.1012 | 0.028486 | 0.032787
Tech | College and University | Miscellaneous | Others | TRC | New | EN1862 | Efficient Battery Charger | Efficient Battery Charger | Equip | 7 | Others | 0% | Tech/Econ | 13.68% | 0 | 0 | 0
Tech | College and University | Office Equipment | Other office | TRC | New | NN5054 | ENERGY STAR certified buildings program | ENERGY STAR certified buildings program | NonEquip | 20 |  | 0% | Tech/Econ | 35% | 0 | 0 | 0
Tech | College and University | Office Equipment | Other office | TRC | New | NN4586 | Smart Strip Plug Outlet | Smart Strip Plug Outlet | NonEquip | 4 |  | 43.9% | Tech/Econ | 1.187% | 37.1439 | 0.0055231 | 0.0038385
Tech | College and University | Office Equipment | Other office | TRC | New | NN4560 | Network PC Power Management | Network PC Power Management | NonEquip | 5 | Computers | 0% | Tech/Econ | 56.5% | 0 | 0 | 0
Tech | College and University | Office Equipment | Other office | TRC | Existing | NE5041 | ENERGY STAR certified buildings program | ENERGY STAR certified buildings program | NonEquip | 20 |  | 0% | Tech/Econ | 35% | 0 | 0 | 0
Tech | College and University | Office Equipment | Other office | TRC | Existing | NE4573 | Smart Strip Plug Outlet | Smart Strip Plug Outlet | NonEquip | 4 |  | 43.9% | Tech/Econ | 1.187% | 4982.2973 | 0.74084 | 0.51487
Tech | College and University | Office Equipment | Other office | TRC | Existing | NE4547 | Network PC Power Management | Network PC Power Management | NonEquip | 5 | Computers | 0% | Tech/Econ | 56.5% | 0 | 0 | 0
Tech | College and University | Office Equipment | Other office | TRC | Turnover | ET2259 | Energy Star Uninterruptable Power Supply | Energy Star Uninterruptable Power Supply | Equip | 10 | Other office | 22.4% | Tech/Econ | 1.878% | 4038.9914 | 0.46107 | 0.46107
Tech | College and University | Office Equipment | Other office | TRC | New | EN2285 | Energy Star Uninterruptable Power Supply | Energy Star Uninterruptable Power Supply | Equip | 10 | Other office | 22.4% | Tech/Econ | 1.878% | 30.1114 | 0.0034374 | 0.0034374
Tech | College and University | Ventilation and Circulation | Motor/Fan | TRC | New | NN5392 | Retro-Commissioning | Retro-Commissioning | NonEquip | 5 |  | 0% | Tech/Econ | 16% | 0 | 0 | 0
Tech | College and University | Ventilation and Circulation | Motor/Fan | TRC | New | NN5184 | ENERGY STAR certified buildings program | ENERGY STAR certified buildings program | NonEquip | 20 |  | 0% | Tech/Econ | 35% | 0 | 0 | 0
Tech | College and University | Ventilation and Circulation | Motor/Fan | TRC | New | NN4976 | VAV System | VAV System | NonEquip | 10 |  | 14.18% | Tech/Econ | 30% | 0 | 0 | 0
Tech | College and University | Ventilation and Circulation | Motor/Fan | TRC | New | NN4950 | Demand Controlled Ventilation | Demand Controlled Ventilation | NonEquip | 10 |  | 23.39% | Tech/Econ | 50% | 0 | 0 | 0
Tech | College and University | Ventilation and Circulation | Motor/Fan | TRC | New | NN4924 | CO Sensors for Parking Garage Exhaust | CO Sensors for Parking Garage Exhaust | NonEquip | 15 | Motor/Fan | 59.72% | Tech/Econ | 33% | 0 | 0 | 0
Tech | College and University | Ventilation and Circulation | Motor/Fan | TRC | Existing | NE5379 | Retro-Commissioning | Retro-Commissioning | NonEquip | 5 |  | 21.99% | Tech/Econ | 16% | 0 | 0 | 0
Tech | College and University | Ventilation and Circulation | Motor/Fan | TRC | Existing | NE5171 | ENERGY STAR certified buildings program | ENERGY STAR certified buildings program | NonEquip | 20 |  | 0% | Tech/Econ | 35% | 0 | 0 | 0
Tech | College and University | Ventilation and Circulation | Motor/Fan | TRC | Existing | NE4963 | VAV System | VAV System | NonEquip | 10 |  | 14.18% | Tech/Econ | 30% | 0 | 0 | 0
Tech | College and University | Ventilation and Circulation | Motor/Fan | TRC | Existing | NE4937 | Demand Controlled Ventilation | Demand Controlled Ventilation | NonEquip | 10 |  | 23.39% | Tech/Econ | 50% | 0 | 0 | 0
Tech | College and University | Ventilation and Circulation | Motor/Fan | TRC | Existing | NE4911 | CO Sensors for Parking Garage Exhaust | CO Sensors for Parking Garage Exhaust | NonEquip | 15 | Motor/Fan | 59.72% | Tech/Econ | 33% | 0 | 0 | 0
Tech | College and University | Ventilation and Circulation | Motor/Fan | TRC | Turnover | ET2688 | High Speed Fans | High Speed Fans | Equip | 7 | Motor/Fan | 10.93% | Tech/Econ | 10.99% | 0 | 0 | 0
Tech | College and University | Ventilation and Circulation | Motor/Fan | TRC | Turnover | ET2649 | 10HP Open Drip-Proof(ODP) Motor | 10HP Open Drip-Proof(ODP) Motor | Equip | 15 | Motor/Fan | 29.73% | Tech/Econ | 1.079% | 0 | 0 | 0
Tech | College and University | Ventilation and Circulation | Motor/Fan | TRC | New | EN2714 | High Speed Fans | High Speed Fans | Equip | 7 | Motor/Fan | 10.93% | Tech/Econ | 10.99% | 0 | 0 | 0
Tech | College and University | Ventilation and Circulation | Motor/Fan | TRC | New | EN2675 | 10HP Open Drip-Proof(ODP) Motor | 10HP Open Drip-Proof(ODP) Motor | Equip | 15 | Motor/Fan | 37.16% | Tech/Econ | 1.079% | 0 | 0 | 0
Tech | College and University | Miscellaneous | Medical equipment | TRC | New | NN5444 | Retro-Commissioning | Retro-Commissioning | NonEquip | 5 |  | 0% | Tech/Econ | 16% | 0 | 0 | 0
Tech | College and University | Miscellaneous | Medical equipment | TRC | New | NN5236 | ENERGY STAR certified buildings program | ENERGY STAR certified buildings program | NonEquip | 20 |  | 0% | Tech/Econ | 35% | 0 | 0 | 0
Tech | College and University | Miscellaneous | Medical equipment | TRC | New | NN4534 | VSD Controlled Compressor | VSD Controlled Compressor | NonEquip | 15 | Others | 0% | Tech/Econ | 20.79% | 0 | 0 | 0
Tech | College and University | Miscellaneous | Medical equipment | TRC | New | NN4508 | Regenerative Drive Elevator Motor | Regenerative Drive Elevator Motor | NonEquip | 13 | Elevators/Escalators | 0% | Tech/Econ | 6.211% | 0 | 0 | 0
Tech | College and University | Miscellaneous | Medical equipment | TRC | New | NN4482 | Engine Block Timer | Engine Block Timer | NonEquip | 5 | Others | 0% | Tech/Econ | 36% | 0 | 0 | 0
Tech | College and University | Miscellaneous | Medical equipment | TRC | New | NN4456 | Efficient Motor Belts | Efficient Motor Belts | NonEquip | 10 | Others | 0% | Tech/Econ | 1.105% | 0 | 0 | 0
Tech | College and University | Miscellaneous | Medical equipment | TRC | Existing | NE5431 | Retro-Commissioning | Retro-Commissioning | NonEquip | 5 |  | 21.99% | Tech/Econ | 16% | 0 | 0 | 0
Tech | College and University | Miscellaneous | Medical equipment | TRC | Existing | NE5223 | ENERGY STAR certified buildings program | ENERGY STAR certified buildings program | NonEquip | 20 |  | 0% | Tech/Econ | 35% | 0 | 0 | 0
Tech | College and University | Miscellaneous | Medical equipment | TRC | Existing | NE4521 | VSD Controlled Compressor | VSD Controlled Compressor | NonEquip | 15 | Others | 0% | Tech/Econ | 20.79% | 0 | 0 | 0
Tech | College and University | Miscellaneous | Medical equipment | TRC | Existing | NE4495 | Regenerative Drive Elevator Motor | Regenerative Drive Elevator Motor | NonEquip | 13 | Elevators/Escalators | 0% | Tech/Econ | 6.211% | 0 | 0 | 0
Tech | College and University | Miscellaneous | Medical equipment | TRC | Existing | NE4469 | Engine Block Timer | Engine Block Timer | NonEquip | 5 | Others | 0% | Tech/Econ | 36% | 0 | 0 | 0
Tech | College and University | Miscellaneous | Medical equipment | TRC | Existing | NE4443 | Efficient Motor Belts | Efficient Motor Belts | NonEquip | 10 | Others | 0% | Tech/Econ | 1.105% | 0 | 0 | 0
Tech | College and University | Refrigeration | Large cold storage | TRC | New | NN5314 | Retro-Commissioning | Retro-Commissioning | NonEquip | 5 |  | 0% | Tech/Econ | 16% | 0 | 0 | 0
Tech | College and University | Refrigeration | Large cold storage | TRC | New | NN5106 | ENERGY STAR certified buildings program | ENERGY STAR certified buildings program | NonEquip | 20 |  | 0% | Tech/Econ | 35% | 0 | 0 | 0
Tech | College and University | Refrigeration | Large cold storage | TRC | New | NN4898 | Strip Curtains for Walk-ins | Strip Curtains for Walk-ins | NonEquip | 4 | Walk-in cooler | 0% | Tech/Econ | 2.115% | 0 | 0 | 0
Tech | College and University | Refrigeration | Large cold storage | TRC | New | NN4872 | Refrigerated Display Case Lighting Controls | Refrigerated Display Case Lighting Controls | NonEquip | 8 | Display cases | 0% | Tech/Econ | 0.9365% | 0 | 0 | 0
Tech | College and University | Refrigeration | Large cold storage | TRC | New | NN4846 | PSC to ECM Evaporator Fan Motor (Walk-In, Refrigerator) | PSC to ECM Evaporator Fan Motor (Walk-In, Refrigerator) | NonEquip | 15 | Walk-in cooler | 0% | Tech/Econ | 37.5% | 0 | 0 | 0
Tech | College and University | Refrigeration | Large cold storage | TRC | New | NN4820 | PSC to ECM Evaporator Fan Motor (Reach-In) | PSC to ECM Evaporator Fan Motor (Reach-In) | NonEquip | 15 | Display cases | 0% | Tech/Econ | 37.5% | 0 | 0 | 0
Tech | College and University | Refrigeration | Large cold storage | TRC | New | NN4794 | Night Covers for Display Cases | Night Covers for Display Cases | NonEquip | 5 | Display cases | 0% | Tech/Econ | 1.877% | 0 | 0 | 0
Tech | College and University | Refrigeration | Large cold storage | TRC | New | NN4768 | High R-Value Glass Doors | High R-Value Glass Doors | NonEquip | 12 | Display cases | 0% | Tech/Econ | 0% | 0 | 0 | 0
Tech | College and University | Refrigeration | Large cold storage | TRC | New | NN4742 | High Efficiency Refrigeration Compressor | High Efficiency Refrigeration Compressor | NonEquip | 13 | Display cases | 0% | Tech/Econ | 6.922% | 0 | 0 | 0
Tech | College and University | Refrigeration | Large cold storage | TRC | New | NN4716 | Freezer-Cooler Replacement Gaskets | Freezer-Cooler Replacement Gaskets | NonEquip | 4 | Display cases | 0% | Tech/Econ | 0% | 0 | 0 | 0
Tech | College and University | Refrigeration | Large cold storage | TRC | New | NN4690 | Floating Head Pressure Controls | Floating Head Pressure Controls | NonEquip | 15 |  | 27.37% | Tech/Econ | 6.05% | 0 | 0 | 0
Tech | College and University | Refrigeration | Large cold storage | TRC | New | NN4664 | Demand Defrost | Demand Defrost | NonEquip | 10 | Walk-in cooler | 0% | Tech/Econ | 30% | 0 | 0 | 0
Tech | College and University | Refrigeration | Large cold storage | TRC | New | NN4638 | Automatic Door Closer for Walk-in Coolers and Freezers | Automatic Door Closer for Walk-in Coolers and Freezers | NonEquip | 8 | Walk-in cooler | 0% | Tech/Econ | 3.131% | 0 | 0 | 0
Tech | College and University | Refrigeration | Large cold storage | TRC | New | NN4612 | Anti-Sweat Controls | Anti-Sweat Controls | NonEquip | 8 | Display cases | 0% | Tech/Econ | 85% | 0 | 0 | 0
Tech | College and University | Refrigeration | Large cold storage | TRC | Existing | NE5301 | Retro-Commissioning | Retro-Commissioning | NonEquip | 5 |  | 21.99% | Tech/Econ | 16% | 0 | 0 | 0
Tech | College and University | Refrigeration | Large cold storage | TRC | Existing | NE5093 | ENERGY STAR certified buildings program | ENERGY STAR certified buildings program | NonEquip | 20 |  | 0% | Tech/Econ | 35% | 0 | 0 | 0
Tech | College and University | Refrigeration | Large cold storage | TRC | Existing | NE4885 | Strip Curtains for Walk-ins | Strip Curtains for Walk-ins | NonEquip | 4 | Walk-in cooler | 0% | Tech/Econ | 2.115% | 0 | 0 | 0
Tech | College and University | Refrigeration | Large cold storage | TRC | Existing | NE4859 | Refrigerated Display Case Lighting Controls | Refrigerated Display Case Lighting Controls | NonEquip | 8 | Display cases | 0% | Tech/Econ | 2.524% | 0 | 0 | 0
Tech | College and University | Refrigeration | Large cold storage | TRC | Existing | NE4833 | PSC to ECM Evaporator Fan Motor (Walk-In, Refrigerator) | PSC to ECM Evaporator Fan Motor (Walk-In, Refrigerator) | NonEquip | 15 | Walk-in cooler | 0% | Tech/Econ | 37.5% | 0 | 0 | 0
Tech | College and University | Refrigeration | Large cold storage | TRC | Existing | NE4807 | PSC to ECM Evaporator Fan Motor (Reach-In) | PSC to ECM Evaporator Fan Motor (Reach-In) | NonEquip | 15 | Display cases | 0% | Tech/Econ | 37.5% | 0 | 0 | 0
Tech | College and University | Refrigeration | Large cold storage | TRC | Existing | NE4781 | Night Covers for Display Cases | Night Covers for Display Cases | NonEquip | 5 | Display cases | 0% | Tech/Econ | 1.877% | 0 | 0 | 0
Tech | College and University | Refrigeration | Large cold storage | TRC | Existing | NE4755 | High R-Value Glass Doors | High R-Value Glass Doors | NonEquip | 12 | Display cases | 0% | Tech/Econ | 23.81% | 0 | 0 | 0
Tech | College and University | Refrigeration | Large cold storage | TRC | Existing | NE4729 | High Efficiency Refrigeration Compressor | High Efficiency Refrigeration Compressor | NonEquip | 13 | Display cases | 0% | Tech/Econ | 6.922% | 0 | 0 | 0
Tech | College and University | Refrigeration | Large cold storage | TRC | Existing | NE4703 | Freezer-Cooler Replacement Gaskets | Freezer-Cooler Replacement Gaskets | NonEquip | 4 | Display cases | 0% | Tech/Econ | 3.131% | 0 | 0 | 0
Tech | College and University | Refrigeration | Large cold storage | TRC | Existing | NE4677 | Floating Head Pressure Controls | Floating Head Pressure Controls | NonEquip | 15 |  | 27.37% | Tech/Econ | 6.05% | 0 | 0 | 0
Tech | College and University | Refrigeration | Large cold storage | TRC | Existing | NE4651 | Demand Defrost | Demand Defrost | NonEquip | 10 | Walk-in cooler | 0% | Tech/Econ | 30% | 0 | 0 | 0
Tech | College and University | Refrigeration | Large cold storage | TRC | Existing | NE4625 | Automatic Door Closer for Walk-in Coolers and Freezers | Automatic Door Closer for Walk-in Coolers and Freezers | NonEquip | 8 | Walk-in cooler | 0% | Tech/Econ | 3.131% | 0 | 0 | 0
Tech | College and University | Refrigeration | Large cold storage | TRC | Existing | NE4599 | Anti-Sweat Controls | Anti-Sweat Controls | NonEquip | 8 | Display cases | 0% | Tech/Econ | 85% | 0 | 0 | 0
Tech | College and University | Miscellaneous | Laboratory equipment | TRC | New | NN5444 | Retro-Commissioning | Retro-Commissioning | NonEquip | 5 |  | 0% | Tech/Econ | 16% | 0 | 0 | 0
Tech | College and University | Miscellaneous | Laboratory equipment | TRC | New | NN5236 | ENERGY STAR certified buildings program | ENERGY STAR certified buildings program | NonEquip | 20 |  | 0% | Tech/Econ | 35% | 0 | 0 | 0
Tech | College and University | Miscellaneous | Laboratory equipment | TRC | New | NN4534 | VSD Controlled Compressor | VSD Controlled Compressor | NonEquip | 15 | Others | 0% | Tech/Econ | 20.79% | 0 | 0 | 0
Tech | College and University | Miscellaneous | Laboratory equipment | TRC | New | NN4508 | Regenerative Drive Elevator Motor | Regenerative Drive Elevator Motor | NonEquip | 13 | Elevators/Escalators | 0% | Tech/Econ | 6.211% | 0 | 0 | 0
Tech | College and University | Miscellaneous | Laboratory equipment | TRC | New | NN4482 | Engine Block Timer | Engine Block Timer | NonEquip | 5 | Others | 0% | Tech/Econ | 36% | 0 | 0 | 0
Tech | College and University | Miscellaneous | Laboratory equipment | TRC | New | NN4456 | Efficient Motor Belts | Efficient Motor Belts | NonEquip | 10 | Others | 0% | Tech/Econ | 1.105% | 0 | 0 | 0
Tech | College and University | Miscellaneous | Laboratory equipment | TRC | Existing | NE5431 | Retro-Commissioning | Retro-Commissioning | NonEquip | 5 |  | 21.99% | Tech/Econ | 16% | 792.9183 | 0.33433 | 0.0038411
Tech | College and University | Miscellaneous | Laboratory equipment | TRC | Existing | NE5223 | ENERGY STAR certified buildings program | ENERGY STAR certified buildings program | NonEquip | 20 |  | 0% | Tech/Econ | 35% | 0 | 0 | 0
Tech | College and University | Miscellaneous | Laboratory equipment | TRC | Existing | NE4521 | VSD Controlled Compressor | VSD Controlled Compressor | NonEquip | 15 | Others | 0% | Tech/Econ | 20.79% | 0 | 0 | 0
Tech | College and University | Miscellaneous | Laboratory equipment | TRC | Existing | NE4495 | Regenerative Drive Elevator Motor | Regenerative Drive Elevator Motor | NonEquip | 13 | Elevators/Escalators | 0% | Tech/Econ | 6.211% | 0 | 0 | 0
Tech | College and University | Miscellaneous | Laboratory equipment | TRC | Existing | NE4469 | Engine Block Timer | Engine Block Timer | NonEquip | 5 | Others | 0% | Tech/Econ | 36% | 0 | 0 | 0
Tech | College and University | Miscellaneous | Laboratory equipment | TRC | Existing | NE4443 | Efficient Motor Belts | Efficient Motor Belts | NonEquip | 10 | Others | 0% | Tech/Econ | 1.105% | 0 | 0 | 0
Tech | College and University | Ventilation and Circulation | Individual room ventilation | TRC | New | NN5392 | Retro-Commissioning | Retro-Commissioning | NonEquip | 5 |  | 0% | Tech/Econ | 16% | 0 | 0 | 0
Tech | College and University | Ventilation and Circulation | Individual room ventilation | TRC | New | NN5184 | ENERGY STAR certified buildings program | ENERGY STAR certified buildings program | NonEquip | 20 |  | 0% | Tech/Econ | 35% | 0 | 0 | 0
Tech | College and University | Ventilation and Circulation | Individual room ventilation | TRC | New | NN4976 | VAV System | VAV System | NonEquip | 10 |  | 14.18% | Tech/Econ | 30% | 0.04853 | 1.3812e-05 | 1.4017e-05
Tech | College and University | Ventilation and Circulation | Individual room ventilation | TRC | New | NN4950 | Demand Controlled Ventilation | Demand Controlled Ventilation | NonEquip | 10 |  | 23.39% | Tech/Econ | 50% | 0.15105 | 1.5727e-05 | 8.8543e-05
Tech | College and University | Ventilation and Circulation | Individual room ventilation | TRC | New | NN4924 | CO Sensors for Parking Garage Exhaust | CO Sensors for Parking Garage Exhaust | NonEquip | 15 | Motor/Fan | 0% | Tech/Econ | 33% | 0 | 0 | 0
Tech | College and University | Ventilation and Circulation | Individual room ventilation | TRC | Existing | NE5379 | Retro-Commissioning | Retro-Commissioning | NonEquip | 5 |  | 21.99% | Tech/Econ | 16% | 5.1531 | 0.0021728 | 2.4963e-05
Tech | College and University | Ventilation and Circulation | Individual room ventilation | TRC | Existing | NE5171 | ENERGY STAR certified buildings program | ENERGY STAR certified buildings program | NonEquip | 20 |  | 0% | Tech/Econ | 35% | 0 | 0 | 0
Tech | College and University | Ventilation and Circulation | Individual room ventilation | TRC | Existing | NE4963 | VAV System | VAV System | NonEquip | 10 |  | 14.18% | Tech/Econ | 30% | 6.5096 | 0.0018527 | 0.0018802
Tech | College and University | Ventilation and Circulation | Individual room ventilation | TRC | Existing | NE4937 | Demand Controlled Ventilation | Demand Controlled Ventilation | NonEquip | 10 |  | 23.39% | Tech/Econ | 50% | 20.2617 | 0.0021095 | 0.011877
Tech | College and University | Ventilation and Circulation | Individual room ventilation | TRC | Existing | NE4911 | CO Sensors for Parking Garage Exhaust | CO Sensors for Parking Garage Exhaust | NonEquip | 15 | Motor/Fan | 0% | Tech/Econ | 33% | 0 | 0 | 0
Tech | College and University | Space Heating | Individual room heating | TRC | New | NN5340 | Retro-Commissioning | Retro-Commissioning | NonEquip | 5 |  | 0% | Tech/Econ | 16% | 0 | 0 | 0
Tech | College and University | Space Heating | Individual room heating | TRC | New | NN5132 | ENERGY STAR certified buildings program | ENERGY STAR certified buildings program | NonEquip | 20 |  | 0% | Tech/Econ | 35% | 0 | 0 | 0
Tech | College and University | Space Heating | Individual room heating | TRC | New | NN4326 | Water Cooled Refrigeration Heat Recovery | Water Cooled Refrigeration Heat Recovery | NonEquip | 20 |  | 4.199% | Tech/Econ | 10% | 0 | 0 | 0
Tech | College and University | Space Heating | Individual room heating | TRC | New | NN4274 | Warehouse Loading Dock Seals | Warehouse Loading Dock Seals | NonEquip | 18 |  | 0% | Tech/Econ | 0.7767% | 0 | 0 | 0
Tech | College and University | Space Heating | Individual room heating | TRC | New | NN4248 | Wall Insulation | Wall Insulation | NonEquip | 20 |  | 0% | Tech/Econ | 0% | 0 | 0 | 0
Tech | College and University | Space Heating | Individual room heating | TRC | New | NN4170 | Smart Thermostat | Smart Thermostat | NonEquip | 11 |  | 45.33% | Tech/Econ | 10% | 0 | 0 | 0
Tech | College and University | Space Heating | Individual room heating | TRC | New | NN4092 | Roof Insulation | Roof Insulation | NonEquip | 20 |  | 37.5% | Tech/Econ | 3.115% | 0 | 0 | 0
Tech | College and University | Space Heating | Individual room heating | TRC | New | NN4066 | Programmable Thermostat | Programmable Thermostat | NonEquip | 11 |  | 0% | Tech/Econ | 3.6% | 0 | 0 | 0
Tech | College and University | Space Heating | Individual room heating | TRC | New | NN4014 | Low U-Value Windows | Low U-Value Windows | NonEquip | 20 |  | 26.88% | Tech/Econ | 10% | 0 | 0 | 0
Tech | College and University | Space Heating | Individual room heating | TRC | New | NN3936 | Infiltration Reduction - Air Sealing | Infiltration Reduction - Air Sealing | NonEquip | 11 |  | 0% | Tech/Econ | 0.3884% | 0 | 0 | 0
Tech | College and University | Space Heating | Individual room heating | TRC | New | NN3858 | Hotel Card Energy Control Systems | Hotel Card Energy Control Systems | NonEquip | 15 |  | 0% | Tech/Econ | 0% | 0 | 0 | 0
Tech | College and University | Space Heating | Individual room heating | TRC | New | NN3780 | Green Roof | Green Roof | NonEquip | 15 |  | 0.63% | Tech/Econ | 4.813% | 0 | 0 | 0
Tech | College and University | Space Heating | Individual room heating | TRC | New | NN3728 | Floor Insulation | Floor Insulation | NonEquip | 20 |  | 16.87% | Tech/Econ | 1.634% | 0 | 0 | 0
Tech | College and University | Space Heating | Individual room heating | TRC | New | NN3650 | Facility Energy Management System | Facility Energy Management System | NonEquip | 15 |  | 4.276% | Tech/Econ | 20% | 0 | 0 | 0
Tech | College and University | Space Heating | Individual room heating | TRC | New | NN3572 | ECM Motors on Furnaces | ECM Motors on Furnaces | NonEquip | 15 | Forced air furnace | 0% | Tech/Econ | 1.706% | 0 | 0 | 0
Tech | College and University | Space Heating | Individual room heating | TRC | New | NN3546 | Duct Sealing Repair | Duct Sealing Repair | NonEquip | 15 |  | 0% | Tech/Econ | 12% | 0 | 0 | 0
Tech | College and University | Space Heating | Individual room heating | TRC | New | NN3494 | Duct Insulation | Duct Insulation | NonEquip | 15 |  | 0% | Tech/Econ | 2.045% | 0 | 0 | 0
Tech | College and University | Space Heating | Individual room heating | TRC | New | NN3442 | Destratification Fans | Destratification Fans | NonEquip | 10 |  | 0% | Tech/Econ | 15.61% | 0 | 0 | 0
Tech | College and University | Space Heating | Individual room heating | TRC | New | NN3390 | Dedicated Outdoor Air System on VRF unit | Dedicated Outdoor Air System on VRF unit | NonEquip | 15 | Residential/split system heat pump | 0% | Tech/Econ | 10% | 0 | 0 | 0
Tech | College and University | Space Heating | Individual room heating | TRC | New | NN3338 | Cool Roof | Cool Roof | NonEquip | 15 |  | 72.18% | Tech/Econ | 0.2437% | 0 | 0 | 0
Tech | College and University | Space Heating | Individual room heating | TRC | New | NN3234 | Ceiling Insulation(R30 to R38) | Ceiling Insulation(R30 to R38) | NonEquip | 20 |  | 0% | Tech/Econ | 0.6295% | 0 | 0 | 0
Tech | College and University | Space Heating | Individual room heating | TRC | New | NN3182 | Ceiling Insulation(R2 to R38) | Ceiling Insulation(R2 to R38) | NonEquip | 20 |  | 0% | Tech/Econ | 42.49% | 0 | 0 | 0
Tech | College and University | Space Heating | Individual room heating | TRC | New | NN3130 | Ceiling Insulation(R19 to R38) | Ceiling Insulation(R19 to R38) | NonEquip | 20 |  | 0% | Tech/Econ | 2.361% | 0 | 0 | 0
Tech | College and University | Space Heating | Individual room heating | TRC | New | NN3078 | Ceiling Insulation(R12 to R38) | Ceiling Insulation(R12 to R38) | NonEquip | 20 |  | 0% | Tech/Econ | 5.115% | 0 | 0 | 0
Tech | College and University | Space Heating | Individual room heating | TRC | New | NN3000 | Air Curtains | Air Curtains | NonEquip | 8 |  | 28.37% | Tech/Econ | 0.1737% | 0 | 0 | 0
Tech | College and University | Space Heating | Individual room heating | TRC | Existing | NE5327 | Retro-Commissioning | Retro-Commissioning | NonEquip | 5 |  | 21.99% | Tech/Econ | 16% | 0 | 0 | 0
Tech | College and University | Space Heating | Individual room heating | TRC | Existing | NE5119 | ENERGY STAR certified buildings program | ENERGY STAR certified buildings program | NonEquip | 20 |  | 0% | Tech/Econ | 35% | 0 | 0 | 0
Tech | College and University | Space Heating | Individual room heating | TRC | Existing | NE4313 | Water Cooled Refrigeration Heat Recovery | Water Cooled Refrigeration Heat Recovery | NonEquip | 20 |  | 55.99% | Tech/Econ | 10% | 0 | 0 | 0
Tech | College and University | Space Heating | Individual room heating | TRC | Existing | NE4261 | Warehouse Loading Dock Seals | Warehouse Loading Dock Seals | NonEquip | 18 |  | 0% | Tech/Econ | 0.857% | 0 | 0 | 0
Tech | College and University | Space Heating | Individual room heating | TRC | Existing | NE4235 | Wall Insulation | Wall Insulation | NonEquip | 20 |  | 0% | Tech/Econ | 7.386% | 0 | 0 | 0
Tech | College and University | Space Heating | Individual room heating | TRC | Existing | NE4157 | Smart Thermostat | Smart Thermostat | NonEquip | 11 |  | 45.33% | Tech/Econ | 10% | 0 | 0 | 0
Tech | College and University | Space Heating | Individual room heating | TRC | Existing | NE4079 | Roof Insulation | Roof Insulation | NonEquip | 20 |  | 37.5% | Tech/Econ | 6.874% | 0 | 0 | 0
Tech | College and University | Space Heating | Individual room heating | TRC | Existing | NE4053 | Programmable Thermostat | Programmable Thermostat | NonEquip | 11 |  | 0% | Tech/Econ | 3.6% | 0 | 0 | 0
Tech | College and University | Space Heating | Individual room heating | TRC | Existing | NE4001 | Low U-Value Windows | Low U-Value Windows | NonEquip | 20 |  | 10.75% | Tech/Econ | 46% | 0 | 0 | 0
Tech | College and University | Space Heating | Individual room heating | TRC | Existing | NE3923 | Infiltration Reduction - Air Sealing | Infiltration Reduction - Air Sealing | NonEquip | 11 |  | 0% | Tech/Econ | 0.4285% | 0 | 0 | 0
Tech | College and University | Space Heating | Individual room heating | TRC | Existing | NE3845 | Hotel Card Energy Control Systems | Hotel Card Energy Control Systems | NonEquip | 15 |  | 0% | Tech/Econ | 0% | 0 | 0 | 0
Tech | College and University | Space Heating | Individual room heating | TRC | Existing | NE3767 | Green Roof | Green Roof | NonEquip | 15 |  | 0.126% | Tech/Econ | 5.311% | 0 | 0 | 0
Tech | College and University | Space Heating | Individual room heating | TRC | Existing | NE3715 | Floor Insulation | Floor Insulation | NonEquip | 20 |  | 6.749% | Tech/Econ | 1.803% | 0 | 0 | 0
Tech | College and University | Space Heating | Individual room heating | TRC | Existing | NE3637 | Facility Energy Management System | Facility Energy Management System | NonEquip | 15 |  | 0.7167% | Tech/Econ | 20% | 0 | 0 | 0
Tech | College and University | Space Heating | Individual room heating | TRC | Existing | NE3559 | ECM Motors on Furnaces | ECM Motors on Furnaces | NonEquip | 15 | Forced air furnace | 0% | Tech/Econ | 1.706% | 0 | 0 | 0
Tech | College and University | Space Heating | Individual room heating | TRC | Existing | NE3533 | Duct Sealing Repair | Duct Sealing Repair | NonEquip | 15 |  | 0% | Tech/Econ | 12% | 0 | 0 | 0
Tech | College and University | Space Heating | Individual room heating | TRC | Existing | NE3481 | Duct Insulation | Duct Insulation | NonEquip | 15 |  | 0% | Tech/Econ | 2.045% | 0 | 0 | 0
Tech | College and University | Space Heating | Individual room heating | TRC | Existing | NE3429 | Destratification Fans | Destratification Fans | NonEquip | 10 |  | 0% | Tech/Econ | 15.61% | 0 | 0 | 0
Tech | College and University | Space Heating | Individual room heating | TRC | Existing | NE3377 | Dedicated Outdoor Air System on VRF unit | Dedicated Outdoor Air System on VRF unit | NonEquip | 15 | Residential/split system heat pump | 0% | Tech/Econ | 10% | 0 | 0 | 0
Tech | College and University | Space Heating | Individual room heating | TRC | Existing | NE3325 | Cool Roof | Cool Roof | NonEquip | 15 |  | 72.68% | Tech/Econ | 0.2689% | 0 | 0 | 0
Tech | College and University | Space Heating | Individual room heating | TRC | Existing | NE3221 | Ceiling Insulation(R30 to R38) | Ceiling Insulation(R30 to R38) | NonEquip | 20 |  | 0% | Tech/Econ | 0.6946% | 0 | 0 | 0
Tech | College and University | Space Heating | Individual room heating | TRC | Existing | NE3169 | Ceiling Insulation(R2 to R38) | Ceiling Insulation(R2 to R38) | NonEquip | 20 |  | 0% | Tech/Econ | 46.89% | 0 | 0 | 0
Tech | College and University | Space Heating | Individual room heating | TRC | Existing | NE3117 | Ceiling Insulation(R19 to R38) | Ceiling Insulation(R19 to R38) | NonEquip | 20 |  | 0% | Tech/Econ | 2.605% | 0 | 0 | 0
Tech | College and University | Space Heating | Individual room heating | TRC | Existing | NE3065 | Ceiling Insulation(R12 to R38) | Ceiling Insulation(R12 to R38) | NonEquip | 20 |  | 0% | Tech/Econ | 5.644% | 0 | 0 | 0
Tech | College and University | Space Heating | Individual room heating | TRC | Existing | NE2987 | Air Curtains | Air Curtains | NonEquip | 8 |  | 33.45% | Tech/Econ | 0.1737% | 0 | 0 | 0
Tech | College and University | Space Cooling | Individual room air conditioners | TRC | New | NN5366 | Retro-Commissioning | Retro-Commissioning | NonEquip | 5 |  | 0% | Tech/Econ | 16% | 0 | 0 | 0
Tech | College and University | Space Cooling | Individual room air conditioners | TRC | New | NN5158 | ENERGY STAR certified buildings program | ENERGY STAR certified buildings program | NonEquip | 20 |  | 0% | Tech/Econ | 35% | 0 | 0 | 0
Tech | College and University | Space Cooling | Individual room air conditioners | TRC | New | NN4378 | Window Sun Protection | Window Sun Protection | NonEquip | 10 |  | 15.35% | Tech/Econ | 16% | 0.5813 | 0.000181 | -1.0198e-05
Tech | College and University | Space Cooling | Individual room air conditioners | TRC | New | NN4352 | Waterside Economizer | Waterside Economizer | NonEquip | 20 |  | 17.02% | Tech/Econ | 5.556% | 0 | 0 | 0
Tech | College and University | Space Cooling | Individual room air conditioners | TRC | New | NN4144 | Smart Thermostat | Smart Thermostat | NonEquip | 11 |  | 45.33% | Tech/Econ | 10% | 0 | 0 | 0
Tech | College and University | Space Cooling | Individual room air conditioners | TRC | New | NN4118 | Roof Insulation | Roof Insulation | NonEquip | 20 |  | 37.5% | Tech/Econ | 0.868% | 0 | 0 | 0
Tech | College and University | Space Cooling | Individual room air conditioners | TRC | New | NN4040 | Programmable Thermostat | Programmable Thermostat | NonEquip | 11 |  | 0% | Tech/Econ | 3.6% | 0 | 0 | 0
Tech | College and University | Space Cooling | Individual room air conditioners | TRC | New | NN3988 | Low U-Value Windows | Low U-Value Windows | NonEquip | 20 |  | 26.88% | Tech/Econ | 10% | 0.20108 | 7.4741e-05 | 0
Tech | College and University | Space Cooling | Individual room air conditioners | TRC | New | NN3910 | HVAC tune-up_RTU | HVAC tune-up_RTU | NonEquip | 5 | Packaged air conditioning units (RTUs) | 0% | Tech/Econ | 5% | 0 | 0 | 0
Tech | College and University | Space Cooling | Individual room air conditioners | TRC | New | NN3884 | HVAC tune-up | HVAC tune-up | NonEquip | 5 | Residential-type central air conditioners | 0% | Tech/Econ | 5% | 0 | 0 | 0
Tech | College and University | Space Cooling | Individual room air conditioners | TRC | New | NN3806 | Green Roof | Green Roof | NonEquip | 15 |  | 0.63% | Tech/Econ | 1.006% | 0 | 0 | 0
Tech | College and University | Space Cooling | Individual room air conditioners | TRC | New | NN3754 | Floor Insulation | Floor Insulation | NonEquip | 20 |  | 16.87% | Tech/Econ | 0.4554% | 0 | 0 | 0
Tech | College and University | Space Cooling | Individual room air conditioners | TRC | New | NN3676 | Facility Energy Management System | Facility Energy Management System | NonEquip | 15 |  | 4.276% | Tech/Econ | 20% | 0.23064 | 3.4145e-05 | 0
Tech | College and University | Space Cooling | Individual room air conditioners | TRC | New | NN3624 | Facility Commissioning | Facility Commissioning | NonEquip | 10 |  | 71.67% | Tech/Econ | 16% | 3.0661 | 0.00046262 | 8.6796e-05
Tech | College and University | Space Cooling | Individual room air conditioners | TRC | New | NN3598 | Energy Recovery Ventilation System (ERV) | Energy Recovery Ventilation System (ERV) | NonEquip | 15 | Packaged air conditioning units (RTUs) | 0% | Tech/Econ | 10.24% | 0 | 0 | 0
Tech | College and University | Space Cooling | Individual room air conditioners | TRC | New | NN3520 | Duct Sealing Repair | Duct Sealing Repair | NonEquip | 15 |  | 0% | Tech/Econ | 12% | 0 | 0 | 0
Tech | College and University | Space Cooling | Individual room air conditioners | TRC | New | NN3468 | Duct Insulation | Duct Insulation | NonEquip | 15 |  | 0% | Tech/Econ | 2.045% | 0 | 0 | 0
Tech | College and University | Space Cooling | Individual room air conditioners | TRC | New | NN3416 | Dedicated Outdoor Air System on VRF unit | Dedicated Outdoor Air System on VRF unit | NonEquip | 15 | Residential-type central air conditioners | 0% | Tech/Econ | 17.5% | 0 | 0 | 0
Tech | College and University | Space Cooling | Individual room air conditioners | TRC | New | NN3364 | Cool Roof | Cool Roof | NonEquip | 15 |  | 72.18% | Tech/Econ | 1.862% | 0 | 0 | 0
Tech | College and University | Space Cooling | Individual room air conditioners | TRC | New | NN3312 | Chilled Water System - Variable Speed Drives | Chilled Water System - Variable Speed Drives | NonEquip | 13 | Central chillers inside | 0% | Tech/Econ | 24.74% | 0 | 0 | 0
Tech | College and University | Space Cooling | Individual room air conditioners | TRC | New | NN3286 | Chilled Water Controls Optimization | Chilled Water Controls Optimization | NonEquip | 10 | Central chillers inside | 0% | Tech/Econ | 12.5% | 0 | 0 | 0
Tech | College and University | Space Cooling | Individual room air conditioners | TRC | New | NN3208 | Ceiling Insulation(R2 to R38) | Ceiling Insulation(R2 to R38) | NonEquip | 20 |  | 0% | Tech/Econ | 11.84% | 0 | 0 | 0
Tech | College and University | Space Cooling | Individual room air conditioners | TRC | New | NN3156 | Ceiling Insulation(R19 to R38) | Ceiling Insulation(R19 to R38) | NonEquip | 20 |  | 0% | Tech/Econ | 0.6578% | 0 | 0 | 0
Tech | College and University | Space Cooling | Individual room air conditioners | TRC | New | NN3104 | Ceiling Insulation(R12 to R38) | Ceiling Insulation(R12 to R38) | NonEquip | 20 |  | 0% | Tech/Econ | 1.425% | 0 | 0 | 0
Tech | College and University | Space Cooling | Individual room air conditioners | TRC | New | NN3052 | Airside Economizer | Airside Economizer | NonEquip | 10 | Packaged air conditioning units (RTUs) | 0% | Tech/Econ | 5.556% | 0 | 0 | 0
Tech | College and University | Space Cooling | Individual room air conditioners | TRC | Existing | NE5353 | Retro-Commissioning | Retro-Commissioning | NonEquip | 5 |  | 21.99% | Tech/Econ | 16% | 117.7782 | 0.049661 | 0
Tech | College and University | Space Cooling | Individual room air conditioners | TRC | Existing | NE5145 | ENERGY STAR certified buildings program | ENERGY STAR certified buildings program | NonEquip | 20 |  | 0% | Tech/Econ | 35% | 0 | 0 | 0
Tech | College and University | Space Cooling | Individual room air conditioners | TRC | Existing | NE4365 | Window Sun Protection | Window Sun Protection | NonEquip | 10 |  | 15.68% | Tech/Econ | 16% | 86.1321 | 0.026819 | -0.001511
Tech | College and University | Space Cooling | Individual room air conditioners | TRC | Existing | NE4339 | Waterside Economizer | Waterside Economizer | NonEquip | 20 |  | 17.02% | Tech/Econ | 5.556% | 29.1578 | 0.0096448 | 0
Tech | College and University | Space Cooling | Individual room air conditioners | TRC | Existing | NE4209 | Wall Insulation | Wall Insulation | NonEquip | 20 |  | 0% | Tech/Econ | 12.78% | 0 | 0 | 0
Tech | College and University | Space Cooling | Individual room air conditioners | TRC | Existing | NE4131 | Smart Thermostat | Smart Thermostat | NonEquip | 11 |  | 45.33% | Tech/Econ | 10% | 146.398 | 0.012237 | 0
Tech | College and University | Space Cooling | Individual room air conditioners | TRC | Existing | NE4105 | Roof Insulation | Roof Insulation | NonEquip | 20 |  | 37.5% | Tech/Econ | 1.736% | 19.6134 | 0.0081117 | 0
Tech | College and University | Space Cooling | Individual room air conditioners | TRC | Existing | NE4027 | Programmable Thermostat | Programmable Thermostat | NonEquip | 11 |  | 0% | Tech/Econ | 3.6% | 0 | 0 | 0
Tech | College and University | Space Cooling | Individual room air conditioners | TRC | Existing | NE3975 | Low U-Value Windows | Low U-Value Windows | NonEquip | 20 |  | 10.75% | Tech/Econ | 46% | 178.8935 | 0.066495 | 0
Tech | College and University | Space Cooling | Individual room air conditioners | TRC | Existing | NE3897 | HVAC tune-up_RTU | HVAC tune-up_RTU | NonEquip | 5 | Packaged air conditioning units (RTUs) | 0% | Tech/Econ | 5% | 0 | 0 | 0
Tech | College and University | Space Cooling | Individual room air conditioners | TRC | Existing | NE3871 | HVAC tune-up | HVAC tune-up | NonEquip | 5 | Residential-type central air conditioners | 0% | Tech/Econ | 5% | 0 | 0 | 0
Tech | College and University | Space Cooling | Individual room air conditioners | TRC | Existing | NE3793 | Green Roof | Green Roof | NonEquip | 15 |  | 0.126% | Tech/Econ | 1.006% | 0.037945 | 1.612e-05 | 0
Tech | College and University | Space Cooling | Individual room air conditioners | TRC | Existing | NE3741 | Floor Insulation | Floor Insulation | NonEquip | 20 |  | 6.749% | Tech/Econ | 0.4554% | 0.9201 | 0.00038053 | 0
Tech | College and University | Space Cooling | Individual room air conditioners | TRC | Existing | NE3663 | Facility Energy Management System | Facility Energy Management System | NonEquip | 15 |  | 0.7167% | Tech/Econ | 20% | 4.9289 | 0.00072969 | 0
Tech | College and University | Space Cooling | Individual room air conditioners | TRC | Existing | NE3585 | Energy Recovery Ventilation System (ERV) | Energy Recovery Ventilation System (ERV) | NonEquip | 15 | Packaged air conditioning units (RTUs) | 0% | Tech/Econ | 10.24% | 0 | 0 | 0
Tech | College and University | Space Cooling | Individual room air conditioners | TRC | Existing | NE3507 | Duct Sealing Repair | Duct Sealing Repair | NonEquip | 15 |  | 0% | Tech/Econ | 12% | 0 | 0 | 0
Tech | College and University | Space Cooling | Individual room air conditioners | TRC | Existing | NE3455 | Duct Insulation | Duct Insulation | NonEquip | 15 |  | 0% | Tech/Econ | 2.045% | 0 | 0 | 0
Tech | College and University | Space Cooling | Individual room air conditioners | TRC | Existing | NE3403 | Dedicated Outdoor Air System on VRF unit | Dedicated Outdoor Air System on VRF unit | NonEquip | 15 | Residential-type central air conditioners | 0% | Tech/Econ | 17.5% | 0 | 0 | 0
Tech | College and University | Space Cooling | Individual room air conditioners | TRC | Existing | NE3351 | Cool Roof | Cool Roof | NonEquip | 15 |  | 72.68% | Tech/Econ | 1.862% | 41.3238 | 0.017555 | 0
Tech | College and University | Space Cooling | Individual room air conditioners | TRC | Existing | NE3299 | Chilled Water System - Variable Speed Drives | Chilled Water System - Variable Speed Drives | NonEquip | 13 | Central chillers inside | 0% | Tech/Econ | 24.74% | 0 | 0 | 0
Tech | College and University | Space Cooling | Individual room air conditioners | TRC | Existing | NE3273 | Chilled Water Controls Optimization | Chilled Water Controls Optimization | NonEquip | 10 | Central chillers inside | 0% | Tech/Econ | 12.5% | 0 | 0 | 0
Tech | College and University | Space Cooling | Individual room air conditioners | TRC | Existing | NE3195 | Ceiling Insulation(R2 to R38) | Ceiling Insulation(R2 to R38) | NonEquip | 20 |  | 0% | Tech/Econ | 11.84% | 0 | 0 | 0
Tech | College and University | Space Cooling | Individual room air conditioners | TRC | Existing | NE3143 | Ceiling Insulation(R19 to R38) | Ceiling Insulation(R19 to R38) | NonEquip | 20 |  | 0% | Tech/Econ | 0.6578% | 0 | 0 | 0
Tech | College and University | Space Cooling | Individual room air conditioners | TRC | Existing | NE3091 | Ceiling Insulation(R12 to R38) | Ceiling Insulation(R12 to R38) | NonEquip | 20 |  | 0% | Tech/Econ | 1.425% | 0 | 0 | 0
Tech | College and University | Space Cooling | Individual room air conditioners | TRC | Existing | NE3039 | Airside Economizer | Airside Economizer | NonEquip | 10 | Packaged air conditioning units (RTUs) | 0% | Tech/Econ | 5.556% | 0 | 0 | 0
Tech | College and University | Interior Lighting | High bay | TRC | New | NN5262 | Retro-Commissioning | Retro-Commissioning | NonEquip | 5 |  | 0% | Tech/Econ | 16% | 0 | 0 | 0
Tech | College and University | Interior Lighting | High bay | TRC | New | NN5002 | ENERGY STAR certified buildings program | ENERGY STAR certified buildings program | NonEquip | 20 |  | 0% | Tech/Econ | 35% | 0 | 0 | 0
Tech | College and University | Interior Lighting | High bay | TRC | New | NN4430 | Interior Lighting Controls | Interior Lighting Controls | NonEquip | 8 | Overhead (fluorescent/LED/CFL U-shape) | 0% | Tech/Econ | 28% | 0 | 0 | 0
Tech | College and University | Interior Lighting | High bay | TRC | New | NN4404 | Bi-Level Lighting Control (Interior) | Bi-Level Lighting Control (Interior) | NonEquip | 8 | Overhead (fluorescent/LED/CFL U-shape) | 0% | Tech/Econ | 31% | 0 | 0 | 0
Tech | College and University | Interior Lighting | High bay | TRC | New | NN3702 | Facility Energy Management System | Facility Energy Management System | NonEquip | 15 |  | 4.276% | Tech/Econ | 24% | 73.7319 | 0.010915 | 0.0094291
Tech | College and University | Interior Lighting | High bay | TRC | Existing | NE5249 | Retro-Commissioning | Retro-Commissioning | NonEquip | 5 |  | 21.99% | Tech/Econ | 16% | 29746.2547 | 12.5425 | 0.1441
Tech | College and University | Interior Lighting | High bay | TRC | Existing | NE4989 | ENERGY STAR certified buildings program | ENERGY STAR certified buildings program | NonEquip | 20 |  | 0% | Tech/Econ | 35% | 0 | 0 | 0
Tech | College and University | Interior Lighting | High bay | TRC | Existing | NE4417 | Interior Lighting Controls | Interior Lighting Controls | NonEquip | 8 | Overhead (fluorescent/LED/CFL U-shape) | 0% | Tech/Econ | 28% | 0 | 0 | 0
Tech | College and University | Interior Lighting | High bay | TRC | Existing | NE4391 | Bi-Level Lighting Control (Interior) | Bi-Level Lighting Control (Interior) | NonEquip | 8 | Overhead (fluorescent/LED/CFL U-shape) | 0% | Tech/Econ | 31% | 0 | 0 | 0
Tech | College and University | Interior Lighting | High bay | TRC | Existing | NE3689 | Facility Energy Management System | Facility Energy Management System | NonEquip | 15 |  | 0.7167% | Tech/Econ | 24% | 1456.7671 | 0.21566 | 0.1863
Tech | College and University | Interior Lighting | High bay | TRC | Turnover | ET1641 | LED Linear - Fixture Replacement | LED Linear - Fixture Replacement | Equip | 15 | High bay | 24.1% | Tech/Econ | 50.28% | 116792.16 | 12.2388 | 11.3522
Tech | College and University | Interior Lighting | High bay | TRC | Turnover | ET1524 | High Bay LED | High Bay LED | Equip | 15 | High bay | 0% | Tech/Econ | 64.78% | 0 | 0 | 0
Tech | College and University | Interior Lighting | High bay | TRC | Turnover | ET1485 | High Bay Fluorescent (T5) | High Bay Fluorescent (T5) | Equip | 15 | High bay | 0% | Tech/Econ | 64.14% | 0 | 0 | 0
Tech | College and University | Interior Lighting | High bay | TRC | New | EN1667 | LED Linear - Fixture Replacement | LED Linear - Fixture Replacement | Equip | 15 | High bay | 0% | Tech/Econ | 50.28% | 0 | 0 | 0
Tech | College and University | Interior Lighting | High bay | TRC | New | EN1550 | High Bay LED | High Bay LED | Equip | 15 | High bay | 0% | Tech/Econ | 64.78% | 0 | 0 | 0
Tech | College and University | Interior Lighting | High bay | TRC | New | EN1511 | High Bay Fluorescent (T5) | High Bay Fluorescent (T5) | Equip | 15 | High bay | 0% | Tech/Econ | 64.14% | 0 | 0 | 0
Tech | College and University | Cooking | Fryer | TRC | New | NN5080 | ENERGY STAR certified buildings program | ENERGY STAR certified buildings program | NonEquip | 20 |  | 0% | Tech/Econ | 35% | 0 | 0 | 0
Tech | College and University | Cooking | Fryer | TRC | Existing | NE5067 | ENERGY STAR certified buildings program | ENERGY STAR certified buildings program | NonEquip | 20 |  | 0% | Tech/Econ | 35% | 0 | 0 | 0
Tech | College and University | Cooking | Fryer | TRC | Turnover | ET81 | Energy Star Fryer | Energy Star Fryer | Equip | 12 | Fryer | 29.2% | Tech/Econ | 17.46% | 14.1741 | 0.0022976 | 0.0007105
Tech | College and University | Cooking | Fryer | TRC | New | EN107 | Energy Star Fryer | Energy Star Fryer | Equip | 12 | Fryer | 29.2% | Tech/Econ | 17.46% | 0.10567 | 1.7129e-05 | 5.2969e-06
Tech | College and University | Space Heating | Forced air furnace | TRC | New | NN5340 | Retro-Commissioning | Retro-Commissioning | NonEquip | 5 |  | 0% | Tech/Econ | 16% | 0 | 0 | 0
Tech | College and University | Space Heating | Forced air furnace | TRC | New | NN5132 | ENERGY STAR certified buildings program | ENERGY STAR certified buildings program | NonEquip | 20 |  | 0% | Tech/Econ | 35% | 0 | 0 | 0
Tech | College and University | Space Heating | Forced air furnace | TRC | New | NN4326 | Water Cooled Refrigeration Heat Recovery | Water Cooled Refrigeration Heat Recovery | NonEquip | 20 |  | 4.199% | Tech/Econ | 10% | 0 | 0 | 0
Tech | College and University | Space Heating | Forced air furnace | TRC | New | NN4274 | Warehouse Loading Dock Seals | Warehouse Loading Dock Seals | NonEquip | 18 |  | 0% | Tech/Econ | 0.7767% | 0 | 0 | 0
Tech | College and University | Space Heating | Forced air furnace | TRC | New | NN4248 | Wall Insulation | Wall Insulation | NonEquip | 20 |  | 0% | Tech/Econ | 0% | 0 | 0 | 0
Tech | College and University | Space Heating | Forced air furnace | TRC | New | NN4170 | Smart Thermostat | Smart Thermostat | NonEquip | 11 |  | 45.33% | Tech/Econ | 10% | 0 | 0 | 0
Tech | College and University | Space Heating | Forced air furnace | TRC | New | NN4092 | Roof Insulation | Roof Insulation | NonEquip | 20 |  | 37.5% | Tech/Econ | 3.115% | 0 | 0 | 0
Tech | College and University | Space Heating | Forced air furnace | TRC | New | NN4066 | Programmable Thermostat | Programmable Thermostat | NonEquip | 11 |  | 0% | Tech/Econ | 3.6% | 0 | 0 | 0
Tech | College and University | Space Heating | Forced air furnace | TRC | New | NN4014 | Low U-Value Windows | Low U-Value Windows | NonEquip | 20 |  | 26.88% | Tech/Econ | 10% | 0 | 0 | 0
Tech | College and University | Space Heating | Forced air furnace | TRC | New | NN3936 | Infiltration Reduction - Air Sealing | Infiltration Reduction - Air Sealing | NonEquip | 11 |  | 0% | Tech/Econ | 0.3884% | 0 | 0 | 0
Tech | College and University | Space Heating | Forced air furnace | TRC | New | NN3858 | Hotel Card Energy Control Systems | Hotel Card Energy Control Systems | NonEquip | 15 |  | 0% | Tech/Econ | 0% | 0 | 0 | 0
Tech | College and University | Space Heating | Forced air furnace | TRC | New | NN3780 | Green Roof | Green Roof | NonEquip | 15 |  | 0.63% | Tech/Econ | 4.813% | 0 | 0 | 0
Tech | College and University | Space Heating | Forced air furnace | TRC | New | NN3728 | Floor Insulation | Floor Insulation | NonEquip | 20 |  | 16.87% | Tech/Econ | 1.634% | 0 | 0 | 0
Tech | College and University | Space Heating | Forced air furnace | TRC | New | NN3650 | Facility Energy Management System | Facility Energy Management System | NonEquip | 15 |  | 4.276% | Tech/Econ | 20% | 0 | 0 | 0
Tech | College and University | Space Heating | Forced air furnace | TRC | New | NN3572 | ECM Motors on Furnaces | ECM Motors on Furnaces | NonEquip | 15 | Forced air furnace | 47.78% | Tech/Econ | 1.706% | 0 | 0 | 0
Tech | College and University | Space Heating | Forced air furnace | TRC | New | NN3546 | Duct Sealing Repair | Duct Sealing Repair | NonEquip | 15 |  | 0% | Tech/Econ | 12% | 0 | 0 | 0
Tech | College and University | Space Heating | Forced air furnace | TRC | New | NN3494 | Duct Insulation | Duct Insulation | NonEquip | 15 |  | 0% | Tech/Econ | 2.045% | 0 | 0 | 0
Tech | College and University | Space Heating | Forced air furnace | TRC | New | NN3442 | Destratification Fans | Destratification Fans | NonEquip | 10 |  | 0% | Tech/Econ | 15.61% | 0 | 0 | 0
Tech | College and University | Space Heating | Forced air furnace | TRC | New | NN3390 | Dedicated Outdoor Air System on VRF unit | Dedicated Outdoor Air System on VRF unit | NonEquip | 15 | Residential/split system heat pump | 0% | Tech/Econ | 10% | 0 | 0 | 0
Tech | College and University | Space Heating | Forced air furnace | TRC | New | NN3338 | Cool Roof | Cool Roof | NonEquip | 15 |  | 72.18% | Tech/Econ | 0.2437% | 0 | 0 | 0
Tech | College and University | Space Heating | Forced air furnace | TRC | New | NN3234 | Ceiling Insulation(R30 to R38) | Ceiling Insulation(R30 to R38) | NonEquip | 20 |  | 0% | Tech/Econ | 0.6295% | 0 | 0 | 0
Tech | College and University | Space Heating | Forced air furnace | TRC | New | NN3182 | Ceiling Insulation(R2 to R38) | Ceiling Insulation(R2 to R38) | NonEquip | 20 |  | 0% | Tech/Econ | 42.49% | 0 | 0 | 0
Tech | College and University | Space Heating | Forced air furnace | TRC | New | NN3130 | Ceiling Insulation(R19 to R38) | Ceiling Insulation(R19 to R38) | NonEquip | 20 |  | 0% | Tech/Econ | 2.361% | 0 | 0 | 0
Tech | College and University | Space Heating | Forced air furnace | TRC | New | NN3078 | Ceiling Insulation(R12 to R38) | Ceiling Insulation(R12 to R38) | NonEquip | 20 |  | 0% | Tech/Econ | 5.115% | 0 | 0 | 0
Tech | College and University | Space Heating | Forced air furnace | TRC | New | NN3000 | Air Curtains | Air Curtains | NonEquip | 8 |  | 28.37% | Tech/Econ | 0.1737% | 0 | 0 | 0
Tech | College and University | Space Heating | Forced air furnace | TRC | Existing | NE5327 | Retro-Commissioning | Retro-Commissioning | NonEquip | 5 |  | 21.99% | Tech/Econ | 16% | 0 | 0 | 0
Tech | College and University | Space Heating | Forced air furnace | TRC | Existing | NE5119 | ENERGY STAR certified buildings program | ENERGY STAR certified buildings program | NonEquip | 20 |  | 0% | Tech/Econ | 35% | 0 | 0 | 0
Tech | College and University | Space Heating | Forced air furnace | TRC | Existing | NE4313 | Water Cooled Refrigeration Heat Recovery | Water Cooled Refrigeration Heat Recovery | NonEquip | 20 |  | 55.99% | Tech/Econ | 10% | 0 | 0 | 0
Tech | College and University | Space Heating | Forced air furnace | TRC | Existing | NE4261 | Warehouse Loading Dock Seals | Warehouse Loading Dock Seals | NonEquip | 18 |  | 0% | Tech/Econ | 0.857% | 0 | 0 | 0
Tech | College and University | Space Heating | Forced air furnace | TRC | Existing | NE4235 | Wall Insulation | Wall Insulation | NonEquip | 20 |  | 0% | Tech/Econ | 7.386% | 0 | 0 | 0
Tech | College and University | Space Heating | Forced air furnace | TRC | Existing | NE4157 | Smart Thermostat | Smart Thermostat | NonEquip | 11 |  | 45.33% | Tech/Econ | 10% | 0 | 0 | 0
Tech | College and University | Space Heating | Forced air furnace | TRC | Existing | NE4079 | Roof Insulation | Roof Insulation | NonEquip | 20 |  | 37.5% | Tech/Econ | 6.874% | 0 | 0 | 0
Tech | College and University | Space Heating | Forced air furnace | TRC | Existing | NE4053 | Programmable Thermostat | Programmable Thermostat | NonEquip | 11 |  | 0% | Tech/Econ | 3.6% | 0 | 0 | 0
Tech | College and University | Space Heating | Forced air furnace | TRC | Existing | NE4001 | Low U-Value Windows | Low U-Value Windows | NonEquip | 20 |  | 10.75% | Tech/Econ | 46% | 0 | 0 | 0
Tech | College and University | Space Heating | Forced air furnace | TRC | Existing | NE3923 | Infiltration Reduction - Air Sealing | Infiltration Reduction - Air Sealing | NonEquip | 11 |  | 0% | Tech/Econ | 0.4285% | 0 | 0 | 0
Tech | College and University | Space Heating | Forced air furnace | TRC | Existing | NE3845 | Hotel Card Energy Control Systems | Hotel Card Energy Control Systems | NonEquip | 15 |  | 0% | Tech/Econ | 0% | 0 | 0 | 0
Tech | College and University | Space Heating | Forced air furnace | TRC | Existing | NE3767 | Green Roof | Green Roof | NonEquip | 15 |  | 0.126% | Tech/Econ | 5.311% | 0 | 0 | 0
Tech | College and University | Space Heating | Forced air furnace | TRC | Existing | NE3715 | Floor Insulation | Floor Insulation | NonEquip | 20 |  | 6.749% | Tech/Econ | 1.803% | 0 | 0 | 0
Tech | College and University | Space Heating | Forced air furnace | TRC | Existing | NE3637 | Facility Energy Management System | Facility Energy Management System | NonEquip | 15 |  | 0.7167% | Tech/Econ | 20% | 0 | 0 | 0
Tech | College and University | Space Heating | Forced air furnace | TRC | Existing | NE3559 | ECM Motors on Furnaces | ECM Motors on Furnaces | NonEquip | 15 | Forced air furnace | 47.78% | Tech/Econ | 1.706% | 0 | 0 | 0
Tech | College and University | Space Heating | Forced air furnace | TRC | Existing | NE3533 | Duct Sealing Repair | Duct Sealing Repair | NonEquip | 15 |  | 0% | Tech/Econ | 12% | 0 | 0 | 0
Tech | College and University | Space Heating | Forced air furnace | TRC | Existing | NE3481 | Duct Insulation | Duct Insulation | NonEquip | 15 |  | 0% | Tech/Econ | 2.045% | 0 | 0 | 0
Tech | College and University | Space Heating | Forced air furnace | TRC | Existing | NE3429 | Destratification Fans | Destratification Fans | NonEquip | 10 |  | 0% | Tech/Econ | 15.61% | 0 | 0 | 0
Tech | College and University | Space Heating | Forced air furnace | TRC | Existing | NE3377 | Dedicated Outdoor Air System on VRF unit | Dedicated Outdoor Air System on VRF unit | NonEquip | 15 | Residential/split system heat pump | 0% | Tech/Econ | 10% | 0 | 0 | 0
Tech | College and University | Space Heating | Forced air furnace | TRC | Existing | NE3325 | Cool Roof | Cool Roof | NonEquip | 15 |  | 72.68% | Tech/Econ | 0.2689% | 0 | 0 | 0
Tech | College and University | Space Heating | Forced air furnace | TRC | Existing | NE3221 | Ceiling Insulation(R30 to R38) | Ceiling Insulation(R30 to R38) | NonEquip | 20 |  | 0% | Tech/Econ | 0.6946% | 0 | 0 | 0
Tech | College and University | Space Heating | Forced air furnace | TRC | Existing | NE3169 | Ceiling Insulation(R2 to R38) | Ceiling Insulation(R2 to R38) | NonEquip | 20 |  | 0% | Tech/Econ | 46.89% | 0 | 0 | 0
Tech | College and University | Space Heating | Forced air furnace | TRC | Existing | NE3117 | Ceiling Insulation(R19 to R38) | Ceiling Insulation(R19 to R38) | NonEquip | 20 |  | 0% | Tech/Econ | 2.605% | 0 | 0 | 0
Tech | College and University | Space Heating | Forced air furnace | TRC | Existing | NE3065 | Ceiling Insulation(R12 to R38) | Ceiling Insulation(R12 to R38) | NonEquip | 20 |  | 0% | Tech/Econ | 5.644% | 0 | 0 | 0
Tech | College and University | Space Heating | Forced air furnace | TRC | Existing | NE2987 | Air Curtains | Air Curtains | NonEquip | 8 |  | 33.45% | Tech/Econ | 0.1737% | 0 | 0 | 0
Tech | College and University | Exterior Lighting | Exterior parking/lot lighting | TRC | New | NN5288 | Retro-Commissioning | Retro-Commissioning | NonEquip | 5 |  | 0% | Tech/Econ | 16% | 0 | 0 | 0
Tech | College and University | Exterior Lighting | Exterior parking/lot lighting | TRC | New | NN5028 | ENERGY STAR certified buildings program | ENERGY STAR certified buildings program | NonEquip | 20 |  | 0% | Tech/Econ | 35% | 0 | 0 | 0
Tech | College and University | Exterior Lighting | Exterior parking/lot lighting | TRC | New | NN2974 | Outdoor Lighting Controls | Outdoor Lighting Controls | NonEquip | 8 | Exterior parking/lot lighting | 30.95% | Tech/Econ | 28% | 126.687 | 0 | 0
Tech | College and University | Exterior Lighting | Exterior parking/lot lighting | TRC | New | NN2948 | Bi-Level Lighting Control (Exterior) | Bi-Level Lighting Control (Exterior) | NonEquip | 9 | Exterior parking/lot lighting | 13.75% | Tech/Econ | 31% | 65.1143 | 0 | 0
Tech | College and University | Exterior Lighting | Exterior parking/lot lighting | TRC | Existing | NE5275 | Retro-Commissioning | Retro-Commissioning | NonEquip | 5 |  | 21.99% | Tech/Econ | 16% | 6302.0294 | 0 | 0.030529
Tech | College and University | Exterior Lighting | Exterior parking/lot lighting | TRC | Existing | NE5015 | ENERGY STAR certified buildings program | ENERGY STAR certified buildings program | NonEquip | 20 |  | 0% | Tech/Econ | 35% | 0 | 0 | 0
Tech | College and University | Exterior Lighting | Exterior parking/lot lighting | TRC | Existing | NE2961 | Outdoor Lighting Controls | Outdoor Lighting Controls | NonEquip | 8 | Exterior parking/lot lighting | 30.95% | Tech/Econ | 28% | 16993.1823 | 0 | 0
Tech | College and University | Exterior Lighting | Exterior parking/lot lighting | TRC | Existing | NE2935 | Bi-Level Lighting Control (Exterior) | Bi-Level Lighting Control (Exterior) | NonEquip | 9 | Exterior parking/lot lighting | 13.75% | Tech/Econ | 31% | 8734.1192 | 0 | 0
Tech | College and University | Exterior Lighting | Exterior parking/lot lighting | TRC | Turnover | ET705 | LED Parking Lighting | LED Parking Lighting | Equip | 18 | Exterior parking/lot lighting | 7.084% | Tech/Econ | 84% | 12960.049 | 0 | 0
Tech | College and University | Exterior Lighting | Exterior parking/lot lighting | TRC | Turnover | ET510 | High Efficiency HID Lighting | High Efficiency HID Lighting | Equip | 13 | Exterior parking/lot lighting | 0% | Tech/Econ | 34.18% | 0 | 0 | 0
Tech | College and University | Exterior Lighting | Exterior parking/lot lighting | TRC | New | EN731 | LED Parking Lighting | LED Parking Lighting | Equip | 18 | Exterior parking/lot lighting | 7.084% | Tech/Econ | 84% | 96.6193 | 0 | 0
Tech | College and University | Exterior Lighting | Exterior parking/lot lighting | TRC | New | EN536 | High Efficiency HID Lighting | High Efficiency HID Lighting | Equip | 13 | Exterior parking/lot lighting | 0% | Tech/Econ | 34.18% | 0 | 0 | 0
Tech | College and University | Exterior Lighting | Exterior marquis | TRC | New | NN5288 | Retro-Commissioning | Retro-Commissioning | NonEquip | 5 |  | 0% | Tech/Econ | 16% | 0 | 0 | 0
Tech | College and University | Exterior Lighting | Exterior marquis | TRC | New | NN5028 | ENERGY STAR certified buildings program | ENERGY STAR certified buildings program | NonEquip | 20 |  | 0% | Tech/Econ | 35% | 0 | 0 | 0
Tech | College and University | Exterior Lighting | Exterior marquis | TRC | New | NN2974 | Outdoor Lighting Controls | Outdoor Lighting Controls | NonEquip | 8 | Exterior parking/lot lighting | 0% | Tech/Econ | 28% | 0 | 0 | 0
Tech | College and University | Exterior Lighting | Exterior marquis | TRC | New | NN2948 | Bi-Level Lighting Control (Exterior) | Bi-Level Lighting Control (Exterior) | NonEquip | 9 | Exterior parking/lot lighting | 0% | Tech/Econ | 31% | 0 | 0 | 0
Tech | College and University | Exterior Lighting | Exterior marquis | TRC | Existing | NE5275 | Retro-Commissioning | Retro-Commissioning | NonEquip | 5 |  | 21.99% | Tech/Econ | 16% | 40.8513 | 0 | 0.00019789
Tech | College and University | Exterior Lighting | Exterior marquis | TRC | Existing | NE5015 | ENERGY STAR certified buildings program | ENERGY STAR certified buildings program | NonEquip | 20 |  | 0% | Tech/Econ | 35% | 0 | 0 | 0
Tech | College and University | Exterior Lighting | Exterior marquis | TRC | Existing | NE2961 | Outdoor Lighting Controls | Outdoor Lighting Controls | NonEquip | 8 | Exterior parking/lot lighting | 0% | Tech/Econ | 28% | 0 | 0 | 0
Tech | College and University | Exterior Lighting | Exterior marquis | TRC | Existing | NE2935 | Bi-Level Lighting Control (Exterior) | Bi-Level Lighting Control (Exterior) | NonEquip | 9 | Exterior parking/lot lighting | 0% | Tech/Econ | 31% | 0 | 0 | 0
Tech | College and University | Exterior Lighting | Exterior marquis | TRC | Turnover | ET627 | LED Exterior Lighting | LED Exterior Lighting | Equip | 13 | Exterior marquis | 4.624% | Tech/Econ | 60.51% | 33.4216 | 0 | 0
Tech | College and University | Exterior Lighting | Exterior marquis | TRC | Turnover | ET588 | LED Display Lighting (Exterior) | LED Display Lighting (Exterior) | Equip | 15 | Exterior marquis | 4.624% | Tech/Econ | 87.04% | 50.0896 | 0 | 0
Tech | College and University | Exterior Lighting | Exterior marquis | TRC | New | EN653 | LED Exterior Lighting | LED Exterior Lighting | Equip | 13 | Exterior marquis | 4.624% | Tech/Econ | 60.51% | 0.24916 | 0 | 0
Tech | College and University | Exterior Lighting | Exterior marquis | TRC | New | EN614 | LED Display Lighting (Exterior) | LED Display Lighting (Exterior) | Equip | 15 | Exterior marquis | 4.624% | Tech/Econ | 87.04% | 0.37343 | 0 | 0
Tech | College and University | Miscellaneous | Elevators/Escalators | TRC | New | NN5444 | Retro-Commissioning | Retro-Commissioning | NonEquip | 5 |  | 0% | Tech/Econ | 16% | 0 | 0 | 0
Tech | College and University | Miscellaneous | Elevators/Escalators | TRC | New | NN5236 | ENERGY STAR certified buildings program | ENERGY STAR certified buildings program | NonEquip | 20 |  | 0% | Tech/Econ | 35% | 0 | 0 | 0
Tech | College and University | Miscellaneous | Elevators/Escalators | TRC | New | NN4534 | VSD Controlled Compressor | VSD Controlled Compressor | NonEquip | 15 | Others | 0% | Tech/Econ | 20.79% | 0 | 0 | 0
Tech | College and University | Miscellaneous | Elevators/Escalators | TRC | New | NN4508 | Regenerative Drive Elevator Motor | Regenerative Drive Elevator Motor | NonEquip | 13 | Elevators/Escalators | 11.17% | Tech/Econ | 6.211% | 2.3486 | 0.0003045 | 0.00025506
Tech | College and University | Miscellaneous | Elevators/Escalators | TRC | New | NN4482 | Engine Block Timer | Engine Block Timer | NonEquip | 5 | Others | 0% | Tech/Econ | 36% | 0 | 0 | 0
Tech | College and University | Miscellaneous | Elevators/Escalators | TRC | New | NN4456 | Efficient Motor Belts | Efficient Motor Belts | NonEquip | 10 | Others | 0% | Tech/Econ | 1.105% | 0 | 0 | 0
Tech | College and University | Miscellaneous | Elevators/Escalators | TRC | Existing | NE5431 | Retro-Commissioning | Retro-Commissioning | NonEquip | 5 |  | 21.99% | Tech/Econ | 16% | 1598.3935 | 0.67396 | 0.007743
Tech | College and University | Miscellaneous | Elevators/Escalators | TRC | Existing | NE5223 | ENERGY STAR certified buildings program | ENERGY STAR certified buildings program | NonEquip | 20 |  | 0% | Tech/Econ | 35% | 0 | 0 | 0
Tech | College and University | Miscellaneous | Elevators/Escalators | TRC | Existing | NE4521 | VSD Controlled Compressor | VSD Controlled Compressor | NonEquip | 15 | Others | 0% | Tech/Econ | 20.79% | 0 | 0 | 0
Tech | College and University | Miscellaneous | Elevators/Escalators | TRC | Existing | NE4495 | Regenerative Drive Elevator Motor | Regenerative Drive Elevator Motor | NonEquip | 13 | Elevators/Escalators | 10.45% | Tech/Econ | 6.211% | 284.52 | 0.036889 | 0.0309
Tech | College and University | Miscellaneous | Elevators/Escalators | TRC | Existing | NE4469 | Engine Block Timer | Engine Block Timer | NonEquip | 5 | Others | 0% | Tech/Econ | 36% | 0 | 0 | 0
Tech | College and University | Miscellaneous | Elevators/Escalators | TRC | Existing | NE4443 | Efficient Motor Belts | Efficient Motor Belts | NonEquip | 10 | Others | 0% | Tech/Econ | 1.105% | 0 | 0 | 0
Tech | College and University | Office Equipment | Document production | TRC | New | NN5054 | ENERGY STAR certified buildings program | ENERGY STAR certified buildings program | NonEquip | 20 |  | 0% | Tech/Econ | 35% | 0 | 0 | 0
Tech | College and University | Office Equipment | Document production | TRC | New | NN4586 | Smart Strip Plug Outlet | Smart Strip Plug Outlet | NonEquip | 4 |  | 43.9% | Tech/Econ | 1.187% | 16.101 | 0.0023941 | 0.0016639
Tech | College and University | Office Equipment | Document production | TRC | New | NN4560 | Network PC Power Management | Network PC Power Management | NonEquip | 5 | Computers | 0% | Tech/Econ | 56.5% | 0 | 0 | 0
Tech | College and University | Office Equipment | Document production | TRC | Existing | NE5041 | ENERGY STAR certified buildings program | ENERGY STAR certified buildings program | NonEquip | 20 |  | 0% | Tech/Econ | 35% | 0 | 0 | 0
Tech | College and University | Office Equipment | Document production | TRC | Existing | NE4573 | Smart Strip Plug Outlet | Smart Strip Plug Outlet | NonEquip | 4 |  | 43.9% | Tech/Econ | 1.187% | 2159.7106 | 0.32114 | 0.22318
Tech | College and University | Office Equipment | Document production | TRC | Existing | NE4547 | Network PC Power Management | Network PC Power Management | NonEquip | 5 | Computers | 0% | Tech/Econ | 56.5% | 0 | 0 | 0
Tech | College and University | Office Equipment | Document production | TRC | Turnover | ET2142 | ENERGY STAR Imaging Equipment | ENERGY STAR Imaging Equipment | Equip | 6 | Document production | 17.92% | Tech/Econ | 44.44% | 35863.996 | 4.9735 | 3.3397
Tech | College and University | Office Equipment | Document production | TRC | New | EN2168 | ENERGY STAR Imaging Equipment | ENERGY STAR Imaging Equipment | Equip | 6 | Document production | 17.92% | Tech/Econ | 44.44% | 267.3721 | 0.037078 | 0.024898
Tech | College and University | Space Cooling | District chilled water piped | TRC | New | NN5366 | Retro-Commissioning | Retro-Commissioning | NonEquip | 5 |  | 0% | Tech/Econ | 16% | 0 | 0 | 0
Tech | College and University | Space Cooling | District chilled water piped | TRC | New | NN5158 | ENERGY STAR certified buildings program | ENERGY STAR certified buildings program | NonEquip | 20 |  | 0% | Tech/Econ | 35% | 0 | 0 | 0
Tech | College and University | Space Cooling | District chilled water piped | TRC | New | NN4378 | Window Sun Protection | Window Sun Protection | NonEquip | 10 |  | 15.35% | Tech/Econ | 16% | 110.1795 | 0.034306 | -0.0019328
Tech | College and University | Space Cooling | District chilled water piped | TRC | New | NN4352 | Waterside Economizer | Waterside Economizer | NonEquip | 20 |  | 17.02% | Tech/Econ | 5.556% | 0 | 0 | 0
Tech | College and University | Space Cooling | District chilled water piped | TRC | New | NN4144 | Smart Thermostat | Smart Thermostat | NonEquip | 11 |  | 45.33% | Tech/Econ | 10% | 0 | 0 | 0
Tech | College and University | Space Cooling | District chilled water piped | TRC | New | NN4040 | Programmable Thermostat | Programmable Thermostat | NonEquip | 11 |  | 0% | Tech/Econ | 3.6% | 0 | 0 | 0
Tech | College and University | Space Cooling | District chilled water piped | TRC | New | NN3988 | Low U-Value Windows | Low U-Value Windows | NonEquip | 20 |  | 26.88% | Tech/Econ | 10% | 38.1117 | 0.014166 | 0
Tech | College and University | Space Cooling | District chilled water piped | TRC | New | NN3910 | HVAC tune-up_RTU | HVAC tune-up_RTU | NonEquip | 5 | Packaged air conditioning units (RTUs) | 0% | Tech/Econ | 5% | 0 | 0 | 0
Tech | College and University | Space Cooling | District chilled water piped | TRC | New | NN3884 | HVAC tune-up | HVAC tune-up | NonEquip | 5 | Residential-type central air conditioners | 0% | Tech/Econ | 5% | 0 | 0 | 0
Tech | College and University | Space Cooling | District chilled water piped | TRC | New | NN3806 | Green Roof | Green Roof | NonEquip | 15 |  | 0.63% | Tech/Econ | 1.006% | 0 | 0 | 0
Tech | College and University | Space Cooling | District chilled water piped | TRC | New | NN3676 | Facility Energy Management System | Facility Energy Management System | NonEquip | 15 |  | 4.276% | Tech/Econ | 20% | 43.7154 | 0.0064717 | 0
Tech | College and University | Space Cooling | District chilled water piped | TRC | New | NN3624 | Facility Commissioning | Facility Commissioning | NonEquip | 10 |  | 71.67% | Tech/Econ | 16% | 581.1527 | 0.087684 | 0.016451
Tech | College and University | Space Cooling | District chilled water piped | TRC | New | NN3598 | Energy Recovery Ventilation System (ERV) | Energy Recovery Ventilation System (ERV) | NonEquip | 15 | Packaged air conditioning units (RTUs) | 0% | Tech/Econ | 10.24% | 0 | 0 | 0
Tech | College and University | Space Cooling | District chilled water piped | TRC | New | NN3520 | Duct Sealing Repair | Duct Sealing Repair | NonEquip | 15 |  | 0% | Tech/Econ | 12% | 0 | 0 | 0
Tech | College and University | Space Cooling | District chilled water piped | TRC | New | NN3468 | Duct Insulation | Duct Insulation | NonEquip | 15 |  | 0% | Tech/Econ | 2.045% | 0 | 0 | 0
Tech | College and University | Space Cooling | District chilled water piped | TRC | New | NN3416 | Dedicated Outdoor Air System on VRF unit | Dedicated Outdoor Air System on VRF unit | NonEquip | 15 | Residential-type central air conditioners | 0% | Tech/Econ | 17.5% | 0 | 0 | 0
Tech | College and University | Space Cooling | District chilled water piped | TRC | New | NN3364 | Cool Roof | Cool Roof | NonEquip | 15 |  | 72.18% | Tech/Econ | 1.862% | 0 | 0 | 0
Tech | College and University | Space Cooling | District chilled water piped | TRC | New | NN3312 | Chilled Water System - Variable Speed Drives | Chilled Water System - Variable Speed Drives | NonEquip | 13 | Central chillers inside | 0% | Tech/Econ | 24.74% | 0 | 0 | 0
Tech | College and University | Space Cooling | District chilled water piped | TRC | New | NN3286 | Chilled Water Controls Optimization | Chilled Water Controls Optimization | NonEquip | 10 | Central chillers inside | 0% | Tech/Econ | 12.5% | 0 | 0 | 0
Tech | College and University | Space Cooling | District chilled water piped | TRC | New | NN3208 | Ceiling Insulation(R2 to R38) | Ceiling Insulation(R2 to R38) | NonEquip | 20 |  | 0% | Tech/Econ | 11.84% | 0 | 0 | 0
Tech | College and University | Space Cooling | District chilled water piped | TRC | New | NN3104 | Ceiling Insulation(R12 to R38) | Ceiling Insulation(R12 to R38) | NonEquip | 20 |  | 0% | Tech/Econ | 1.425% | 0 | 0 | 0
Tech | College and University | Space Cooling | District chilled water piped | TRC | New | NN3052 | Airside Economizer | Airside Economizer | NonEquip | 10 | Packaged air conditioning units (RTUs) | 0% | Tech/Econ | 5.556% | 0 | 0 | 0
Tech | College and University | Space Cooling | District chilled water piped | TRC | Existing | NE5353 | Retro-Commissioning | Retro-Commissioning | NonEquip | 5 |  | 21.99% | Tech/Econ | 16% | 20176.0618 | 8.5073 | 0
Tech | College and University | Space Cooling | District chilled water piped | TRC | Existing | NE5145 | ENERGY STAR certified buildings program | ENERGY STAR certified buildings program | NonEquip | 20 |  | 0% | Tech/Econ | 35% | 0 | 0 | 0
Tech | College and University | Space Cooling | District chilled water piped | TRC | Existing | NE4365 | Window Sun Protection | Window Sun Protection | NonEquip | 10 |  | 15.68% | Tech/Econ | 16% | 16325.3393 | 5.0832 | -0.28639
Tech | College and University | Space Cooling | District chilled water piped | TRC | Existing | NE4339 | Waterside Economizer | Waterside Economizer | NonEquip | 20 |  | 17.02% | Tech/Econ | 5.556% | 5585.7199 | 1.8476 | 0
Tech | College and University | Space Cooling | District chilled water piped | TRC | Existing | NE4209 | Wall Insulation | Wall Insulation | NonEquip | 20 |  | 0% | Tech/Econ | 12.78% | 0 | 0 | 0
Tech | College and University | Space Cooling | District chilled water piped | TRC | Existing | NE4131 | Smart Thermostat | Smart Thermostat | NonEquip | 11 |  | 45.33% | Tech/Econ | 10% | 28759.9091 | 2.4039 | 0
Tech | College and University | Space Cooling | District chilled water piped | TRC | Existing | NE4105 | Roof Insulation | Roof Insulation | NonEquip | 20 |  | 37.5% | Tech/Econ | 1.736% | 3553.0112 | 1.4695 | 0
Tech | College and University | Space Cooling | District chilled water piped | TRC | Existing | NE4027 | Programmable Thermostat | Programmable Thermostat | NonEquip | 11 |  | 0% | Tech/Econ | 3.6% | 0 | 0 | 0
Tech | College and University | Space Cooling | District chilled water piped | TRC | Existing | NE3975 | Low U-Value Windows | Low U-Value Windows | NonEquip | 20 |  | 10.75% | Tech/Econ | 46% | 33907.1988 | 12.6034 | 0
Tech | College and University | Space Cooling | District chilled water piped | TRC | Existing | NE3897 | HVAC tune-up_RTU | HVAC tune-up_RTU | NonEquip | 5 | Packaged air conditioning units (RTUs) | 0% | Tech/Econ | 5% | 0 | 0 | 0
Tech | College and University | Space Cooling | District chilled water piped | TRC | Existing | NE3871 | HVAC tune-up | HVAC tune-up | NonEquip | 5 | Residential-type central air conditioners | 0% | Tech/Econ | 5% | 0 | 0 | 0
Tech | College and University | Space Cooling | District chilled water piped | TRC | Existing | NE3793 | Green Roof | Green Roof | NonEquip | 15 |  | 0.126% | Tech/Econ | 1.006% | 6.8738 | 0.0029201 | 0
Tech | College and University | Space Cooling | District chilled water piped | TRC | Existing | NE3741 | Floor Insulation | Floor Insulation | NonEquip | 20 |  | 6.749% | Tech/Econ | 0.4554% | 166.6771 | 0.068934 | 0
Tech | College and University | Space Cooling | District chilled water piped | TRC | Existing | NE3663 | Facility Energy Management System | Facility Energy Management System | NonEquip | 15 |  | 0.7167% | Tech/Econ | 20% | 934.2156 | 0.1383 | 0
Tech | College and University | Space Cooling | District chilled water piped | TRC | Existing | NE3585 | Energy Recovery Ventilation System (ERV) | Energy Recovery Ventilation System (ERV) | NonEquip | 15 | Packaged air conditioning units (RTUs) | 0% | Tech/Econ | 10.24% | 0 | 0 | 0
Tech | College and University | Space Cooling | District chilled water piped | TRC | Existing | NE3507 | Duct Sealing Repair | Duct Sealing Repair | NonEquip | 15 |  | 0% | Tech/Econ | 12% | 0 | 0 | 0
Tech | College and University | Space Cooling | District chilled water piped | TRC | Existing | NE3455 | Duct Insulation | Duct Insulation | NonEquip | 15 |  | 0% | Tech/Econ | 2.045% | 0 | 0 | 0
Tech | College and University | Space Cooling | District chilled water piped | TRC | Existing | NE3403 | Dedicated Outdoor Air System on VRF unit | Dedicated Outdoor Air System on VRF unit | NonEquip | 15 | Residential-type central air conditioners | 0% | Tech/Econ | 17.5% | 0 | 0 | 0
Tech | College and University | Space Cooling | District chilled water piped | TRC | Existing | NE3351 | Cool Roof | Cool Roof | NonEquip | 15 |  | 72.68% | Tech/Econ | 1.862% | 7485.8791 | 3.1802 | 0
Tech | College and University | Space Cooling | District chilled water piped | TRC | Existing | NE3299 | Chilled Water System - Variable Speed Drives | Chilled Water System - Variable Speed Drives | NonEquip | 13 | Central chillers inside | 0% | Tech/Econ | 24.74% | 0 | 0 | 0
Tech | College and University | Space Cooling | District chilled water piped | TRC | Existing | NE3273 | Chilled Water Controls Optimization | Chilled Water Controls Optimization | NonEquip | 10 | Central chillers inside | 0% | Tech/Econ | 12.5% | 0 | 0 | 0
Tech | College and University | Space Cooling | District chilled water piped | TRC | Existing | NE3195 | Ceiling Insulation(R2 to R38) | Ceiling Insulation(R2 to R38) | NonEquip | 20 |  | 0% | Tech/Econ | 11.84% | 0 | 0 | 0
Tech | College and University | Space Cooling | District chilled water piped | TRC | Existing | NE3143 | Ceiling Insulation(R19 to R38) | Ceiling Insulation(R19 to R38) | NonEquip | 20 |  | 0% | Tech/Econ | 0.6578% | 0 | 0 | 0
Tech | College and University | Space Cooling | District chilled water piped | TRC | Existing | NE3091 | Ceiling Insulation(R12 to R38) | Ceiling Insulation(R12 to R38) | NonEquip | 20 |  | 0% | Tech/Econ | 1.425% | 0 | 0 | 0
Tech | College and University | Space Cooling | District chilled water piped | TRC | Existing | NE3039 | Airside Economizer | Airside Economizer | NonEquip | 10 | Packaged air conditioning units (RTUs) | 0% | Tech/Econ | 5.556% | 0 | 0 | 0
Tech | College and University | Space Cooling | District chilled water piped | TRC | Turnover | ET939 | High Efficiency Chiller (Air Cooled, 50 tons) | High Efficiency Chiller (Air Cooled, 50 tons) | Equip | 20 | District chilled water piped | 28.37% | Tech/Econ | 8.759% | 15051.8217 | 3.4906 | 0.80515
Tech | College and University | Space Cooling | District chilled water piped | TRC | Turnover | ET1095 | High Efficiency Chiller (Water cooled-positive displacement, 100 tons) | High Efficiency Chiller (Water cooled-positive displacement, 100 tons) | Equip | 20 | District chilled water piped | 28.37% | Tech/Econ | 2.683% | 4398.1968 | 1.4109 | 0.01389
Tech | College and University | Space Cooling | District chilled water piped | TRC | Turnover | ET1017 | High Efficiency Chiller (Water cooled-centrifugal, 200 tons) | High Efficiency Chiller (Water cooled-centrifugal, 200 tons) | Equip | 20 | District chilled water piped | 28.37% | Tech/Econ | 4.362% | 7241.0431 | 2.3229 | 0.022869
Tech | College and University | Space Cooling | District chilled water piped | TRC | New | EN965 | High Efficiency Chiller (Air Cooled, 50 tons) | High Efficiency Chiller (Air Cooled, 50 tons) | Equip | 20 | District chilled water piped | 28.37% | Tech/Econ | 8.759% | 107.8084 | 0.025001 | 0.0057669
Tech | College and University | Space Cooling | District chilled water piped | TRC | New | EN1121 | High Efficiency Chiller (Water cooled-positive displacement, 100 tons) | High Efficiency Chiller (Water cooled-positive displacement, 100 tons) | Equip | 20 | District chilled water piped | 28.37% | Tech/Econ | 2.683% | 31.8027 | 0.010202 | 0.00010044
Tech | College and University | Space Cooling | District chilled water piped | TRC | New | EN1043 | High Efficiency Chiller (Water cooled-centrifugal, 200 tons) | High Efficiency Chiller (Water cooled-centrifugal, 200 tons) | Equip | 20 | District chilled water piped | 28.37% | Tech/Econ | 4.362% | 52.359 | 0.016796 | 0.00016536
Tech | College and University | Refrigeration | Display cases | TRC | New | NN5314 | Retro-Commissioning | Retro-Commissioning | NonEquip | 5 |  | 0% | Tech/Econ | 16% | 0 | 0 | 0
Tech | College and University | Refrigeration | Display cases | TRC | New | NN5106 | ENERGY STAR certified buildings program | ENERGY STAR certified buildings program | NonEquip | 20 |  | 0% | Tech/Econ | 35% | 0 | 0 | 0
Tech | College and University | Refrigeration | Display cases | TRC | New | NN4898 | Strip Curtains for Walk-ins | Strip Curtains for Walk-ins | NonEquip | 4 | Walk-in cooler | 0% | Tech/Econ | 2.115% | 0 | 0 | 0
Tech | College and University | Refrigeration | Display cases | TRC | New | NN4872 | Refrigerated Display Case Lighting Controls | Refrigerated Display Case Lighting Controls | NonEquip | 8 | Display cases | 0% | Tech/Econ | 0.9365% | 0 | 0 | 0
Tech | College and University | Refrigeration | Display cases | TRC | New | NN4846 | PSC to ECM Evaporator Fan Motor (Walk-In, Refrigerator) | PSC to ECM Evaporator Fan Motor (Walk-In, Refrigerator) | NonEquip | 15 | Walk-in cooler | 0% | Tech/Econ | 37.5% | 0 | 0 | 0
Tech | College and University | Refrigeration | Display cases | TRC | New | NN4820 | PSC to ECM Evaporator Fan Motor (Reach-In) | PSC to ECM Evaporator Fan Motor (Reach-In) | NonEquip | 15 | Display cases | 68.68% | Tech/Econ | 37.5% | 2.7082 | 0.00035113 | 0.00029411
Tech | College and University | Refrigeration | Display cases | TRC | New | NN4794 | Night Covers for Display Cases | Night Covers for Display Cases | NonEquip | 5 | Display cases | 0% | Tech/Econ | 1.877% | 0 | 0 | 0
Tech | College and University | Refrigeration | Display cases | TRC | New | NN4768 | High R-Value Glass Doors | High R-Value Glass Doors | NonEquip | 12 | Display cases | 0% | Tech/Econ | 0% | 0 | 0 | 0
Tech | College and University | Refrigeration | Display cases | TRC | New | NN4742 | High Efficiency Refrigeration Compressor | High Efficiency Refrigeration Compressor | NonEquip | 13 | Display cases | 4.199% | Tech/Econ | 6.922% | 0.022692 | 2.9422e-06 | 2.4644e-06
Tech | College and University | Refrigeration | Display cases | TRC | New | NN4716 | Freezer-Cooler Replacement Gaskets | Freezer-Cooler Replacement Gaskets | NonEquip | 4 | Display cases | 0% | Tech/Econ | 0% | 0 | 0 | 0
Tech | College and University | Refrigeration | Display cases | TRC | New | NN4690 | Floating Head Pressure Controls | Floating Head Pressure Controls | NonEquip | 15 |  | 27.37% | Tech/Econ | 6.05% | 0.12891 | 1.6714e-05 | 1.4e-05
Tech | College and University | Refrigeration | Display cases | TRC | New | NN4664 | Demand Defrost | Demand Defrost | NonEquip | 10 | Walk-in cooler | 0% | Tech/Econ | 30% | 0 | 0 | 0
Tech | College and University | Refrigeration | Display cases | TRC | New | NN4638 | Automatic Door Closer for Walk-in Coolers and Freezers | Automatic Door Closer for Walk-in Coolers and Freezers | NonEquip | 8 | Walk-in cooler | 0% | Tech/Econ | 3.131% | 0 | 0 | 0
Tech | College and University | Refrigeration | Display cases | TRC | New | NN4612 | Anti-Sweat Controls | Anti-Sweat Controls | NonEquip | 8 | Display cases | 0% | Tech/Econ | 85% | 0 | 0 | 0
Tech | College and University | Refrigeration | Display cases | TRC | Existing | NE5301 | Retro-Commissioning | Retro-Commissioning | NonEquip | 5 |  | 21.99% | Tech/Econ | 16% | 42.3727 | 0.017867 | 0.00020526
Tech | College and University | Refrigeration | Display cases | TRC | Existing | NE5093 | ENERGY STAR certified buildings program | ENERGY STAR certified buildings program | NonEquip | 20 |  | 0% | Tech/Econ | 35% | 0 | 0 | 0
Tech | College and University | Refrigeration | Display cases | TRC | Existing | NE4885 | Strip Curtains for Walk-ins | Strip Curtains for Walk-ins | NonEquip | 4 | Walk-in cooler | 0% | Tech/Econ | 2.115% | 0 | 0 | 0
Tech | College and University | Refrigeration | Display cases | TRC | Existing | NE4859 | Refrigerated Display Case Lighting Controls | Refrigerated Display Case Lighting Controls | NonEquip | 8 | Display cases | 0% | Tech/Econ | 2.524% | 0 | 0 | 0
Tech | College and University | Refrigeration | Display cases | TRC | Existing | NE4833 | PSC to ECM Evaporator Fan Motor (Walk-In, Refrigerator) | PSC to ECM Evaporator Fan Motor (Walk-In, Refrigerator) | NonEquip | 15 | Walk-in cooler | 0% | Tech/Econ | 37.5% | 0 | 0 | 0
Tech | College and University | Refrigeration | Display cases | TRC | Existing | NE4807 | PSC to ECM Evaporator Fan Motor (Reach-In) | PSC to ECM Evaporator Fan Motor (Reach-In) | NonEquip | 15 | Display cases | 17.17% | Tech/Econ | 37.5% | 83.7055 | 0.010853 | 0.0090906
Tech | College and University | Refrigeration | Display cases | TRC | Existing | NE4781 | Night Covers for Display Cases | Night Covers for Display Cases | NonEquip | 5 | Display cases | 0% | Tech/Econ | 1.877% | 0 | 0 | 0
Tech | College and University | Refrigeration | Display cases | TRC | Existing | NE4755 | High R-Value Glass Doors | High R-Value Glass Doors | NonEquip | 12 | Display cases | 0% | Tech/Econ | 23.81% | 0 | 0 | 0
Tech | College and University | Refrigeration | Display cases | TRC | Existing | NE4729 | High Efficiency Refrigeration Compressor | High Efficiency Refrigeration Compressor | NonEquip | 13 | Display cases | 14.15% | Tech/Econ | 6.922% | 11.9159 | 0.001545 | 0.0012941
Tech | College and University | Refrigeration | Display cases | TRC | Existing | NE4703 | Freezer-Cooler Replacement Gaskets | Freezer-Cooler Replacement Gaskets | NonEquip | 4 | Display cases | 63.61% | Tech/Econ | 3.131% | 22.7573 | 0.0029506 | 0.0024715
Tech | College and University | Refrigeration | Display cases | TRC | Existing | NE4677 | Floating Head Pressure Controls | Floating Head Pressure Controls | NonEquip | 15 |  | 27.37% | Tech/Econ | 6.05% | 19.244 | 0.0024951 | 0.0020899
Tech | College and University | Refrigeration | Display cases | TRC | Existing | NE4651 | Demand Defrost | Demand Defrost | NonEquip | 10 | Walk-in cooler | 0% | Tech/Econ | 30% | 0 | 0 | 0
Tech | College and University | Refrigeration | Display cases | TRC | Existing | NE4625 | Automatic Door Closer for Walk-in Coolers and Freezers | Automatic Door Closer for Walk-in Coolers and Freezers | NonEquip | 8 | Walk-in cooler | 0% | Tech/Econ | 3.131% | 0 | 0 | 0
Tech | College and University | Refrigeration | Display cases | TRC | Existing | NE4599 | Anti-Sweat Controls | Anti-Sweat Controls | NonEquip | 8 | Display cases | 9.21% | Tech/Econ | 85% | 110.4147 | 0.014316 | 0.011991
Tech | College and University | Refrigeration | Display cases | TRC | Turnover | ET2610 | Refrigerated Display Case LED Lighting | Refrigerated Display Case LED Lighting | Equip | 8 | Display cases | 0% | Tech/Econ | 6.613% | 0 | 0 | 0
Tech | College and University | Refrigeration | Display cases | TRC | Turnover | ET2454 | Energy Star Commercial Solid Door Refrigerator | Energy Star Commercial Solid Door Refrigerator | Equip | 12 | Display cases | 0% | Tech/Econ | 50.28% | 0 | 0 | 0
Tech | College and University | Refrigeration | Display cases | TRC | Turnover | ET2415 | Energy Star Commercial Solid Door Freezer | Energy Star Commercial Solid Door Freezer | Equip | 12 | Display cases | 0% | Tech/Econ | 42.11% | 0 | 0 | 0
Tech | College and University | Refrigeration | Display cases | TRC | Turnover | ET2376 | Energy Star Commercial Glass Door Refrigerator | Energy Star Commercial Glass Door Refrigerator | Equip | 12 | Display cases | 0% | Tech/Econ | 37.88% | 0 | 0 | 0
Tech | College and University | Refrigeration | Display cases | TRC | Turnover | ET2337 | Energy Star Commercial Glass Door Freezer | Energy Star Commercial Glass Door Freezer | Equip | 12 | Display cases | 0% | Tech/Econ | 40.57% | 0 | 0 | 0
Tech | College and University | Refrigeration | Display cases | TRC | New | EN2636 | Refrigerated Display Case LED Lighting | Refrigerated Display Case LED Lighting | Equip | 8 | Display cases | 0% | Tech/Econ | 0% | 0 | 0 | 0
Tech | College and University | Refrigeration | Display cases | TRC | New | EN2480 | Energy Star Commercial Solid Door Refrigerator | Energy Star Commercial Solid Door Refrigerator | Equip | 12 | Display cases | 0% | Tech/Econ | 50.28% | 0 | 0 | 0
Tech | College and University | Refrigeration | Display cases | TRC | New | EN2441 | Energy Star Commercial Solid Door Freezer | Energy Star Commercial Solid Door Freezer | Equip | 12 | Display cases | 0% | Tech/Econ | 42.11% | 0 | 0 | 0
Tech | College and University | Refrigeration | Display cases | TRC | New | EN2402 | Energy Star Commercial Glass Door Refrigerator | Energy Star Commercial Glass Door Refrigerator | Equip | 12 | Display cases | 0% | Tech/Econ | 37.88% | 0 | 0 | 0
Tech | College and University | Refrigeration | Display cases | TRC | New | EN2363 | Energy Star Commercial Glass Door Freezer | Energy Star Commercial Glass Door Freezer | Equip | 12 | Display cases | 0% | Tech/Econ | 40.57% | 0 | 0 | 0
Tech | College and University | Cooking | Cooking Other | TRC | New | NN5080 | ENERGY STAR certified buildings program | ENERGY STAR certified buildings program | NonEquip | 20 |  | 0% | Tech/Econ | 35% | 0 | 0 | 0
Tech | College and University | Cooking | Cooking Other | TRC | Existing | NE5067 | ENERGY STAR certified buildings program | ENERGY STAR certified buildings program | NonEquip | 20 |  | 0% | Tech/Econ | 35% | 0 | 0 | 0
Tech | College and University | Cooking | Cooking Other | TRC | Turnover | ET3 | Efficient Exhaust Hood | Efficient Exhaust Hood | Equip | 15 | Cooking Other | 10.93% | Tech/Econ | 42.5% | 455.658 | 0.099616 | 0.039099
Tech | College and University | Cooking | Cooking Other | TRC | Turnover | ET237 | Induction Cooktops | Induction Cooktops | Equip | 10 | Cooking Other | 4.728% | Tech/Econ | 18.82% | 83.2748 | 0.017956 | 0.0073938
Tech | College and University | Cooking | Cooking Other | TRC | Turnover | ET159 | Energy Star Hot Food Holding Cabinet | Energy Star Hot Food Holding Cabinet | Equip | 12 | Cooking Other | 26.95% | Tech/Econ | 52.67% | 1623.1084 | 0.29891 | 0.14464
Tech | College and University | Cooking | Cooking Other | TRC | Turnover | ET120 | Energy Star Griddle | Energy Star Griddle | Equip | 12 | Cooking Other | 41% | Tech/Econ | 12.08% | 459.1843 | 0.075874 | 0.019418
Tech | College and University | Cooking | Cooking Other | TRC | New | EN29 | Efficient Exhaust Hood | Efficient Exhaust Hood | Equip | 15 | Cooking Other | 10.93% | Tech/Econ | 42.5% | 3.397 | 0.00074265 | 0.00029149
Tech | College and University | Cooking | Cooking Other | TRC | New | EN263 | Induction Cooktops | Induction Cooktops | Equip | 10 | Cooking Other | 4.728% | Tech/Econ | 18.82% | 0.62083 | 0.00013387 | 5.5122e-05
Tech | College and University | Cooking | Cooking Other | TRC | New | EN185 | Energy Star Hot Food Holding Cabinet | Energy Star Hot Food Holding Cabinet | Equip | 12 | Cooking Other | 26.95% | Tech/Econ | 52.67% | 12.1005 | 0.0022285 | 0.0010783
Tech | College and University | Cooking | Cooking Other | TRC | New | EN146 | Energy Star Griddle | Energy Star Griddle | Equip | 12 | Cooking Other | 41% | Tech/Econ | 12.08% | 3.4233 | 0.00056565 | 0.00014477
Tech | College and University | Office Equipment | Computers | TRC | New | NN5054 | ENERGY STAR certified buildings program | ENERGY STAR certified buildings program | NonEquip | 20 |  | 0% | Tech/Econ | 35% | 0 | 0 | 0
Tech | College and University | Office Equipment | Computers | TRC | New | NN4586 | Smart Strip Plug Outlet | Smart Strip Plug Outlet | NonEquip | 4 |  | 43.9% | Tech/Econ | 1.187% | 4.5939 | 0.00068308 | 0.00047473
Tech | College and University | Office Equipment | Computers | TRC | New | NN4560 | Network PC Power Management | Network PC Power Management | NonEquip | 5 | Computers | 22.4% | Tech/Econ | 56.5% | 150.5644 | 0.020231 | 0.017466
Tech | College and University | Office Equipment | Computers | TRC | Existing | NE5041 | ENERGY STAR certified buildings program | ENERGY STAR certified buildings program | NonEquip | 20 |  | 0% | Tech/Econ | 35% | 0 | 0 | 0
Tech | College and University | Office Equipment | Computers | TRC | Existing | NE4573 | Smart Strip Plug Outlet | Smart Strip Plug Outlet | NonEquip | 4 |  | 43.9% | Tech/Econ | 1.187% | 616.1997 | 0.091625 | 0.063678
Tech | College and University | Office Equipment | Computers | TRC | Existing | NE4547 | Network PC Power Management | Network PC Power Management | NonEquip | 5 | Computers | 22.4% | Tech/Econ | 56.5% | 20195.9706 | 2.7137 | 2.3428
Tech | College and University | Office Equipment | Computers | TRC | Turnover | ET2181 | Energy Star PCs | Energy Star PCs | Equip | 4 | Computers | 35% | Tech/Econ | 43.34% | 21147.736 | 4.0584 | 4.0584
Tech | College and University | Office Equipment | Computers | TRC | New | EN2207 | Energy Star PCs | Energy Star PCs | Equip | 4 | Computers | 35% | Tech/Econ | 43.34% | 157.6599 | 0.030256 | 0.030256
Tech | College and University | Domestic Hot Water | Centralized water heaters | TRC | New | NN5418 | Retro-Commissioning | Retro-Commissioning | NonEquip | 5 |  | 0% | Tech/Econ | 16% | 0 | 0 | 0
Tech | College and University | Domestic Hot Water | Centralized water heaters | TRC | New | NN5210 | ENERGY STAR certified buildings program | ENERGY STAR certified buildings program | NonEquip | 20 |  | 0% | Tech/Econ | 35% | 0 | 0 | 0
Tech | College and University | Domestic Hot Water | Centralized water heaters | TRC | New | NN2922 | Thermostatic Shower Restriction Valve | Thermostatic Shower Restriction Valve | NonEquip | 10 | Centralized water heaters | 0% | Tech/Econ | 20.22% | 0 | 0 | 0
Tech | College and University | Domestic Hot Water | Centralized water heaters | TRC | New | NN2896 | Tank Wrap on Water Heater | Tank Wrap on Water Heater | NonEquip | 7 | Centralized water heaters | 0% | Tech/Econ | 1.526% | 0 | 0 | 0
Tech | College and University | Domestic Hot Water | Centralized water heaters | TRC | New | NN2870 | Low-Flow Pre-Rinse Sprayers | Low-Flow Pre-Rinse Sprayers | NonEquip | 5 | Centralized water heaters | 27.37% | Tech/Econ | 1.372% | 0 | 0 | 0
Tech | College and University | Domestic Hot Water | Centralized water heaters | TRC | New | NN2844 | Low Flow Shower Head | Low Flow Shower Head | NonEquip | 10 | Centralized water heaters | 74.65% | Tech/Econ | 4.097% | 0 | 0 | 0
Tech | College and University | Domestic Hot Water | Centralized water heaters | TRC | New | NN2818 | Hot Water Pipe Insulation | Hot Water Pipe Insulation | NonEquip | 13 | Centralized water heaters | 22.45% | Tech/Econ | 8.194% | 0.30539 | 3.4862e-05 | 3.4862e-05
Tech | College and University | Domestic Hot Water | Centralized water heaters | TRC | New | NN2792 | Hot Water Circulation Pump Control | Hot Water Circulation Pump Control | NonEquip | 15 | Centralized water heaters | 0% | Tech/Econ | 3.935% | 0 | 0 | 0
Tech | College and University | Domestic Hot Water | Centralized water heaters | TRC | New | NN2766 | Faucet Aerator | Faucet Aerator | NonEquip | 10 | Centralized water heaters | 23.64% | Tech/Econ | 1.682% | 0 | 0 | 0
Tech | College and University | Domestic Hot Water | Centralized water heaters | TRC | New | NN2740 | Drain Water Heat Recovery | Drain Water Heat Recovery | NonEquip | 15 | Centralized water heaters | 22.45% | Tech/Econ | 12.27% | 12.1982 | 0.0012456 | 0.0027647
Tech | College and University | Domestic Hot Water | Centralized water heaters | TRC | Existing | NE5405 | Retro-Commissioning | Retro-Commissioning | NonEquip | 5 |  | 21.99% | Tech/Econ | 16% | 1787.3153 | 0.75362 | 0.0086582
Tech | College and University | Domestic Hot Water | Centralized water heaters | TRC | Existing | NE5197 | ENERGY STAR certified buildings program | ENERGY STAR certified buildings program | NonEquip | 20 |  | 0% | Tech/Econ | 35% | 0 | 0 | 0
Tech | College and University | Domestic Hot Water | Centralized water heaters | TRC | Existing | NE2909 | Thermostatic Shower Restriction Valve | Thermostatic Shower Restriction Valve | NonEquip | 10 | Centralized water heaters | 74.65% | Tech/Econ | 19.34% | 8573.5737 | 0.60152 | 3.1557
Tech | College and University | Domestic Hot Water | Centralized water heaters | TRC | Existing | NE2883 | Tank Wrap on Water Heater | Tank Wrap on Water Heater | NonEquip | 7 | Centralized water heaters | 0% | Tech/Econ | 1.526% | 0 | 0 | 0
Tech | College and University | Domestic Hot Water | Centralized water heaters | TRC | Existing | NE2857 | Low-Flow Pre-Rinse Sprayers | Low-Flow Pre-Rinse Sprayers | NonEquip | 5 | Centralized water heaters | 27.37% | Tech/Econ | 1.308% | 164.1318 | 0.015131 | 0.039555
Tech | College and University | Domestic Hot Water | Centralized water heaters | TRC | Existing | NE2831 | Low Flow Shower Head | Low Flow Shower Head | NonEquip | 10 | Centralized water heaters | 74.65% | Tech/Econ | 3.919% | 1424.4473 | 0.099938 | 0.5243
Tech | College and University | Domestic Hot Water | Centralized water heaters | TRC | Existing | NE2805 | Hot Water Pipe Insulation | Hot Water Pipe Insulation | NonEquip | 13 | Centralized water heaters | 4.299% | Tech/Econ | 7.839% | 164.6297 | 0.018793 | 0.018793
Tech | College and University | Domestic Hot Water | Centralized water heaters | TRC | Existing | NE2779 | Hot Water Circulation Pump Control | Hot Water Circulation Pump Control | NonEquip | 15 | Centralized water heaters | 70.18% | Tech/Econ | 3.765% | 1248.6057 | 0.15549 | 0.15549
Tech | College and University | Domestic Hot Water | Centralized water heaters | TRC | Existing | NE2753 | Faucet Aerator | Faucet Aerator | NonEquip | 10 | Centralized water heaters | 23.64% | Tech/Econ | 1.609% | 175.0712 | 0.01614 | 0.042191
Tech | College and University | Domestic Hot Water | Centralized water heaters | TRC | Existing | NE2727 | Drain Water Heat Recovery | Drain Water Heat Recovery | NonEquip | 15 | Centralized water heaters | 2.67% | Tech/Econ | 12.27% | 160.6081 | 0.016401 | 0.036402
Tech | College and University | Domestic Hot Water | Centralized water heaters | TRC | Turnover | ET432 | Solar Water Heater | Solar Water Heater | Equip | 15 | Centralized water heaters | 18.91% | Tech/Econ | 76.67% | 13517.1668 | 1.0103 | 0.14184
Tech | College and University | Domestic Hot Water | Centralized water heaters | TRC | Turnover | ET354 | Heat Pump Water Heater | Heat Pump Water Heater | Equip | 10 | Centralized water heaters | 28.07% | Tech/Econ | 65.32% | 14613.4085 | 0.77729 | 4.2047
Tech | College and University | Domestic Hot Water | Centralized water heaters | TRC | Turnover | ET276 | Energy Star Commercial Dishwasher | Energy Star Commercial Dishwasher | Equip | 15 | Centralized water heaters | 29.7% | Tech/Econ | 29.58% | 5719.1624 | 0.41499 | -4.4152e-05
Tech | College and University | Domestic Hot Water | Centralized water heaters | TRC | New | EN458 | Solar Water Heater | Solar Water Heater | Equip | 15 | Centralized water heaters | 18.91% | Tech/Econ | 76.67% | 100.7728 | 0.0075319 | 0.0010574
Tech | College and University | Domestic Hot Water | Centralized water heaters | TRC | New | EN380 | Heat Pump Water Heater | Heat Pump Water Heater | Equip | 10 | Centralized water heaters | 28.07% | Tech/Econ | 65.32% | 108.9454 | 0.0057948 | 0.031347
Tech | College and University | Domestic Hot Water | Centralized water heaters | TRC | New | EN302 | Energy Star Commercial Dishwasher | Energy Star Commercial Dishwasher | Equip | 15 | Centralized water heaters | 29.7% | Tech/Econ | 29.58% | 42.6373 | 0.0030938 | -3.2916e-07
Tech | College and University | Space Cooling | Central chillers inside | TRC | New | NN5366 | Retro-Commissioning | Retro-Commissioning | NonEquip | 5 |  | 0% | Tech/Econ | 16% | 0 | 0 | 0
Tech | College and University | Space Cooling | Central chillers inside | TRC | New | NN5158 | ENERGY STAR certified buildings program | ENERGY STAR certified buildings program | NonEquip | 20 |  | 0% | Tech/Econ | 35% | 0 | 0 | 0
Tech | College and University | Space Cooling | Central chillers inside | TRC | New | NN4378 | Window Sun Protection | Window Sun Protection | NonEquip | 10 |  | 15.35% | Tech/Econ | 16% | 7.253 | 0.0022584 | -0.00012724
Tech | College and University | Space Cooling | Central chillers inside | TRC | New | NN4352 | Waterside Economizer | Waterside Economizer | NonEquip | 20 |  | 17.02% | Tech/Econ | 5.556% | 0 | 0 | 0
Tech | College and University | Space Cooling | Central chillers inside | TRC | New | NN4144 | Smart Thermostat | Smart Thermostat | NonEquip | 11 |  | 45.33% | Tech/Econ | 10% | 0 | 0 | 0
Tech | College and University | Space Cooling | Central chillers inside | TRC | New | NN4040 | Programmable Thermostat | Programmable Thermostat | NonEquip | 11 |  | 0% | Tech/Econ | 3.6% | 0 | 0 | 0
Tech | College and University | Space Cooling | Central chillers inside | TRC | New | NN3988 | Low U-Value Windows | Low U-Value Windows | NonEquip | 20 |  | 26.88% | Tech/Econ | 10% | 2.4273 | 0.00090223 | 0
Tech | College and University | Space Cooling | Central chillers inside | TRC | New | NN3910 | HVAC tune-up_RTU | HVAC tune-up_RTU | NonEquip | 5 | Packaged air conditioning units (RTUs) | 0% | Tech/Econ | 5% | 0 | 0 | 0
Tech | College and University | Space Cooling | Central chillers inside | TRC | New | NN3884 | HVAC tune-up | HVAC tune-up | NonEquip | 5 | Residential-type central air conditioners | 0% | Tech/Econ | 5% | 0 | 0 | 0
Tech | College and University | Space Cooling | Central chillers inside | TRC | New | NN3806 | Green Roof | Green Roof | NonEquip | 15 |  | 0.63% | Tech/Econ | 1.006% | 0 | 0 | 0
Tech | College and University | Space Cooling | Central chillers inside | TRC | New | NN3676 | Facility Energy Management System | Facility Energy Management System | NonEquip | 15 |  | 4.276% | Tech/Econ | 20% | 2.8777 | 0.00042603 | 0
Tech | College and University | Space Cooling | Central chillers inside | TRC | New | NN3624 | Facility Commissioning | Facility Commissioning | NonEquip | 10 |  | 71.67% | Tech/Econ | 16% | 38.2567 | 0.0057721 | 0.001083
Tech | College and University | Space Cooling | Central chillers inside | TRC | New | NN3598 | Energy Recovery Ventilation System (ERV) | Energy Recovery Ventilation System (ERV) | NonEquip | 15 | Packaged air conditioning units (RTUs) | 0% | Tech/Econ | 10.24% | 0 | 0 | 0
Tech | College and University | Space Cooling | Central chillers inside | TRC | New | NN3520 | Duct Sealing Repair | Duct Sealing Repair | NonEquip | 15 |  | 0% | Tech/Econ | 12% | 0 | 0 | 0
Tech | College and University | Space Cooling | Central chillers inside | TRC | New | NN3468 | Duct Insulation | Duct Insulation | NonEquip | 15 |  | 0% | Tech/Econ | 2.045% | 0 | 0 | 0
Tech | College and University | Space Cooling | Central chillers inside | TRC | New | NN3416 | Dedicated Outdoor Air System on VRF unit | Dedicated Outdoor Air System on VRF unit | NonEquip | 15 | Residential-type central air conditioners | 0% | Tech/Econ | 17.5% | 0 | 0 | 0
Tech | College and University | Space Cooling | Central chillers inside | TRC | New | NN3364 | Cool Roof | Cool Roof | NonEquip | 15 |  | 72.18% | Tech/Econ | 1.862% | 0 | 0 | 0
Tech | College and University | Space Cooling | Central chillers inside | TRC | New | NN3312 | Chilled Water System - Variable Speed Drives | Chilled Water System - Variable Speed Drives | NonEquip | 13 | Central chillers inside | 73.99% | Tech/Econ | 24.74% | 75.3978 | 0.007013 | 0.001594
Tech | College and University | Space Cooling | Central chillers inside | TRC | New | NN3286 | Chilled Water Controls Optimization | Chilled Water Controls Optimization | NonEquip | 10 | Central chillers inside | 34.04% | Tech/Econ | 12.5% | 9.3676 | 0.0017943 | 0.00019448
Tech | College and University | Space Cooling | Central chillers inside | TRC | New | NN3208 | Ceiling Insulation(R2 to R38) | Ceiling Insulation(R2 to R38) | NonEquip | 20 |  | 0% | Tech/Econ | 11.84% | 0 | 0 | 0
Tech | College and University | Space Cooling | Central chillers inside | TRC | New | NN3104 | Ceiling Insulation(R12 to R38) | Ceiling Insulation(R12 to R38) | NonEquip | 20 |  | 0% | Tech/Econ | 1.425% | 0 | 0 | 0
Tech | College and University | Space Cooling | Central chillers inside | TRC | New | NN3052 | Airside Economizer | Airside Economizer | NonEquip | 10 | Packaged air conditioning units (RTUs) | 0% | Tech/Econ | 5.556% | 0 | 0 | 0
Tech | College and University | Space Cooling | Central chillers inside | TRC | Existing | NE5353 | Retro-Commissioning | Retro-Commissioning | NonEquip | 5 |  | 21.99% | Tech/Econ | 16% | 1271.6514 | 0.53619 | 0
Tech | College and University | Space Cooling | Central chillers inside | TRC | Existing | NE5145 | ENERGY STAR certified buildings program | ENERGY STAR certified buildings program | NonEquip | 20 |  | 0% | Tech/Econ | 35% | 0 | 0 | 0
Tech | College and University | Space Cooling | Central chillers inside | TRC | Existing | NE4365 | Window Sun Protection | Window Sun Protection | NonEquip | 10 |  | 15.68% | Tech/Econ | 16% | 1074.6803 | 0.33462 | -0.018853
Tech | College and University | Space Cooling | Central chillers inside | TRC | Existing | NE4339 | Waterside Economizer | Waterside Economizer | NonEquip | 20 |  | 17.02% | Tech/Econ | 5.556% | 352.0553 | 0.11645 | 0
Tech | College and University | Space Cooling | Central chillers inside | TRC | Existing | NE4209 | Wall Insulation | Wall Insulation | NonEquip | 20 |  | 0% | Tech/Econ | 12.78% | 0 | 0 | 0
Tech | College and University | Space Cooling | Central chillers inside | TRC | Existing | NE4131 | Smart Thermostat | Smart Thermostat | NonEquip | 11 |  | 45.33% | Tech/Econ | 10% | 1812.6718 | 0.15152 | 0
Tech | College and University | Space Cooling | Central chillers inside | TRC | Existing | NE4105 | Roof Insulation | Roof Insulation | NonEquip | 20 |  | 37.5% | Tech/Econ | 1.736% | 223.9382 | 0.092617 | 0
Tech | College and University | Space Cooling | Central chillers inside | TRC | Existing | NE4027 | Programmable Thermostat | Programmable Thermostat | NonEquip | 11 |  | 0% | Tech/Econ | 3.6% | 0 | 0 | 0
Tech | College and University | Space Cooling | Central chillers inside | TRC | Existing | NE3975 | Low U-Value Windows | Low U-Value Windows | NonEquip | 20 |  | 10.75% | Tech/Econ | 46% | 2732.2032 | 1.0156 | 0
Tech | College and University | Space Cooling | Central chillers inside | TRC | Existing | NE3897 | HVAC tune-up_RTU | HVAC tune-up_RTU | NonEquip | 5 | Packaged air conditioning units (RTUs) | 0% | Tech/Econ | 5% | 0 | 0 | 0
Tech | College and University | Space Cooling | Central chillers inside | TRC | Existing | NE3871 | HVAC tune-up | HVAC tune-up | NonEquip | 5 | Residential-type central air conditioners | 0% | Tech/Econ | 5% | 0 | 0 | 0
Tech | College and University | Space Cooling | Central chillers inside | TRC | Existing | NE3793 | Green Roof | Green Roof | NonEquip | 15 |  | 0.126% | Tech/Econ | 1.006% | 0.43324 | 0.00018405 | 0
Tech | College and University | Space Cooling | Central chillers inside | TRC | Existing | NE3741 | Floor Insulation | Floor Insulation | NonEquip | 20 |  | 6.749% | Tech/Econ | 0.4554% | 10.5053 | 0.0043448 | 0
Tech | College and University | Space Cooling | Central chillers inside | TRC | Existing | NE3663 | Facility Energy Management System | Facility Energy Management System | NonEquip | 15 |  | 0.7167% | Tech/Econ | 20% | 61.4985 | 0.0091044 | 0
Tech | College and University | Space Cooling | Central chillers inside | TRC | Existing | NE3585 | Energy Recovery Ventilation System (ERV) | Energy Recovery Ventilation System (ERV) | NonEquip | 15 | Packaged air conditioning units (RTUs) | 0% | Tech/Econ | 10.24% | 0 | 0 | 0
Tech | College and University | Space Cooling | Central chillers inside | TRC | Existing | NE3507 | Duct Sealing Repair | Duct Sealing Repair | NonEquip | 15 |  | 0% | Tech/Econ | 12% | 0 | 0 | 0
Tech | College and University | Space Cooling | Central chillers inside | TRC | Existing | NE3455 | Duct Insulation | Duct Insulation | NonEquip | 15 |  | 0% | Tech/Econ | 2.045% | 0 | 0 | 0
Tech | College and University | Space Cooling | Central chillers inside | TRC | Existing | NE3403 | Dedicated Outdoor Air System on VRF unit | Dedicated Outdoor Air System on VRF unit | NonEquip | 15 | Residential-type central air conditioners | 0% | Tech/Econ | 17.5% | 0 | 0 | 0
Tech | College and University | Space Cooling | Central chillers inside | TRC | Existing | NE3351 | Cool Roof | Cool Roof | NonEquip | 15 |  | 72.68% | Tech/Econ | 1.862% | 471.818 | 0.20044 | 0
Tech | College and University | Space Cooling | Central chillers inside | TRC | Existing | NE3299 | Chilled Water System - Variable Speed Drives | Chilled Water System - Variable Speed Drives | NonEquip | 13 | Central chillers inside | 73.99% | Tech/Econ | 24.74% | 9613.3698 | 0.89418 | 0.20324
Tech | College and University | Space Cooling | Central chillers inside | TRC | Existing | NE3273 | Chilled Water Controls Optimization | Chilled Water Controls Optimization | NonEquip | 10 | Central chillers inside | 34.04% | Tech/Econ | 12.5% | 1777.3872 | 0.34045 | 0.0369
Tech | College and University | Space Cooling | Central chillers inside | TRC | Existing | NE3195 | Ceiling Insulation(R2 to R38) | Ceiling Insulation(R2 to R38) | NonEquip | 20 |  | 0% | Tech/Econ | 11.84% | 0 | 0 | 0
Tech | College and University | Space Cooling | Central chillers inside | TRC | Existing | NE3143 | Ceiling Insulation(R19 to R38) | Ceiling Insulation(R19 to R38) | NonEquip | 20 |  | 0% | Tech/Econ | 0.6578% | 0 | 0 | 0
Tech | College and University | Space Cooling | Central chillers inside | TRC | Existing | NE3091 | Ceiling Insulation(R12 to R38) | Ceiling Insulation(R12 to R38) | NonEquip | 20 |  | 0% | Tech/Econ | 1.425% | 0 | 0 | 0
Tech | College and University | Space Cooling | Central chillers inside | TRC | Existing | NE3039 | Airside Economizer | Airside Economizer | NonEquip | 10 | Packaged air conditioning units (RTUs) | 0% | Tech/Econ | 5.556% | 0 | 0 | 0
Tech | College and University | Space Cooling | Central chillers inside | TRC | Turnover | ET978 | High Efficiency Chiller (Water cooled-centrifugal, 200 tons) | High Efficiency Chiller (Water cooled-centrifugal, 200 tons) | Equip | 20 | Central chillers inside | 28.37% | Tech/Econ | 4.362% | 456.3865 | 0.14641 | 0.0014414
Tech | College and University | Space Cooling | Central chillers inside | TRC | Turnover | ET900 | High Efficiency Chiller (Air Cooled, 50 tons) | High Efficiency Chiller (Air Cooled, 50 tons) | Equip | 20 | Central chillers inside | 28.37% | Tech/Econ | 8.759% | 948.6822 | 0.22 | 0.050747
Tech | College and University | Space Cooling | Central chillers inside | TRC | Turnover | ET1056 | High Efficiency Chiller (Water cooled-positive displacement, 100 tons) | High Efficiency Chiller (Water cooled-positive displacement, 100 tons) | Equip | 20 | Central chillers inside | 28.37% | Tech/Econ | 2.683% | 277.2084 | 0.088927 | 0.00087549
Tech | College and University | Space Cooling | Central chillers inside | TRC | New | EN926 | High Efficiency Chiller (Air Cooled, 50 tons) | High Efficiency Chiller (Air Cooled, 50 tons) | Equip | 20 | Central chillers inside | 28.37% | Tech/Econ | 8.759% | 0 | 0 | 0
Tech | College and University | Space Cooling | Central chillers inside | TRC | New | EN1082 | High Efficiency Chiller (Water cooled-positive displacement, 100 tons) | High Efficiency Chiller (Water cooled-positive displacement, 100 tons) | Equip | 20 | Central chillers inside | 28.37% | Tech/Econ | 2.683% | 0 | 0 | 0
Tech | College and University | Space Cooling | Central chillers inside | TRC | New | EN1004 | High Efficiency Chiller (Water cooled-centrifugal, 200 tons) | High Efficiency Chiller (Water cooled-centrifugal, 200 tons) | Equip | 20 | Central chillers inside | 28.37% | Tech/Econ | 4.362% | 0 | 0 | 0
Tech | College and University | Ventilation and Circulation | Central air-handling unit | TRC | New | NN5392 | Retro-Commissioning | Retro-Commissioning | NonEquip | 5 |  | 0% | Tech/Econ | 16% | 0 | 0 | 0
Tech | College and University | Ventilation and Circulation | Central air-handling unit | TRC | New | NN5184 | ENERGY STAR certified buildings program | ENERGY STAR certified buildings program | NonEquip | 20 |  | 0% | Tech/Econ | 35% | 0 | 0 | 0
Tech | College and University | Ventilation and Circulation | Central air-handling unit | TRC | New | NN4976 | VAV System | VAV System | NonEquip | 10 |  | 14.18% | Tech/Econ | 30% | 194.5798 | 0.05538 | 0.056202
Tech | College and University | Ventilation and Circulation | Central air-handling unit | TRC | New | NN4950 | Demand Controlled Ventilation | Demand Controlled Ventilation | NonEquip | 10 |  | 23.39% | Tech/Econ | 50% | 605.646 | 0.063057 | 0.35501
Tech | College and University | Ventilation and Circulation | Central air-handling unit | TRC | New | NN4924 | CO Sensors for Parking Garage Exhaust | CO Sensors for Parking Garage Exhaust | NonEquip | 15 | Motor/Fan | 0% | Tech/Econ | 33% | 0 | 0 | 0
Tech | College and University | Ventilation and Circulation | Central air-handling unit | TRC | Existing | NE5379 | Retro-Commissioning | Retro-Commissioning | NonEquip | 5 |  | 21.99% | Tech/Econ | 16% | 20661.0473 | 8.7118 | 0.10009
Tech | College and University | Ventilation and Circulation | Central air-handling unit | TRC | Existing | NE5171 | ENERGY STAR certified buildings program | ENERGY STAR certified buildings program | NonEquip | 20 |  | 0% | Tech/Econ | 35% | 0 | 0 | 0
Tech | College and University | Ventilation and Circulation | Central air-handling unit | TRC | Existing | NE4963 | VAV System | VAV System | NonEquip | 10 |  | 14.18% | Tech/Econ | 30% | 26099.9868 | 7.4284 | 7.5386
Tech | College and University | Ventilation and Circulation | Central air-handling unit | TRC | Existing | NE4937 | Demand Controlled Ventilation | Demand Controlled Ventilation | NonEquip | 10 |  | 23.39% | Tech/Econ | 50% | 81238.4049 | 8.4581 | 47.6192
Tech | College and University | Ventilation and Circulation | Central air-handling unit | TRC | Existing | NE4911 | CO Sensors for Parking Garage Exhaust | CO Sensors for Parking Garage Exhaust | NonEquip | 15 | Motor/Fan | 0% | Tech/Econ | 33% | 0 | 0 | 0
Tech | College and University | Interior Lighting | case lighting | TRC | New | NN5262 | Retro-Commissioning | Retro-Commissioning | NonEquip | 5 |  | 0% | Tech/Econ | 16% | 0 | 0 | 0
Tech | College and University | Interior Lighting | case lighting | TRC | New | NN5002 | ENERGY STAR certified buildings program | ENERGY STAR certified buildings program | NonEquip | 20 |  | 0% | Tech/Econ | 35% | 0 | 0 | 0
Tech | College and University | Interior Lighting | case lighting | TRC | New | NN4430 | Interior Lighting Controls | Interior Lighting Controls | NonEquip | 8 | Overhead (fluorescent/LED/CFL U-shape) | 0% | Tech/Econ | 28% | 0 | 0 | 0
Tech | College and University | Interior Lighting | case lighting | TRC | New | NN4404 | Bi-Level Lighting Control (Interior) | Bi-Level Lighting Control (Interior) | NonEquip | 8 | Overhead (fluorescent/LED/CFL U-shape) | 0% | Tech/Econ | 31% | 0 | 0 | 0
Tech | College and University | Interior Lighting | case lighting | TRC | New | NN3702 | Facility Energy Management System | Facility Energy Management System | NonEquip | 15 |  | 4.276% | Tech/Econ | 24% | 0.17591 | 2.6042e-05 | 2.2496e-05
Tech | College and University | Interior Lighting | case lighting | TRC | Existing | NE5249 | Retro-Commissioning | Retro-Commissioning | NonEquip | 5 |  | 21.99% | Tech/Econ | 16% | 80.7545 | 0.03405 | 0.00039119
Tech | College and University | Interior Lighting | case lighting | TRC | Existing | NE4989 | ENERGY STAR certified buildings program | ENERGY STAR certified buildings program | NonEquip | 20 |  | 0% | Tech/Econ | 35% | 0 | 0 | 0
Tech | College and University | Interior Lighting | case lighting | TRC | Existing | NE4417 | Interior Lighting Controls | Interior Lighting Controls | NonEquip | 8 | Overhead (fluorescent/LED/CFL U-shape) | 0% | Tech/Econ | 28% | 0 | 0 | 0
Tech | College and University | Interior Lighting | case lighting | TRC | Existing | NE4391 | Bi-Level Lighting Control (Interior) | Bi-Level Lighting Control (Interior) | NonEquip | 8 | Overhead (fluorescent/LED/CFL U-shape) | 0% | Tech/Econ | 31% | 0 | 0 | 0
Tech | College and University | Interior Lighting | case lighting | TRC | Existing | NE3689 | Facility Energy Management System | Facility Energy Management System | NonEquip | 15 |  | 0.7167% | Tech/Econ | 24% | 3.9548 | 0.00058548 | 0.00050575
Tech | College and University | Space Heating | Boilers | TRC | New | NN5340 | Retro-Commissioning | Retro-Commissioning | NonEquip | 5 |  | 0% | Tech/Econ | 16% | 0 | 0 | 0
Tech | College and University | Space Heating | Boilers | TRC | New | NN5132 | ENERGY STAR certified buildings program | ENERGY STAR certified buildings program | NonEquip | 20 |  | 0% | Tech/Econ | 35% | 0 | 0 | 0
Tech | College and University | Space Heating | Boilers | TRC | New | NN4326 | Water Cooled Refrigeration Heat Recovery | Water Cooled Refrigeration Heat Recovery | NonEquip | 20 |  | 4.199% | Tech/Econ | 10% | 0.085186 | 0 | 9.2514e-06
Tech | College and University | Space Heating | Boilers | TRC | New | NN4274 | Warehouse Loading Dock Seals | Warehouse Loading Dock Seals | NonEquip | 18 |  | 0% | Tech/Econ | 0.7767% | 0 | 0 | 0
Tech | College and University | Space Heating | Boilers | TRC | New | NN4248 | Wall Insulation | Wall Insulation | NonEquip | 20 |  | 0% | Tech/Econ | 0% | 0 | 0 | 0
Tech | College and University | Space Heating | Boilers | TRC | New | NN4170 | Smart Thermostat | Smart Thermostat | NonEquip | 11 |  | 45.33% | Tech/Econ | 10% | 0.91562 | 0 | 2.261e-05
Tech | College and University | Space Heating | Boilers | TRC | New | NN4092 | Roof Insulation | Roof Insulation | NonEquip | 20 |  | 37.5% | Tech/Econ | 3.115% | 0.11224 | 0 | 2.7344e-05
Tech | College and University | Space Heating | Boilers | TRC | New | NN4066 | Programmable Thermostat | Programmable Thermostat | NonEquip | 11 |  | 0% | Tech/Econ | 3.6% | 0 | 0 | 0
Tech | College and University | Space Heating | Boilers | TRC | New | NN4014 | Low U-Value Windows | Low U-Value Windows | NonEquip | 20 |  | 26.88% | Tech/Econ | 10% | 0.56025 | 0 | 2.3284e-06
Tech | College and University | Space Heating | Boilers | TRC | New | NN3936 | Infiltration Reduction - Air Sealing | Infiltration Reduction - Air Sealing | NonEquip | 11 |  | 0% | Tech/Econ | 0.3884% | 0 | 0 | 0
Tech | College and University | Space Heating | Boilers | TRC | New | NN3858 | Hotel Card Energy Control Systems | Hotel Card Energy Control Systems | NonEquip | 15 |  | 0% | Tech/Econ | 0% | 0 | 0 | 0
Tech | College and University | Space Heating | Boilers | TRC | New | NN3780 | Green Roof | Green Roof | NonEquip | 15 |  | 0.63% | Tech/Econ | 4.813% | 0.0058481 | 0 | 0
Tech | College and University | Space Heating | Boilers | TRC | New | NN3728 | Floor Insulation | Floor Insulation | NonEquip | 20 |  | 16.87% | Tech/Econ | 1.634% | 0 | 0 | 0
Tech | College and University | Space Heating | Boilers | TRC | New | NN3650 | Facility Energy Management System | Facility Energy Management System | NonEquip | 15 |  | 4.276% | Tech/Econ | 20% | 0.17981 | 0 | 2.2995e-05
Tech | College and University | Space Heating | Boilers | TRC | New | NN3572 | ECM Motors on Furnaces | ECM Motors on Furnaces | NonEquip | 15 | Forced air furnace | 0% | Tech/Econ | 1.706% | 0 | 0 | 0
Tech | College and University | Space Heating | Boilers | TRC | New | NN3546 | Duct Sealing Repair | Duct Sealing Repair | NonEquip | 15 |  | 0% | Tech/Econ | 12% | 0 | 0 | 0
Tech | College and University | Space Heating | Boilers | TRC | New | NN3494 | Duct Insulation | Duct Insulation | NonEquip | 15 |  | 0% | Tech/Econ | 2.045% | 0 | 0 | 0
Tech | College and University | Space Heating | Boilers | TRC | New | NN3442 | Destratification Fans | Destratification Fans | NonEquip | 10 |  | 0% | Tech/Econ | 15.61% | 0 | 0 | 0
Tech | College and University | Space Heating | Boilers | TRC | New | NN3390 | Dedicated Outdoor Air System on VRF unit | Dedicated Outdoor Air System on VRF unit | NonEquip | 15 | Residential/split system heat pump | 0% | Tech/Econ | 10% | 0 | 0 | 0
Tech | College and University | Space Heating | Boilers | TRC | New | NN3338 | Cool Roof | Cool Roof | NonEquip | 15 |  | 72.18% | Tech/Econ | 0.2437% | 0 | 0 | 0
Tech | College and University | Space Heating | Boilers | TRC | New | NN3234 | Ceiling Insulation(R30 to R38) | Ceiling Insulation(R30 to R38) | NonEquip | 20 |  | 0% | Tech/Econ | 0.6295% | 0 | 0 | 0
Tech | College and University | Space Heating | Boilers | TRC | New | NN3182 | Ceiling Insulation(R2 to R38) | Ceiling Insulation(R2 to R38) | NonEquip | 20 |  | 0% | Tech/Econ | 42.49% | 0 | 0 | 0
Tech | College and University | Space Heating | Boilers | TRC | New | NN3130 | Ceiling Insulation(R19 to R38) | Ceiling Insulation(R19 to R38) | NonEquip | 20 |  | 0% | Tech/Econ | 2.361% | 0 | 0 | 0
Tech | College and University | Space Heating | Boilers | TRC | New | NN3078 | Ceiling Insulation(R12 to R38) | Ceiling Insulation(R12 to R38) | NonEquip | 20 |  | 0% | Tech/Econ | 5.115% | 0 | 0 | 0
Tech | College and University | Space Heating | Boilers | TRC | New | NN3000 | Air Curtains | Air Curtains | NonEquip | 8 |  | 28.37% | Tech/Econ | 0.1737% | 0 | 0 | 0
Tech | College and University | Space Heating | Boilers | TRC | Existing | NE5327 | Retro-Commissioning | Retro-Commissioning | NonEquip | 5 |  | 21.99% | Tech/Econ | 16% | 94.183 | 0 | 0.00045624
Tech | College and University | Space Heating | Boilers | TRC | Existing | NE5119 | ENERGY STAR certified buildings program | ENERGY STAR certified buildings program | NonEquip | 20 |  | 0% | Tech/Econ | 35% | 0 | 0 | 0
Tech | College and University | Space Heating | Boilers | TRC | Existing | NE4313 | Water Cooled Refrigeration Heat Recovery | Water Cooled Refrigeration Heat Recovery | NonEquip | 20 |  | 55.99% | Tech/Econ | 10% | 144.6128 | 0 | 0.015705
Tech | College and University | Space Heating | Boilers | TRC | Existing | NE4261 | Warehouse Loading Dock Seals | Warehouse Loading Dock Seals | NonEquip | 18 |  | 0% | Tech/Econ | 0.857% | 0 | 0 | 0
Tech | College and University | Space Heating | Boilers | TRC | Existing | NE4235 | Wall Insulation | Wall Insulation | NonEquip | 20 |  | 0% | Tech/Econ | 7.386% | 0 | 0 | 0
Tech | College and University | Space Heating | Boilers | TRC | Existing | NE4157 | Smart Thermostat | Smart Thermostat | NonEquip | 11 |  | 45.33% | Tech/Econ | 10% | 110.5144 | 0 | 0.002729
Tech | College and University | Space Heating | Boilers | TRC | Existing | NE4079 | Roof Insulation | Roof Insulation | NonEquip | 20 |  | 37.5% | Tech/Econ | 6.874% | 59.999 | 0 | 0.014617
Tech | College and University | Space Heating | Boilers | TRC | Existing | NE4053 | Programmable Thermostat | Programmable Thermostat | NonEquip | 11 |  | 0% | Tech/Econ | 3.6% | 0 | 0 | 0
Tech | College and University | Space Heating | Boilers | TRC | Existing | NE4001 | Low U-Value Windows | Low U-Value Windows | NonEquip | 20 |  | 10.75% | Tech/Econ | 46% | 139.4663 | 0 | 0.00057963
Tech | College and University | Space Heating | Boilers | TRC | Existing | NE3923 | Infiltration Reduction - Air Sealing | Infiltration Reduction - Air Sealing | NonEquip | 11 |  | 0% | Tech/Econ | 0.4285% | 0 | 0 | 0
Tech | College and University | Space Heating | Boilers | TRC | Existing | NE3845 | Hotel Card Energy Control Systems | Hotel Card Energy Control Systems | NonEquip | 15 |  | 0% | Tech/Econ | 0% | 0 | 0 | 0
Tech | College and University | Space Heating | Boilers | TRC | Existing | NE3767 | Green Roof | Green Roof | NonEquip | 15 |  | 0.126% | Tech/Econ | 5.311% | 0.15176 | 0 | 0
Tech | College and University | Space Heating | Boilers | TRC | Existing | NE3715 | Floor Insulation | Floor Insulation | NonEquip | 20 |  | 6.749% | Tech/Econ | 1.803% | 2.7599 | 0 | 0.00067235
Tech | College and University | Space Heating | Boilers | TRC | Existing | NE3637 | Facility Energy Management System | Facility Energy Management System | NonEquip | 15 |  | 0.7167% | Tech/Econ | 20% | 3.8426 | 0 | 0.0004914
Tech | College and University | Space Heating | Boilers | TRC | Existing | NE3559 | ECM Motors on Furnaces | ECM Motors on Furnaces | NonEquip | 15 | Forced air furnace | 0% | Tech/Econ | 1.706% | 0 | 0 | 0
Tech | College and University | Space Heating | Boilers | TRC | Existing | NE3533 | Duct Sealing Repair | Duct Sealing Repair | NonEquip | 15 |  | 0% | Tech/Econ | 12% | 0 | 0 | 0
Tech | College and University | Space Heating | Boilers | TRC | Existing | NE3481 | Duct Insulation | Duct Insulation | NonEquip | 15 |  | 0% | Tech/Econ | 2.045% | 0 | 0 | 0
Tech | College and University | Space Heating | Boilers | TRC | Existing | NE3429 | Destratification Fans | Destratification Fans | NonEquip | 10 |  | 0% | Tech/Econ | 15.61% | 0 | 0 | 0
Tech | College and University | Space Heating | Boilers | TRC | Existing | NE3377 | Dedicated Outdoor Air System on VRF unit | Dedicated Outdoor Air System on VRF unit | NonEquip | 15 | Residential/split system heat pump | 0% | Tech/Econ | 10% | 0 | 0 | 0
Tech | College and University | Space Heating | Boilers | TRC | Existing | NE3325 | Cool Roof | Cool Roof | NonEquip | 15 |  | 72.68% | Tech/Econ | 0.2689% | 4.4269 | 0 | 0
Tech | College and University | Space Heating | Boilers | TRC | Existing | NE3221 | Ceiling Insulation(R30 to R38) | Ceiling Insulation(R30 to R38) | NonEquip | 20 |  | 0% | Tech/Econ | 0.6946% | 0 | 0 | 0
Tech | College and University | Space Heating | Boilers | TRC | Existing | NE3169 | Ceiling Insulation(R2 to R38) | Ceiling Insulation(R2 to R38) | NonEquip | 20 |  | 0% | Tech/Econ | 46.89% | 0 | 0 | 0
Tech | College and University | Space Heating | Boilers | TRC | Existing | NE3117 | Ceiling Insulation(R19 to R38) | Ceiling Insulation(R19 to R38) | NonEquip | 20 |  | 0% | Tech/Econ | 2.605% | 0 | 0 | 0
Tech | College and University | Space Heating | Boilers | TRC | Existing | NE3065 | Ceiling Insulation(R12 to R38) | Ceiling Insulation(R12 to R38) | NonEquip | 20 |  | 0% | Tech/Econ | 5.644% | 0 | 0 | 0
Tech | College and University | Space Heating | Boilers | TRC | Existing | NE2987 | Air Curtains | Air Curtains | NonEquip | 8 |  | 33.45% | Tech/Econ | 0.1737% | 1.313 | 0 | 0.00014259
Tech | College and University | Domestic Hot Water | "Point-of-Use" water heaters | TRC | New | NN5418 | Retro-Commissioning | Retro-Commissioning | NonEquip | 5 |  | 0% | Tech/Econ | 16% | 0 | 0 | 0
Tech | College and University | Domestic Hot Water | "Point-of-Use" water heaters | TRC | New | NN5210 | ENERGY STAR certified buildings program | ENERGY STAR certified buildings program | NonEquip | 20 |  | 0% | Tech/Econ | 35% | 0 | 0 | 0
Tech | College and University | Domestic Hot Water | "Point-of-Use" water heaters | TRC | New | NN2922 | Thermostatic Shower Restriction Valve | Thermostatic Shower Restriction Valve | NonEquip | 10 | Centralized water heaters | 0% | Tech/Econ | 20.22% | 0 | 0 | 0
Tech | College and University | Domestic Hot Water | "Point-of-Use" water heaters | TRC | New | NN2896 | Tank Wrap on Water Heater | Tank Wrap on Water Heater | NonEquip | 7 | Centralized water heaters | 0% | Tech/Econ | 1.526% | 0 | 0 | 0
Tech | College and University | Domestic Hot Water | "Point-of-Use" water heaters | TRC | New | NN2870 | Low-Flow Pre-Rinse Sprayers | Low-Flow Pre-Rinse Sprayers | NonEquip | 5 | Centralized water heaters | 0% | Tech/Econ | 1.372% | 0 | 0 | 0
Tech | College and University | Domestic Hot Water | "Point-of-Use" water heaters | TRC | New | NN2844 | Low Flow Shower Head | Low Flow Shower Head | NonEquip | 10 | Centralized water heaters | 0% | Tech/Econ | 4.097% | 0 | 0 | 0
Tech | College and University | Domestic Hot Water | "Point-of-Use" water heaters | TRC | New | NN2818 | Hot Water Pipe Insulation | Hot Water Pipe Insulation | NonEquip | 13 | Centralized water heaters | 0% | Tech/Econ | 8.194% | 0 | 0 | 0
Tech | College and University | Domestic Hot Water | "Point-of-Use" water heaters | TRC | New | NN2792 | Hot Water Circulation Pump Control | Hot Water Circulation Pump Control | NonEquip | 15 | Centralized water heaters | 0% | Tech/Econ | 3.935% | 0 | 0 | 0
Tech | College and University | Domestic Hot Water | "Point-of-Use" water heaters | TRC | New | NN2766 | Faucet Aerator | Faucet Aerator | NonEquip | 10 | Centralized water heaters | 0% | Tech/Econ | 1.682% | 0 | 0 | 0
Tech | College and University | Domestic Hot Water | "Point-of-Use" water heaters | TRC | New | NN2740 | Drain Water Heat Recovery | Drain Water Heat Recovery | NonEquip | 15 | Centralized water heaters | 0% | Tech/Econ | 12.27% | 0 | 0 | 0
Tech | College and University | Domestic Hot Water | "Point-of-Use" water heaters | TRC | Existing | NE5405 | Retro-Commissioning | Retro-Commissioning | NonEquip | 5 |  | 21.99% | Tech/Econ | 16% | 232.458 | 0.098016 | 0.0011261
Tech | College and University | Domestic Hot Water | "Point-of-Use" water heaters | TRC | Existing | NE5197 | ENERGY STAR certified buildings program | ENERGY STAR certified buildings program | NonEquip | 20 |  | 0% | Tech/Econ | 35% | 0 | 0 | 0
Tech | College and University | Domestic Hot Water | "Point-of-Use" water heaters | TRC | Existing | NE2909 | Thermostatic Shower Restriction Valve | Thermostatic Shower Restriction Valve | NonEquip | 10 | Centralized water heaters | 0% | Tech/Econ | 19.34% | 0 | 0 | 0
Tech | College and University | Domestic Hot Water | "Point-of-Use" water heaters | TRC | Existing | NE2883 | Tank Wrap on Water Heater | Tank Wrap on Water Heater | NonEquip | 7 | Centralized water heaters | 0% | Tech/Econ | 1.526% | 0 | 0 | 0
Tech | College and University | Domestic Hot Water | "Point-of-Use" water heaters | TRC | Existing | NE2857 | Low-Flow Pre-Rinse Sprayers | Low-Flow Pre-Rinse Sprayers | NonEquip | 5 | Centralized water heaters | 0% | Tech/Econ | 1.308% | 0 | 0 | 0
Tech | College and University | Domestic Hot Water | "Point-of-Use" water heaters | TRC | Existing | NE2831 | Low Flow Shower Head | Low Flow Shower Head | NonEquip | 10 | Centralized water heaters | 0% | Tech/Econ | 3.919% | 0 | 0 | 0
Tech | College and University | Domestic Hot Water | "Point-of-Use" water heaters | TRC | Existing | NE2805 | Hot Water Pipe Insulation | Hot Water Pipe Insulation | NonEquip | 13 | Centralized water heaters | 0% | Tech/Econ | 7.839% | 0 | 0 | 0
Tech | College and University | Domestic Hot Water | "Point-of-Use" water heaters | TRC | Existing | NE2779 | Hot Water Circulation Pump Control | Hot Water Circulation Pump Control | NonEquip | 15 | Centralized water heaters | 0% | Tech/Econ | 3.765% | 0 | 0 | 0
Tech | College and University | Domestic Hot Water | "Point-of-Use" water heaters | TRC | Existing | NE2753 | Faucet Aerator | Faucet Aerator | NonEquip | 10 | Centralized water heaters | 0% | Tech/Econ | 1.609% | 0 | 0 | 0
Tech | College and University | Domestic Hot Water | "Point-of-Use" water heaters | TRC | Existing | NE2727 | Drain Water Heat Recovery | Drain Water Heat Recovery | NonEquip | 15 | Centralized water heaters | 0% | Tech/Econ | 12.27% | 0 | 0 | 0
Tech | College and University | Domestic Hot Water | "Point-of-Use" water heaters | TRC | Turnover | ET393 | Instantaneous Hot Water System | Instantaneous Hot Water System | Equip | 20 | "Point-of-Use" water heaters | 94.56% | Tech/Econ | 5.847% | 386.6916 | 0.036541 | 0.088137
Tech | College and University | Domestic Hot Water | "Point-of-Use" water heaters | TRC | Turnover | ET315 | Energy Star Commercial Dishwasher | Energy Star Commercial Dishwasher | Equip | 15 | "Point-of-Use" water heaters | 29.7% | Tech/Econ | 29.42% | 669.5193 | 0.048581 | -5.1686e-06
Tech | College and University | Domestic Hot Water | "Point-of-Use" water heaters | TRC | New | EN419 | Instantaneous Hot Water System | Instantaneous Hot Water System | Equip | 20 | "Point-of-Use" water heaters | 94.56% | Tech/Econ | 5.847% | 2.1432 | 0.00020252 | 0.00048848
Tech | College and University | Domestic Hot Water | "Point-of-Use" water heaters | TRC | New | EN341 | Energy Star Commercial Dishwasher | Energy Star Commercial Dishwasher | Equip | 15 | "Point-of-Use" water heaters | 29.7% | Tech/Econ | 29.42% | 4.9914 | 0.00036218 | -3.8533e-08
Tech | Grocery | Refrigeration | Walk-in cooler | TRC | New | NN5315 | Retro-Commissioning | Retro-Commissioning | NonEquip | 5 |  | 0% | Tech/Econ | 16% | 0 | 0 | 0
Tech | Grocery | Refrigeration | Walk-in cooler | TRC | New | NN5107 | ENERGY STAR certified buildings program | ENERGY STAR certified buildings program | NonEquip | 20 |  | 0% | Tech/Econ | 35% | 0 | 0 | 0
Tech | Grocery | Refrigeration | Walk-in cooler | TRC | New | NN4899 | Strip Curtains for Walk-ins | Strip Curtains for Walk-ins | NonEquip | 4 | Walk-in cooler | 19.91% | Tech/Econ | 2.115% | 0 | 0 | 0
Tech | Grocery | Refrigeration | Walk-in cooler | TRC | New | NN4873 | Refrigerated Display Case Lighting Controls | Refrigerated Display Case Lighting Controls | NonEquip | 8 | Display cases | 0% | Tech/Econ | 0.9365% | 0 | 0 | 0
Tech | Grocery | Refrigeration | Walk-in cooler | TRC | New | NN4847 | PSC to ECM Evaporator Fan Motor (Walk-In, Refrigerator) | PSC to ECM Evaporator Fan Motor (Walk-In, Refrigerator) | NonEquip | 15 | Walk-in cooler | 68.68% | Tech/Econ | 37.5% | 2538.2876 | 0.35329 | 0.032364
Tech | Grocery | Refrigeration | Walk-in cooler | TRC | New | NN4821 | PSC to ECM Evaporator Fan Motor (Reach-In) | PSC to ECM Evaporator Fan Motor (Reach-In) | NonEquip | 15 | Display cases | 0% | Tech/Econ | 37.5% | 0 | 0 | 0
Tech | Grocery | Refrigeration | Walk-in cooler | TRC | New | NN4795 | Night Covers for Display Cases | Night Covers for Display Cases | NonEquip | 5 | Display cases | 0% | Tech/Econ | 1.877% | 0 | 0 | 0
Tech | Grocery | Refrigeration | Walk-in cooler | TRC | New | NN4769 | High R-Value Glass Doors | High R-Value Glass Doors | NonEquip | 12 | Display cases | 0% | Tech/Econ | 0% | 0 | 0 | 0
Tech | Grocery | Refrigeration | Walk-in cooler | TRC | New | NN4743 | High Efficiency Refrigeration Compressor | High Efficiency Refrigeration Compressor | NonEquip | 13 | Display cases | 0% | Tech/Econ | 6.922% | 0 | 0 | 0
Tech | Grocery | Refrigeration | Walk-in cooler | TRC | New | NN4717 | Freezer-Cooler Replacement Gaskets | Freezer-Cooler Replacement Gaskets | NonEquip | 4 | Display cases | 0% | Tech/Econ | 0% | 0 | 0 | 0
Tech | Grocery | Refrigeration | Walk-in cooler | TRC | New | NN4691 | Floating Head Pressure Controls | Floating Head Pressure Controls | NonEquip | 15 |  | 0% | Tech/Econ | 6.05% | 0 | 0 | 0
Tech | Grocery | Refrigeration | Walk-in cooler | TRC | New | NN4665 | Demand Defrost | Demand Defrost | NonEquip | 10 | Walk-in cooler | 0% | Tech/Econ | 30% | 0 | 0 | 0
Tech | Grocery | Refrigeration | Walk-in cooler | TRC | New | NN4639 | Automatic Door Closer for Walk-in Coolers and Freezers | Automatic Door Closer for Walk-in Coolers and Freezers | NonEquip | 8 | Walk-in cooler | 55.99% | Tech/Econ | 3.131% | 71.7397 | 0.0099677 | 0.0022222
Tech | Grocery | Refrigeration | Walk-in cooler | TRC | New | NN4613 | Anti-Sweat Controls | Anti-Sweat Controls | NonEquip | 8 | Display cases | 0% | Tech/Econ | 85% | 0 | 0 | 0
Tech | Grocery | Refrigeration | Walk-in cooler | TRC | Existing | NE5302 | Retro-Commissioning | Retro-Commissioning | NonEquip | 5 |  | 21.99% | Tech/Econ | 16% | 20647.3291 | 6.3748 | 12.3518
Tech | Grocery | Refrigeration | Walk-in cooler | TRC | Existing | NE5094 | ENERGY STAR certified buildings program | ENERGY STAR certified buildings program | NonEquip | 20 |  | 0% | Tech/Econ | 35% | 0 | 0 | 0
Tech | Grocery | Refrigeration | Walk-in cooler | TRC | Existing | NE4886 | Strip Curtains for Walk-ins | Strip Curtains for Walk-ins | NonEquip | 4 | Walk-in cooler | 19.91% | Tech/Econ | 2.115% | 2342.6648 | 0.3387 | 0.093281
Tech | Grocery | Refrigeration | Walk-in cooler | TRC | Existing | NE4860 | Refrigerated Display Case Lighting Controls | Refrigerated Display Case Lighting Controls | NonEquip | 8 | Display cases | 0% | Tech/Econ | 2.524% | 0 | 0 | 0
Tech | Grocery | Refrigeration | Walk-in cooler | TRC | Existing | NE4834 | PSC to ECM Evaporator Fan Motor (Walk-In, Refrigerator) | PSC to ECM Evaporator Fan Motor (Walk-In, Refrigerator) | NonEquip | 15 | Walk-in cooler | 17.17% | Tech/Econ | 37.5% | 50540.5815 | 7.0344 | 0.64441
Tech | Grocery | Refrigeration | Walk-in cooler | TRC | Existing | NE4808 | PSC to ECM Evaporator Fan Motor (Reach-In) | PSC to ECM Evaporator Fan Motor (Reach-In) | NonEquip | 15 | Display cases | 0% | Tech/Econ | 37.5% | 0 | 0 | 0
Tech | Grocery | Refrigeration | Walk-in cooler | TRC | Existing | NE4782 | Night Covers for Display Cases | Night Covers for Display Cases | NonEquip | 5 | Display cases | 0% | Tech/Econ | 1.877% | 0 | 0 | 0
Tech | Grocery | Refrigeration | Walk-in cooler | TRC | Existing | NE4756 | High R-Value Glass Doors | High R-Value Glass Doors | NonEquip | 12 | Display cases | 0% | Tech/Econ | 23.81% | 0 | 0 | 0
Tech | Grocery | Refrigeration | Walk-in cooler | TRC | Existing | NE4730 | High Efficiency Refrigeration Compressor | High Efficiency Refrigeration Compressor | NonEquip | 13 | Display cases | 0% | Tech/Econ | 6.922% | 0 | 0 | 0
Tech | Grocery | Refrigeration | Walk-in cooler | TRC | Existing | NE4704 | Freezer-Cooler Replacement Gaskets | Freezer-Cooler Replacement Gaskets | NonEquip | 4 | Display cases | 0% | Tech/Econ | 3.131% | 0 | 0 | 0
Tech | Grocery | Refrigeration | Walk-in cooler | TRC | Existing | NE4678 | Floating Head Pressure Controls | Floating Head Pressure Controls | NonEquip | 15 |  | 0% | Tech/Econ | 6.05% | 0 | 0 | 0
Tech | Grocery | Refrigeration | Walk-in cooler | TRC | Existing | NE4652 | Demand Defrost | Demand Defrost | NonEquip | 10 | Walk-in cooler | 66.96% | Tech/Econ | 30% | 147516.2601 | 20.5317 | 1.8809
Tech | Grocery | Refrigeration | Walk-in cooler | TRC | Existing | NE4626 | Automatic Door Closer for Walk-in Coolers and Freezers | Automatic Door Closer for Walk-in Coolers and Freezers | NonEquip | 8 | Walk-in cooler | 55.99% | Tech/Econ | 3.131% | 9925.3755 | 1.3791 | 0.30744
Tech | Grocery | Refrigeration | Walk-in cooler | TRC | Existing | NE4600 | Anti-Sweat Controls | Anti-Sweat Controls | NonEquip | 8 | Display cases | 0% | Tech/Econ | 85% | 0 | 0 | 0
Tech | Grocery | Refrigeration | Vending and ice makers | TRC | New | NN5315 | Retro-Commissioning | Retro-Commissioning | NonEquip | 5 |  | 0% | Tech/Econ | 16% | 0 | 0 | 0
Tech | Grocery | Refrigeration | Vending and ice makers | TRC | New | NN5107 | ENERGY STAR certified buildings program | ENERGY STAR certified buildings program | NonEquip | 20 |  | 0% | Tech/Econ | 35% | 0 | 0 | 0
Tech | Grocery | Refrigeration | Vending and ice makers | TRC | New | NN4899 | Strip Curtains for Walk-ins | Strip Curtains for Walk-ins | NonEquip | 4 | Walk-in cooler | 0% | Tech/Econ | 2.115% | 0 | 0 | 0
Tech | Grocery | Refrigeration | Vending and ice makers | TRC | New | NN4873 | Refrigerated Display Case Lighting Controls | Refrigerated Display Case Lighting Controls | NonEquip | 8 | Display cases | 0% | Tech/Econ | 0.9365% | 0 | 0 | 0
Tech | Grocery | Refrigeration | Vending and ice makers | TRC | New | NN4847 | PSC to ECM Evaporator Fan Motor (Walk-In, Refrigerator) | PSC to ECM Evaporator Fan Motor (Walk-In, Refrigerator) | NonEquip | 15 | Walk-in cooler | 0% | Tech/Econ | 37.5% | 0 | 0 | 0
Tech | Grocery | Refrigeration | Vending and ice makers | TRC | New | NN4821 | PSC to ECM Evaporator Fan Motor (Reach-In) | PSC to ECM Evaporator Fan Motor (Reach-In) | NonEquip | 15 | Display cases | 0% | Tech/Econ | 37.5% | 0 | 0 | 0
Tech | Grocery | Refrigeration | Vending and ice makers | TRC | New | NN4795 | Night Covers for Display Cases | Night Covers for Display Cases | NonEquip | 5 | Display cases | 0% | Tech/Econ | 1.877% | 0 | 0 | 0
Tech | Grocery | Refrigeration | Vending and ice makers | TRC | New | NN4769 | High R-Value Glass Doors | High R-Value Glass Doors | NonEquip | 12 | Display cases | 0% | Tech/Econ | 0% | 0 | 0 | 0
Tech | Grocery | Refrigeration | Vending and ice makers | TRC | New | NN4743 | High Efficiency Refrigeration Compressor | High Efficiency Refrigeration Compressor | NonEquip | 13 | Display cases | 0% | Tech/Econ | 6.922% | 0 | 0 | 0
Tech | Grocery | Refrigeration | Vending and ice makers | TRC | New | NN4717 | Freezer-Cooler Replacement Gaskets | Freezer-Cooler Replacement Gaskets | NonEquip | 4 | Display cases | 0% | Tech/Econ | 0% | 0 | 0 | 0
Tech | Grocery | Refrigeration | Vending and ice makers | TRC | New | NN4691 | Floating Head Pressure Controls | Floating Head Pressure Controls | NonEquip | 15 |  | 0% | Tech/Econ | 6.05% | 0 | 0 | 0
Tech | Grocery | Refrigeration | Vending and ice makers | TRC | New | NN4665 | Demand Defrost | Demand Defrost | NonEquip | 10 | Walk-in cooler | 0% | Tech/Econ | 30% | 0 | 0 | 0
Tech | Grocery | Refrigeration | Vending and ice makers | TRC | New | NN4639 | Automatic Door Closer for Walk-in Coolers and Freezers | Automatic Door Closer for Walk-in Coolers and Freezers | NonEquip | 8 | Walk-in cooler | 0% | Tech/Econ | 3.131% | 0 | 0 | 0
Tech | Grocery | Refrigeration | Vending and ice makers | TRC | New | NN4613 | Anti-Sweat Controls | Anti-Sweat Controls | NonEquip | 8 | Display cases | 0% | Tech/Econ | 85% | 0 | 0 | 0
Tech | Grocery | Refrigeration | Vending and ice makers | TRC | Existing | NE5302 | Retro-Commissioning | Retro-Commissioning | NonEquip | 5 |  | 21.99% | Tech/Econ | 16% | 25197.8325 | 7.7797 | 15.074
Tech | Grocery | Refrigeration | Vending and ice makers | TRC | Existing | NE5094 | ENERGY STAR certified buildings program | ENERGY STAR certified buildings program | NonEquip | 20 |  | 0% | Tech/Econ | 35% | 0 | 0 | 0
Tech | Grocery | Refrigeration | Vending and ice makers | TRC | Existing | NE4886 | Strip Curtains for Walk-ins | Strip Curtains for Walk-ins | NonEquip | 4 | Walk-in cooler | 0% | Tech/Econ | 2.115% | 0 | 0 | 0
Tech | Grocery | Refrigeration | Vending and ice makers | TRC | Existing | NE4860 | Refrigerated Display Case Lighting Controls | Refrigerated Display Case Lighting Controls | NonEquip | 8 | Display cases | 0% | Tech/Econ | 2.524% | 0 | 0 | 0
Tech | Grocery | Refrigeration | Vending and ice makers | TRC | Existing | NE4834 | PSC to ECM Evaporator Fan Motor (Walk-In, Refrigerator) | PSC to ECM Evaporator Fan Motor (Walk-In, Refrigerator) | NonEquip | 15 | Walk-in cooler | 0% | Tech/Econ | 37.5% | 0 | 0 | 0
Tech | Grocery | Refrigeration | Vending and ice makers | TRC | Existing | NE4808 | PSC to ECM Evaporator Fan Motor (Reach-In) | PSC to ECM Evaporator Fan Motor (Reach-In) | NonEquip | 15 | Display cases | 0% | Tech/Econ | 37.5% | 0 | 0 | 0
Tech | Grocery | Refrigeration | Vending and ice makers | TRC | Existing | NE4782 | Night Covers for Display Cases | Night Covers for Display Cases | NonEquip | 5 | Display cases | 0% | Tech/Econ | 1.877% | 0 | 0 | 0
Tech | Grocery | Refrigeration | Vending and ice makers | TRC | Existing | NE4756 | High R-Value Glass Doors | High R-Value Glass Doors | NonEquip | 12 | Display cases | 0% | Tech/Econ | 23.81% | 0 | 0 | 0
Tech | Grocery | Refrigeration | Vending and ice makers | TRC | Existing | NE4730 | High Efficiency Refrigeration Compressor | High Efficiency Refrigeration Compressor | NonEquip | 13 | Display cases | 0% | Tech/Econ | 6.922% | 0 | 0 | 0
Tech | Grocery | Refrigeration | Vending and ice makers | TRC | Existing | NE4704 | Freezer-Cooler Replacement Gaskets | Freezer-Cooler Replacement Gaskets | NonEquip | 4 | Display cases | 0% | Tech/Econ | 3.131% | 0 | 0 | 0
Tech | Grocery | Refrigeration | Vending and ice makers | TRC | Existing | NE4678 | Floating Head Pressure Controls | Floating Head Pressure Controls | NonEquip | 15 |  | 0% | Tech/Econ | 6.05% | 0 | 0 | 0
Tech | Grocery | Refrigeration | Vending and ice makers | TRC | Existing | NE4652 | Demand Defrost | Demand Defrost | NonEquip | 10 | Walk-in cooler | 0% | Tech/Econ | 30% | 0 | 0 | 0
Tech | Grocery | Refrigeration | Vending and ice makers | TRC | Existing | NE4626 | Automatic Door Closer for Walk-in Coolers and Freezers | Automatic Door Closer for Walk-in Coolers and Freezers | NonEquip | 8 | Walk-in cooler | 0% | Tech/Econ | 3.131% | 0 | 0 | 0
Tech | Grocery | Refrigeration | Vending and ice makers | TRC | Existing | NE4600 | Anti-Sweat Controls | Anti-Sweat Controls | NonEquip | 8 | Display cases | 0% | Tech/Econ | 85% | 0 | 0 | 0
Tech | Grocery | Refrigeration | Vending and ice makers | TRC | Turnover | ET2572 | Energy Star Vending Machine | Energy Star Vending Machine | Equip | 14 | Vending and ice makers | 62.25% | Tech/Econ | 36% | 215167.5175 | 33.6529 | 21.0231
Tech | Grocery | Refrigeration | Vending and ice makers | TRC | Turnover | ET2494 | Energy Star Ice Maker | Energy Star Ice Maker | Equip | 8 | Vending and ice makers | 33.92% | Tech/Econ | 11.39% | 28776.6849 | 4.4597 | 2.8159
Tech | Grocery | Refrigeration | Vending and ice makers | TRC | New | EN2598 | Energy Star Vending Machine | Energy Star Vending Machine | Equip | 14 | Vending and ice makers | 62.25% | Tech/Econ | 36% | 2701.5768 | 0.42254 | 0.26396
Tech | Grocery | Refrigeration | Vending and ice makers | TRC | New | EN2520 | Energy Star Ice Maker | Energy Star Ice Maker | Equip | 8 | Vending and ice makers | 33.92% | Tech/Econ | 11.39% | 361.3112 | 0.055995 | 0.035355
Tech | Grocery | Exterior Lighting | Street lighting | TRC | New | NN5289 | Retro-Commissioning | Retro-Commissioning | NonEquip | 5 |  | 0% | Tech/Econ | 16% | 0 | 0 | 0
Tech | Grocery | Exterior Lighting | Street lighting | TRC | New | NN5029 | ENERGY STAR certified buildings program | ENERGY STAR certified buildings program | NonEquip | 20 |  | 0% | Tech/Econ | 35% | 0 | 0 | 0
Tech | Grocery | Exterior Lighting | Street lighting | TRC | New | NN2975 | Outdoor Lighting Controls | Outdoor Lighting Controls | NonEquip | 8 | Exterior parking/lot lighting | 0% | Tech/Econ | 28% | 0 | 0 | 0
Tech | Grocery | Exterior Lighting | Street lighting | TRC | New | NN2949 | Bi-Level Lighting Control (Exterior) | Bi-Level Lighting Control (Exterior) | NonEquip | 9 | Exterior parking/lot lighting | 0% | Tech/Econ | 31% | 0 | 0 | 0
Tech | Grocery | Exterior Lighting | Street lighting | TRC | Existing | NE5276 | Retro-Commissioning | Retro-Commissioning | NonEquip | 5 |  | 21.99% | Tech/Econ | 16% | 42.9253 | 0 | 0.025679
Tech | Grocery | Exterior Lighting | Street lighting | TRC | Existing | NE5016 | ENERGY STAR certified buildings program | ENERGY STAR certified buildings program | NonEquip | 20 |  | 0% | Tech/Econ | 35% | 0 | 0 | 0
Tech | Grocery | Exterior Lighting | Street lighting | TRC | Existing | NE2962 | Outdoor Lighting Controls | Outdoor Lighting Controls | NonEquip | 8 | Exterior parking/lot lighting | 0% | Tech/Econ | 28% | 0 | 0 | 0
Tech | Grocery | Exterior Lighting | Street lighting | TRC | Existing | NE2936 | Bi-Level Lighting Control (Exterior) | Bi-Level Lighting Control (Exterior) | NonEquip | 9 | Exterior parking/lot lighting | 0% | Tech/Econ | 31% | 0 | 0 | 0
Tech | Grocery | Exterior Lighting | Street lighting | TRC | Turnover | ET784 | LED Traffic and Crosswalk Lighting | LED Traffic and Crosswalk Lighting | Equip | 10 | Street lighting | 0% | Tech/Econ | 37.14% | 0 | 0 | 0
Tech | Grocery | Exterior Lighting | Street lighting | TRC | Turnover | ET745 | LED Street Lights | LED Street Lights | Equip | 18 | Street lighting | 0% | Tech/Econ | 66.53% | 0 | 0 | 0
Tech | Grocery | Exterior Lighting | Street lighting | TRC | New | EN810 | LED Traffic and Crosswalk Lighting | LED Traffic and Crosswalk Lighting | Equip | 10 | Street lighting | 0% | Tech/Econ | 37.14% | 0 | 0 | 0
Tech | Grocery | Exterior Lighting | Street lighting | TRC | New | EN771 | LED Street Lights | LED Street Lights | Equip | 18 | Street lighting | 0% | Tech/Econ | 66.53% | 0 | 0 | 0
Tech | Grocery | Cooking | Steamer | TRC | New | NN5081 | ENERGY STAR certified buildings program | ENERGY STAR certified buildings program | NonEquip | 20 |  | 0% | Tech/Econ | 35% | 0 | 0 | 0
Tech | Grocery | Cooking | Steamer | TRC | Existing | NE5068 | ENERGY STAR certified buildings program | ENERGY STAR certified buildings program | NonEquip | 20 |  | 0% | Tech/Econ | 35% | 0 | 0 | 0
Tech | Grocery | Cooking | Steamer | TRC | Turnover | ET199 | Energy Star Steamer | Energy Star Steamer | Equip | 12 | Steamer | 0% | Tech/Econ | 56.63% | 0 | 0 | 0
Tech | Grocery | Cooking | Steamer | TRC | New | EN225 | Energy Star Steamer | Energy Star Steamer | Equip | 12 | Steamer | 0% | Tech/Econ | 56.63% | 0 | 0 | 0
Tech | Grocery | Exterior Lighting | Spot lighting/Security/Flood | TRC | New | NN5289 | Retro-Commissioning | Retro-Commissioning | NonEquip | 5 |  | 0% | Tech/Econ | 16% | 0 | 0 | 0
Tech | Grocery | Exterior Lighting | Spot lighting/Security/Flood | TRC | New | NN5029 | ENERGY STAR certified buildings program | ENERGY STAR certified buildings program | NonEquip | 20 |  | 0% | Tech/Econ | 35% | 0 | 0 | 0
Tech | Grocery | Exterior Lighting | Spot lighting/Security/Flood | TRC | New | NN2975 | Outdoor Lighting Controls | Outdoor Lighting Controls | NonEquip | 8 | Exterior parking/lot lighting | 0% | Tech/Econ | 28% | 0 | 0 | 0
Tech | Grocery | Exterior Lighting | Spot lighting/Security/Flood | TRC | New | NN2949 | Bi-Level Lighting Control (Exterior) | Bi-Level Lighting Control (Exterior) | NonEquip | 9 | Exterior parking/lot lighting | 0% | Tech/Econ | 31% | 0 | 0 | 0
Tech | Grocery | Exterior Lighting | Spot lighting/Security/Flood | TRC | Existing | NE5276 | Retro-Commissioning | Retro-Commissioning | NonEquip | 5 |  | 21.99% | Tech/Econ | 16% | 37.0223 | 0 | 0.022148
Tech | Grocery | Exterior Lighting | Spot lighting/Security/Flood | TRC | Existing | NE5016 | ENERGY STAR certified buildings program | ENERGY STAR certified buildings program | NonEquip | 20 |  | 0% | Tech/Econ | 35% | 0 | 0 | 0
Tech | Grocery | Exterior Lighting | Spot lighting/Security/Flood | TRC | Existing | NE2962 | Outdoor Lighting Controls | Outdoor Lighting Controls | NonEquip | 8 | Exterior parking/lot lighting | 0% | Tech/Econ | 28% | 0 | 0 | 0
Tech | Grocery | Exterior Lighting | Spot lighting/Security/Flood | TRC | Existing | NE2936 | Bi-Level Lighting Control (Exterior) | Bi-Level Lighting Control (Exterior) | NonEquip | 9 | Exterior parking/lot lighting | 0% | Tech/Econ | 31% | 0 | 0 | 0
Tech | Grocery | Exterior Lighting | Spot lighting/Security/Flood | TRC | Turnover | ET667 | LED Exterior Lighting | LED Exterior Lighting | Equip | 13 | Spot lighting/Security/Flood | 4.268% | Tech/Econ | 60.51% | 27.8973 | 0 | 0
Tech | Grocery | Exterior Lighting | Spot lighting/Security/Flood | TRC | Turnover | ET550 | LED - 9W Flood | LED - 9W Flood | Equip | 15 | Spot lighting/Security/Flood | 13.31% | Tech/Econ | 86.15% | 139.8833 | 0 | 0
Tech | Grocery | Exterior Lighting | Spot lighting/Security/Flood | TRC | Turnover | ET472 | CFL - 15W Flood | CFL - 15W Flood | Equip | 7.8 | Spot lighting/Security/Flood | 0% | Tech/Econ | 76.92% | 0 | 0 | 0
Tech | Grocery | Exterior Lighting | Spot lighting/Security/Flood | TRC | New | EN693 | LED Exterior Lighting | LED Exterior Lighting | Equip | 13 | Spot lighting/Security/Flood | 4.624% | Tech/Econ | 60.51% | 0.1095 | 0 | 0
Tech | Grocery | Exterior Lighting | Spot lighting/Security/Flood | TRC | New | EN576 | LED - 9W Flood | LED - 9W Flood | Equip | 15 | Spot lighting/Security/Flood | 86.42% | Tech/Econ | 86.15% | 11.4049 | 0 | 0
Tech | Grocery | Exterior Lighting | Spot lighting/Security/Flood | TRC | New | EN498 | CFL - 15W Flood | CFL - 15W Flood | Equip | 7.8 | Spot lighting/Security/Flood | 0% | Tech/Econ | 76.92% | 0 | 0 | 0
Tech | Grocery | Interior Lighting | Spot lighting | TRC | New | NN5263 | Retro-Commissioning | Retro-Commissioning | NonEquip | 5 |  | 0% | Tech/Econ | 16% | 0 | 0 | 0
Tech | Grocery | Interior Lighting | Spot lighting | TRC | New | NN5003 | ENERGY STAR certified buildings program | ENERGY STAR certified buildings program | NonEquip | 20 |  | 0% | Tech/Econ | 35% | 0 | 0 | 0
Tech | Grocery | Interior Lighting | Spot lighting | TRC | New | NN4431 | Interior Lighting Controls | Interior Lighting Controls | NonEquip | 8 | Overhead (fluorescent/LED/CFL U-shape) | 0% | Tech/Econ | 28% | 0 | 0 | 0
Tech | Grocery | Interior Lighting | Spot lighting | TRC | New | NN4405 | Bi-Level Lighting Control (Interior) | Bi-Level Lighting Control (Interior) | NonEquip | 8 | Overhead (fluorescent/LED/CFL U-shape) | 0% | Tech/Econ | 31% | 0 | 0 | 0
Tech | Grocery | Interior Lighting | Spot lighting | TRC | New | NN3703 | Facility Energy Management System | Facility Energy Management System | NonEquip | 15 |  | 4.276% | Tech/Econ | 24% | 0.01038 | 2.7088e-06 | 1.2455e-06
Tech | Grocery | Interior Lighting | Spot lighting | TRC | Existing | NE5250 | Retro-Commissioning | Retro-Commissioning | NonEquip | 5 |  | 21.99% | Tech/Econ | 16% | 1.4739 | 0.00045507 | 0.00088175
Tech | Grocery | Interior Lighting | Spot lighting | TRC | Existing | NE4990 | ENERGY STAR certified buildings program | ENERGY STAR certified buildings program | NonEquip | 20 |  | 0% | Tech/Econ | 35% | 0 | 0 | 0
Tech | Grocery | Interior Lighting | Spot lighting | TRC | Existing | NE4418 | Interior Lighting Controls | Interior Lighting Controls | NonEquip | 8 | Overhead (fluorescent/LED/CFL U-shape) | 0% | Tech/Econ | 28% | 0 | 0 | 0
Tech | Grocery | Interior Lighting | Spot lighting | TRC | Existing | NE4392 | Bi-Level Lighting Control (Interior) | Bi-Level Lighting Control (Interior) | NonEquip | 8 | Overhead (fluorescent/LED/CFL U-shape) | 0% | Tech/Econ | 31% | 0 | 0 | 0
Tech | Grocery | Interior Lighting | Spot lighting | TRC | Existing | NE3690 | Facility Energy Management System | Facility Energy Management System | NonEquip | 15 |  | 7.167% | Tech/Econ | 24% | 0.7332 | 0.00019134 | 8.7975e-05
Tech | Grocery | Interior Lighting | Spot lighting | TRC | Turnover | ET1603 | LED Display Lighting (Interior) | LED Display Lighting (Interior) | Equip | 15 | Spot lighting | 2.129% | Tech/Econ | 87.04% | 1.4926 | 0.00036203 | 2.6068e-08
Tech | Grocery | Interior Lighting | Spot lighting | TRC | Turnover | ET1564 | LED - 14W | LED - 14W | Equip | 15 | Spot lighting | 86.42% | Tech/Econ | 53.33% | 36.4414 | 0.0087769 | 2.3761e-06
Tech | Grocery | Interior Lighting | Spot lighting | TRC | Turnover | ET1447 | CFL-23W | CFL-23W | Equip | 7.8 | Spot lighting | 0% | Tech/Econ | 23.33% | 0 | 0 | 0
Tech | Grocery | Interior Lighting | Spot lighting | TRC | New | EN1629 | LED Display Lighting (Interior) | LED Display Lighting (Interior) | Equip | 15 | Spot lighting | 0% | Tech/Econ | 87.04% | 0 | 0 | 0
Tech | Grocery | Interior Lighting | Spot lighting | TRC | New | EN1590 | LED - 14W | LED - 14W | Equip | 15 | Spot lighting | 0% | Tech/Econ | 53.33% | 0 | 0 | 0
Tech | Grocery | Interior Lighting | Spot lighting | TRC | New | EN1473 | CFL-23W | CFL-23W | Equip | 7.8 | Spot lighting | 0% | Tech/Econ | 23.33% | 0 | 0 | 0
Tech | Grocery | Office Equipment | Servers | TRC | New | NN5055 | ENERGY STAR certified buildings program | ENERGY STAR certified buildings program | NonEquip | 20 |  | 0% | Tech/Econ | 35% | 0 | 0 | 0
Tech | Grocery | Office Equipment | Servers | TRC | New | NN4587 | Smart Strip Plug Outlet | Smart Strip Plug Outlet | NonEquip | 4 |  | 43.9% | Tech/Econ | 1.187% | 0.6269 | 9.3217e-05 | 6.4784e-05
Tech | Grocery | Office Equipment | Servers | TRC | New | NN4561 | Network PC Power Management | Network PC Power Management | NonEquip | 5 | Computers | 0% | Tech/Econ | 56.5% | 0 | 0 | 0
Tech | Grocery | Office Equipment | Servers | TRC | Existing | NE5042 | ENERGY STAR certified buildings program | ENERGY STAR certified buildings program | NonEquip | 20 |  | 0% | Tech/Econ | 35% | 0 | 0 | 0
Tech | Grocery | Office Equipment | Servers | TRC | Existing | NE4574 | Smart Strip Plug Outlet | Smart Strip Plug Outlet | NonEquip | 4 |  | 43.9% | Tech/Econ | 1.187% | 49.9299 | 0.0074243 | 0.0051598
Tech | Grocery | Office Equipment | Servers | TRC | Existing | NE4548 | Network PC Power Management | Network PC Power Management | NonEquip | 5 | Computers | 0% | Tech/Econ | 56.5% | 0 | 0 | 0
Tech | Grocery | Office Equipment | Servers | TRC | Turnover | ET2299 | Server Virtualization | Server Virtualization | Equip | 3 | Servers | 0% | Tech/Econ | 85.71% | 0 | 0 | 0
Tech | Grocery | Office Equipment | Servers | TRC | Turnover | ET2221 | Energy Star Servers | Energy Star Servers | Equip | 4 | Servers | 0% | Tech/Econ | 23.08% | 0 | 0 | 0
Tech | Grocery | Office Equipment | Servers | TRC | Turnover | ET1135 | High Efficiency Data Center Cooling | High Efficiency Data Center Cooling | Equip | 20 | Servers | 0% | Tech/Econ | 28% | 0 | 0 | 0
Tech | Grocery | Office Equipment | Servers | TRC | New | EN2325 | Server Virtualization | Server Virtualization | Equip | 3 | Servers | 0% | Tech/Econ | 85.71% | 0 | 0 | 0
Tech | Grocery | Office Equipment | Servers | TRC | New | EN2247 | Energy Star Servers | Energy Star Servers | Equip | 4 | Servers | 0% | Tech/Econ | 23.08% | 0 | 0 | 0
Tech | Grocery | Office Equipment | Servers | TRC | New | EN1161 | High Efficiency Data Center Cooling | High Efficiency Data Center Cooling | Equip | 20 | Servers | 0% | Tech/Econ | 28% | 0 | 0 | 0
Tech | Grocery | Space Cooling | Residential-type central air conditioners | TRC | New | NN5367 | Retro-Commissioning | Retro-Commissioning | NonEquip | 5 |  | 0% | Tech/Econ | 16% | 0 | 0 | 0
Tech | Grocery | Space Cooling | Residential-type central air conditioners | TRC | New | NN5159 | ENERGY STAR certified buildings program | ENERGY STAR certified buildings program | NonEquip | 20 |  | 0% | Tech/Econ | 35% | 0 | 0 | 0
Tech | Grocery | Space Cooling | Residential-type central air conditioners | TRC | New | NN4379 | Window Sun Protection | Window Sun Protection | NonEquip | 10 |  | 15.35% | Tech/Econ | 16% | 0 | 0 | 0
Tech | Grocery | Space Cooling | Residential-type central air conditioners | TRC | New | NN4353 | Waterside Economizer | Waterside Economizer | NonEquip | 20 |  | 0% | Tech/Econ | 5.556% | 0 | 0 | 0
Tech | Grocery | Space Cooling | Residential-type central air conditioners | TRC | New | NN4301 | Warehouse Loading Dock Seals | Warehouse Loading Dock Seals | NonEquip | 18 |  | 0% | Tech/Econ | 0.537% | 0 | 0 | 0
Tech | Grocery | Space Cooling | Residential-type central air conditioners | TRC | New | NN4145 | Smart Thermostat | Smart Thermostat | NonEquip | 11 |  | 31.48% | Tech/Econ | 10% | 0 | 0 | 0
Tech | Grocery | Space Cooling | Residential-type central air conditioners | TRC | New | NN4041 | Programmable Thermostat | Programmable Thermostat | NonEquip | 11 |  | 0% | Tech/Econ | 3.6% | 0 | 0 | 0
Tech | Grocery | Space Cooling | Residential-type central air conditioners | TRC | New | NN3989 | Low U-Value Windows | Low U-Value Windows | NonEquip | 20 |  | 20.9% | Tech/Econ | 10% | 0 | 0 | 0
Tech | Grocery | Space Cooling | Residential-type central air conditioners | TRC | New | NN3911 | HVAC tune-up_RTU | HVAC tune-up_RTU | NonEquip | 5 | Packaged air conditioning units (RTUs) | 0% | Tech/Econ | 5% | 0 | 0 | 0
Tech | Grocery | Space Cooling | Residential-type central air conditioners | TRC | New | NN3885 | HVAC tune-up | HVAC tune-up | NonEquip | 5 | Residential-type central air conditioners | 0% | Tech/Econ | 5% | 0 | 0 | 0
Tech | Grocery | Space Cooling | Residential-type central air conditioners | TRC | New | NN3677 | Facility Energy Management System | Facility Energy Management System | NonEquip | 15 |  | 4.276% | Tech/Econ | 20% | 0 | 0 | 0
Tech | Grocery | Space Cooling | Residential-type central air conditioners | TRC | New | NN3625 | Facility Commissioning | Facility Commissioning | NonEquip | 10 |  | 53.41% | Tech/Econ | 16% | 0 | 0 | 0
Tech | Grocery | Space Cooling | Residential-type central air conditioners | TRC | New | NN3599 | Energy Recovery Ventilation System (ERV) | Energy Recovery Ventilation System (ERV) | NonEquip | 15 | Packaged air conditioning units (RTUs) | 0% | Tech/Econ | 9.935% | 0 | 0 | 0
Tech | Grocery | Space Cooling | Residential-type central air conditioners | TRC | New | NN3521 | Duct Sealing Repair | Duct Sealing Repair | NonEquip | 15 |  | 0% | Tech/Econ | 12% | 0 | 0 | 0
Tech | Grocery | Space Cooling | Residential-type central air conditioners | TRC | New | NN3469 | Duct Insulation | Duct Insulation | NonEquip | 15 |  | 0% | Tech/Econ | 2.045% | 0 | 0 | 0
Tech | Grocery | Space Cooling | Residential-type central air conditioners | TRC | New | NN3417 | Dedicated Outdoor Air System on VRF unit | Dedicated Outdoor Air System on VRF unit | NonEquip | 15 | Residential-type central air conditioners | 58.91% | Tech/Econ | 17.5% | 0 | 0 | 0
Tech | Grocery | Space Cooling | Residential-type central air conditioners | TRC | New | NN3365 | Cool Roof | Cool Roof | NonEquip | 15 |  | 72.32% | Tech/Econ | 0.6634% | 0 | 0 | 0
Tech | Grocery | Space Cooling | Residential-type central air conditioners | TRC | New | NN3313 | Chilled Water System - Variable Speed Drives | Chilled Water System - Variable Speed Drives | NonEquip | 13 | Central chillers inside | 0% | Tech/Econ | 24.74% | 0 | 0 | 0
Tech | Grocery | Space Cooling | Residential-type central air conditioners | TRC | New | NN3209 | Ceiling Insulation(R2 to R38) | Ceiling Insulation(R2 to R38) | NonEquip | 20 |  | 0% | Tech/Econ | 4.22% | 0 | 0 | 0
Tech | Grocery | Space Cooling | Residential-type central air conditioners | TRC | New | NN3105 | Ceiling Insulation(R12 to R38) | Ceiling Insulation(R12 to R38) | NonEquip | 20 |  | 0% | Tech/Econ | 0.5079% | 0 | 0 | 0
Tech | Grocery | Space Cooling | Residential-type central air conditioners | TRC | New | NN3053 | Airside Economizer | Airside Economizer | NonEquip | 10 | Packaged air conditioning units (RTUs) | 0% | Tech/Econ | 5.556% | 0 | 0 | 0
Tech | Grocery | Space Cooling | Residential-type central air conditioners | TRC | Existing | NE5354 | Retro-Commissioning | Retro-Commissioning | NonEquip | 5 |  | 21.99% | Tech/Econ | 16% | 0 | 0 | 0
Tech | Grocery | Space Cooling | Residential-type central air conditioners | TRC | Existing | NE5146 | ENERGY STAR certified buildings program | ENERGY STAR certified buildings program | NonEquip | 20 |  | 0% | Tech/Econ | 35% | 0 | 0 | 0
Tech | Grocery | Space Cooling | Residential-type central air conditioners | TRC | Existing | NE4366 | Window Sun Protection | Window Sun Protection | NonEquip | 10 |  | 12.19% | Tech/Econ | 16% | 0 | 0 | 0
Tech | Grocery | Space Cooling | Residential-type central air conditioners | TRC | Existing | NE4340 | Waterside Economizer | Waterside Economizer | NonEquip | 20 |  | 0% | Tech/Econ | 5.556% | 0 | 0 | 0
Tech | Grocery | Space Cooling | Residential-type central air conditioners | TRC | Existing | NE4288 | Warehouse Loading Dock Seals | Warehouse Loading Dock Seals | NonEquip | 18 |  | 0% | Tech/Econ | 0.537% | 0 | 0 | 0
Tech | Grocery | Space Cooling | Residential-type central air conditioners | TRC | Existing | NE4210 | Wall Insulation | Wall Insulation | NonEquip | 20 |  | 0% | Tech/Econ | 3.46% | 0 | 0 | 0
Tech | Grocery | Space Cooling | Residential-type central air conditioners | TRC | Existing | NE4132 | Smart Thermostat | Smart Thermostat | NonEquip | 11 |  | 31.48% | Tech/Econ | 10% | 0 | 0 | 0
Tech | Grocery | Space Cooling | Residential-type central air conditioners | TRC | Existing | NE4106 | Roof Insulation | Roof Insulation | NonEquip | 20 |  | 58.5% | Tech/Econ | 0.6186% | 0 | 0 | 0
Tech | Grocery | Space Cooling | Residential-type central air conditioners | TRC | Existing | NE4028 | Programmable Thermostat | Programmable Thermostat | NonEquip | 11 |  | 0% | Tech/Econ | 3.6% | 0 | 0 | 0
Tech | Grocery | Space Cooling | Residential-type central air conditioners | TRC | Existing | NE3976 | Low U-Value Windows | Low U-Value Windows | NonEquip | 20 |  | 8.361% | Tech/Econ | 46% | 0 | 0 | 0
Tech | Grocery | Space Cooling | Residential-type central air conditioners | TRC | Existing | NE3950 | Infiltration Reduction - Air Sealing | Infiltration Reduction - Air Sealing | NonEquip | 11 |  | 0% | Tech/Econ | 0.2685% | 0 | 0 | 0
Tech | Grocery | Space Cooling | Residential-type central air conditioners | TRC | Existing | NE3898 | HVAC tune-up_RTU | HVAC tune-up_RTU | NonEquip | 5 | Packaged air conditioning units (RTUs) | 0% | Tech/Econ | 5% | 0 | 0 | 0
Tech | Grocery | Space Cooling | Residential-type central air conditioners | TRC | Existing | NE3872 | HVAC tune-up | HVAC tune-up | NonEquip | 5 | Residential-type central air conditioners | 0% | Tech/Econ | 5% | 0 | 0 | 0
Tech | Grocery | Space Cooling | Residential-type central air conditioners | TRC | Existing | NE3794 | Green Roof | Green Roof | NonEquip | 15 |  | 0.098% | Tech/Econ | 0.3585% | 0 | 0 | 0
Tech | Grocery | Space Cooling | Residential-type central air conditioners | TRC | Existing | NE3664 | Facility Energy Management System | Facility Energy Management System | NonEquip | 15 |  | 7.167% | Tech/Econ | 20% | 0 | 0 | 0
Tech | Grocery | Space Cooling | Residential-type central air conditioners | TRC | Existing | NE3586 | Energy Recovery Ventilation System (ERV) | Energy Recovery Ventilation System (ERV) | NonEquip | 15 | Packaged air conditioning units (RTUs) | 0% | Tech/Econ | 9.935% | 0 | 0 | 0
Tech | Grocery | Space Cooling | Residential-type central air conditioners | TRC | Existing | NE3508 | Duct Sealing Repair | Duct Sealing Repair | NonEquip | 15 |  | 0% | Tech/Econ | 12% | 0 | 0 | 0
Tech | Grocery | Space Cooling | Residential-type central air conditioners | TRC | Existing | NE3456 | Duct Insulation | Duct Insulation | NonEquip | 15 |  | 0% | Tech/Econ | 2.045% | 0 | 0 | 0
Tech | Grocery | Space Cooling | Residential-type central air conditioners | TRC | Existing | NE3404 | Dedicated Outdoor Air System on VRF unit | Dedicated Outdoor Air System on VRF unit | NonEquip | 15 | Residential-type central air conditioners | 58.91% | Tech/Econ | 17.5% | 0 | 0 | 0
Tech | Grocery | Space Cooling | Residential-type central air conditioners | TRC | Existing | NE3352 | Cool Roof | Cool Roof | NonEquip | 15 |  | 72.71% | Tech/Econ | 0.6634% | 0 | 0 | 0
Tech | Grocery | Space Cooling | Residential-type central air conditioners | TRC | Existing | NE3300 | Chilled Water System - Variable Speed Drives | Chilled Water System - Variable Speed Drives | NonEquip | 13 | Central chillers inside | 0% | Tech/Econ | 24.74% | 0 | 0 | 0
Tech | Grocery | Space Cooling | Residential-type central air conditioners | TRC | Existing | NE3196 | Ceiling Insulation(R2 to R38) | Ceiling Insulation(R2 to R38) | NonEquip | 20 |  | 0% | Tech/Econ | 4.22% | 0 | 0 | 0
Tech | Grocery | Space Cooling | Residential-type central air conditioners | TRC | Existing | NE3144 | Ceiling Insulation(R19 to R38) | Ceiling Insulation(R19 to R38) | NonEquip | 20 |  | 0% | Tech/Econ | 0.2344% | 0 | 0 | 0
Tech | Grocery | Space Cooling | Residential-type central air conditioners | TRC | Existing | NE3092 | Ceiling Insulation(R12 to R38) | Ceiling Insulation(R12 to R38) | NonEquip | 20 |  | 0% | Tech/Econ | 0.5079% | 0 | 0 | 0
Tech | Grocery | Space Cooling | Residential-type central air conditioners | TRC | Existing | NE3040 | Airside Economizer | Airside Economizer | NonEquip | 10 | Packaged air conditioning units (RTUs) | 0% | Tech/Econ | 5.556% | 0 | 0 | 0
Tech | Grocery | Space Cooling | Residential-type central air conditioners | TRC | Turnover | ET823 | Geothermal Heat Pump | Geothermal Heat Pump | Equip | 15 | Residential-type central air conditioners | 30.5% | Tech/Econ | 21.18% | 0 | 0 | 0
Tech | Grocery | Space Cooling | Residential-type central air conditioners | TRC | Turnover | ET1369 | Variable Refrigerant Flow (VRF) HVAC Systems | Variable Refrigerant Flow (VRF) HVAC Systems | Equip | 15 | Residential-type central air conditioners | 49.09% | Tech/Econ | 36.88% | 0 | 0 | 0
Tech | Grocery | Space Cooling | Residential-type central air conditioners | TRC | Turnover | ET1291 | High Efficiency PTHP | High Efficiency PTHP | Equip | 15 | Residential-type central air conditioners | 0% | Tech/Econ | 23.64% | 0 | 0 | 0
Tech | Grocery | Space Cooling | Residential-type central air conditioners | TRC | Turnover | ET1252 | High Efficiency PTAC | High Efficiency PTAC | Equip | 15 | Residential-type central air conditioners | 0% | Tech/Econ | 23.64% | 0 | 0 | 0
Tech | Grocery | Space Cooling | Residential-type central air conditioners | TRC | New | EN849 | Geothermal Heat Pump | Geothermal Heat Pump | Equip | 15 | Residential-type central air conditioners | 30.5% | Tech/Econ | 21.18% | 0 | 0 | 0
Tech | Grocery | Space Cooling | Residential-type central air conditioners | TRC | New | EN1395 | Variable Refrigerant Flow (VRF) HVAC Systems | Variable Refrigerant Flow (VRF) HVAC Systems | Equip | 15 | Residential-type central air conditioners | 49.09% | Tech/Econ | 36.88% | 0 | 0 | 0
Tech | Grocery | Space Cooling | Residential-type central air conditioners | TRC | New | EN1317 | High Efficiency PTHP | High Efficiency PTHP | Equip | 15 | Residential-type central air conditioners | 0% | Tech/Econ | 23.64% | 0 | 0 | 0
Tech | Grocery | Space Cooling | Residential-type central air conditioners | TRC | New | EN1278 | High Efficiency PTAC | High Efficiency PTAC | Equip | 15 | Residential-type central air conditioners | 0% | Tech/Econ | 23.64% | 0 | 0 | 0
Tech | Grocery | Space Heating | Residential/split system heat pump | TRC | New | NN5341 | Retro-Commissioning | Retro-Commissioning | NonEquip | 5 |  | 0% | Tech/Econ | 16% | 0 | 0 | 0
Tech | Grocery | Space Heating | Residential/split system heat pump | TRC | New | NN5133 | ENERGY STAR certified buildings program | ENERGY STAR certified buildings program | NonEquip | 20 |  | 0% | Tech/Econ | 35% | 0 | 0 | 0
Tech | Grocery | Space Heating | Residential/split system heat pump | TRC | New | NN4327 | Water Cooled Refrigeration Heat Recovery | Water Cooled Refrigeration Heat Recovery | NonEquip | 20 |  | 0% | Tech/Econ | 10% | 0 | 0 | 0
Tech | Grocery | Space Heating | Residential/split system heat pump | TRC | New | NN4275 | Warehouse Loading Dock Seals | Warehouse Loading Dock Seals | NonEquip | 18 |  | 0% | Tech/Econ | 1.927% | 0 | 0 | 0
Tech | Grocery | Space Heating | Residential/split system heat pump | TRC | New | NN4171 | Smart Thermostat | Smart Thermostat | NonEquip | 11 |  | 31.48% | Tech/Econ | 10% | 16.0007 | 0 | -1.1252e-05
Tech | Grocery | Space Heating | Residential/split system heat pump | TRC | New | NN4093 | Roof Insulation | Roof Insulation | NonEquip | 20 |  | 58.5% | Tech/Econ | 1.11% | 2.3417 | 0 | 0.0010929
Tech | Grocery | Space Heating | Residential/split system heat pump | TRC | New | NN4067 | Programmable Thermostat | Programmable Thermostat | NonEquip | 11 |  | 0% | Tech/Econ | 3.6% | 0 | 0 | 0
Tech | Grocery | Space Heating | Residential/split system heat pump | TRC | New | NN4015 | Low U-Value Windows | Low U-Value Windows | NonEquip | 20 |  | 20.9% | Tech/Econ | 10% | 10.8529 | 0 | 4.5106e-05
Tech | Grocery | Space Heating | Residential/split system heat pump | TRC | New | NN3937 | Infiltration Reduction - Air Sealing | Infiltration Reduction - Air Sealing | NonEquip | 11 |  | 0% | Tech/Econ | 0.9634% | 0 | 0 | 0
Tech | Grocery | Space Heating | Residential/split system heat pump | TRC | New | NN3781 | Green Roof | Green Roof | NonEquip | 15 |  | 0.49% | Tech/Econ | 1.715% | 0.041381 | 0 | 0
Tech | Grocery | Space Heating | Residential/split system heat pump | TRC | New | NN3729 | Floor Insulation | Floor Insulation | NonEquip | 20 |  | 49.87% | Tech/Econ | 0.5824% | 0 | 0 | 0
Tech | Grocery | Space Heating | Residential/split system heat pump | TRC | New | NN3651 | Facility Energy Management System | Facility Energy Management System | NonEquip | 15 |  | 4.276% | Tech/Econ | 20% | 4.7186 | 0 | 0.00056617
Tech | Grocery | Space Heating | Residential/split system heat pump | TRC | New | NN3573 | ECM Motors on Furnaces | ECM Motors on Furnaces | NonEquip | 15 | Forced air furnace | 0% | Tech/Econ | 1.706% | 0 | 0 | 0
Tech | Grocery | Space Heating | Residential/split system heat pump | TRC | New | NN3547 | Duct Sealing Repair | Duct Sealing Repair | NonEquip | 15 |  | 0% | Tech/Econ | 12% | 0 | 0 | 0
Tech | Grocery | Space Heating | Residential/split system heat pump | TRC | New | NN3495 | Duct Insulation | Duct Insulation | NonEquip | 15 |  | 0% | Tech/Econ | 2.045% | 0 | 0 | 0
Tech | Grocery | Space Heating | Residential/split system heat pump | TRC | New | NN3443 | Destratification Fans | Destratification Fans | NonEquip | 10 |  | 0% | Tech/Econ | 12.54% | 0 | 0 | 0
Tech | Grocery | Space Heating | Residential/split system heat pump | TRC | New | NN3391 | Dedicated Outdoor Air System on VRF unit | Dedicated Outdoor Air System on VRF unit | NonEquip | 15 | Residential/split system heat pump | 58.91% | Tech/Econ | 10% | 27.8473 | 0 | 0.0085647
Tech | Grocery | Space Heating | Residential/split system heat pump | TRC | New | NN3235 | Ceiling Insulation(R30 to R38) | Ceiling Insulation(R30 to R38) | NonEquip | 20 |  | 0% | Tech/Econ | 0.2243% | 0 | 0 | 0
Tech | Grocery | Space Heating | Residential/split system heat pump | TRC | New | NN3183 | Ceiling Insulation(R2 to R38) | Ceiling Insulation(R2 to R38) | NonEquip | 20 |  | 0% | Tech/Econ | 15.14% | 0 | 0 | 0
Tech | Grocery | Space Heating | Residential/split system heat pump | TRC | New | NN3131 | Ceiling Insulation(R19 to R38) | Ceiling Insulation(R19 to R38) | NonEquip | 20 |  | 0% | Tech/Econ | 0.8412% | 0 | 0 | 0
Tech | Grocery | Space Heating | Residential/split system heat pump | TRC | New | NN3079 | Ceiling Insulation(R12 to R38) | Ceiling Insulation(R12 to R38) | NonEquip | 20 |  | 0% | Tech/Econ | 1.823% | 0 | 0 | 0
Tech | Grocery | Space Heating | Residential/split system heat pump | TRC | New | NN3001 | Air Curtains | Air Curtains | NonEquip | 8 |  | 47.78% | Tech/Econ | 0.4308% | 0 | 0 | 0
Tech | Grocery | Space Heating | Residential/split system heat pump | TRC | Existing | NE5328 | Retro-Commissioning | Retro-Commissioning | NonEquip | 5 |  | 21.99% | Tech/Econ | 16% | 1323.6229 | 0 | 0.79183
Tech | Grocery | Space Heating | Residential/split system heat pump | TRC | Existing | NE5120 | ENERGY STAR certified buildings program | ENERGY STAR certified buildings program | NonEquip | 20 |  | 0% | Tech/Econ | 35% | 0 | 0 | 0
Tech | Grocery | Space Heating | Residential/split system heat pump | TRC | Existing | NE4314 | Water Cooled Refrigeration Heat Recovery | Water Cooled Refrigeration Heat Recovery | NonEquip | 20 |  | 0% | Tech/Econ | 10% | 0 | 0 | 0
Tech | Grocery | Space Heating | Residential/split system heat pump | TRC | Existing | NE4262 | Warehouse Loading Dock Seals | Warehouse Loading Dock Seals | NonEquip | 18 |  | 0% | Tech/Econ | 2.126% | 0 | 0 | 0
Tech | Grocery | Space Heating | Residential/split system heat pump | TRC | Existing | NE4236 | Wall Insulation | Wall Insulation | NonEquip | 20 |  | 0% | Tech/Econ | 2% | 0 | 0 | 0
Tech | Grocery | Space Heating | Residential/split system heat pump | TRC | Existing | NE4158 | Smart Thermostat | Smart Thermostat | NonEquip | 11 |  | 31.48% | Tech/Econ | 10% | 1233.7238 | 0 | -0.00086757
Tech | Grocery | Space Heating | Residential/split system heat pump | TRC | Existing | NE4080 | Roof Insulation | Roof Insulation | NonEquip | 20 |  | 58.5% | Tech/Econ | 2.45% | 520.1139 | 0 | 0.24274
Tech | Grocery | Space Heating | Residential/split system heat pump | TRC | Existing | NE4054 | Programmable Thermostat | Programmable Thermostat | NonEquip | 11 |  | 0% | Tech/Econ | 3.6% | 0 | 0 | 0
Tech | Grocery | Space Heating | Residential/split system heat pump | TRC | Existing | NE4002 | Low U-Value Windows | Low U-Value Windows | NonEquip | 20 |  | 8.361% | Tech/Econ | 46% | 1996.5393 | 0 | 0.0082978
Tech | Grocery | Space Heating | Residential/split system heat pump | TRC | Existing | NE3924 | Infiltration Reduction - Air Sealing | Infiltration Reduction - Air Sealing | NonEquip | 11 |  | 0% | Tech/Econ | 1.063% | 0 | 0 | 0
Tech | Grocery | Space Heating | Residential/split system heat pump | TRC | Existing | NE3846 | Hotel Card Energy Control Systems | Hotel Card Energy Control Systems | NonEquip | 15 |  | 0% | Tech/Econ | 0% | 0 | 0 | 0
Tech | Grocery | Space Heating | Residential/split system heat pump | TRC | Existing | NE3768 | Green Roof | Green Roof | NonEquip | 15 |  | 0.098% | Tech/Econ | 1.893% | 0.66363 | 0 | 0
Tech | Grocery | Space Heating | Residential/split system heat pump | TRC | Existing | NE3716 | Floor Insulation | Floor Insulation | NonEquip | 20 |  | 19.95% | Tech/Econ | 0.6426% | 45.8637 | 0 | 0.021405
Tech | Grocery | Space Heating | Residential/split system heat pump | TRC | Existing | NE3638 | Facility Energy Management System | Facility Energy Management System | NonEquip | 15 |  | 7.167% | Tech/Econ | 20% | 605.671 | 0 | 0.072673
Tech | Grocery | Space Heating | Residential/split system heat pump | TRC | Existing | NE3560 | ECM Motors on Furnaces | ECM Motors on Furnaces | NonEquip | 15 | Forced air furnace | 0% | Tech/Econ | 1.706% | 0 | 0 | 0
Tech | Grocery | Space Heating | Residential/split system heat pump | TRC | Existing | NE3534 | Duct Sealing Repair | Duct Sealing Repair | NonEquip | 15 |  | 0% | Tech/Econ | 12% | 0 | 0 | 0
Tech | Grocery | Space Heating | Residential/split system heat pump | TRC | Existing | NE3482 | Duct Insulation | Duct Insulation | NonEquip | 15 |  | 0% | Tech/Econ | 2.045% | 0 | 0 | 0
Tech | Grocery | Space Heating | Residential/split system heat pump | TRC | Existing | NE3430 | Destratification Fans | Destratification Fans | NonEquip | 10 |  | 0% | Tech/Econ | 12.54% | 0 | 0 | 0
Tech | Grocery | Space Heating | Residential/split system heat pump | TRC | Existing | NE3378 | Dedicated Outdoor Air System on VRF unit | Dedicated Outdoor Air System on VRF unit | NonEquip | 15 | Residential/split system heat pump | 58.91% | Tech/Econ | 10% | 2453.7159 | 0 | 0.75466
Tech | Grocery | Space Heating | Residential/split system heat pump | TRC | Existing | NE3326 | Cool Roof | Cool Roof | NonEquip | 15 |  | 72.71% | Tech/Econ | 0.09584% | 24.8684 | 0 | 0
Tech | Grocery | Space Heating | Residential/split system heat pump | TRC | Existing | NE3222 | Ceiling Insulation(R30 to R38) | Ceiling Insulation(R30 to R38) | NonEquip | 20 |  | 0% | Tech/Econ | 0.2475% | 0 | 0 | 0
Tech | Grocery | Space Heating | Residential/split system heat pump | TRC | Existing | NE3170 | Ceiling Insulation(R2 to R38) | Ceiling Insulation(R2 to R38) | NonEquip | 20 |  | 0% | Tech/Econ | 16.71% | 0 | 0 | 0
Tech | Grocery | Space Heating | Residential/split system heat pump | TRC | Existing | NE3118 | Ceiling Insulation(R19 to R38) | Ceiling Insulation(R19 to R38) | NonEquip | 20 |  | 0% | Tech/Econ | 0.9282% | 0 | 0 | 0
Tech | Grocery | Space Heating | Residential/split system heat pump | TRC | Existing | NE3066 | Ceiling Insulation(R12 to R38) | Ceiling Insulation(R12 to R38) | NonEquip | 20 |  | 0% | Tech/Econ | 2.011% | 0 | 0 | 0
Tech | Grocery | Space Heating | Residential/split system heat pump | TRC | Existing | NE2988 | Air Curtains | Air Curtains | NonEquip | 8 |  | 28.17% | Tech/Econ | 0.4308% | 43.3588 | 0 | 0.0017265
Tech | Grocery | Space Heating | Residential/split system heat pump | TRC | Turnover | ET862 | Geothermal Heat Pump | Geothermal Heat Pump | Equip | 15 | Residential/split system heat pump | 30.5% | Tech/Econ | 2.941% | 340.5157 | 0 | 0.11248
Tech | Grocery | Space Heating | Residential/split system heat pump | TRC | Turnover | ET1408 | Variable Refrigerant Flow (VRF) HVAC Systems | Variable Refrigerant Flow (VRF) HVAC Systems | Equip | 15 | Residential/split system heat pump | 49.09% | Tech/Econ | 31.25% | 7657.6578 | 0 | 2.3552
Tech | Grocery | Space Heating | Residential/split system heat pump | TRC | Turnover | ET1330 | High Efficiency PTHP | High Efficiency PTHP | Equip | 15 | Residential/split system heat pump | 0% | Tech/Econ | 9.375% | 0 | 0 | 0
Tech | Grocery | Space Heating | Residential/split system heat pump | TRC | New | EN888 | Geothermal Heat Pump | Geothermal Heat Pump | Equip | 15 | Residential/split system heat pump | 30.5% | Tech/Econ | 2.941% | 0 | 0 | 0
Tech | Grocery | Space Heating | Residential/split system heat pump | TRC | New | EN1434 | Variable Refrigerant Flow (VRF) HVAC Systems | Variable Refrigerant Flow (VRF) HVAC Systems | Equip | 15 | Residential/split system heat pump | 49.09% | Tech/Econ | 31.25% | 99.9931 | 0 | 0.030754
Tech | Grocery | Space Heating | Residential/split system heat pump | TRC | New | EN1356 | High Efficiency PTHP | High Efficiency PTHP | Equip | 15 | Residential/split system heat pump | 0% | Tech/Econ | 9.375% | 0 | 0 | 0
Tech | Grocery | Refrigeration | Residential style | TRC | New | NN5315 | Retro-Commissioning | Retro-Commissioning | NonEquip | 5 |  | 0% | Tech/Econ | 16% | 0 | 0 | 0
Tech | Grocery | Refrigeration | Residential style | TRC | New | NN5107 | ENERGY STAR certified buildings program | ENERGY STAR certified buildings program | NonEquip | 20 |  | 0% | Tech/Econ | 35% | 0 | 0 | 0
Tech | Grocery | Refrigeration | Residential style | TRC | New | NN4899 | Strip Curtains for Walk-ins | Strip Curtains for Walk-ins | NonEquip | 4 | Walk-in cooler | 0% | Tech/Econ | 2.115% | 0 | 0 | 0
Tech | Grocery | Refrigeration | Residential style | TRC | New | NN4873 | Refrigerated Display Case Lighting Controls | Refrigerated Display Case Lighting Controls | NonEquip | 8 | Display cases | 0% | Tech/Econ | 0.9365% | 0 | 0 | 0
Tech | Grocery | Refrigeration | Residential style | TRC | New | NN4847 | PSC to ECM Evaporator Fan Motor (Walk-In, Refrigerator) | PSC to ECM Evaporator Fan Motor (Walk-In, Refrigerator) | NonEquip | 15 | Walk-in cooler | 0% | Tech/Econ | 37.5% | 0 | 0 | 0
Tech | Grocery | Refrigeration | Residential style | TRC | New | NN4821 | PSC to ECM Evaporator Fan Motor (Reach-In) | PSC to ECM Evaporator Fan Motor (Reach-In) | NonEquip | 15 | Display cases | 0% | Tech/Econ | 37.5% | 0 | 0 | 0
Tech | Grocery | Refrigeration | Residential style | TRC | New | NN4795 | Night Covers for Display Cases | Night Covers for Display Cases | NonEquip | 5 | Display cases | 0% | Tech/Econ | 1.877% | 0 | 0 | 0
Tech | Grocery | Refrigeration | Residential style | TRC | New | NN4769 | High R-Value Glass Doors | High R-Value Glass Doors | NonEquip | 12 | Display cases | 0% | Tech/Econ | 0% | 0 | 0 | 0
Tech | Grocery | Refrigeration | Residential style | TRC | New | NN4743 | High Efficiency Refrigeration Compressor | High Efficiency Refrigeration Compressor | NonEquip | 13 | Display cases | 0% | Tech/Econ | 6.922% | 0 | 0 | 0
Tech | Grocery | Refrigeration | Residential style | TRC | New | NN4717 | Freezer-Cooler Replacement Gaskets | Freezer-Cooler Replacement Gaskets | NonEquip | 4 | Display cases | 0% | Tech/Econ | 0% | 0 | 0 | 0
Tech | Grocery | Refrigeration | Residential style | TRC | New | NN4691 | Floating Head Pressure Controls | Floating Head Pressure Controls | NonEquip | 15 |  | 0% | Tech/Econ | 6.05% | 0 | 0 | 0
Tech | Grocery | Refrigeration | Residential style | TRC | New | NN4665 | Demand Defrost | Demand Defrost | NonEquip | 10 | Walk-in cooler | 0% | Tech/Econ | 30% | 0 | 0 | 0
Tech | Grocery | Refrigeration | Residential style | TRC | New | NN4639 | Automatic Door Closer for Walk-in Coolers and Freezers | Automatic Door Closer for Walk-in Coolers and Freezers | NonEquip | 8 | Walk-in cooler | 0% | Tech/Econ | 3.131% | 0 | 0 | 0
Tech | Grocery | Refrigeration | Residential style | TRC | New | NN4613 | Anti-Sweat Controls | Anti-Sweat Controls | NonEquip | 8 | Display cases | 0% | Tech/Econ | 85% | 0 | 0 | 0
Tech | Grocery | Refrigeration | Residential style | TRC | Existing | NE5302 | Retro-Commissioning | Retro-Commissioning | NonEquip | 5 |  | 21.99% | Tech/Econ | 16% | 446.3199 | 0.1378 | 0.267
Tech | Grocery | Refrigeration | Residential style | TRC | Existing | NE5094 | ENERGY STAR certified buildings program | ENERGY STAR certified buildings program | NonEquip | 20 |  | 0% | Tech/Econ | 35% | 0 | 0 | 0
Tech | Grocery | Refrigeration | Residential style | TRC | Existing | NE4886 | Strip Curtains for Walk-ins | Strip Curtains for Walk-ins | NonEquip | 4 | Walk-in cooler | 0% | Tech/Econ | 2.115% | 0 | 0 | 0
Tech | Grocery | Refrigeration | Residential style | TRC | Existing | NE4860 | Refrigerated Display Case Lighting Controls | Refrigerated Display Case Lighting Controls | NonEquip | 8 | Display cases | 0% | Tech/Econ | 2.524% | 0 | 0 | 0
Tech | Grocery | Refrigeration | Residential style | TRC | Existing | NE4834 | PSC to ECM Evaporator Fan Motor (Walk-In, Refrigerator) | PSC to ECM Evaporator Fan Motor (Walk-In, Refrigerator) | NonEquip | 15 | Walk-in cooler | 0% | Tech/Econ | 37.5% | 0 | 0 | 0
Tech | Grocery | Refrigeration | Residential style | TRC | Existing | NE4808 | PSC to ECM Evaporator Fan Motor (Reach-In) | PSC to ECM Evaporator Fan Motor (Reach-In) | NonEquip | 15 | Display cases | 0% | Tech/Econ | 37.5% | 0 | 0 | 0
Tech | Grocery | Refrigeration | Residential style | TRC | Existing | NE4782 | Night Covers for Display Cases | Night Covers for Display Cases | NonEquip | 5 | Display cases | 0% | Tech/Econ | 1.877% | 0 | 0 | 0
Tech | Grocery | Refrigeration | Residential style | TRC | Existing | NE4756 | High R-Value Glass Doors | High R-Value Glass Doors | NonEquip | 12 | Display cases | 0% | Tech/Econ | 23.81% | 0 | 0 | 0
Tech | Grocery | Refrigeration | Residential style | TRC | Existing | NE4730 | High Efficiency Refrigeration Compressor | High Efficiency Refrigeration Compressor | NonEquip | 13 | Display cases | 0% | Tech/Econ | 6.922% | 0 | 0 | 0
Tech | Grocery | Refrigeration | Residential style | TRC | Existing | NE4704 | Freezer-Cooler Replacement Gaskets | Freezer-Cooler Replacement Gaskets | NonEquip | 4 | Display cases | 0% | Tech/Econ | 3.131% | 0 | 0 | 0
Tech | Grocery | Refrigeration | Residential style | TRC | Existing | NE4678 | Floating Head Pressure Controls | Floating Head Pressure Controls | NonEquip | 15 |  | 0% | Tech/Econ | 6.05% | 0 | 0 | 0
Tech | Grocery | Refrigeration | Residential style | TRC | Existing | NE4652 | Demand Defrost | Demand Defrost | NonEquip | 10 | Walk-in cooler | 0% | Tech/Econ | 30% | 0 | 0 | 0
Tech | Grocery | Refrigeration | Residential style | TRC | Existing | NE4626 | Automatic Door Closer for Walk-in Coolers and Freezers | Automatic Door Closer for Walk-in Coolers and Freezers | NonEquip | 8 | Walk-in cooler | 0% | Tech/Econ | 3.131% | 0 | 0 | 0
Tech | Grocery | Refrigeration | Residential style | TRC | Existing | NE4600 | Anti-Sweat Controls | Anti-Sweat Controls | NonEquip | 8 | Display cases | 0% | Tech/Econ | 85% | 0 | 0 | 0
Tech | Grocery | Refrigeration | Residential style | TRC | Turnover | ET2533 | Energy Star Refrigerator | Energy Star Refrigerator | Equip | 12 | Residential style | 45.6% | Tech/Econ | 21.99% | 1413.7308 | 0.18613 | 0.14646
Tech | Grocery | Refrigeration | Residential style | TRC | New | EN2559 | Energy Star Refrigerator | Energy Star Refrigerator | Equip | 12 | Residential style | 53.2% | Tech/Econ | 21.99% | 20.7088 | 0.0027265 | 0.0021454
Tech | Grocery | Cooking | Range | TRC | New | NN5081 | ENERGY STAR certified buildings program | ENERGY STAR certified buildings program | NonEquip | 20 |  | 0% | Tech/Econ | 35% | 0 | 0 | 0
Tech | Grocery | Cooking | Range | TRC | Existing | NE5068 | ENERGY STAR certified buildings program | ENERGY STAR certified buildings program | NonEquip | 20 |  | 0% | Tech/Econ | 35% | 0 | 0 | 0
Tech | Grocery | Miscellaneous | Pool pump | TRC | New | NN5445 | Retro-Commissioning | Retro-Commissioning | NonEquip | 5 |  | 0% | Tech/Econ | 16% | 0 | 0 | 0
Tech | Grocery | Miscellaneous | Pool pump | TRC | New | NN5237 | ENERGY STAR certified buildings program | ENERGY STAR certified buildings program | NonEquip | 20 |  | 0% | Tech/Econ | 35% | 0 | 0 | 0
Tech | Grocery | Miscellaneous | Pool pump | TRC | New | NN4535 | VSD Controlled Compressor | VSD Controlled Compressor | NonEquip | 15 | Others | 0% | Tech/Econ | 20.79% | 0 | 0 | 0
Tech | Grocery | Miscellaneous | Pool pump | TRC | New | NN4509 | Regenerative Drive Elevator Motor | Regenerative Drive Elevator Motor | NonEquip | 13 | Elevators/Escalators | 0% | Tech/Econ | 6.211% | 0 | 0 | 0
Tech | Grocery | Miscellaneous | Pool pump | TRC | New | NN4483 | Engine Block Timer | Engine Block Timer | NonEquip | 5 | Others | 0% | Tech/Econ | 36% | 0 | 0 | 0
Tech | Grocery | Miscellaneous | Pool pump | TRC | New | NN4457 | Efficient Motor Belts | Efficient Motor Belts | NonEquip | 10 | Others | 0% | Tech/Econ | 1.105% | 0 | 0 | 0
Tech | Grocery | Miscellaneous | Pool pump | TRC | Existing | NE5432 | Retro-Commissioning | Retro-Commissioning | NonEquip | 5 |  | 21.99% | Tech/Econ | 16% | 0 | 0 | 0
Tech | Grocery | Miscellaneous | Pool pump | TRC | Existing | NE5224 | ENERGY STAR certified buildings program | ENERGY STAR certified buildings program | NonEquip | 20 |  | 0% | Tech/Econ | 35% | 0 | 0 | 0
Tech | Grocery | Miscellaneous | Pool pump | TRC | Existing | NE4522 | VSD Controlled Compressor | VSD Controlled Compressor | NonEquip | 15 | Others | 0% | Tech/Econ | 20.79% | 0 | 0 | 0
Tech | Grocery | Miscellaneous | Pool pump | TRC | Existing | NE4496 | Regenerative Drive Elevator Motor | Regenerative Drive Elevator Motor | NonEquip | 13 | Elevators/Escalators | 0% | Tech/Econ | 6.211% | 0 | 0 | 0
Tech | Grocery | Miscellaneous | Pool pump | TRC | Existing | NE4470 | Engine Block Timer | Engine Block Timer | NonEquip | 5 | Others | 0% | Tech/Econ | 36% | 0 | 0 | 0
Tech | Grocery | Miscellaneous | Pool pump | TRC | Existing | NE4444 | Efficient Motor Belts | Efficient Motor Belts | NonEquip | 10 | Others | 0% | Tech/Econ | 1.105% | 0 | 0 | 0
Tech | Grocery | Miscellaneous | Pool pump | TRC | Turnover | ET2107 | Variable Speed Pool Pump | Variable Speed Pool Pump | Equip | 10 | Pool pump | 0% | Tech/Econ | 64.36% | 0 | 0 | 0
Tech | Grocery | Miscellaneous | Pool pump | TRC | Turnover | ET2068 | Two Speed Pool Pump | Two Speed Pool Pump | Equip | 10 | Pool pump | 0% | Tech/Econ | 61.79% | 0 | 0 | 0
Tech | Grocery | Miscellaneous | Pool pump | TRC | Turnover | ET2032 | Solar Powered Pool Pump | Solar Powered Pool Pump | Equip | 10 | Pool pump | 0% | Tech/Econ | 81% | 0 | 0 | 0
Tech | Grocery | Miscellaneous | Pool pump | TRC | Turnover | ET1993 | Solar Pool Heater | Solar Pool Heater | Equip | 15 | Pool pump | 0% | Tech/Econ | 86.11% | 0 | 0 | 0
Tech | Grocery | Miscellaneous | Pool pump | TRC | Turnover | ET1954 | Heat Pump Pool Heater | Heat Pump Pool Heater | Equip | 15 | Pool pump | 0% | Tech/Econ | 80% | 0 | 0 | 0
Tech | Grocery | Miscellaneous | Pool pump | TRC | New | EN2131 | Variable Speed Pool Pump | Variable Speed Pool Pump | Equip | 10 | Pool pump | 0% | Tech/Econ | 64.36% | 0 | 0 | 0
Tech | Grocery | Miscellaneous | Pool pump | TRC | New | EN2094 | Two Speed Pool Pump | Two Speed Pool Pump | Equip | 10 | Pool pump | 0% | Tech/Econ | 61.79% | 0 | 0 | 0
Tech | Grocery | Miscellaneous | Pool pump | TRC | New | EN2056 | Solar Powered Pool Pump | Solar Powered Pool Pump | Equip | 10 | Pool pump | 0% | Tech/Econ | 81% | 0 | 0 | 0
Tech | Grocery | Miscellaneous | Pool pump | TRC | New | EN2019 | Solar Pool Heater | Solar Pool Heater | Equip | 15 | Pool pump | 0% | Tech/Econ | 86.11% | 0 | 0 | 0
Tech | Grocery | Miscellaneous | Pool pump | TRC | New | EN1980 | Heat Pump Pool Heater | Heat Pump Pool Heater | Equip | 15 | Pool pump | 0% | Tech/Econ | 80% | 0 | 0 | 0
Tech | Grocery | Space Heating | Packaged central unit | TRC | New | NN5341 | Retro-Commissioning | Retro-Commissioning | NonEquip | 5 |  | 0% | Tech/Econ | 16% | 0 | 0 | 0
Tech | Grocery | Space Heating | Packaged central unit | TRC | New | NN5133 | ENERGY STAR certified buildings program | ENERGY STAR certified buildings program | NonEquip | 20 |  | 0% | Tech/Econ | 35% | 0 | 0 | 0
Tech | Grocery | Space Heating | Packaged central unit | TRC | New | NN4327 | Water Cooled Refrigeration Heat Recovery | Water Cooled Refrigeration Heat Recovery | NonEquip | 20 |  | 0% | Tech/Econ | 10% | 0 | 0 | 0
Tech | Grocery | Space Heating | Packaged central unit | TRC | New | NN4275 | Warehouse Loading Dock Seals | Warehouse Loading Dock Seals | NonEquip | 18 |  | 0% | Tech/Econ | 1.927% | 0 | 0 | 0
Tech | Grocery | Space Heating | Packaged central unit | TRC | New | NN4249 | Wall Insulation | Wall Insulation | NonEquip | 20 |  | 0% | Tech/Econ | 0% | 0 | 0 | 0
Tech | Grocery | Space Heating | Packaged central unit | TRC | New | NN4171 | Smart Thermostat | Smart Thermostat | NonEquip | 11 |  | 31.48% | Tech/Econ | 10% | 132.7935 | 0 | -9.3382e-05
Tech | Grocery | Space Heating | Packaged central unit | TRC | New | NN4093 | Roof Insulation | Roof Insulation | NonEquip | 20 |  | 58.5% | Tech/Econ | 1.11% | 18.8773 | 0 | 0.00881
Tech | Grocery | Space Heating | Packaged central unit | TRC | New | NN4067 | Programmable Thermostat | Programmable Thermostat | NonEquip | 11 |  | 0% | Tech/Econ | 3.6% | 0 | 0 | 0
Tech | Grocery | Space Heating | Packaged central unit | TRC | New | NN4015 | Low U-Value Windows | Low U-Value Windows | NonEquip | 20 |  | 20.9% | Tech/Econ | 10% | 90.0713 | 0 | 0.00037434
Tech | Grocery | Space Heating | Packaged central unit | TRC | New | NN3937 | Infiltration Reduction - Air Sealing | Infiltration Reduction - Air Sealing | NonEquip | 11 |  | 0% | Tech/Econ | 0.9634% | 0 | 0 | 0
Tech | Grocery | Space Heating | Packaged central unit | TRC | New | NN3781 | Green Roof | Green Roof | NonEquip | 15 |  | 0.49% | Tech/Econ | 1.715% | 0.33359 | 0 | 0
Tech | Grocery | Space Heating | Packaged central unit | TRC | New | NN3729 | Floor Insulation | Floor Insulation | NonEquip | 20 |  | 49.87% | Tech/Econ | 0.5824% | 0 | 0 | 0
Tech | Grocery | Space Heating | Packaged central unit | TRC | New | NN3651 | Facility Energy Management System | Facility Energy Management System | NonEquip | 15 |  | 4.276% | Tech/Econ | 20% | 37.1675 | 0 | 0.0044596
Tech | Grocery | Space Heating | Packaged central unit | TRC | New | NN3573 | ECM Motors on Furnaces | ECM Motors on Furnaces | NonEquip | 15 | Forced air furnace | 0% | Tech/Econ | 1.706% | 0 | 0 | 0
Tech | Grocery | Space Heating | Packaged central unit | TRC | New | NN3547 | Duct Sealing Repair | Duct Sealing Repair | NonEquip | 15 |  | 0% | Tech/Econ | 12% | 0 | 0 | 0
Tech | Grocery | Space Heating | Packaged central unit | TRC | New | NN3495 | Duct Insulation | Duct Insulation | NonEquip | 15 |  | 0% | Tech/Econ | 2.045% | 0 | 0 | 0
Tech | Grocery | Space Heating | Packaged central unit | TRC | New | NN3443 | Destratification Fans | Destratification Fans | NonEquip | 10 |  | 0% | Tech/Econ | 12.54% | 0 | 0 | 0
Tech | Grocery | Space Heating | Packaged central unit | TRC | New | NN3391 | Dedicated Outdoor Air System on VRF unit | Dedicated Outdoor Air System on VRF unit | NonEquip | 15 | Residential/split system heat pump | 0% | Tech/Econ | 10% | 0 | 0 | 0
Tech | Grocery | Space Heating | Packaged central unit | TRC | New | NN3339 | Cool Roof | Cool Roof | NonEquip | 15 |  | 72.32% | Tech/Econ | 0.08686% | 0 | 0 | 0
Tech | Grocery | Space Heating | Packaged central unit | TRC | New | NN3235 | Ceiling Insulation(R30 to R38) | Ceiling Insulation(R30 to R38) | NonEquip | 20 |  | 0% | Tech/Econ | 0.2243% | 0 | 0 | 0
Tech | Grocery | Space Heating | Packaged central unit | TRC | New | NN3183 | Ceiling Insulation(R2 to R38) | Ceiling Insulation(R2 to R38) | NonEquip | 20 |  | 0% | Tech/Econ | 15.14% | 0 | 0 | 0
Tech | Grocery | Space Heating | Packaged central unit | TRC | New | NN3131 | Ceiling Insulation(R19 to R38) | Ceiling Insulation(R19 to R38) | NonEquip | 20 |  | 0% | Tech/Econ | 0.8412% | 0 | 0 | 0
Tech | Grocery | Space Heating | Packaged central unit | TRC | New | NN3079 | Ceiling Insulation(R12 to R38) | Ceiling Insulation(R12 to R38) | NonEquip | 20 |  | 0% | Tech/Econ | 1.823% | 0 | 0 | 0
Tech | Grocery | Space Heating | Packaged central unit | TRC | New | NN3001 | Air Curtains | Air Curtains | NonEquip | 8 |  | 47.78% | Tech/Econ | 0.4308% | 0 | 0 | 0
Tech | Grocery | Space Heating | Packaged central unit | TRC | Existing | NE5328 | Retro-Commissioning | Retro-Commissioning | NonEquip | 5 |  | 21.99% | Tech/Econ | 16% | 10858.5003 | 0 | 6.4959
Tech | Grocery | Space Heating | Packaged central unit | TRC | Existing | NE5120 | ENERGY STAR certified buildings program | ENERGY STAR certified buildings program | NonEquip | 20 |  | 0% | Tech/Econ | 35% | 0 | 0 | 0
Tech | Grocery | Space Heating | Packaged central unit | TRC | Existing | NE4314 | Water Cooled Refrigeration Heat Recovery | Water Cooled Refrigeration Heat Recovery | NonEquip | 20 |  | 0% | Tech/Econ | 10% | 0 | 0 | 0
Tech | Grocery | Space Heating | Packaged central unit | TRC | Existing | NE4262 | Warehouse Loading Dock Seals | Warehouse Loading Dock Seals | NonEquip | 18 |  | 0% | Tech/Econ | 2.126% | 0 | 0 | 0
Tech | Grocery | Space Heating | Packaged central unit | TRC | Existing | NE4236 | Wall Insulation | Wall Insulation | NonEquip | 20 |  | 0% | Tech/Econ | 2% | 0 | 0 | 0
Tech | Grocery | Space Heating | Packaged central unit | TRC | Existing | NE4158 | Smart Thermostat | Smart Thermostat | NonEquip | 11 |  | 31.48% | Tech/Econ | 10% | 10326.1172 | 0 | -0.0072615
Tech | Grocery | Space Heating | Packaged central unit | TRC | Existing | NE4080 | Roof Insulation | Roof Insulation | NonEquip | 20 |  | 58.5% | Tech/Econ | 2.45% | 4266.8174 | 0 | 1.9913
Tech | Grocery | Space Heating | Packaged central unit | TRC | Existing | NE4054 | Programmable Thermostat | Programmable Thermostat | NonEquip | 11 |  | 0% | Tech/Econ | 3.6% | 0 | 0 | 0
Tech | Grocery | Space Heating | Packaged central unit | TRC | Existing | NE4002 | Low U-Value Windows | Low U-Value Windows | NonEquip | 20 |  | 8.361% | Tech/Econ | 46% | 13313.5399 | 0 | 0.055332
Tech | Grocery | Space Heating | Packaged central unit | TRC | Existing | NE3924 | Infiltration Reduction - Air Sealing | Infiltration Reduction - Air Sealing | NonEquip | 11 |  | 0% | Tech/Econ | 1.063% | 0 | 0 | 0
Tech | Grocery | Space Heating | Packaged central unit | TRC | Existing | NE3846 | Hotel Card Energy Control Systems | Hotel Card Energy Control Systems | NonEquip | 15 |  | 0% | Tech/Econ | 0% | 0 | 0 | 0
Tech | Grocery | Space Heating | Packaged central unit | TRC | Existing | NE3768 | Green Roof | Green Roof | NonEquip | 15 |  | 0.098% | Tech/Econ | 1.893% | 5.4442 | 0 | 0
Tech | Grocery | Space Heating | Packaged central unit | TRC | Existing | NE3716 | Floor Insulation | Floor Insulation | NonEquip | 20 |  | 19.95% | Tech/Econ | 0.6426% | 376.248 | 0 | 0.1756
Tech | Grocery | Space Heating | Packaged central unit | TRC | Existing | NE3638 | Facility Energy Management System | Facility Energy Management System | NonEquip | 15 |  | 7.167% | Tech/Econ | 20% | 4770.7346 | 0 | 0.57243
Tech | Grocery | Space Heating | Packaged central unit | TRC | Existing | NE3560 | ECM Motors on Furnaces | ECM Motors on Furnaces | NonEquip | 15 | Forced air furnace | 0% | Tech/Econ | 1.706% | 0 | 0 | 0
Tech | Grocery | Space Heating | Packaged central unit | TRC | Existing | NE3534 | Duct Sealing Repair | Duct Sealing Repair | NonEquip | 15 |  | 0% | Tech/Econ | 12% | 0 | 0 | 0
Tech | Grocery | Space Heating | Packaged central unit | TRC | Existing | NE3482 | Duct Insulation | Duct Insulation | NonEquip | 15 |  | 0% | Tech/Econ | 2.045% | 0 | 0 | 0
Tech | Grocery | Space Heating | Packaged central unit | TRC | Existing | NE3430 | Destratification Fans | Destratification Fans | NonEquip | 10 |  | 0% | Tech/Econ | 12.54% | 0 | 0 | 0
Tech | Grocery | Space Heating | Packaged central unit | TRC | Existing | NE3378 | Dedicated Outdoor Air System on VRF unit | Dedicated Outdoor Air System on VRF unit | NonEquip | 15 | Residential/split system heat pump | 0% | Tech/Econ | 10% | 0 | 0 | 0
Tech | Grocery | Space Heating | Packaged central unit | TRC | Existing | NE3326 | Cool Roof | Cool Roof | NonEquip | 15 |  | 72.71% | Tech/Econ | 0.09584% | 204.0113 | 0 | 0
Tech | Grocery | Space Heating | Packaged central unit | TRC | Existing | NE3222 | Ceiling Insulation(R30 to R38) | Ceiling Insulation(R30 to R38) | NonEquip | 20 |  | 0% | Tech/Econ | 0.2475% | 0 | 0 | 0
Tech | Grocery | Space Heating | Packaged central unit | TRC | Existing | NE3170 | Ceiling Insulation(R2 to R38) | Ceiling Insulation(R2 to R38) | NonEquip | 20 |  | 0% | Tech/Econ | 16.71% | 0 | 0 | 0
Tech | Grocery | Space Heating | Packaged central unit | TRC | Existing | NE3118 | Ceiling Insulation(R19 to R38) | Ceiling Insulation(R19 to R38) | NonEquip | 20 |  | 0% | Tech/Econ | 0.9282% | 0 | 0 | 0
Tech | Grocery | Space Heating | Packaged central unit | TRC | Existing | NE3066 | Ceiling Insulation(R12 to R38) | Ceiling Insulation(R12 to R38) | NonEquip | 20 |  | 0% | Tech/Econ | 2.011% | 0 | 0 | 0
Tech | Grocery | Space Heating | Packaged central unit | TRC | Existing | NE2988 | Air Curtains | Air Curtains | NonEquip | 8 |  | 28.17% | Tech/Econ | 0.4308% | 355.6995 | 0 | 0.014163
Tech | Grocery | Space Heating | Packaged central unit | TRC | Turnover | ET1213 | High Efficiency DX 135k- less than 240k BTU | High Efficiency DX 135k- less than 240k BTU | Equip | 15 | Packaged central unit | 94.56% | Tech/Econ | 3.03% | 9104.8465 | 0 | 0
Tech | Grocery | Space Heating | Packaged central unit | TRC | New | EN1239 | High Efficiency DX 135k- less than 240k BTU | High Efficiency DX 135k- less than 240k BTU | Equip | 15 | Packaged central unit | 94.56% | Tech/Econ | 3.03% | 117.088 | 0 | 0
Tech | Grocery | Space Cooling | Packaged air conditioning units (RTUs) | TRC | New | NN5367 | Retro-Commissioning | Retro-Commissioning | NonEquip | 5 |  | 0% | Tech/Econ | 16% | 0 | 0 | 0
Tech | Grocery | Space Cooling | Packaged air conditioning units (RTUs) | TRC | New | NN5159 | ENERGY STAR certified buildings program | ENERGY STAR certified buildings program | NonEquip | 20 |  | 0% | Tech/Econ | 35% | 0 | 0 | 0
Tech | Grocery | Space Cooling | Packaged air conditioning units (RTUs) | TRC | New | NN4379 | Window Sun Protection | Window Sun Protection | NonEquip | 10 |  | 15.35% | Tech/Econ | 16% | 340.8649 | 0.10613 | -0.0059797
Tech | Grocery | Space Cooling | Packaged air conditioning units (RTUs) | TRC | New | NN4353 | Waterside Economizer | Waterside Economizer | NonEquip | 20 |  | 0% | Tech/Econ | 5.556% | 0 | 0 | 0
Tech | Grocery | Space Cooling | Packaged air conditioning units (RTUs) | TRC | New | NN4301 | Warehouse Loading Dock Seals | Warehouse Loading Dock Seals | NonEquip | 18 |  | 0% | Tech/Econ | 0.537% | 0 | 0 | 0
Tech | Grocery | Space Cooling | Packaged air conditioning units (RTUs) | TRC | New | NN4145 | Smart Thermostat | Smart Thermostat | NonEquip | 11 |  | 31.48% | Tech/Econ | 10% | 365.186 | 0.13533 | 0
Tech | Grocery | Space Cooling | Packaged air conditioning units (RTUs) | TRC | New | NN4119 | Roof Insulation | Roof Insulation | NonEquip | 20 |  | 58.5% | Tech/Econ | 0.3093% | 0 | 0 | 0
Tech | Grocery | Space Cooling | Packaged air conditioning units (RTUs) | TRC | New | NN4041 | Programmable Thermostat | Programmable Thermostat | NonEquip | 11 |  | 0% | Tech/Econ | 3.6% | 0 | 0 | 0
Tech | Grocery | Space Cooling | Packaged air conditioning units (RTUs) | TRC | New | NN3989 | Low U-Value Windows | Low U-Value Windows | NonEquip | 20 |  | 20.9% | Tech/Econ | 10% | 0 | 0 | 0
Tech | Grocery | Space Cooling | Packaged air conditioning units (RTUs) | TRC | New | NN3963 | Infiltration Reduction - Air Sealing | Infiltration Reduction - Air Sealing | NonEquip | 11 |  | 0% | Tech/Econ | 0.2685% | 0 | 0 | 0
Tech | Grocery | Space Cooling | Packaged air conditioning units (RTUs) | TRC | New | NN3911 | HVAC tune-up_RTU | HVAC tune-up_RTU | NonEquip | 5 | Packaged air conditioning units (RTUs) | 0% | Tech/Econ | 5% | 0 | 0 | 0
Tech | Grocery | Space Cooling | Packaged air conditioning units (RTUs) | TRC | New | NN3885 | HVAC tune-up | HVAC tune-up | NonEquip | 5 | Residential-type central air conditioners | 0% | Tech/Econ | 5% | 0 | 0 | 0
Tech | Grocery | Space Cooling | Packaged air conditioning units (RTUs) | TRC | New | NN3807 | Green Roof | Green Roof | NonEquip | 15 |  | 0.49% | Tech/Econ | 0.3585% | 0 | 0 | 0
Tech | Grocery | Space Cooling | Packaged air conditioning units (RTUs) | TRC | New | NN3677 | Facility Energy Management System | Facility Energy Management System | NonEquip | 15 |  | 4.276% | Tech/Econ | 20% | 130.9221 | 0.034165 | 0
Tech | Grocery | Space Cooling | Packaged air conditioning units (RTUs) | TRC | New | NN3625 | Facility Commissioning | Facility Commissioning | NonEquip | 10 |  | 53.41% | Tech/Econ | 16% | 1296.9772 | 0.22708 | 0.0051807
Tech | Grocery | Space Cooling | Packaged air conditioning units (RTUs) | TRC | New | NN3599 | Energy Recovery Ventilation System (ERV) | Energy Recovery Ventilation System (ERV) | NonEquip | 15 | Packaged air conditioning units (RTUs) | 48.99% | Tech/Econ | 9.935% | 641.268 | 0.94027 | 0.18222
Tech | Grocery | Space Cooling | Packaged air conditioning units (RTUs) | TRC | New | NN3521 | Duct Sealing Repair | Duct Sealing Repair | NonEquip | 15 |  | 0% | Tech/Econ | 12% | 0 | 0 | 0
Tech | Grocery | Space Cooling | Packaged air conditioning units (RTUs) | TRC | New | NN3469 | Duct Insulation | Duct Insulation | NonEquip | 15 |  | 0% | Tech/Econ | 2.045% | 0 | 0 | 0
Tech | Grocery | Space Cooling | Packaged air conditioning units (RTUs) | TRC | New | NN3417 | Dedicated Outdoor Air System on VRF unit | Dedicated Outdoor Air System on VRF unit | NonEquip | 15 | Residential-type central air conditioners | 0% | Tech/Econ | 17.5% | 0 | 0 | 0
Tech | Grocery | Space Cooling | Packaged air conditioning units (RTUs) | TRC | New | NN3365 | Cool Roof | Cool Roof | NonEquip | 15 |  | 72.32% | Tech/Econ | 0.6634% | 0 | 0 | 0
Tech | Grocery | Space Cooling | Packaged air conditioning units (RTUs) | TRC | New | NN3313 | Chilled Water System - Variable Speed Drives | Chilled Water System - Variable Speed Drives | NonEquip | 13 | Central chillers inside | 0% | Tech/Econ | 24.74% | 0 | 0 | 0
Tech | Grocery | Space Cooling | Packaged air conditioning units (RTUs) | TRC | New | NN3209 | Ceiling Insulation(R2 to R38) | Ceiling Insulation(R2 to R38) | NonEquip | 20 |  | 0% | Tech/Econ | 4.22% | 0 | 0 | 0
Tech | Grocery | Space Cooling | Packaged air conditioning units (RTUs) | TRC | New | NN3105 | Ceiling Insulation(R12 to R38) | Ceiling Insulation(R12 to R38) | NonEquip | 20 |  | 0% | Tech/Econ | 0.5079% | 0 | 0 | 0
Tech | Grocery | Space Cooling | Packaged air conditioning units (RTUs) | TRC | New | NN3053 | Airside Economizer | Airside Economizer | NonEquip | 10 | Packaged air conditioning units (RTUs) | 4.552% | Tech/Econ | 5.556% | 31.7002 | -0.0057687 | 3.951e-05
Tech | Grocery | Space Cooling | Packaged air conditioning units (RTUs) | TRC | Existing | NE5354 | Retro-Commissioning | Retro-Commissioning | NonEquip | 5 |  | 21.99% | Tech/Econ | 16% | 35130.6866 | 10.8465 | 0
Tech | Grocery | Space Cooling | Packaged air conditioning units (RTUs) | TRC | Existing | NE5146 | ENERGY STAR certified buildings program | ENERGY STAR certified buildings program | NonEquip | 20 |  | 0% | Tech/Econ | 35% | 0 | 0 | 0
Tech | Grocery | Space Cooling | Packaged air conditioning units (RTUs) | TRC | Existing | NE4366 | Window Sun Protection | Window Sun Protection | NonEquip | 10 |  | 12.19% | Tech/Econ | 16% | 22545.4306 | 7.0199 | -0.39551
Tech | Grocery | Space Cooling | Packaged air conditioning units (RTUs) | TRC | Existing | NE4340 | Waterside Economizer | Waterside Economizer | NonEquip | 20 |  | 0% | Tech/Econ | 5.556% | 0 | 0 | 0
Tech | Grocery | Space Cooling | Packaged air conditioning units (RTUs) | TRC | Existing | NE4288 | Warehouse Loading Dock Seals | Warehouse Loading Dock Seals | NonEquip | 18 |  | 0% | Tech/Econ | 0.537% | 0 | 0 | 0
Tech | Grocery | Space Cooling | Packaged air conditioning units (RTUs) | TRC | Existing | NE4210 | Wall Insulation | Wall Insulation | NonEquip | 20 |  | 0% | Tech/Econ | 3.46% | 0 | 0 | 0
Tech | Grocery | Space Cooling | Packaged air conditioning units (RTUs) | TRC | Existing | NE4132 | Smart Thermostat | Smart Thermostat | NonEquip | 11 |  | 31.48% | Tech/Econ | 10% | 35664.0044 | 13.2164 | 0
Tech | Grocery | Space Cooling | Packaged air conditioning units (RTUs) | TRC | Existing | NE4106 | Roof Insulation | Roof Insulation | NonEquip | 20 |  | 58.5% | Tech/Econ | 0.6186% | 3469.4175 | 0.70801 | 0
Tech | Grocery | Space Cooling | Packaged air conditioning units (RTUs) | TRC | Existing | NE4028 | Programmable Thermostat | Programmable Thermostat | NonEquip | 11 |  | 0% | Tech/Econ | 3.6% | 0 | 0 | 0
Tech | Grocery | Space Cooling | Packaged air conditioning units (RTUs) | TRC | Existing | NE3976 | Low U-Value Windows | Low U-Value Windows | NonEquip | 20 |  | 8.361% | Tech/Econ | 46% | 46896.8155 | 17.4317 | 0
Tech | Grocery | Space Cooling | Packaged air conditioning units (RTUs) | TRC | Existing | NE3950 | Infiltration Reduction - Air Sealing | Infiltration Reduction - Air Sealing | NonEquip | 11 |  | 0% | Tech/Econ | 0.2685% | 0 | 0 | 0
Tech | Grocery | Space Cooling | Packaged air conditioning units (RTUs) | TRC | Existing | NE3898 | HVAC tune-up_RTU | HVAC tune-up_RTU | NonEquip | 5 | Packaged air conditioning units (RTUs) | 0% | Tech/Econ | 5% | 0 | 0 | 0
Tech | Grocery | Space Cooling | Packaged air conditioning units (RTUs) | TRC | Existing | NE3872 | HVAC tune-up | HVAC tune-up | NonEquip | 5 | Residential-type central air conditioners | 0% | Tech/Econ | 5% | 0 | 0 | 0
Tech | Grocery | Space Cooling | Packaged air conditioning units (RTUs) | TRC | Existing | NE3794 | Green Roof | Green Roof | NonEquip | 15 |  | 0.098% | Tech/Econ | 0.3585% | 3.3563 | 0.0014258 | 0
Tech | Grocery | Space Cooling | Packaged air conditioning units (RTUs) | TRC | Existing | NE3664 | Facility Energy Management System | Facility Energy Management System | NonEquip | 15 |  | 7.167% | Tech/Econ | 20% | 16804.8667 | 4.3854 | 0
Tech | Grocery | Space Cooling | Packaged air conditioning units (RTUs) | TRC | Existing | NE3586 | Energy Recovery Ventilation System (ERV) | Energy Recovery Ventilation System (ERV) | NonEquip | 15 | Packaged air conditioning units (RTUs) | 48.99% | Tech/Econ | 9.935% | 53412.5021 | 78.3172 | 15.1776
Tech | Grocery | Space Cooling | Packaged air conditioning units (RTUs) | TRC | Existing | NE3508 | Duct Sealing Repair | Duct Sealing Repair | NonEquip | 15 |  | 0% | Tech/Econ | 12% | 0 | 0 | 0
Tech | Grocery | Space Cooling | Packaged air conditioning units (RTUs) | TRC | Existing | NE3456 | Duct Insulation | Duct Insulation | NonEquip | 15 |  | 0% | Tech/Econ | 2.045% | 0 | 0 | 0
Tech | Grocery | Space Cooling | Packaged air conditioning units (RTUs) | TRC | Existing | NE3404 | Dedicated Outdoor Air System on VRF unit | Dedicated Outdoor Air System on VRF unit | NonEquip | 15 | Residential-type central air conditioners | 0% | Tech/Econ | 17.5% | 0 | 0 | 0
Tech | Grocery | Space Cooling | Packaged air conditioning units (RTUs) | TRC | Existing | NE3352 | Cool Roof | Cool Roof | NonEquip | 15 |  | 72.71% | Tech/Econ | 0.6634% | 4646.6481 | 1.974 | 0
Tech | Grocery | Space Cooling | Packaged air conditioning units (RTUs) | TRC | Existing | NE3300 | Chilled Water System - Variable Speed Drives | Chilled Water System - Variable Speed Drives | NonEquip | 13 | Central chillers inside | 0% | Tech/Econ | 24.74% | 0 | 0 | 0
Tech | Grocery | Space Cooling | Packaged air conditioning units (RTUs) | TRC | Existing | NE3196 | Ceiling Insulation(R2 to R38) | Ceiling Insulation(R2 to R38) | NonEquip | 20 |  | 0% | Tech/Econ | 4.22% | 0 | 0 | 0
Tech | Grocery | Space Cooling | Packaged air conditioning units (RTUs) | TRC | Existing | NE3144 | Ceiling Insulation(R19 to R38) | Ceiling Insulation(R19 to R38) | NonEquip | 20 |  | 0% | Tech/Econ | 0.2344% | 0 | 0 | 0
Tech | Grocery | Space Cooling | Packaged air conditioning units (RTUs) | TRC | Existing | NE3092 | Ceiling Insulation(R12 to R38) | Ceiling Insulation(R12 to R38) | NonEquip | 20 |  | 0% | Tech/Econ | 0.5079% | 0 | 0 | 0
Tech | Grocery | Space Cooling | Packaged air conditioning units (RTUs) | TRC | Existing | NE3040 | Airside Economizer | Airside Economizer | NonEquip | 10 | Packaged air conditioning units (RTUs) | 4.552% | Tech/Econ | 5.556% | 2640.3746 | -0.48049 | 0.0032909
Tech | Grocery | Space Cooling | Packaged air conditioning units (RTUs) | TRC | Turnover | ET1174 | High Efficiency DX 135k- less than 240k BTU | High Efficiency DX 135k- less than 240k BTU | Equip | 15 | Packaged air conditioning units (RTUs) | 94.56% | Tech/Econ | 4.348% | 42813.6265 | 17.704 | 0
Tech | Grocery | Space Cooling | Packaged air conditioning units (RTUs) | TRC | New | EN1200 | High Efficiency DX 135k- less than 240k BTU | High Efficiency DX 135k- less than 240k BTU | Equip | 15 | Packaged air conditioning units (RTUs) | 94.56% | Tech/Econ | 4.348% | 252.5248 | 0.10442 | 0
Tech | Grocery | Interior Lighting | Overhead (fluorescent/LED/CFL U-shape) | TRC | New | NN5263 | Retro-Commissioning | Retro-Commissioning | NonEquip | 5 |  | 0% | Tech/Econ | 16% | 0 | 0 | 0
Tech | Grocery | Interior Lighting | Overhead (fluorescent/LED/CFL U-shape) | TRC | New | NN5003 | ENERGY STAR certified buildings program | ENERGY STAR certified buildings program | NonEquip | 20 |  | 0% | Tech/Econ | 35% | 0 | 0 | 0
Tech | Grocery | Interior Lighting | Overhead (fluorescent/LED/CFL U-shape) | TRC | New | NN4431 | Interior Lighting Controls | Interior Lighting Controls | NonEquip | 8 | Overhead (fluorescent/LED/CFL U-shape) | 7.543% | Tech/Econ | 28% | 193.8042 | 0 | 0
Tech | Grocery | Interior Lighting | Overhead (fluorescent/LED/CFL U-shape) | TRC | New | NN4405 | Bi-Level Lighting Control (Interior) | Bi-Level Lighting Control (Interior) | NonEquip | 8 | Overhead (fluorescent/LED/CFL U-shape) | 22.45% | Tech/Econ | 31% | 686.5019 | 0.0084808 | 0
Tech | Grocery | Interior Lighting | Overhead (fluorescent/LED/CFL U-shape) | TRC | New | NN3703 | Facility Energy Management System | Facility Energy Management System | NonEquip | 15 |  | 4.276% | Tech/Econ | 24% | 92.1739 | 0.024054 | 0.01106
Tech | Grocery | Interior Lighting | Overhead (fluorescent/LED/CFL U-shape) | TRC | Existing | NE5250 | Retro-Commissioning | Retro-Commissioning | NonEquip | 5 |  | 21.99% | Tech/Econ | 16% | 20405.68 | 6.3002 | 12.2072
Tech | Grocery | Interior Lighting | Overhead (fluorescent/LED/CFL U-shape) | TRC | Existing | NE4990 | ENERGY STAR certified buildings program | ENERGY STAR certified buildings program | NonEquip | 20 |  | 0% | Tech/Econ | 35% | 0 | 0 | 0
Tech | Grocery | Interior Lighting | Overhead (fluorescent/LED/CFL U-shape) | TRC | Existing | NE4418 | Interior Lighting Controls | Interior Lighting Controls | NonEquip | 8 | Overhead (fluorescent/LED/CFL U-shape) | 7.543% | Tech/Econ | 28% | 13564.9591 | 0 | 0
Tech | Grocery | Interior Lighting | Overhead (fluorescent/LED/CFL U-shape) | TRC | Existing | NE4392 | Bi-Level Lighting Control (Interior) | Bi-Level Lighting Control (Interior) | NonEquip | 8 | Overhead (fluorescent/LED/CFL U-shape) | 22.45% | Tech/Econ | 31% | 48050.3964 | 0.5936 | 0
Tech | Grocery | Interior Lighting | Overhead (fluorescent/LED/CFL U-shape) | TRC | Existing | NE3690 | Facility Energy Management System | Facility Energy Management System | NonEquip | 15 |  | 7.167% | Tech/Econ | 24% | 10150.7075 | 2.6489 | 1.218
Tech | Grocery | Interior Lighting | Overhead (fluorescent/LED/CFL U-shape) | TRC | Turnover | ET1798 | Premium T8 - Lamp Replacement | Premium T8 - Lamp Replacement | Equip | 8 | Overhead (fluorescent/LED/CFL U-shape) | 0% | Tech/Econ | 12.5% | 0 | 0 | 0
Tech | Grocery | Interior Lighting | Overhead (fluorescent/LED/CFL U-shape) | TRC | Turnover | ET1759 | Premium T8 - Fixture Replacement | Premium T8 - Fixture Replacement | Equip | 8 | Overhead (fluorescent/LED/CFL U-shape) | 0% | Tech/Econ | 12.5% | 0 | 0 | 0
Tech | Grocery | Interior Lighting | Overhead (fluorescent/LED/CFL U-shape) | TRC | Turnover | ET1720 | LED Linear - Lamp Replacement | LED Linear - Lamp Replacement | Equip | 15 | Overhead (fluorescent/LED/CFL U-shape) | 24.1% | Tech/Econ | 25.43% | 38523.7793 | 9.2929 | 0.0015565
Tech | Grocery | Interior Lighting | Overhead (fluorescent/LED/CFL U-shape) | TRC | Turnover | ET1681 | LED Linear - Fixture Replacement | LED Linear - Fixture Replacement | Equip | 15 | Overhead (fluorescent/LED/CFL U-shape) | 24.1% | Tech/Econ | 50.28% | 95189.6166 | 23.214 | 0.0012718
Tech | Grocery | Interior Lighting | Overhead (fluorescent/LED/CFL U-shape) | TRC | New | EN1824 | Premium T8 - Lamp Replacement | Premium T8 - Lamp Replacement | Equip | 8 | Overhead (fluorescent/LED/CFL U-shape) | 0% | Tech/Econ | 12.5% | 0 | 0 | 0
Tech | Grocery | Interior Lighting | Overhead (fluorescent/LED/CFL U-shape) | TRC | New | EN1785 | Premium T8 - Fixture Replacement | Premium T8 - Fixture Replacement | Equip | 8 | Overhead (fluorescent/LED/CFL U-shape) | 0% | Tech/Econ | 12.5% | 0 | 0 | 0
Tech | Grocery | Interior Lighting | Overhead (fluorescent/LED/CFL U-shape) | TRC | New | EN1746 | LED Linear - Lamp Replacement | LED Linear - Lamp Replacement | Equip | 15 | Overhead (fluorescent/LED/CFL U-shape) | 0% | Tech/Econ | 25.43% | 0 | 0 | 0
Tech | Grocery | Interior Lighting | Overhead (fluorescent/LED/CFL U-shape) | TRC | New | EN1707 | LED Linear - Fixture Replacement | LED Linear - Fixture Replacement | Equip | 15 | Overhead (fluorescent/LED/CFL U-shape) | 0% | Tech/Econ | 50.28% | 0 | 0 | 0
Tech | Grocery | Cooking | Oven | TRC | New | NN5081 | ENERGY STAR certified buildings program | ENERGY STAR certified buildings program | NonEquip | 20 |  | 0% | Tech/Econ | 35% | 0 | 0 | 0
Tech | Grocery | Cooking | Oven | TRC | Existing | NE5068 | ENERGY STAR certified buildings program | ENERGY STAR certified buildings program | NonEquip | 20 |  | 0% | Tech/Econ | 35% | 0 | 0 | 0
Tech | Grocery | Cooking | Oven | TRC | Turnover | ET43 | Energy Star Commercial Oven | Energy Star Commercial Oven | Equip | 12 | Oven | 0% | Tech/Econ | 34.83% | 0 | 0 | 0
Tech | Grocery | Cooking | Oven | TRC | New | EN69 | Energy Star Commercial Oven | Energy Star Commercial Oven | Equip | 12 | Oven | 0% | Tech/Econ | 34.83% | 0 | 0 | 0
Tech | Grocery | Miscellaneous | Others | TRC | New | NN5445 | Retro-Commissioning | Retro-Commissioning | NonEquip | 5 |  | 0% | Tech/Econ | 16% | 0 | 0 | 0
Tech | Grocery | Miscellaneous | Others | TRC | New | NN5237 | ENERGY STAR certified buildings program | ENERGY STAR certified buildings program | NonEquip | 20 |  | 0% | Tech/Econ | 35% | 0 | 0 | 0
Tech | Grocery | Miscellaneous | Others | TRC | New | NN4535 | VSD Controlled Compressor | VSD Controlled Compressor | NonEquip | 15 | Others | 23.37% | Tech/Econ | 20.79% | 192.1772 | 0.028977 | 0.013563
Tech | Grocery | Miscellaneous | Others | TRC | New | NN4509 | Regenerative Drive Elevator Motor | Regenerative Drive Elevator Motor | NonEquip | 13 | Elevators/Escalators | 0% | Tech/Econ | 6.211% | 0 | 0 | 0
Tech | Grocery | Miscellaneous | Others | TRC | New | NN4483 | Engine Block Timer | Engine Block Timer | NonEquip | 5 | Others | 0% | Tech/Econ | 36% | 0 | 0 | 0
Tech | Grocery | Miscellaneous | Others | TRC | New | NN4457 | Efficient Motor Belts | Efficient Motor Belts | NonEquip | 10 | Others | 9.954% | Tech/Econ | 1.105% | 4.0381 | 0.00055356 | 0.00013669
Tech | Grocery | Miscellaneous | Others | TRC | Existing | NE5432 | Retro-Commissioning | Retro-Commissioning | NonEquip | 5 |  | 21.99% | Tech/Econ | 16% | 10287.6247 | 3.1763 | 6.1543
Tech | Grocery | Miscellaneous | Others | TRC | Existing | NE5224 | ENERGY STAR certified buildings program | ENERGY STAR certified buildings program | NonEquip | 20 |  | 0% | Tech/Econ | 35% | 0 | 0 | 0
Tech | Grocery | Miscellaneous | Others | TRC | Existing | NE4522 | VSD Controlled Compressor | VSD Controlled Compressor | NonEquip | 15 | Others | 23.37% | Tech/Econ | 20.79% | 15305.9857 | 2.3079 | 1.0802
Tech | Grocery | Miscellaneous | Others | TRC | Existing | NE4496 | Regenerative Drive Elevator Motor | Regenerative Drive Elevator Motor | NonEquip | 13 | Elevators/Escalators | 0% | Tech/Econ | 6.211% | 0 | 0 | 0
Tech | Grocery | Miscellaneous | Others | TRC | Existing | NE4470 | Engine Block Timer | Engine Block Timer | NonEquip | 5 | Others | 0% | Tech/Econ | 36% | 0 | 0 | 0
Tech | Grocery | Miscellaneous | Others | TRC | Existing | NE4444 | Efficient Motor Belts | Efficient Motor Belts | NonEquip | 10 | Others | 9.954% | Tech/Econ | 1.105% | 310.2973 | 0.042537 | 0.010504
Tech | Grocery | Miscellaneous | Others | TRC | Turnover | ET1915 | ENERGY STAR Water Cooler | ENERGY STAR Water Cooler | Equip | 10 | Others | 0% | Tech/Econ | 68.49% | 0 | 0 | 0
Tech | Grocery | Miscellaneous | Others | TRC | Turnover | ET1876 | ENERGY STAR Commercial Clothes Washer | ENERGY STAR Commercial Clothes Washer | Equip | 7 | Others | 0% | Tech/Econ | 27.27% | 0 | 0 | 0
Tech | Grocery | Miscellaneous | Others | TRC | Turnover | ET1837 | Efficient Battery Charger | Efficient Battery Charger | Equip | 7 | Others | 17.92% | Tech/Econ | 13.68% | 7345.2291 | 4.0248 | 0
Tech | Grocery | Miscellaneous | Others | TRC | New | EN1941 | ENERGY STAR Water Cooler | ENERGY STAR Water Cooler | Equip | 10 | Others | 0% | Tech/Econ | 68.49% | 0 | 0 | 0
Tech | Grocery | Miscellaneous | Others | TRC | New | EN1902 | ENERGY STAR Commercial Clothes Washer | ENERGY STAR Commercial Clothes Washer | Equip | 7 | Others | 0% | Tech/Econ | 27.27% | 0 | 0 | 0
Tech | Grocery | Miscellaneous | Others | TRC | New | EN1863 | Efficient Battery Charger | Efficient Battery Charger | Equip | 7 | Others | 17.92% | Tech/Econ | 13.68% | 92.2244 | 0.050534 | 0
Tech | Grocery | Office Equipment | Other office | TRC | New | NN5055 | ENERGY STAR certified buildings program | ENERGY STAR certified buildings program | NonEquip | 20 |  | 0% | Tech/Econ | 35% | 0 | 0 | 0
Tech | Grocery | Office Equipment | Other office | TRC | New | NN4587 | Smart Strip Plug Outlet | Smart Strip Plug Outlet | NonEquip | 4 |  | 43.9% | Tech/Econ | 1.187% | 20.444 | 0.0030399 | 0.0021127
Tech | Grocery | Office Equipment | Other office | TRC | New | NN4561 | Network PC Power Management | Network PC Power Management | NonEquip | 5 | Computers | 0% | Tech/Econ | 56.5% | 0 | 0 | 0
Tech | Grocery | Office Equipment | Other office | TRC | Existing | NE5042 | ENERGY STAR certified buildings program | ENERGY STAR certified buildings program | NonEquip | 20 |  | 0% | Tech/Econ | 35% | 0 | 0 | 0
Tech | Grocery | Office Equipment | Other office | TRC | Existing | NE4574 | Smart Strip Plug Outlet | Smart Strip Plug Outlet | NonEquip | 4 |  | 43.9% | Tech/Econ | 1.187% | 1628.2694 | 0.24211 | 0.16827
Tech | Grocery | Office Equipment | Other office | TRC | Existing | NE4548 | Network PC Power Management | Network PC Power Management | NonEquip | 5 | Computers | 0% | Tech/Econ | 56.5% | 0 | 0 | 0
Tech | Grocery | Office Equipment | Other office | TRC | Turnover | ET2260 | Energy Star Uninterruptable Power Supply | Energy Star Uninterruptable Power Supply | Equip | 10 | Other office | 0% | Tech/Econ | 1.878% | 0 | 0 | 0
Tech | Grocery | Office Equipment | Other office | TRC | New | EN2286 | Energy Star Uninterruptable Power Supply | Energy Star Uninterruptable Power Supply | Equip | 10 | Other office | 0% | Tech/Econ | 1.878% | 0 | 0 | 0
Tech | Grocery | Ventilation and Circulation | Motor/Fan | TRC | New | NN5393 | Retro-Commissioning | Retro-Commissioning | NonEquip | 5 |  | 0% | Tech/Econ | 16% | 0 | 0 | 0
Tech | Grocery | Ventilation and Circulation | Motor/Fan | TRC | New | NN5185 | ENERGY STAR certified buildings program | ENERGY STAR certified buildings program | NonEquip | 20 |  | 0% | Tech/Econ | 35% | 0 | 0 | 0
Tech | Grocery | Ventilation and Circulation | Motor/Fan | TRC | New | NN4977 | VAV System | VAV System | NonEquip | 10 |  | 0% | Tech/Econ | 30% | 0 | 0 | 0
Tech | Grocery | Ventilation and Circulation | Motor/Fan | TRC | New | NN4951 | Demand Controlled Ventilation | Demand Controlled Ventilation | NonEquip | 10 |  | 23.39% | Tech/Econ | 9.434% | 0.68111 | 7.0913e-05 | 0.00039924
Tech | Grocery | Ventilation and Circulation | Motor/Fan | TRC | New | NN4925 | CO Sensors for Parking Garage Exhaust | CO Sensors for Parking Garage Exhaust | NonEquip | 15 | Motor/Fan | 0% | Tech/Econ | 33% | 0 | 0 | 0
Tech | Grocery | Ventilation and Circulation | Motor/Fan | TRC | Existing | NE5380 | Retro-Commissioning | Retro-Commissioning | NonEquip | 5 |  | 21.99% | Tech/Econ | 16% | 84.307 | 0.026029 | 0.050435
Tech | Grocery | Ventilation and Circulation | Motor/Fan | TRC | Existing | NE5172 | ENERGY STAR certified buildings program | ENERGY STAR certified buildings program | NonEquip | 20 |  | 0% | Tech/Econ | 35% | 0 | 0 | 0
Tech | Grocery | Ventilation and Circulation | Motor/Fan | TRC | Existing | NE4964 | VAV System | VAV System | NonEquip | 10 |  | 0% | Tech/Econ | 30% | 0 | 0 | 0
Tech | Grocery | Ventilation and Circulation | Motor/Fan | TRC | Existing | NE4938 | Demand Controlled Ventilation | Demand Controlled Ventilation | NonEquip | 10 |  | 23.39% | Tech/Econ | 9.434% | 54.2468 | 0.0056479 | 0.031798
Tech | Grocery | Ventilation and Circulation | Motor/Fan | TRC | Existing | NE4912 | CO Sensors for Parking Garage Exhaust | CO Sensors for Parking Garage Exhaust | NonEquip | 15 | Motor/Fan | 0% | Tech/Econ | 33% | 0 | 0 | 0
Tech | Grocery | Ventilation and Circulation | Motor/Fan | TRC | Turnover | ET2689 | High Speed Fans | High Speed Fans | Equip | 7 | Motor/Fan | 9.456% | Tech/Econ | 10.99% | 25.8057 | 0.0035917 | 0.00032903
Tech | Grocery | Ventilation and Circulation | Motor/Fan | TRC | Turnover | ET2650 | 10HP Open Drip-Proof(ODP) Motor | 10HP Open Drip-Proof(ODP) Motor | Equip | 15 | Motor/Fan | 29.73% | Tech/Econ | 1.079% | 7.7096 | 0.0010569 | 0.00026097
Tech | Grocery | Ventilation and Circulation | Motor/Fan | TRC | New | EN2715 | High Speed Fans | High Speed Fans | Equip | 7 | Motor/Fan | 9.456% | Tech/Econ | 10.99% | 0.32401 | 4.5096e-05 | 4.1312e-06
Tech | Grocery | Ventilation and Circulation | Motor/Fan | TRC | New | EN2676 | 10HP Open Drip-Proof(ODP) Motor | 10HP Open Drip-Proof(ODP) Motor | Equip | 15 | Motor/Fan | 37.16% | Tech/Econ | 1.079% | 0.121 | 1.6587e-05 | 4.0958e-06
Tech | Grocery | Miscellaneous | Medical equipment | TRC | New | NN5445 | Retro-Commissioning | Retro-Commissioning | NonEquip | 5 |  | 0% | Tech/Econ | 16% | 0 | 0 | 0
Tech | Grocery | Miscellaneous | Medical equipment | TRC | New | NN5237 | ENERGY STAR certified buildings program | ENERGY STAR certified buildings program | NonEquip | 20 |  | 0% | Tech/Econ | 35% | 0 | 0 | 0
Tech | Grocery | Miscellaneous | Medical equipment | TRC | New | NN4535 | VSD Controlled Compressor | VSD Controlled Compressor | NonEquip | 15 | Others | 0% | Tech/Econ | 20.79% | 0 | 0 | 0
Tech | Grocery | Miscellaneous | Medical equipment | TRC | New | NN4509 | Regenerative Drive Elevator Motor | Regenerative Drive Elevator Motor | NonEquip | 13 | Elevators/Escalators | 0% | Tech/Econ | 6.211% | 0 | 0 | 0
Tech | Grocery | Miscellaneous | Medical equipment | TRC | New | NN4483 | Engine Block Timer | Engine Block Timer | NonEquip | 5 | Others | 0% | Tech/Econ | 36% | 0 | 0 | 0
Tech | Grocery | Miscellaneous | Medical equipment | TRC | New | NN4457 | Efficient Motor Belts | Efficient Motor Belts | NonEquip | 10 | Others | 0% | Tech/Econ | 1.105% | 0 | 0 | 0
Tech | Grocery | Miscellaneous | Medical equipment | TRC | Existing | NE5432 | Retro-Commissioning | Retro-Commissioning | NonEquip | 5 |  | 21.99% | Tech/Econ | 16% | 0 | 0 | 0
Tech | Grocery | Miscellaneous | Medical equipment | TRC | Existing | NE5224 | ENERGY STAR certified buildings program | ENERGY STAR certified buildings program | NonEquip | 20 |  | 0% | Tech/Econ | 35% | 0 | 0 | 0
Tech | Grocery | Miscellaneous | Medical equipment | TRC | Existing | NE4522 | VSD Controlled Compressor | VSD Controlled Compressor | NonEquip | 15 | Others | 0% | Tech/Econ | 20.79% | 0 | 0 | 0
Tech | Grocery | Miscellaneous | Medical equipment | TRC | Existing | NE4496 | Regenerative Drive Elevator Motor | Regenerative Drive Elevator Motor | NonEquip | 13 | Elevators/Escalators | 0% | Tech/Econ | 6.211% | 0 | 0 | 0
Tech | Grocery | Miscellaneous | Medical equipment | TRC | Existing | NE4470 | Engine Block Timer | Engine Block Timer | NonEquip | 5 | Others | 0% | Tech/Econ | 36% | 0 | 0 | 0
Tech | Grocery | Miscellaneous | Medical equipment | TRC | Existing | NE4444 | Efficient Motor Belts | Efficient Motor Belts | NonEquip | 10 | Others | 0% | Tech/Econ | 1.105% | 0 | 0 | 0
Tech | Grocery | Refrigeration | Large cold storage | TRC | New | NN5315 | Retro-Commissioning | Retro-Commissioning | NonEquip | 5 |  | 0% | Tech/Econ | 16% | 0 | 0 | 0
Tech | Grocery | Refrigeration | Large cold storage | TRC | New | NN5107 | ENERGY STAR certified buildings program | ENERGY STAR certified buildings program | NonEquip | 20 |  | 0% | Tech/Econ | 35% | 0 | 0 | 0
Tech | Grocery | Refrigeration | Large cold storage | TRC | New | NN4899 | Strip Curtains for Walk-ins | Strip Curtains for Walk-ins | NonEquip | 4 | Walk-in cooler | 0% | Tech/Econ | 2.115% | 0 | 0 | 0
Tech | Grocery | Refrigeration | Large cold storage | TRC | New | NN4873 | Refrigerated Display Case Lighting Controls | Refrigerated Display Case Lighting Controls | NonEquip | 8 | Display cases | 0% | Tech/Econ | 0.9365% | 0 | 0 | 0
Tech | Grocery | Refrigeration | Large cold storage | TRC | New | NN4847 | PSC to ECM Evaporator Fan Motor (Walk-In, Refrigerator) | PSC to ECM Evaporator Fan Motor (Walk-In, Refrigerator) | NonEquip | 15 | Walk-in cooler | 0% | Tech/Econ | 37.5% | 0 | 0 | 0
Tech | Grocery | Refrigeration | Large cold storage | TRC | New | NN4821 | PSC to ECM Evaporator Fan Motor (Reach-In) | PSC to ECM Evaporator Fan Motor (Reach-In) | NonEquip | 15 | Display cases | 0% | Tech/Econ | 37.5% | 0 | 0 | 0
Tech | Grocery | Refrigeration | Large cold storage | TRC | New | NN4795 | Night Covers for Display Cases | Night Covers for Display Cases | NonEquip | 5 | Display cases | 0% | Tech/Econ | 1.877% | 0 | 0 | 0
Tech | Grocery | Refrigeration | Large cold storage | TRC | New | NN4769 | High R-Value Glass Doors | High R-Value Glass Doors | NonEquip | 12 | Display cases | 0% | Tech/Econ | 0% | 0 | 0 | 0
Tech | Grocery | Refrigeration | Large cold storage | TRC | New | NN4743 | High Efficiency Refrigeration Compressor | High Efficiency Refrigeration Compressor | NonEquip | 13 | Display cases | 0% | Tech/Econ | 6.922% | 0 | 0 | 0
Tech | Grocery | Refrigeration | Large cold storage | TRC | New | NN4717 | Freezer-Cooler Replacement Gaskets | Freezer-Cooler Replacement Gaskets | NonEquip | 4 | Display cases | 0% | Tech/Econ | 0% | 0 | 0 | 0
Tech | Grocery | Refrigeration | Large cold storage | TRC | New | NN4691 | Floating Head Pressure Controls | Floating Head Pressure Controls | NonEquip | 15 |  | 0% | Tech/Econ | 6.05% | 0 | 0 | 0
Tech | Grocery | Refrigeration | Large cold storage | TRC | New | NN4665 | Demand Defrost | Demand Defrost | NonEquip | 10 | Walk-in cooler | 0% | Tech/Econ | 30% | 0 | 0 | 0
Tech | Grocery | Refrigeration | Large cold storage | TRC | New | NN4639 | Automatic Door Closer for Walk-in Coolers and Freezers | Automatic Door Closer for Walk-in Coolers and Freezers | NonEquip | 8 | Walk-in cooler | 0% | Tech/Econ | 3.131% | 0 | 0 | 0
Tech | Grocery | Refrigeration | Large cold storage | TRC | New | NN4613 | Anti-Sweat Controls | Anti-Sweat Controls | NonEquip | 8 | Display cases | 0% | Tech/Econ | 85% | 0 | 0 | 0
Tech | Grocery | Refrigeration | Large cold storage | TRC | Existing | NE5302 | Retro-Commissioning | Retro-Commissioning | NonEquip | 5 |  | 21.99% | Tech/Econ | 16% | 1153.8455 | 0.35625 | 0.69026
Tech | Grocery | Refrigeration | Large cold storage | TRC | Existing | NE5094 | ENERGY STAR certified buildings program | ENERGY STAR certified buildings program | NonEquip | 20 |  | 0% | Tech/Econ | 35% | 0 | 0 | 0
Tech | Grocery | Refrigeration | Large cold storage | TRC | Existing | NE4886 | Strip Curtains for Walk-ins | Strip Curtains for Walk-ins | NonEquip | 4 | Walk-in cooler | 0% | Tech/Econ | 2.115% | 0 | 0 | 0
Tech | Grocery | Refrigeration | Large cold storage | TRC | Existing | NE4860 | Refrigerated Display Case Lighting Controls | Refrigerated Display Case Lighting Controls | NonEquip | 8 | Display cases | 0% | Tech/Econ | 2.524% | 0 | 0 | 0
Tech | Grocery | Refrigeration | Large cold storage | TRC | Existing | NE4834 | PSC to ECM Evaporator Fan Motor (Walk-In, Refrigerator) | PSC to ECM Evaporator Fan Motor (Walk-In, Refrigerator) | NonEquip | 15 | Walk-in cooler | 0% | Tech/Econ | 37.5% | 0 | 0 | 0
Tech | Grocery | Refrigeration | Large cold storage | TRC | Existing | NE4808 | PSC to ECM Evaporator Fan Motor (Reach-In) | PSC to ECM Evaporator Fan Motor (Reach-In) | NonEquip | 15 | Display cases | 0% | Tech/Econ | 37.5% | 0 | 0 | 0
Tech | Grocery | Refrigeration | Large cold storage | TRC | Existing | NE4782 | Night Covers for Display Cases | Night Covers for Display Cases | NonEquip | 5 | Display cases | 0% | Tech/Econ | 1.877% | 0 | 0 | 0
Tech | Grocery | Refrigeration | Large cold storage | TRC | Existing | NE4756 | High R-Value Glass Doors | High R-Value Glass Doors | NonEquip | 12 | Display cases | 0% | Tech/Econ | 23.81% | 0 | 0 | 0
Tech | Grocery | Refrigeration | Large cold storage | TRC | Existing | NE4730 | High Efficiency Refrigeration Compressor | High Efficiency Refrigeration Compressor | NonEquip | 13 | Display cases | 0% | Tech/Econ | 6.922% | 0 | 0 | 0
Tech | Grocery | Refrigeration | Large cold storage | TRC | Existing | NE4704 | Freezer-Cooler Replacement Gaskets | Freezer-Cooler Replacement Gaskets | NonEquip | 4 | Display cases | 0% | Tech/Econ | 3.131% | 0 | 0 | 0
Tech | Grocery | Refrigeration | Large cold storage | TRC | Existing | NE4678 | Floating Head Pressure Controls | Floating Head Pressure Controls | NonEquip | 15 |  | 0% | Tech/Econ | 6.05% | 0 | 0 | 0
Tech | Grocery | Refrigeration | Large cold storage | TRC | Existing | NE4652 | Demand Defrost | Demand Defrost | NonEquip | 10 | Walk-in cooler | 0% | Tech/Econ | 30% | 0 | 0 | 0
Tech | Grocery | Refrigeration | Large cold storage | TRC | Existing | NE4626 | Automatic Door Closer for Walk-in Coolers and Freezers | Automatic Door Closer for Walk-in Coolers and Freezers | NonEquip | 8 | Walk-in cooler | 0% | Tech/Econ | 3.131% | 0 | 0 | 0
Tech | Grocery | Refrigeration | Large cold storage | TRC | Existing | NE4600 | Anti-Sweat Controls | Anti-Sweat Controls | NonEquip | 8 | Display cases | 0% | Tech/Econ | 85% | 0 | 0 | 0
Tech | Grocery | Miscellaneous | Laboratory equipment | TRC | New | NN5445 | Retro-Commissioning | Retro-Commissioning | NonEquip | 5 |  | 0% | Tech/Econ | 16% | 0 | 0 | 0
Tech | Grocery | Miscellaneous | Laboratory equipment | TRC | New | NN5237 | ENERGY STAR certified buildings program | ENERGY STAR certified buildings program | NonEquip | 20 |  | 0% | Tech/Econ | 35% | 0 | 0 | 0
Tech | Grocery | Miscellaneous | Laboratory equipment | TRC | New | NN4535 | VSD Controlled Compressor | VSD Controlled Compressor | NonEquip | 15 | Others | 0% | Tech/Econ | 20.79% | 0 | 0 | 0
Tech | Grocery | Miscellaneous | Laboratory equipment | TRC | New | NN4509 | Regenerative Drive Elevator Motor | Regenerative Drive Elevator Motor | NonEquip | 13 | Elevators/Escalators | 0% | Tech/Econ | 6.211% | 0 | 0 | 0
Tech | Grocery | Miscellaneous | Laboratory equipment | TRC | New | NN4483 | Engine Block Timer | Engine Block Timer | NonEquip | 5 | Others | 0% | Tech/Econ | 36% | 0 | 0 | 0
Tech | Grocery | Miscellaneous | Laboratory equipment | TRC | New | NN4457 | Efficient Motor Belts | Efficient Motor Belts | NonEquip | 10 | Others | 0% | Tech/Econ | 1.105% | 0 | 0 | 0
Tech | Grocery | Miscellaneous | Laboratory equipment | TRC | Existing | NE5432 | Retro-Commissioning | Retro-Commissioning | NonEquip | 5 |  | 21.99% | Tech/Econ | 16% | 0 | 0 | 0
Tech | Grocery | Miscellaneous | Laboratory equipment | TRC | Existing | NE5224 | ENERGY STAR certified buildings program | ENERGY STAR certified buildings program | NonEquip | 20 |  | 0% | Tech/Econ | 35% | 0 | 0 | 0
Tech | Grocery | Miscellaneous | Laboratory equipment | TRC | Existing | NE4522 | VSD Controlled Compressor | VSD Controlled Compressor | NonEquip | 15 | Others | 0% | Tech/Econ | 20.79% | 0 | 0 | 0
Tech | Grocery | Miscellaneous | Laboratory equipment | TRC | Existing | NE4496 | Regenerative Drive Elevator Motor | Regenerative Drive Elevator Motor | NonEquip | 13 | Elevators/Escalators | 0% | Tech/Econ | 6.211% | 0 | 0 | 0
Tech | Grocery | Miscellaneous | Laboratory equipment | TRC | Existing | NE4470 | Engine Block Timer | Engine Block Timer | NonEquip | 5 | Others | 0% | Tech/Econ | 36% | 0 | 0 | 0
Tech | Grocery | Miscellaneous | Laboratory equipment | TRC | Existing | NE4444 | Efficient Motor Belts | Efficient Motor Belts | NonEquip | 10 | Others | 0% | Tech/Econ | 1.105% | 0 | 0 | 0
Tech | Grocery | Ventilation and Circulation | Individual room ventilation | TRC | New | NN5393 | Retro-Commissioning | Retro-Commissioning | NonEquip | 5 |  | 0% | Tech/Econ | 16% | 0 | 0 | 0
Tech | Grocery | Ventilation and Circulation | Individual room ventilation | TRC | New | NN5185 | ENERGY STAR certified buildings program | ENERGY STAR certified buildings program | NonEquip | 20 |  | 0% | Tech/Econ | 35% | 0 | 0 | 0
Tech | Grocery | Ventilation and Circulation | Individual room ventilation | TRC | New | NN4977 | VAV System | VAV System | NonEquip | 10 |  | 0% | Tech/Econ | 30% | 0 | 0 | 0
Tech | Grocery | Ventilation and Circulation | Individual room ventilation | TRC | New | NN4951 | Demand Controlled Ventilation | Demand Controlled Ventilation | NonEquip | 10 |  | 23.39% | Tech/Econ | 9.434% | 0 | 0 | 0
Tech | Grocery | Ventilation and Circulation | Individual room ventilation | TRC | New | NN4925 | CO Sensors for Parking Garage Exhaust | CO Sensors for Parking Garage Exhaust | NonEquip | 15 | Motor/Fan | 0% | Tech/Econ | 33% | 0 | 0 | 0
Tech | Grocery | Ventilation and Circulation | Individual room ventilation | TRC | Existing | NE5380 | Retro-Commissioning | Retro-Commissioning | NonEquip | 5 |  | 21.99% | Tech/Econ | 16% | 0 | 0 | 0
Tech | Grocery | Ventilation and Circulation | Individual room ventilation | TRC | Existing | NE5172 | ENERGY STAR certified buildings program | ENERGY STAR certified buildings program | NonEquip | 20 |  | 0% | Tech/Econ | 35% | 0 | 0 | 0
Tech | Grocery | Ventilation and Circulation | Individual room ventilation | TRC | Existing | NE4964 | VAV System | VAV System | NonEquip | 10 |  | 0% | Tech/Econ | 30% | 0 | 0 | 0
Tech | Grocery | Ventilation and Circulation | Individual room ventilation | TRC | Existing | NE4938 | Demand Controlled Ventilation | Demand Controlled Ventilation | NonEquip | 10 |  | 23.39% | Tech/Econ | 9.434% | 0 | 0 | 0
Tech | Grocery | Ventilation and Circulation | Individual room ventilation | TRC | Existing | NE4912 | CO Sensors for Parking Garage Exhaust | CO Sensors for Parking Garage Exhaust | NonEquip | 15 | Motor/Fan | 0% | Tech/Econ | 33% | 0 | 0 | 0
Tech | Grocery | Space Heating | Individual room heating | TRC | New | NN5341 | Retro-Commissioning | Retro-Commissioning | NonEquip | 5 |  | 0% | Tech/Econ | 16% | 0 | 0 | 0
Tech | Grocery | Space Heating | Individual room heating | TRC | New | NN5133 | ENERGY STAR certified buildings program | ENERGY STAR certified buildings program | NonEquip | 20 |  | 0% | Tech/Econ | 35% | 0 | 0 | 0
Tech | Grocery | Space Heating | Individual room heating | TRC | New | NN4327 | Water Cooled Refrigeration Heat Recovery | Water Cooled Refrigeration Heat Recovery | NonEquip | 20 |  | 0% | Tech/Econ | 10% | 0 | 0 | 0
Tech | Grocery | Space Heating | Individual room heating | TRC | New | NN4275 | Warehouse Loading Dock Seals | Warehouse Loading Dock Seals | NonEquip | 18 |  | 0% | Tech/Econ | 1.927% | 0 | 0 | 0
Tech | Grocery | Space Heating | Individual room heating | TRC | New | NN4249 | Wall Insulation | Wall Insulation | NonEquip | 20 |  | 0% | Tech/Econ | 0% | 0 | 0 | 0
Tech | Grocery | Space Heating | Individual room heating | TRC | New | NN4171 | Smart Thermostat | Smart Thermostat | NonEquip | 11 |  | 31.48% | Tech/Econ | 10% | 0 | 0 | 0
Tech | Grocery | Space Heating | Individual room heating | TRC | New | NN4093 | Roof Insulation | Roof Insulation | NonEquip | 20 |  | 58.5% | Tech/Econ | 1.11% | 0 | 0 | 0
Tech | Grocery | Space Heating | Individual room heating | TRC | New | NN4067 | Programmable Thermostat | Programmable Thermostat | NonEquip | 11 |  | 0% | Tech/Econ | 3.6% | 0 | 0 | 0
Tech | Grocery | Space Heating | Individual room heating | TRC | New | NN4015 | Low U-Value Windows | Low U-Value Windows | NonEquip | 20 |  | 20.9% | Tech/Econ | 10% | 0 | 0 | 0
Tech | Grocery | Space Heating | Individual room heating | TRC | New | NN3937 | Infiltration Reduction - Air Sealing | Infiltration Reduction - Air Sealing | NonEquip | 11 |  | 0% | Tech/Econ | 0.9634% | 0 | 0 | 0
Tech | Grocery | Space Heating | Individual room heating | TRC | New | NN3859 | Hotel Card Energy Control Systems | Hotel Card Energy Control Systems | NonEquip | 15 |  | 0% | Tech/Econ | 0% | 0 | 0 | 0
Tech | Grocery | Space Heating | Individual room heating | TRC | New | NN3781 | Green Roof | Green Roof | NonEquip | 15 |  | 0.49% | Tech/Econ | 1.715% | 0 | 0 | 0
Tech | Grocery | Space Heating | Individual room heating | TRC | New | NN3729 | Floor Insulation | Floor Insulation | NonEquip | 20 |  | 49.87% | Tech/Econ | 0.5824% | 0 | 0 | 0
Tech | Grocery | Space Heating | Individual room heating | TRC | New | NN3651 | Facility Energy Management System | Facility Energy Management System | NonEquip | 15 |  | 4.276% | Tech/Econ | 20% | 0 | 0 | 0
Tech | Grocery | Space Heating | Individual room heating | TRC | New | NN3573 | ECM Motors on Furnaces | ECM Motors on Furnaces | NonEquip | 15 | Forced air furnace | 0% | Tech/Econ | 1.706% | 0 | 0 | 0
Tech | Grocery | Space Heating | Individual room heating | TRC | New | NN3547 | Duct Sealing Repair | Duct Sealing Repair | NonEquip | 15 |  | 0% | Tech/Econ | 12% | 0 | 0 | 0
Tech | Grocery | Space Heating | Individual room heating | TRC | New | NN3495 | Duct Insulation | Duct Insulation | NonEquip | 15 |  | 0% | Tech/Econ | 2.045% | 0 | 0 | 0
Tech | Grocery | Space Heating | Individual room heating | TRC | New | NN3443 | Destratification Fans | Destratification Fans | NonEquip | 10 |  | 0% | Tech/Econ | 12.54% | 0 | 0 | 0
Tech | Grocery | Space Heating | Individual room heating | TRC | New | NN3391 | Dedicated Outdoor Air System on VRF unit | Dedicated Outdoor Air System on VRF unit | NonEquip | 15 | Residential/split system heat pump | 0% | Tech/Econ | 10% | 0 | 0 | 0
Tech | Grocery | Space Heating | Individual room heating | TRC | New | NN3339 | Cool Roof | Cool Roof | NonEquip | 15 |  | 72.32% | Tech/Econ | 0.08686% | 0 | 0 | 0
Tech | Grocery | Space Heating | Individual room heating | TRC | New | NN3235 | Ceiling Insulation(R30 to R38) | Ceiling Insulation(R30 to R38) | NonEquip | 20 |  | 0% | Tech/Econ | 0.2243% | 0 | 0 | 0
Tech | Grocery | Space Heating | Individual room heating | TRC | New | NN3183 | Ceiling Insulation(R2 to R38) | Ceiling Insulation(R2 to R38) | NonEquip | 20 |  | 0% | Tech/Econ | 15.14% | 0 | 0 | 0
Tech | Grocery | Space Heating | Individual room heating | TRC | New | NN3131 | Ceiling Insulation(R19 to R38) | Ceiling Insulation(R19 to R38) | NonEquip | 20 |  | 0% | Tech/Econ | 0.8412% | 0 | 0 | 0
Tech | Grocery | Space Heating | Individual room heating | TRC | New | NN3079 | Ceiling Insulation(R12 to R38) | Ceiling Insulation(R12 to R38) | NonEquip | 20 |  | 0% | Tech/Econ | 1.823% | 0 | 0 | 0
Tech | Grocery | Space Heating | Individual room heating | TRC | New | NN3001 | Air Curtains | Air Curtains | NonEquip | 8 |  | 47.78% | Tech/Econ | 0.4308% | 0 | 0 | 0
Tech | Grocery | Space Heating | Individual room heating | TRC | Existing | NE5328 | Retro-Commissioning | Retro-Commissioning | NonEquip | 5 |  | 21.99% | Tech/Econ | 16% | 0 | 0 | 0
Tech | Grocery | Space Heating | Individual room heating | TRC | Existing | NE5120 | ENERGY STAR certified buildings program | ENERGY STAR certified buildings program | NonEquip | 20 |  | 0% | Tech/Econ | 35% | 0 | 0 | 0
Tech | Grocery | Space Heating | Individual room heating | TRC | Existing | NE4314 | Water Cooled Refrigeration Heat Recovery | Water Cooled Refrigeration Heat Recovery | NonEquip | 20 |  | 0% | Tech/Econ | 10% | 0 | 0 | 0
Tech | Grocery | Space Heating | Individual room heating | TRC | Existing | NE4262 | Warehouse Loading Dock Seals | Warehouse Loading Dock Seals | NonEquip | 18 |  | 0% | Tech/Econ | 2.126% | 0 | 0 | 0
Tech | Grocery | Space Heating | Individual room heating | TRC | Existing | NE4236 | Wall Insulation | Wall Insulation | NonEquip | 20 |  | 0% | Tech/Econ | 2% | 0 | 0 | 0
Tech | Grocery | Space Heating | Individual room heating | TRC | Existing | NE4158 | Smart Thermostat | Smart Thermostat | NonEquip | 11 |  | 31.48% | Tech/Econ | 10% | 0 | 0 | 0
Tech | Grocery | Space Heating | Individual room heating | TRC | Existing | NE4080 | Roof Insulation | Roof Insulation | NonEquip | 20 |  | 58.5% | Tech/Econ | 2.45% | 0 | 0 | 0
Tech | Grocery | Space Heating | Individual room heating | TRC | Existing | NE4054 | Programmable Thermostat | Programmable Thermostat | NonEquip | 11 |  | 0% | Tech/Econ | 3.6% | 0 | 0 | 0
Tech | Grocery | Space Heating | Individual room heating | TRC | Existing | NE4002 | Low U-Value Windows | Low U-Value Windows | NonEquip | 20 |  | 8.361% | Tech/Econ | 46% | 0 | 0 | 0
Tech | Grocery | Space Heating | Individual room heating | TRC | Existing | NE3924 | Infiltration Reduction - Air Sealing | Infiltration Reduction - Air Sealing | NonEquip | 11 |  | 0% | Tech/Econ | 1.063% | 0 | 0 | 0
Tech | Grocery | Space Heating | Individual room heating | TRC | Existing | NE3846 | Hotel Card Energy Control Systems | Hotel Card Energy Control Systems | NonEquip | 15 |  | 0% | Tech/Econ | 0% | 0 | 0 | 0
Tech | Grocery | Space Heating | Individual room heating | TRC | Existing | NE3768 | Green Roof | Green Roof | NonEquip | 15 |  | 0.098% | Tech/Econ | 1.893% | 0 | 0 | 0
Tech | Grocery | Space Heating | Individual room heating | TRC | Existing | NE3716 | Floor Insulation | Floor Insulation | NonEquip | 20 |  | 19.95% | Tech/Econ | 0.6426% | 0 | 0 | 0
Tech | Grocery | Space Heating | Individual room heating | TRC | Existing | NE3638 | Facility Energy Management System | Facility Energy Management System | NonEquip | 15 |  | 7.167% | Tech/Econ | 20% | 0 | 0 | 0
Tech | Grocery | Space Heating | Individual room heating | TRC | Existing | NE3560 | ECM Motors on Furnaces | ECM Motors on Furnaces | NonEquip | 15 | Forced air furnace | 0% | Tech/Econ | 1.706% | 0 | 0 | 0
Tech | Grocery | Space Heating | Individual room heating | TRC | Existing | NE3534 | Duct Sealing Repair | Duct Sealing Repair | NonEquip | 15 |  | 0% | Tech/Econ | 12% | 0 | 0 | 0
Tech | Grocery | Space Heating | Individual room heating | TRC | Existing | NE3482 | Duct Insulation | Duct Insulation | NonEquip | 15 |  | 0% | Tech/Econ | 2.045% | 0 | 0 | 0
Tech | Grocery | Space Heating | Individual room heating | TRC | Existing | NE3430 | Destratification Fans | Destratification Fans | NonEquip | 10 |  | 0% | Tech/Econ | 12.54% | 0 | 0 | 0
Tech | Grocery | Space Heating | Individual room heating | TRC | Existing | NE3378 | Dedicated Outdoor Air System on VRF unit | Dedicated Outdoor Air System on VRF unit | NonEquip | 15 | Residential/split system heat pump | 0% | Tech/Econ | 10% | 0 | 0 | 0
Tech | Grocery | Space Heating | Individual room heating | TRC | Existing | NE3326 | Cool Roof | Cool Roof | NonEquip | 15 |  | 72.71% | Tech/Econ | 0.09584% | 0 | 0 | 0
Tech | Grocery | Space Heating | Individual room heating | TRC | Existing | NE3222 | Ceiling Insulation(R30 to R38) | Ceiling Insulation(R30 to R38) | NonEquip | 20 |  | 0% | Tech/Econ | 0.2475% | 0 | 0 | 0
Tech | Grocery | Space Heating | Individual room heating | TRC | Existing | NE3170 | Ceiling Insulation(R2 to R38) | Ceiling Insulation(R2 to R38) | NonEquip | 20 |  | 0% | Tech/Econ | 16.71% | 0 | 0 | 0
Tech | Grocery | Space Heating | Individual room heating | TRC | Existing | NE3118 | Ceiling Insulation(R19 to R38) | Ceiling Insulation(R19 to R38) | NonEquip | 20 |  | 0% | Tech/Econ | 0.9282% | 0 | 0 | 0
Tech | Grocery | Space Heating | Individual room heating | TRC | Existing | NE3066 | Ceiling Insulation(R12 to R38) | Ceiling Insulation(R12 to R38) | NonEquip | 20 |  | 0% | Tech/Econ | 2.011% | 0 | 0 | 0
Tech | Grocery | Space Heating | Individual room heating | TRC | Existing | NE2988 | Air Curtains | Air Curtains | NonEquip | 8 |  | 28.17% | Tech/Econ | 0.4308% | 0 | 0 | 0
Tech | Grocery | Space Cooling | Individual room air conditioners | TRC | New | NN5367 | Retro-Commissioning | Retro-Commissioning | NonEquip | 5 |  | 0% | Tech/Econ | 16% | 0 | 0 | 0
Tech | Grocery | Space Cooling | Individual room air conditioners | TRC | New | NN5159 | ENERGY STAR certified buildings program | ENERGY STAR certified buildings program | NonEquip | 20 |  | 0% | Tech/Econ | 35% | 0 | 0 | 0
Tech | Grocery | Space Cooling | Individual room air conditioners | TRC | New | NN4379 | Window Sun Protection | Window Sun Protection | NonEquip | 10 |  | 15.35% | Tech/Econ | 16% | 8.3092 | 0.0025872 | -0.00014577
Tech | Grocery | Space Cooling | Individual room air conditioners | TRC | New | NN4353 | Waterside Economizer | Waterside Economizer | NonEquip | 20 |  | 0% | Tech/Econ | 5.556% | 0 | 0 | 0
Tech | Grocery | Space Cooling | Individual room air conditioners | TRC | New | NN4301 | Warehouse Loading Dock Seals | Warehouse Loading Dock Seals | NonEquip | 18 |  | 0% | Tech/Econ | 0.537% | 0 | 0 | 0
Tech | Grocery | Space Cooling | Individual room air conditioners | TRC | New | NN4145 | Smart Thermostat | Smart Thermostat | NonEquip | 11 |  | 31.48% | Tech/Econ | 10% | 8.9021 | 0.0032989 | 0
Tech | Grocery | Space Cooling | Individual room air conditioners | TRC | New | NN4119 | Roof Insulation | Roof Insulation | NonEquip | 20 |  | 58.5% | Tech/Econ | 0.3093% | 0 | 0 | 0
Tech | Grocery | Space Cooling | Individual room air conditioners | TRC | New | NN4041 | Programmable Thermostat | Programmable Thermostat | NonEquip | 11 |  | 0% | Tech/Econ | 3.6% | 0 | 0 | 0
Tech | Grocery | Space Cooling | Individual room air conditioners | TRC | New | NN3989 | Low U-Value Windows | Low U-Value Windows | NonEquip | 20 |  | 20.9% | Tech/Econ | 10% | 0 | 0 | 0
Tech | Grocery | Space Cooling | Individual room air conditioners | TRC | New | NN3963 | Infiltration Reduction - Air Sealing | Infiltration Reduction - Air Sealing | NonEquip | 11 |  | 0% | Tech/Econ | 0.2685% | 0 | 0 | 0
Tech | Grocery | Space Cooling | Individual room air conditioners | TRC | New | NN3911 | HVAC tune-up_RTU | HVAC tune-up_RTU | NonEquip | 5 | Packaged air conditioning units (RTUs) | 0% | Tech/Econ | 5% | 0 | 0 | 0
Tech | Grocery | Space Cooling | Individual room air conditioners | TRC | New | NN3885 | HVAC tune-up | HVAC tune-up | NonEquip | 5 | Residential-type central air conditioners | 0% | Tech/Econ | 5% | 0 | 0 | 0
Tech | Grocery | Space Cooling | Individual room air conditioners | TRC | New | NN3807 | Green Roof | Green Roof | NonEquip | 15 |  | 0.49% | Tech/Econ | 0.3585% | 0 | 0 | 0
Tech | Grocery | Space Cooling | Individual room air conditioners | TRC | New | NN3677 | Facility Energy Management System | Facility Energy Management System | NonEquip | 15 |  | 4.276% | Tech/Econ | 20% | 3.1915 | 0.00083285 | 0
Tech | Grocery | Space Cooling | Individual room air conditioners | TRC | New | NN3625 | Facility Commissioning | Facility Commissioning | NonEquip | 10 |  | 53.41% | Tech/Econ | 16% | 31.6163 | 0.0055355 | 0.00012629
Tech | Grocery | Space Cooling | Individual room air conditioners | TRC | New | NN3599 | Energy Recovery Ventilation System (ERV) | Energy Recovery Ventilation System (ERV) | NonEquip | 15 | Packaged air conditioning units (RTUs) | 0% | Tech/Econ | 9.935% | 0 | 0 | 0
Tech | Grocery | Space Cooling | Individual room air conditioners | TRC | New | NN3521 | Duct Sealing Repair | Duct Sealing Repair | NonEquip | 15 |  | 0% | Tech/Econ | 12% | 0 | 0 | 0
Tech | Grocery | Space Cooling | Individual room air conditioners | TRC | New | NN3469 | Duct Insulation | Duct Insulation | NonEquip | 15 |  | 0% | Tech/Econ | 2.045% | 0 | 0 | 0
Tech | Grocery | Space Cooling | Individual room air conditioners | TRC | New | NN3417 | Dedicated Outdoor Air System on VRF unit | Dedicated Outdoor Air System on VRF unit | NonEquip | 15 | Residential-type central air conditioners | 0% | Tech/Econ | 17.5% | 0 | 0 | 0
Tech | Grocery | Space Cooling | Individual room air conditioners | TRC | New | NN3365 | Cool Roof | Cool Roof | NonEquip | 15 |  | 72.32% | Tech/Econ | 0.6634% | 0 | 0 | 0
Tech | Grocery | Space Cooling | Individual room air conditioners | TRC | New | NN3313 | Chilled Water System - Variable Speed Drives | Chilled Water System - Variable Speed Drives | NonEquip | 13 | Central chillers inside | 0% | Tech/Econ | 24.74% | 0 | 0 | 0
Tech | Grocery | Space Cooling | Individual room air conditioners | TRC | New | NN3209 | Ceiling Insulation(R2 to R38) | Ceiling Insulation(R2 to R38) | NonEquip | 20 |  | 0% | Tech/Econ | 4.22% | 0 | 0 | 0
Tech | Grocery | Space Cooling | Individual room air conditioners | TRC | New | NN3157 | Ceiling Insulation(R19 to R38) | Ceiling Insulation(R19 to R38) | NonEquip | 20 |  | 0% | Tech/Econ | 0.2344% | 0 | 0 | 0
Tech | Grocery | Space Cooling | Individual room air conditioners | TRC | New | NN3105 | Ceiling Insulation(R12 to R38) | Ceiling Insulation(R12 to R38) | NonEquip | 20 |  | 0% | Tech/Econ | 0.5079% | 0 | 0 | 0
Tech | Grocery | Space Cooling | Individual room air conditioners | TRC | New | NN3053 | Airside Economizer | Airside Economizer | NonEquip | 10 | Packaged air conditioning units (RTUs) | 0% | Tech/Econ | 5.556% | 0 | 0 | 0
Tech | Grocery | Space Cooling | Individual room air conditioners | TRC | Existing | NE5354 | Retro-Commissioning | Retro-Commissioning | NonEquip | 5 |  | 21.99% | Tech/Econ | 16% | 971.7588 | 0.30003 | 0
Tech | Grocery | Space Cooling | Individual room air conditioners | TRC | Existing | NE5146 | ENERGY STAR certified buildings program | ENERGY STAR certified buildings program | NonEquip | 20 |  | 0% | Tech/Econ | 35% | 0 | 0 | 0
Tech | Grocery | Space Cooling | Individual room air conditioners | TRC | Existing | NE4366 | Window Sun Protection | Window Sun Protection | NonEquip | 10 |  | 12.19% | Tech/Econ | 16% | 549.5886 | 0.17112 | -0.0096412
Tech | Grocery | Space Cooling | Individual room air conditioners | TRC | Existing | NE4340 | Waterside Economizer | Waterside Economizer | NonEquip | 20 |  | 0% | Tech/Econ | 5.556% | 0 | 0 | 0
Tech | Grocery | Space Cooling | Individual room air conditioners | TRC | Existing | NE4288 | Warehouse Loading Dock Seals | Warehouse Loading Dock Seals | NonEquip | 18 |  | 0% | Tech/Econ | 0.537% | 0 | 0 | 0
Tech | Grocery | Space Cooling | Individual room air conditioners | TRC | Existing | NE4210 | Wall Insulation | Wall Insulation | NonEquip | 20 |  | 0% | Tech/Econ | 3.46% | 0 | 0 | 0
Tech | Grocery | Space Cooling | Individual room air conditioners | TRC | Existing | NE4132 | Smart Thermostat | Smart Thermostat | NonEquip | 11 |  | 31.48% | Tech/Econ | 10% | 838.7921 | 0.31084 | 0
Tech | Grocery | Space Cooling | Individual room air conditioners | TRC | Existing | NE4106 | Roof Insulation | Roof Insulation | NonEquip | 20 |  | 58.5% | Tech/Econ | 0.6186% | 92.9477 | 0.018968 | 0
Tech | Grocery | Space Cooling | Individual room air conditioners | TRC | Existing | NE4028 | Programmable Thermostat | Programmable Thermostat | NonEquip | 11 |  | 0% | Tech/Econ | 3.6% | 0 | 0 | 0
Tech | Grocery | Space Cooling | Individual room air conditioners | TRC | Existing | NE3976 | Low U-Value Windows | Low U-Value Windows | NonEquip | 20 |  | 8.361% | Tech/Econ | 46% | 1143.2009 | 0.42493 | 0
Tech | Grocery | Space Cooling | Individual room air conditioners | TRC | Existing | NE3950 | Infiltration Reduction - Air Sealing | Infiltration Reduction - Air Sealing | NonEquip | 11 |  | 0% | Tech/Econ | 0.2685% | 0 | 0 | 0
Tech | Grocery | Space Cooling | Individual room air conditioners | TRC | Existing | NE3898 | HVAC tune-up_RTU | HVAC tune-up_RTU | NonEquip | 5 | Packaged air conditioning units (RTUs) | 0% | Tech/Econ | 5% | 0 | 0 | 0
Tech | Grocery | Space Cooling | Individual room air conditioners | TRC | Existing | NE3872 | HVAC tune-up | HVAC tune-up | NonEquip | 5 | Residential-type central air conditioners | 0% | Tech/Econ | 5% | 0 | 0 | 0
Tech | Grocery | Space Cooling | Individual room air conditioners | TRC | Existing | NE3794 | Green Roof | Green Roof | NonEquip | 15 |  | 0.098% | Tech/Econ | 0.3585% | 0.089917 | 3.8198e-05 | 0
Tech | Grocery | Space Cooling | Individual room air conditioners | TRC | Existing | NE3664 | Facility Energy Management System | Facility Energy Management System | NonEquip | 15 |  | 7.167% | Tech/Econ | 20% | 409.6512 | 0.1069 | 0
Tech | Grocery | Space Cooling | Individual room air conditioners | TRC | Existing | NE3586 | Energy Recovery Ventilation System (ERV) | Energy Recovery Ventilation System (ERV) | NonEquip | 15 | Packaged air conditioning units (RTUs) | 0% | Tech/Econ | 9.935% | 0 | 0 | 0
Tech | Grocery | Space Cooling | Individual room air conditioners | TRC | Existing | NE3508 | Duct Sealing Repair | Duct Sealing Repair | NonEquip | 15 |  | 0% | Tech/Econ | 12% | 0 | 0 | 0
Tech | Grocery | Space Cooling | Individual room air conditioners | TRC | Existing | NE3456 | Duct Insulation | Duct Insulation | NonEquip | 15 |  | 0% | Tech/Econ | 2.045% | 0 | 0 | 0
Tech | Grocery | Space Cooling | Individual room air conditioners | TRC | Existing | NE3404 | Dedicated Outdoor Air System on VRF unit | Dedicated Outdoor Air System on VRF unit | NonEquip | 15 | Residential-type central air conditioners | 0% | Tech/Econ | 17.5% | 0 | 0 | 0
Tech | Grocery | Space Cooling | Individual room air conditioners | TRC | Existing | NE3352 | Cool Roof | Cool Roof | NonEquip | 15 |  | 72.71% | Tech/Econ | 0.6634% | 124.4864 | 0.052884 | 0
Tech | Grocery | Space Cooling | Individual room air conditioners | TRC | Existing | NE3300 | Chilled Water System - Variable Speed Drives | Chilled Water System - Variable Speed Drives | NonEquip | 13 | Central chillers inside | 0% | Tech/Econ | 24.74% | 0 | 0 | 0
Tech | Grocery | Space Cooling | Individual room air conditioners | TRC | Existing | NE3196 | Ceiling Insulation(R2 to R38) | Ceiling Insulation(R2 to R38) | NonEquip | 20 |  | 0% | Tech/Econ | 4.22% | 0 | 0 | 0
Tech | Grocery | Space Cooling | Individual room air conditioners | TRC | Existing | NE3144 | Ceiling Insulation(R19 to R38) | Ceiling Insulation(R19 to R38) | NonEquip | 20 |  | 0% | Tech/Econ | 0.2344% | 0 | 0 | 0
Tech | Grocery | Space Cooling | Individual room air conditioners | TRC | Existing | NE3092 | Ceiling Insulation(R12 to R38) | Ceiling Insulation(R12 to R38) | NonEquip | 20 |  | 0% | Tech/Econ | 0.5079% | 0 | 0 | 0
Tech | Grocery | Space Cooling | Individual room air conditioners | TRC | Existing | NE3040 | Airside Economizer | Airside Economizer | NonEquip | 10 | Packaged air conditioning units (RTUs) | 0% | Tech/Econ | 5.556% | 0 | 0 | 0
Tech | Grocery | Interior Lighting | High bay | TRC | New | NN5263 | Retro-Commissioning | Retro-Commissioning | NonEquip | 5 |  | 0% | Tech/Econ | 16% | 0 | 0 | 0
Tech | Grocery | Interior Lighting | High bay | TRC | New | NN5003 | ENERGY STAR certified buildings program | ENERGY STAR certified buildings program | NonEquip | 20 |  | 0% | Tech/Econ | 35% | 0 | 0 | 0
Tech | Grocery | Interior Lighting | High bay | TRC | New | NN4431 | Interior Lighting Controls | Interior Lighting Controls | NonEquip | 8 | Overhead (fluorescent/LED/CFL U-shape) | 0% | Tech/Econ | 28% | 0 | 0 | 0
Tech | Grocery | Interior Lighting | High bay | TRC | New | NN4405 | Bi-Level Lighting Control (Interior) | Bi-Level Lighting Control (Interior) | NonEquip | 8 | Overhead (fluorescent/LED/CFL U-shape) | 0% | Tech/Econ | 31% | 0 | 0 | 0
Tech | Grocery | Interior Lighting | High bay | TRC | New | NN3703 | Facility Energy Management System | Facility Energy Management System | NonEquip | 15 |  | 4.276% | Tech/Econ | 24% | 166.0848 | 0.043342 | 0.019928
Tech | Grocery | Interior Lighting | High bay | TRC | Existing | NE5250 | Retro-Commissioning | Retro-Commissioning | NonEquip | 5 |  | 21.99% | Tech/Econ | 16% | 39168.4263 | 12.0931 | 23.4316
Tech | Grocery | Interior Lighting | High bay | TRC | Existing | NE4990 | ENERGY STAR certified buildings program | ENERGY STAR certified buildings program | NonEquip | 20 |  | 0% | Tech/Econ | 35% | 0 | 0 | 0
Tech | Grocery | Interior Lighting | High bay | TRC | Existing | NE4418 | Interior Lighting Controls | Interior Lighting Controls | NonEquip | 8 | Overhead (fluorescent/LED/CFL U-shape) | 0% | Tech/Econ | 28% | 0 | 0 | 0
Tech | Grocery | Interior Lighting | High bay | TRC | Existing | NE4392 | Bi-Level Lighting Control (Interior) | Bi-Level Lighting Control (Interior) | NonEquip | 8 | Overhead (fluorescent/LED/CFL U-shape) | 0% | Tech/Econ | 31% | 0 | 0 | 0
Tech | Grocery | Interior Lighting | High bay | TRC | Existing | NE3690 | Facility Energy Management System | Facility Energy Management System | NonEquip | 15 |  | 7.167% | Tech/Econ | 24% | 19484.1455 | 5.0846 | 2.3378
Tech | Grocery | Interior Lighting | High bay | TRC | Turnover | ET1642 | LED Linear - Fixture Replacement | LED Linear - Fixture Replacement | Equip | 15 | High bay | 24.1% | Tech/Econ | 50.28% | 156208.6015 | 38.0947 | 0.002087
Tech | Grocery | Interior Lighting | High bay | TRC | Turnover | ET1525 | High Bay LED | High Bay LED | Equip | 15 | High bay | 0% | Tech/Econ | 64.78% | 0 | 0 | 0
Tech | Grocery | Interior Lighting | High bay | TRC | Turnover | ET1486 | High Bay Fluorescent (T5) | High Bay Fluorescent (T5) | Equip | 15 | High bay | 0% | Tech/Econ | 64.14% | 0 | 0 | 0
Tech | Grocery | Interior Lighting | High bay | TRC | New | EN1668 | LED Linear - Fixture Replacement | LED Linear - Fixture Replacement | Equip | 15 | High bay | 0% | Tech/Econ | 50.28% | 0 | 0 | 0
Tech | Grocery | Interior Lighting | High bay | TRC | New | EN1551 | High Bay LED | High Bay LED | Equip | 15 | High bay | 0% | Tech/Econ | 64.78% | 0 | 0 | 0
Tech | Grocery | Interior Lighting | High bay | TRC | New | EN1512 | High Bay Fluorescent (T5) | High Bay Fluorescent (T5) | Equip | 15 | High bay | 0% | Tech/Econ | 64.14% | 0 | 0 | 0
Tech | Grocery | Cooking | Fryer | TRC | New | NN5081 | ENERGY STAR certified buildings program | ENERGY STAR certified buildings program | NonEquip | 20 |  | 0% | Tech/Econ | 35% | 0 | 0 | 0
Tech | Grocery | Cooking | Fryer | TRC | Existing | NE5068 | ENERGY STAR certified buildings program | ENERGY STAR certified buildings program | NonEquip | 20 |  | 0% | Tech/Econ | 35% | 0 | 0 | 0
Tech | Grocery | Cooking | Fryer | TRC | Turnover | ET82 | Energy Star Fryer | Energy Star Fryer | Equip | 12 | Fryer | 0% | Tech/Econ | 17.46% | 0 | 0 | 0
Tech | Grocery | Cooking | Fryer | TRC | New | EN108 | Energy Star Fryer | Energy Star Fryer | Equip | 12 | Fryer | 0% | Tech/Econ | 17.46% | 0 | 0 | 0
Tech | Grocery | Space Heating | Forced air furnace | TRC | New | NN5341 | Retro-Commissioning | Retro-Commissioning | NonEquip | 5 |  | 0% | Tech/Econ | 16% | 0 | 0 | 0
Tech | Grocery | Space Heating | Forced air furnace | TRC | New | NN5133 | ENERGY STAR certified buildings program | ENERGY STAR certified buildings program | NonEquip | 20 |  | 0% | Tech/Econ | 35% | 0 | 0 | 0
Tech | Grocery | Space Heating | Forced air furnace | TRC | New | NN4327 | Water Cooled Refrigeration Heat Recovery | Water Cooled Refrigeration Heat Recovery | NonEquip | 20 |  | 0% | Tech/Econ | 10% | 0 | 0 | 0
Tech | Grocery | Space Heating | Forced air furnace | TRC | New | NN4275 | Warehouse Loading Dock Seals | Warehouse Loading Dock Seals | NonEquip | 18 |  | 0% | Tech/Econ | 1.927% | 0 | 0 | 0
Tech | Grocery | Space Heating | Forced air furnace | TRC | New | NN4249 | Wall Insulation | Wall Insulation | NonEquip | 20 |  | 0% | Tech/Econ | 0% | 0 | 0 | 0
Tech | Grocery | Space Heating | Forced air furnace | TRC | New | NN4171 | Smart Thermostat | Smart Thermostat | NonEquip | 11 |  | 31.48% | Tech/Econ | 10% | 1.3855 | 0 | -9.7431e-07
Tech | Grocery | Space Heating | Forced air furnace | TRC | New | NN4093 | Roof Insulation | Roof Insulation | NonEquip | 20 |  | 58.5% | Tech/Econ | 1.11% | 0.20111 | 0 | 9.386e-05
Tech | Grocery | Space Heating | Forced air furnace | TRC | New | NN4067 | Programmable Thermostat | Programmable Thermostat | NonEquip | 11 |  | 0% | Tech/Econ | 3.6% | 0 | 0 | 0
Tech | Grocery | Space Heating | Forced air furnace | TRC | New | NN4015 | Low U-Value Windows | Low U-Value Windows | NonEquip | 20 |  | 20.9% | Tech/Econ | 10% | 0.93976 | 0 | 3.9057e-06
Tech | Grocery | Space Heating | Forced air furnace | TRC | New | NN3937 | Infiltration Reduction - Air Sealing | Infiltration Reduction - Air Sealing | NonEquip | 11 |  | 0% | Tech/Econ | 0.9634% | 0 | 0 | 0
Tech | Grocery | Space Heating | Forced air furnace | TRC | New | NN3859 | Hotel Card Energy Control Systems | Hotel Card Energy Control Systems | NonEquip | 15 |  | 0% | Tech/Econ | 0% | 0 | 0 | 0
Tech | Grocery | Space Heating | Forced air furnace | TRC | New | NN3781 | Green Roof | Green Roof | NonEquip | 15 |  | 0.49% | Tech/Econ | 1.715% | 0.0035832 | 0 | 0
Tech | Grocery | Space Heating | Forced air furnace | TRC | New | NN3729 | Floor Insulation | Floor Insulation | NonEquip | 20 |  | 49.87% | Tech/Econ | 0.5824% | 0 | 0 | 0
Tech | Grocery | Space Heating | Forced air furnace | TRC | New | NN3651 | Facility Energy Management System | Facility Energy Management System | NonEquip | 15 |  | 4.276% | Tech/Econ | 20% | 0.38779 | 0 | 4.653e-05
Tech | Grocery | Space Heating | Forced air furnace | TRC | New | NN3573 | ECM Motors on Furnaces | ECM Motors on Furnaces | NonEquip | 15 | Forced air furnace | 47.78% | Tech/Econ | 1.706% | 0.34755 | 0 | 3.9675e-05
Tech | Grocery | Space Heating | Forced air furnace | TRC | New | NN3547 | Duct Sealing Repair | Duct Sealing Repair | NonEquip | 15 |  | 0% | Tech/Econ | 12% | 0 | 0 | 0
Tech | Grocery | Space Heating | Forced air furnace | TRC | New | NN3495 | Duct Insulation | Duct Insulation | NonEquip | 15 |  | 0% | Tech/Econ | 2.045% | 0 | 0 | 0
Tech | Grocery | Space Heating | Forced air furnace | TRC | New | NN3443 | Destratification Fans | Destratification Fans | NonEquip | 10 |  | 0% | Tech/Econ | 12.54% | 0 | 0 | 0
Tech | Grocery | Space Heating | Forced air furnace | TRC | New | NN3391 | Dedicated Outdoor Air System on VRF unit | Dedicated Outdoor Air System on VRF unit | NonEquip | 15 | Residential/split system heat pump | 0% | Tech/Econ | 10% | 0 | 0 | 0
Tech | Grocery | Space Heating | Forced air furnace | TRC | New | NN3339 | Cool Roof | Cool Roof | NonEquip | 15 |  | 72.32% | Tech/Econ | 0.08686% | 0 | 0 | 0
Tech | Grocery | Space Heating | Forced air furnace | TRC | New | NN3235 | Ceiling Insulation(R30 to R38) | Ceiling Insulation(R30 to R38) | NonEquip | 20 |  | 0% | Tech/Econ | 0.2243% | 0 | 0 | 0
Tech | Grocery | Space Heating | Forced air furnace | TRC | New | NN3183 | Ceiling Insulation(R2 to R38) | Ceiling Insulation(R2 to R38) | NonEquip | 20 |  | 0% | Tech/Econ | 15.14% | 0 | 0 | 0
Tech | Grocery | Space Heating | Forced air furnace | TRC | New | NN3131 | Ceiling Insulation(R19 to R38) | Ceiling Insulation(R19 to R38) | NonEquip | 20 |  | 0% | Tech/Econ | 0.8412% | 0 | 0 | 0
Tech | Grocery | Space Heating | Forced air furnace | TRC | New | NN3079 | Ceiling Insulation(R12 to R38) | Ceiling Insulation(R12 to R38) | NonEquip | 20 |  | 0% | Tech/Econ | 1.823% | 0 | 0 | 0
Tech | Grocery | Space Heating | Forced air furnace | TRC | New | NN3001 | Air Curtains | Air Curtains | NonEquip | 8 |  | 47.78% | Tech/Econ | 0.4308% | 0 | 0 | 0
Tech | Grocery | Space Heating | Forced air furnace | TRC | Existing | NE5328 | Retro-Commissioning | Retro-Commissioning | NonEquip | 5 |  | 21.99% | Tech/Econ | 16% | 120.4255 | 0 | 0.072042
Tech | Grocery | Space Heating | Forced air furnace | TRC | Existing | NE5120 | ENERGY STAR certified buildings program | ENERGY STAR certified buildings program | NonEquip | 20 |  | 0% | Tech/Econ | 35% | 0 | 0 | 0
Tech | Grocery | Space Heating | Forced air furnace | TRC | Existing | NE4314 | Water Cooled Refrigeration Heat Recovery | Water Cooled Refrigeration Heat Recovery | NonEquip | 20 |  | 0% | Tech/Econ | 10% | 0 | 0 | 0
Tech | Grocery | Space Heating | Forced air furnace | TRC | Existing | NE4262 | Warehouse Loading Dock Seals | Warehouse Loading Dock Seals | NonEquip | 18 |  | 0% | Tech/Econ | 2.126% | 0 | 0 | 0
Tech | Grocery | Space Heating | Forced air furnace | TRC | Existing | NE4236 | Wall Insulation | Wall Insulation | NonEquip | 20 |  | 0% | Tech/Econ | 2% | 0 | 0 | 0
Tech | Grocery | Space Heating | Forced air furnace | TRC | Existing | NE4158 | Smart Thermostat | Smart Thermostat | NonEquip | 11 |  | 31.48% | Tech/Econ | 10% | 103.9475 | 0 | -7.3097e-05
Tech | Grocery | Space Heating | Forced air furnace | TRC | Existing | NE4080 | Roof Insulation | Roof Insulation | NonEquip | 20 |  | 58.5% | Tech/Econ | 2.45% | 45.8314 | 0 | 0.02139
Tech | Grocery | Space Heating | Forced air furnace | TRC | Existing | NE4054 | Programmable Thermostat | Programmable Thermostat | NonEquip | 11 |  | 0% | Tech/Econ | 3.6% | 0 | 0 | 0
Tech | Grocery | Space Heating | Forced air furnace | TRC | Existing | NE4002 | Low U-Value Windows | Low U-Value Windows | NonEquip | 20 |  | 8.361% | Tech/Econ | 46% | 138.9075 | 0 | 0.00057731
Tech | Grocery | Space Heating | Forced air furnace | TRC | Existing | NE3924 | Infiltration Reduction - Air Sealing | Infiltration Reduction - Air Sealing | NonEquip | 11 |  | 0% | Tech/Econ | 1.063% | 0 | 0 | 0
Tech | Grocery | Space Heating | Forced air furnace | TRC | Existing | NE3846 | Hotel Card Energy Control Systems | Hotel Card Energy Control Systems | NonEquip | 15 |  | 0% | Tech/Econ | 0% | 0 | 0 | 0
Tech | Grocery | Space Heating | Forced air furnace | TRC | Existing | NE3768 | Green Roof | Green Roof | NonEquip | 15 |  | 0.098% | Tech/Econ | 1.893% | 0.058478 | 0 | 0
Tech | Grocery | Space Heating | Forced air furnace | TRC | Existing | NE3716 | Floor Insulation | Floor Insulation | NonEquip | 20 |  | 19.95% | Tech/Econ | 0.6426% | 4.0085 | 0 | 0.0018708
Tech | Grocery | Space Heating | Forced air furnace | TRC | Existing | NE3638 | Facility Energy Management System | Facility Energy Management System | NonEquip | 15 |  | 7.167% | Tech/Econ | 20% | 49.7757 | 0 | 0.0059724
Tech | Grocery | Space Heating | Forced air furnace | TRC | Existing | NE3560 | ECM Motors on Furnaces | ECM Motors on Furnaces | NonEquip | 15 | Forced air furnace | 47.78% | Tech/Econ | 1.706% | 25.7029 | 0 | 0.0029341
Tech | Grocery | Space Heating | Forced air furnace | TRC | Existing | NE3534 | Duct Sealing Repair | Duct Sealing Repair | NonEquip | 15 |  | 0% | Tech/Econ | 12% | 0 | 0 | 0
Tech | Grocery | Space Heating | Forced air furnace | TRC | Existing | NE3482 | Duct Insulation | Duct Insulation | NonEquip | 15 |  | 0% | Tech/Econ | 2.045% | 0 | 0 | 0
Tech | Grocery | Space Heating | Forced air furnace | TRC | Existing | NE3430 | Destratification Fans | Destratification Fans | NonEquip | 10 |  | 0% | Tech/Econ | 12.54% | 0 | 0 | 0
Tech | Grocery | Space Heating | Forced air furnace | TRC | Existing | NE3378 | Dedicated Outdoor Air System on VRF unit | Dedicated Outdoor Air System on VRF unit | NonEquip | 15 | Residential/split system heat pump | 0% | Tech/Econ | 10% | 0 | 0 | 0
Tech | Grocery | Space Heating | Forced air furnace | TRC | Existing | NE3326 | Cool Roof | Cool Roof | NonEquip | 15 |  | 72.71% | Tech/Econ | 0.09584% | 2.1735 | 0 | 0
Tech | Grocery | Space Heating | Forced air furnace | TRC | Existing | NE3222 | Ceiling Insulation(R30 to R38) | Ceiling Insulation(R30 to R38) | NonEquip | 20 |  | 0% | Tech/Econ | 0.2475% | 0 | 0 | 0
Tech | Grocery | Space Heating | Forced air furnace | TRC | Existing | NE3170 | Ceiling Insulation(R2 to R38) | Ceiling Insulation(R2 to R38) | NonEquip | 20 |  | 0% | Tech/Econ | 16.71% | 0 | 0 | 0
Tech | Grocery | Space Heating | Forced air furnace | TRC | Existing | NE3118 | Ceiling Insulation(R19 to R38) | Ceiling Insulation(R19 to R38) | NonEquip | 20 |  | 0% | Tech/Econ | 0.9282% | 0 | 0 | 0
Tech | Grocery | Space Heating | Forced air furnace | TRC | Existing | NE3066 | Ceiling Insulation(R12 to R38) | Ceiling Insulation(R12 to R38) | NonEquip | 20 |  | 0% | Tech/Econ | 2.011% | 0 | 0 | 0
Tech | Grocery | Space Heating | Forced air furnace | TRC | Existing | NE2988 | Air Curtains | Air Curtains | NonEquip | 8 |  | 28.17% | Tech/Econ | 0.4308% | 3.7895 | 0 | 0.00015089
Tech | Grocery | Exterior Lighting | Exterior parking/lot lighting | TRC | New | NN5289 | Retro-Commissioning | Retro-Commissioning | NonEquip | 5 |  | 0% | Tech/Econ | 16% | 0 | 0 | 0
Tech | Grocery | Exterior Lighting | Exterior parking/lot lighting | TRC | New | NN5029 | ENERGY STAR certified buildings program | ENERGY STAR certified buildings program | NonEquip | 20 |  | 0% | Tech/Econ | 35% | 0 | 0 | 0
Tech | Grocery | Exterior Lighting | Exterior parking/lot lighting | TRC | New | NN2975 | Outdoor Lighting Controls | Outdoor Lighting Controls | NonEquip | 8 | Exterior parking/lot lighting | 30.95% | Tech/Econ | 28% | 0 | 0 | 0
Tech | Grocery | Exterior Lighting | Exterior parking/lot lighting | TRC | New | NN2949 | Bi-Level Lighting Control (Exterior) | Bi-Level Lighting Control (Exterior) | NonEquip | 9 | Exterior parking/lot lighting | 8.579% | Tech/Econ | 31% | 10.2263 | 0 | 0
Tech | Grocery | Exterior Lighting | Exterior parking/lot lighting | TRC | Existing | NE5276 | Retro-Commissioning | Retro-Commissioning | NonEquip | 5 |  | 21.99% | Tech/Econ | 16% | 7561.3531 | 0 | 4.5234
Tech | Grocery | Exterior Lighting | Exterior parking/lot lighting | TRC | Existing | NE5016 | ENERGY STAR certified buildings program | ENERGY STAR certified buildings program | NonEquip | 20 |  | 0% | Tech/Econ | 35% | 0 | 0 | 0
Tech | Grocery | Exterior Lighting | Exterior parking/lot lighting | TRC | Existing | NE2962 | Outdoor Lighting Controls | Outdoor Lighting Controls | NonEquip | 8 | Exterior parking/lot lighting | 30.95% | Tech/Econ | 28% | 20388.9004 | 0 | 0
Tech | Grocery | Exterior Lighting | Exterior parking/lot lighting | TRC | Existing | NE2936 | Bi-Level Lighting Control (Exterior) | Bi-Level Lighting Control (Exterior) | NonEquip | 9 | Exterior parking/lot lighting | 8.579% | Tech/Econ | 31% | 6428.8278 | 0 | 0
Tech | Grocery | Exterior Lighting | Exterior parking/lot lighting | TRC | Turnover | ET706 | LED Parking Lighting | LED Parking Lighting | Equip | 18 | Exterior parking/lot lighting | 6.728% | Tech/Econ | 84% | 14479.6421 | 0 | 0
Tech | Grocery | Exterior Lighting | Exterior parking/lot lighting | TRC | Turnover | ET511 | High Efficiency HID Lighting | High Efficiency HID Lighting | Equip | 13 | Exterior parking/lot lighting | 0% | Tech/Econ | 34.18% | 0 | 0 | 0
Tech | Grocery | Exterior Lighting | Exterior parking/lot lighting | TRC | New | EN732 | LED Parking Lighting | LED Parking Lighting | Equip | 18 | Exterior parking/lot lighting | 94.94% | Tech/Econ | 84% | 2565.4061 | 0 | 0
Tech | Grocery | Exterior Lighting | Exterior parking/lot lighting | TRC | New | EN537 | High Efficiency HID Lighting | High Efficiency HID Lighting | Equip | 13 | Exterior parking/lot lighting | 0% | Tech/Econ | 34.18% | 0 | 0 | 0
Tech | Grocery | Exterior Lighting | Exterior marquis | TRC | New | NN5289 | Retro-Commissioning | Retro-Commissioning | NonEquip | 5 |  | 0% | Tech/Econ | 16% | 0 | 0 | 0
Tech | Grocery | Exterior Lighting | Exterior marquis | TRC | New | NN5029 | ENERGY STAR certified buildings program | ENERGY STAR certified buildings program | NonEquip | 20 |  | 0% | Tech/Econ | 35% | 0 | 0 | 0
Tech | Grocery | Exterior Lighting | Exterior marquis | TRC | New | NN2975 | Outdoor Lighting Controls | Outdoor Lighting Controls | NonEquip | 8 | Exterior parking/lot lighting | 0% | Tech/Econ | 28% | 0 | 0 | 0
Tech | Grocery | Exterior Lighting | Exterior marquis | TRC | New | NN2949 | Bi-Level Lighting Control (Exterior) | Bi-Level Lighting Control (Exterior) | NonEquip | 9 | Exterior parking/lot lighting | 0% | Tech/Econ | 31% | 0 | 0 | 0
Tech | Grocery | Exterior Lighting | Exterior marquis | TRC | Existing | NE5276 | Retro-Commissioning | Retro-Commissioning | NonEquip | 5 |  | 21.99% | Tech/Econ | 16% | 40.2632 | 0 | 0.024087
Tech | Grocery | Exterior Lighting | Exterior marquis | TRC | Existing | NE5016 | ENERGY STAR certified buildings program | ENERGY STAR certified buildings program | NonEquip | 20 |  | 0% | Tech/Econ | 35% | 0 | 0 | 0
Tech | Grocery | Exterior Lighting | Exterior marquis | TRC | Existing | NE2962 | Outdoor Lighting Controls | Outdoor Lighting Controls | NonEquip | 8 | Exterior parking/lot lighting | 0% | Tech/Econ | 28% | 0 | 0 | 0
Tech | Grocery | Exterior Lighting | Exterior marquis | TRC | Existing | NE2936 | Bi-Level Lighting Control (Exterior) | Bi-Level Lighting Control (Exterior) | NonEquip | 9 | Exterior parking/lot lighting | 0% | Tech/Econ | 31% | 0 | 0 | 0
Tech | Grocery | Exterior Lighting | Exterior marquis | TRC | Turnover | ET628 | LED Exterior Lighting | LED Exterior Lighting | Equip | 13 | Exterior marquis | 4.268% | Tech/Econ | 60.51% | 30.3394 | 0 | 0
Tech | Grocery | Exterior Lighting | Exterior marquis | TRC | Turnover | ET589 | LED Display Lighting (Exterior) | LED Display Lighting (Exterior) | Equip | 15 | Exterior marquis | 4.268% | Tech/Econ | 87.04% | 45.324 | 0 | 0
Tech | Grocery | Exterior Lighting | Exterior marquis | TRC | New | EN654 | LED Exterior Lighting | LED Exterior Lighting | Equip | 13 | Exterior marquis | 4.624% | Tech/Econ | 60.51% | 0.41135 | 0 | 0
Tech | Grocery | Exterior Lighting | Exterior marquis | TRC | New | EN615 | LED Display Lighting (Exterior) | LED Display Lighting (Exterior) | Equip | 15 | Exterior marquis | 4.624% | Tech/Econ | 87.04% | 0.6165 | 0 | 0
Tech | Grocery | Miscellaneous | Elevators/Escalators | TRC | New | NN5445 | Retro-Commissioning | Retro-Commissioning | NonEquip | 5 |  | 0% | Tech/Econ | 16% | 0 | 0 | 0
Tech | Grocery | Miscellaneous | Elevators/Escalators | TRC | New | NN5237 | ENERGY STAR certified buildings program | ENERGY STAR certified buildings program | NonEquip | 20 |  | 0% | Tech/Econ | 35% | 0 | 0 | 0
Tech | Grocery | Miscellaneous | Elevators/Escalators | TRC | New | NN4535 | VSD Controlled Compressor | VSD Controlled Compressor | NonEquip | 15 | Others | 0% | Tech/Econ | 20.79% | 0 | 0 | 0
Tech | Grocery | Miscellaneous | Elevators/Escalators | TRC | New | NN4509 | Regenerative Drive Elevator Motor | Regenerative Drive Elevator Motor | NonEquip | 13 | Elevators/Escalators | 0% | Tech/Econ | 6.211% | 0 | 0 | 0
Tech | Grocery | Miscellaneous | Elevators/Escalators | TRC | New | NN4483 | Engine Block Timer | Engine Block Timer | NonEquip | 5 | Others | 0% | Tech/Econ | 36% | 0 | 0 | 0
Tech | Grocery | Miscellaneous | Elevators/Escalators | TRC | New | NN4457 | Efficient Motor Belts | Efficient Motor Belts | NonEquip | 10 | Others | 0% | Tech/Econ | 1.105% | 0 | 0 | 0
Tech | Grocery | Miscellaneous | Elevators/Escalators | TRC | Existing | NE5432 | Retro-Commissioning | Retro-Commissioning | NonEquip | 5 |  | 21.99% | Tech/Econ | 16% | 0 | 0 | 0
Tech | Grocery | Miscellaneous | Elevators/Escalators | TRC | Existing | NE5224 | ENERGY STAR certified buildings program | ENERGY STAR certified buildings program | NonEquip | 20 |  | 0% | Tech/Econ | 35% | 0 | 0 | 0
Tech | Grocery | Miscellaneous | Elevators/Escalators | TRC | Existing | NE4522 | VSD Controlled Compressor | VSD Controlled Compressor | NonEquip | 15 | Others | 0% | Tech/Econ | 20.79% | 0 | 0 | 0
Tech | Grocery | Miscellaneous | Elevators/Escalators | TRC | Existing | NE4496 | Regenerative Drive Elevator Motor | Regenerative Drive Elevator Motor | NonEquip | 13 | Elevators/Escalators | 0% | Tech/Econ | 6.211% | 0 | 0 | 0
Tech | Grocery | Miscellaneous | Elevators/Escalators | TRC | Existing | NE4470 | Engine Block Timer | Engine Block Timer | NonEquip | 5 | Others | 0% | Tech/Econ | 36% | 0 | 0 | 0
Tech | Grocery | Miscellaneous | Elevators/Escalators | TRC | Existing | NE4444 | Efficient Motor Belts | Efficient Motor Belts | NonEquip | 10 | Others | 0% | Tech/Econ | 1.105% | 0 | 0 | 0
Tech | Grocery | Office Equipment | Document production | TRC | New | NN5055 | ENERGY STAR certified buildings program | ENERGY STAR certified buildings program | NonEquip | 20 |  | 0% | Tech/Econ | 35% | 0 | 0 | 0
Tech | Grocery | Office Equipment | Document production | TRC | New | NN4587 | Smart Strip Plug Outlet | Smart Strip Plug Outlet | NonEquip | 4 |  | 43.9% | Tech/Econ | 1.187% | 8.3697 | 0.0012445 | 0.00086493
Tech | Grocery | Office Equipment | Document production | TRC | New | NN4561 | Network PC Power Management | Network PC Power Management | NonEquip | 5 | Computers | 0% | Tech/Econ | 56.5% | 0 | 0 | 0
Tech | Grocery | Office Equipment | Document production | TRC | Existing | NE5042 | ENERGY STAR certified buildings program | ENERGY STAR certified buildings program | NonEquip | 20 |  | 0% | Tech/Econ | 35% | 0 | 0 | 0
Tech | Grocery | Office Equipment | Document production | TRC | Existing | NE4574 | Smart Strip Plug Outlet | Smart Strip Plug Outlet | NonEquip | 4 |  | 43.9% | Tech/Econ | 1.187% | 666.6088 | 0.099121 | 0.068888
Tech | Grocery | Office Equipment | Document production | TRC | Existing | NE4548 | Network PC Power Management | Network PC Power Management | NonEquip | 5 | Computers | 0% | Tech/Econ | 56.5% | 0 | 0 | 0
Tech | Grocery | Office Equipment | Document production | TRC | Turnover | ET2143 | ENERGY STAR Imaging Equipment | ENERGY STAR Imaging Equipment | Equip | 6 | Document production | 17.92% | Tech/Econ | 44.44% | 11069.6575 | 1.5351 | 1.0308
Tech | Grocery | Office Equipment | Document production | TRC | New | EN2169 | ENERGY STAR Imaging Equipment | ENERGY STAR Imaging Equipment | Equip | 6 | Document production | 17.92% | Tech/Econ | 44.44% | 138.9872 | 0.019274 | 0.012943
Tech | Grocery | Space Cooling | District chilled water piped | TRC | New | NN5367 | Retro-Commissioning | Retro-Commissioning | NonEquip | 5 |  | 0% | Tech/Econ | 16% | 0 | 0 | 0
Tech | Grocery | Space Cooling | District chilled water piped | TRC | New | NN5159 | ENERGY STAR certified buildings program | ENERGY STAR certified buildings program | NonEquip | 20 |  | 0% | Tech/Econ | 35% | 0 | 0 | 0
Tech | Grocery | Space Cooling | District chilled water piped | TRC | New | NN4379 | Window Sun Protection | Window Sun Protection | NonEquip | 10 |  | 15.35% | Tech/Econ | 16% | 0 | 0 | 0
Tech | Grocery | Space Cooling | District chilled water piped | TRC | New | NN4353 | Waterside Economizer | Waterside Economizer | NonEquip | 20 |  | 0% | Tech/Econ | 5.556% | 0 | 0 | 0
Tech | Grocery | Space Cooling | District chilled water piped | TRC | New | NN4301 | Warehouse Loading Dock Seals | Warehouse Loading Dock Seals | NonEquip | 18 |  | 0% | Tech/Econ | 0.537% | 0 | 0 | 0
Tech | Grocery | Space Cooling | District chilled water piped | TRC | New | NN4145 | Smart Thermostat | Smart Thermostat | NonEquip | 11 |  | 31.48% | Tech/Econ | 10% | 0 | 0 | 0
Tech | Grocery | Space Cooling | District chilled water piped | TRC | New | NN4041 | Programmable Thermostat | Programmable Thermostat | NonEquip | 11 |  | 0% | Tech/Econ | 3.6% | 0 | 0 | 0
Tech | Grocery | Space Cooling | District chilled water piped | TRC | New | NN3989 | Low U-Value Windows | Low U-Value Windows | NonEquip | 20 |  | 20.9% | Tech/Econ | 10% | 0 | 0 | 0
Tech | Grocery | Space Cooling | District chilled water piped | TRC | New | NN3911 | HVAC tune-up_RTU | HVAC tune-up_RTU | NonEquip | 5 | Packaged air conditioning units (RTUs) | 0% | Tech/Econ | 5% | 0 | 0 | 0
Tech | Grocery | Space Cooling | District chilled water piped | TRC | New | NN3885 | HVAC tune-up | HVAC tune-up | NonEquip | 5 | Residential-type central air conditioners | 0% | Tech/Econ | 5% | 0 | 0 | 0
Tech | Grocery | Space Cooling | District chilled water piped | TRC | New | NN3807 | Green Roof | Green Roof | NonEquip | 15 |  | 0.49% | Tech/Econ | 0.3585% | 0 | 0 | 0
Tech | Grocery | Space Cooling | District chilled water piped | TRC | New | NN3677 | Facility Energy Management System | Facility Energy Management System | NonEquip | 15 |  | 4.276% | Tech/Econ | 20% | 0 | 0 | 0
Tech | Grocery | Space Cooling | District chilled water piped | TRC | New | NN3625 | Facility Commissioning | Facility Commissioning | NonEquip | 10 |  | 53.41% | Tech/Econ | 16% | 0 | 0 | 0
Tech | Grocery | Space Cooling | District chilled water piped | TRC | New | NN3599 | Energy Recovery Ventilation System (ERV) | Energy Recovery Ventilation System (ERV) | NonEquip | 15 | Packaged air conditioning units (RTUs) | 0% | Tech/Econ | 9.935% | 0 | 0 | 0
Tech | Grocery | Space Cooling | District chilled water piped | TRC | New | NN3521 | Duct Sealing Repair | Duct Sealing Repair | NonEquip | 15 |  | 0% | Tech/Econ | 12% | 0 | 0 | 0
Tech | Grocery | Space Cooling | District chilled water piped | TRC | New | NN3469 | Duct Insulation | Duct Insulation | NonEquip | 15 |  | 0% | Tech/Econ | 2.045% | 0 | 0 | 0
Tech | Grocery | Space Cooling | District chilled water piped | TRC | New | NN3417 | Dedicated Outdoor Air System on VRF unit | Dedicated Outdoor Air System on VRF unit | NonEquip | 15 | Residential-type central air conditioners | 0% | Tech/Econ | 17.5% | 0 | 0 | 0
Tech | Grocery | Space Cooling | District chilled water piped | TRC | New | NN3365 | Cool Roof | Cool Roof | NonEquip | 15 |  | 72.32% | Tech/Econ | 0.6634% | 0 | 0 | 0
Tech | Grocery | Space Cooling | District chilled water piped | TRC | New | NN3313 | Chilled Water System - Variable Speed Drives | Chilled Water System - Variable Speed Drives | NonEquip | 13 | Central chillers inside | 0% | Tech/Econ | 24.74% | 0 | 0 | 0
Tech | Grocery | Space Cooling | District chilled water piped | TRC | New | NN3209 | Ceiling Insulation(R2 to R38) | Ceiling Insulation(R2 to R38) | NonEquip | 20 |  | 0% | Tech/Econ | 4.22% | 0 | 0 | 0
Tech | Grocery | Space Cooling | District chilled water piped | TRC | New | NN3105 | Ceiling Insulation(R12 to R38) | Ceiling Insulation(R12 to R38) | NonEquip | 20 |  | 0% | Tech/Econ | 0.5079% | 0 | 0 | 0
Tech | Grocery | Space Cooling | District chilled water piped | TRC | New | NN3053 | Airside Economizer | Airside Economizer | NonEquip | 10 | Packaged air conditioning units (RTUs) | 0% | Tech/Econ | 5.556% | 0 | 0 | 0
Tech | Grocery | Space Cooling | District chilled water piped | TRC | Existing | NE5354 | Retro-Commissioning | Retro-Commissioning | NonEquip | 5 |  | 21.99% | Tech/Econ | 16% | 0 | 0 | 0
Tech | Grocery | Space Cooling | District chilled water piped | TRC | Existing | NE5146 | ENERGY STAR certified buildings program | ENERGY STAR certified buildings program | NonEquip | 20 |  | 0% | Tech/Econ | 35% | 0 | 0 | 0
Tech | Grocery | Space Cooling | District chilled water piped | TRC | Existing | NE4366 | Window Sun Protection | Window Sun Protection | NonEquip | 10 |  | 12.19% | Tech/Econ | 16% | 0 | 0 | 0
Tech | Grocery | Space Cooling | District chilled water piped | TRC | Existing | NE4340 | Waterside Economizer | Waterside Economizer | NonEquip | 20 |  | 0% | Tech/Econ | 5.556% | 0 | 0 | 0
Tech | Grocery | Space Cooling | District chilled water piped | TRC | Existing | NE4288 | Warehouse Loading Dock Seals | Warehouse Loading Dock Seals | NonEquip | 18 |  | 0% | Tech/Econ | 0.537% | 0 | 0 | 0
Tech | Grocery | Space Cooling | District chilled water piped | TRC | Existing | NE4210 | Wall Insulation | Wall Insulation | NonEquip | 20 |  | 0% | Tech/Econ | 3.46% | 0 | 0 | 0
Tech | Grocery | Space Cooling | District chilled water piped | TRC | Existing | NE4132 | Smart Thermostat | Smart Thermostat | NonEquip | 11 |  | 31.48% | Tech/Econ | 10% | 0 | 0 | 0
Tech | Grocery | Space Cooling | District chilled water piped | TRC | Existing | NE4106 | Roof Insulation | Roof Insulation | NonEquip | 20 |  | 58.5% | Tech/Econ | 0.6186% | 0 | 0 | 0
Tech | Grocery | Space Cooling | District chilled water piped | TRC | Existing | NE4028 | Programmable Thermostat | Programmable Thermostat | NonEquip | 11 |  | 0% | Tech/Econ | 3.6% | 0 | 0 | 0
Tech | Grocery | Space Cooling | District chilled water piped | TRC | Existing | NE3976 | Low U-Value Windows | Low U-Value Windows | NonEquip | 20 |  | 8.361% | Tech/Econ | 46% | 0 | 0 | 0
Tech | Grocery | Space Cooling | District chilled water piped | TRC | Existing | NE3950 | Infiltration Reduction - Air Sealing | Infiltration Reduction - Air Sealing | NonEquip | 11 |  | 0% | Tech/Econ | 0.2685% | 0 | 0 | 0
Tech | Grocery | Space Cooling | District chilled water piped | TRC | Existing | NE3898 | HVAC tune-up_RTU | HVAC tune-up_RTU | NonEquip | 5 | Packaged air conditioning units (RTUs) | 0% | Tech/Econ | 5% | 0 | 0 | 0
Tech | Grocery | Space Cooling | District chilled water piped | TRC | Existing | NE3872 | HVAC tune-up | HVAC tune-up | NonEquip | 5 | Residential-type central air conditioners | 0% | Tech/Econ | 5% | 0 | 0 | 0
Tech | Grocery | Space Cooling | District chilled water piped | TRC | Existing | NE3794 | Green Roof | Green Roof | NonEquip | 15 |  | 0.098% | Tech/Econ | 0.3585% | 0 | 0 | 0
Tech | Grocery | Space Cooling | District chilled water piped | TRC | Existing | NE3664 | Facility Energy Management System | Facility Energy Management System | NonEquip | 15 |  | 7.167% | Tech/Econ | 20% | 0 | 0 | 0
Tech | Grocery | Space Cooling | District chilled water piped | TRC | Existing | NE3586 | Energy Recovery Ventilation System (ERV) | Energy Recovery Ventilation System (ERV) | NonEquip | 15 | Packaged air conditioning units (RTUs) | 0% | Tech/Econ | 9.935% | 0 | 0 | 0
Tech | Grocery | Space Cooling | District chilled water piped | TRC | Existing | NE3508 | Duct Sealing Repair | Duct Sealing Repair | NonEquip | 15 |  | 0% | Tech/Econ | 12% | 0 | 0 | 0
Tech | Grocery | Space Cooling | District chilled water piped | TRC | Existing | NE3456 | Duct Insulation | Duct Insulation | NonEquip | 15 |  | 0% | Tech/Econ | 2.045% | 0 | 0 | 0
Tech | Grocery | Space Cooling | District chilled water piped | TRC | Existing | NE3404 | Dedicated Outdoor Air System on VRF unit | Dedicated Outdoor Air System on VRF unit | NonEquip | 15 | Residential-type central air conditioners | 0% | Tech/Econ | 17.5% | 0 | 0 | 0
Tech | Grocery | Space Cooling | District chilled water piped | TRC | Existing | NE3352 | Cool Roof | Cool Roof | NonEquip | 15 |  | 72.71% | Tech/Econ | 0.6634% | 0 | 0 | 0
Tech | Grocery | Space Cooling | District chilled water piped | TRC | Existing | NE3300 | Chilled Water System - Variable Speed Drives | Chilled Water System - Variable Speed Drives | NonEquip | 13 | Central chillers inside | 0% | Tech/Econ | 24.74% | 0 | 0 | 0
Tech | Grocery | Space Cooling | District chilled water piped | TRC | Existing | NE3196 | Ceiling Insulation(R2 to R38) | Ceiling Insulation(R2 to R38) | NonEquip | 20 |  | 0% | Tech/Econ | 4.22% | 0 | 0 | 0
Tech | Grocery | Space Cooling | District chilled water piped | TRC | Existing | NE3144 | Ceiling Insulation(R19 to R38) | Ceiling Insulation(R19 to R38) | NonEquip | 20 |  | 0% | Tech/Econ | 0.2344% | 0 | 0 | 0
Tech | Grocery | Space Cooling | District chilled water piped | TRC | Existing | NE3092 | Ceiling Insulation(R12 to R38) | Ceiling Insulation(R12 to R38) | NonEquip | 20 |  | 0% | Tech/Econ | 0.5079% | 0 | 0 | 0
Tech | Grocery | Space Cooling | District chilled water piped | TRC | Existing | NE3040 | Airside Economizer | Airside Economizer | NonEquip | 10 | Packaged air conditioning units (RTUs) | 0% | Tech/Econ | 5.556% | 0 | 0 | 0
Tech | Grocery | Space Cooling | District chilled water piped | TRC | Turnover | ET940 | High Efficiency Chiller (Air Cooled, 50 tons) | High Efficiency Chiller (Air Cooled, 50 tons) | Equip | 20 | District chilled water piped | 28.37% | Tech/Econ | 8.759% | 0 | 0 | 0
Tech | Grocery | Space Cooling | District chilled water piped | TRC | Turnover | ET1096 | High Efficiency Chiller (Water cooled-positive displacement, 100 tons) | High Efficiency Chiller (Water cooled-positive displacement, 100 tons) | Equip | 20 | District chilled water piped | 28.37% | Tech/Econ | 2.683% | 0 | 0 | 0
Tech | Grocery | Space Cooling | District chilled water piped | TRC | Turnover | ET1018 | High Efficiency Chiller (Water cooled-centrifugal, 200 tons) | High Efficiency Chiller (Water cooled-centrifugal, 200 tons) | Equip | 20 | District chilled water piped | 28.37% | Tech/Econ | 4.362% | 0 | 0 | 0
Tech | Grocery | Space Cooling | District chilled water piped | TRC | New | EN966 | High Efficiency Chiller (Air Cooled, 50 tons) | High Efficiency Chiller (Air Cooled, 50 tons) | Equip | 20 | District chilled water piped | 28.37% | Tech/Econ | 8.759% | 0 | 0 | 0
Tech | Grocery | Space Cooling | District chilled water piped | TRC | New | EN1122 | High Efficiency Chiller (Water cooled-positive displacement, 100 tons) | High Efficiency Chiller (Water cooled-positive displacement, 100 tons) | Equip | 20 | District chilled water piped | 28.37% | Tech/Econ | 2.683% | 0 | 0 | 0
Tech | Grocery | Space Cooling | District chilled water piped | TRC | New | EN1044 | High Efficiency Chiller (Water cooled-centrifugal, 200 tons) | High Efficiency Chiller (Water cooled-centrifugal, 200 tons) | Equip | 20 | District chilled water piped | 28.37% | Tech/Econ | 4.362% | 0 | 0 | 0
Tech | Grocery | Refrigeration | Display cases | TRC | New | NN5315 | Retro-Commissioning | Retro-Commissioning | NonEquip | 5 |  | 0% | Tech/Econ | 16% | 0 | 0 | 0
Tech | Grocery | Refrigeration | Display cases | TRC | New | NN5107 | ENERGY STAR certified buildings program | ENERGY STAR certified buildings program | NonEquip | 20 |  | 0% | Tech/Econ | 35% | 0 | 0 | 0
Tech | Grocery | Refrigeration | Display cases | TRC | New | NN4899 | Strip Curtains for Walk-ins | Strip Curtains for Walk-ins | NonEquip | 4 | Walk-in cooler | 0% | Tech/Econ | 2.115% | 0 | 0 | 0
Tech | Grocery | Refrigeration | Display cases | TRC | New | NN4873 | Refrigerated Display Case Lighting Controls | Refrigerated Display Case Lighting Controls | NonEquip | 8 | Display cases | 50% | Tech/Econ | 0.9365% | 0 | 0 | 0
Tech | Grocery | Refrigeration | Display cases | TRC | New | NN4847 | PSC to ECM Evaporator Fan Motor (Walk-In, Refrigerator) | PSC to ECM Evaporator Fan Motor (Walk-In, Refrigerator) | NonEquip | 15 | Walk-in cooler | 0% | Tech/Econ | 37.5% | 0 | 0 | 0
Tech | Grocery | Refrigeration | Display cases | TRC | New | NN4821 | PSC to ECM Evaporator Fan Motor (Reach-In) | PSC to ECM Evaporator Fan Motor (Reach-In) | NonEquip | 15 | Display cases | 68.68% | Tech/Econ | 37.5% | 0 | 0 | 0
Tech | Grocery | Refrigeration | Display cases | TRC | New | NN4795 | Night Covers for Display Cases | Night Covers for Display Cases | NonEquip | 5 | Display cases | 33.84% | Tech/Econ | 1.877% | 0 | 0 | 0
Tech | Grocery | Refrigeration | Display cases | TRC | New | NN4769 | High R-Value Glass Doors | High R-Value Glass Doors | NonEquip | 12 | Display cases | 76.15% | Tech/Econ | 0% | 0 | 0 | 0
Tech | Grocery | Refrigeration | Display cases | TRC | New | NN4743 | High Efficiency Refrigeration Compressor | High Efficiency Refrigeration Compressor | NonEquip | 13 | Display cases | 37.79% | Tech/Econ | 6.922% | 0 | 0 | 0
Tech | Grocery | Refrigeration | Display cases | TRC | New | NN4717 | Freezer-Cooler Replacement Gaskets | Freezer-Cooler Replacement Gaskets | NonEquip | 4 | Display cases | 0% | Tech/Econ | 0% | 0 | 0 | 0
Tech | Grocery | Refrigeration | Display cases | TRC | New | NN4691 | Floating Head Pressure Controls | Floating Head Pressure Controls | NonEquip | 15 |  | 0% | Tech/Econ | 6.05% | 0 | 0 | 0
Tech | Grocery | Refrigeration | Display cases | TRC | New | NN4665 | Demand Defrost | Demand Defrost | NonEquip | 10 | Walk-in cooler | 0% | Tech/Econ | 30% | 0 | 0 | 0
Tech | Grocery | Refrigeration | Display cases | TRC | New | NN4639 | Automatic Door Closer for Walk-in Coolers and Freezers | Automatic Door Closer for Walk-in Coolers and Freezers | NonEquip | 8 | Walk-in cooler | 0% | Tech/Econ | 3.131% | 0 | 0 | 0
Tech | Grocery | Refrigeration | Display cases | TRC | New | NN4613 | Anti-Sweat Controls | Anti-Sweat Controls | NonEquip | 8 | Display cases | 0% | Tech/Econ | 85% | 0 | 0 | 0
Tech | Grocery | Refrigeration | Display cases | TRC | Existing | NE5302 | Retro-Commissioning | Retro-Commissioning | NonEquip | 5 |  | 21.99% | Tech/Econ | 16% | 25143.2182 | 7.7629 | 15.0414
Tech | Grocery | Refrigeration | Display cases | TRC | Existing | NE5094 | ENERGY STAR certified buildings program | ENERGY STAR certified buildings program | NonEquip | 20 |  | 0% | Tech/Econ | 35% | 0 | 0 | 0
Tech | Grocery | Refrigeration | Display cases | TRC | Existing | NE4886 | Strip Curtains for Walk-ins | Strip Curtains for Walk-ins | NonEquip | 4 | Walk-in cooler | 0% | Tech/Econ | 2.115% | 0 | 0 | 0
Tech | Grocery | Refrigeration | Display cases | TRC | Existing | NE4860 | Refrigerated Display Case Lighting Controls | Refrigerated Display Case Lighting Controls | NonEquip | 8 | Display cases | 50% | Tech/Econ | 2.524% | 8077.3548 | 1.1095 | 1.0368
Tech | Grocery | Refrigeration | Display cases | TRC | Existing | NE4834 | PSC to ECM Evaporator Fan Motor (Walk-In, Refrigerator) | PSC to ECM Evaporator Fan Motor (Walk-In, Refrigerator) | NonEquip | 15 | Walk-in cooler | 0% | Tech/Econ | 37.5% | 0 | 0 | 0
Tech | Grocery | Refrigeration | Display cases | TRC | Existing | NE4808 | PSC to ECM Evaporator Fan Motor (Reach-In) | PSC to ECM Evaporator Fan Motor (Reach-In) | NonEquip | 15 | Display cases | 17.17% | Tech/Econ | 37.5% | 60074.5585 | 8.3614 | 0.76597
Tech | Grocery | Refrigeration | Display cases | TRC | Existing | NE4782 | Night Covers for Display Cases | Night Covers for Display Cases | NonEquip | 5 | Display cases | 42.3% | Tech/Econ | 1.877% | 5017.9004 | 0.75372 | 0.33685
Tech | Grocery | Refrigeration | Display cases | TRC | Existing | NE4756 | High R-Value Glass Doors | High R-Value Glass Doors | NonEquip | 12 | Display cases | 76.15% | Tech/Econ | 23.81% | 158262.2233 | 23.1127 | 7.9496
Tech | Grocery | Refrigeration | Display cases | TRC | Existing | NE4730 | High Efficiency Refrigeration Compressor | High Efficiency Refrigeration Compressor | NonEquip | 13 | Display cases | 74.65% | Tech/Econ | 6.922% | 35631.2534 | 5.3726 | 2.5146
Tech | Grocery | Refrigeration | Display cases | TRC | Existing | NE4704 | Freezer-Cooler Replacement Gaskets | Freezer-Cooler Replacement Gaskets | NonEquip | 4 | Display cases | 66.96% | Tech/Econ | 3.131% | 13706.9753 | 1.9962 | 0.64992
Tech | Grocery | Refrigeration | Display cases | TRC | Existing | NE4678 | Floating Head Pressure Controls | Floating Head Pressure Controls | NonEquip | 15 |  | 0% | Tech/Econ | 6.05% | 0 | 0 | 0
Tech | Grocery | Refrigeration | Display cases | TRC | Existing | NE4652 | Demand Defrost | Demand Defrost | NonEquip | 10 | Walk-in cooler | 0% | Tech/Econ | 30% | 0 | 0 | 0
Tech | Grocery | Refrigeration | Display cases | TRC | Existing | NE4626 | Automatic Door Closer for Walk-in Coolers and Freezers | Automatic Door Closer for Walk-in Coolers and Freezers | NonEquip | 8 | Walk-in cooler | 0% | Tech/Econ | 3.131% | 0 | 0 | 0
Tech | Grocery | Refrigeration | Display cases | TRC | Existing | NE4600 | Anti-Sweat Controls | Anti-Sweat Controls | NonEquip | 8 | Display cases | 13.66% | Tech/Econ | 85% | 256124.3374 | 20.4691 | 20.5793
Tech | Grocery | Refrigeration | Display cases | TRC | Turnover | ET2455 | Energy Star Commercial Solid Door Refrigerator | Energy Star Commercial Solid Door Refrigerator | Equip | 12 | Display cases | 66.59% | Tech/Econ | 50.28% | 652611.9592 | 97.4757 | 43.5581
Tech | Grocery | Refrigeration | Display cases | TRC | Turnover | ET2416 | Energy Star Commercial Solid Door Freezer | Energy Star Commercial Solid Door Freezer | Equip | 12 | Display cases | 66.59% | Tech/Econ | 42.11% | 363604.7354 | 54.3089 | 24.2685
Tech | Grocery | Refrigeration | Display cases | TRC | New | EN2481 | Energy Star Commercial Solid Door Refrigerator | Energy Star Commercial Solid Door Refrigerator | Equip | 12 | Display cases | 66.59% | Tech/Econ | 50.28% | 9270.6836 | 1.3847 | 0.61876
Tech | Grocery | Refrigeration | Display cases | TRC | New | EN2442 | Energy Star Commercial Solid Door Freezer | Energy Star Commercial Solid Door Freezer | Equip | 12 | Display cases | 66.59% | Tech/Econ | 42.11% | 2591.1166 | 0.38702 | 0.17294
Tech | Grocery | Cooking | Cooking Other | TRC | New | NN5081 | ENERGY STAR certified buildings program | ENERGY STAR certified buildings program | NonEquip | 20 |  | 0% | Tech/Econ | 35% | 0 | 0 | 0
Tech | Grocery | Cooking | Cooking Other | TRC | Existing | NE5068 | ENERGY STAR certified buildings program | ENERGY STAR certified buildings program | NonEquip | 20 |  | 0% | Tech/Econ | 35% | 0 | 0 | 0
Tech | Grocery | Cooking | Cooking Other | TRC | Turnover | ET4 | Efficient Exhaust Hood | Efficient Exhaust Hood | Equip | 15 | Cooking Other | 0% | Tech/Econ | 42.5% | 0 | 0 | 0
Tech | Grocery | Cooking | Cooking Other | TRC | Turnover | ET238 | Induction Cooktops | Induction Cooktops | Equip | 10 | Cooking Other | 0% | Tech/Econ | 18.82% | 0 | 0 | 0
Tech | Grocery | Cooking | Cooking Other | TRC | Turnover | ET160 | Energy Star Hot Food Holding Cabinet | Energy Star Hot Food Holding Cabinet | Equip | 12 | Cooking Other | 0% | Tech/Econ | 52.67% | 0 | 0 | 0
Tech | Grocery | Cooking | Cooking Other | TRC | Turnover | ET121 | Energy Star Griddle | Energy Star Griddle | Equip | 12 | Cooking Other | 0% | Tech/Econ | 12.08% | 0 | 0 | 0
Tech | Grocery | Cooking | Cooking Other | TRC | New | EN30 | Efficient Exhaust Hood | Efficient Exhaust Hood | Equip | 15 | Cooking Other | 0% | Tech/Econ | 42.5% | 0 | 0 | 0
Tech | Grocery | Cooking | Cooking Other | TRC | New | EN264 | Induction Cooktops | Induction Cooktops | Equip | 10 | Cooking Other | 0% | Tech/Econ | 18.82% | 0 | 0 | 0
Tech | Grocery | Cooking | Cooking Other | TRC | New | EN186 | Energy Star Hot Food Holding Cabinet | Energy Star Hot Food Holding Cabinet | Equip | 12 | Cooking Other | 0% | Tech/Econ | 52.67% | 0 | 0 | 0
Tech | Grocery | Cooking | Cooking Other | TRC | New | EN147 | Energy Star Griddle | Energy Star Griddle | Equip | 12 | Cooking Other | 0% | Tech/Econ | 12.08% | 0 | 0 | 0
Tech | Grocery | Office Equipment | Computers | TRC | New | NN5055 | ENERGY STAR certified buildings program | ENERGY STAR certified buildings program | NonEquip | 20 |  | 0% | Tech/Econ | 35% | 0 | 0 | 0
Tech | Grocery | Office Equipment | Computers | TRC | New | NN4587 | Smart Strip Plug Outlet | Smart Strip Plug Outlet | NonEquip | 4 |  | 43.9% | Tech/Econ | 1.187% | 5.0301 | 0.00074795 | 0.00051981
Tech | Grocery | Office Equipment | Computers | TRC | New | NN4561 | Network PC Power Management | Network PC Power Management | NonEquip | 5 | Computers | 0% | Tech/Econ | 56.5% | 0 | 0 | 0
Tech | Grocery | Office Equipment | Computers | TRC | Existing | NE5042 | ENERGY STAR certified buildings program | ENERGY STAR certified buildings program | NonEquip | 20 |  | 0% | Tech/Econ | 35% | 0 | 0 | 0
Tech | Grocery | Office Equipment | Computers | TRC | Existing | NE4574 | Smart Strip Plug Outlet | Smart Strip Plug Outlet | NonEquip | 4 |  | 43.9% | Tech/Econ | 1.187% | 400.6235 | 0.05957 | 0.041401
Tech | Grocery | Office Equipment | Computers | TRC | Existing | NE4548 | Network PC Power Management | Network PC Power Management | NonEquip | 5 | Computers | 0% | Tech/Econ | 56.5% | 0 | 0 | 0
Tech | Grocery | Office Equipment | Computers | TRC | Turnover | ET2182 | Energy Star PCs | Energy Star PCs | Equip | 4 | Computers | 35% | Tech/Econ | 43.34% | 13749.2425 | 1.9581 | 0.75952
Tech | Grocery | Office Equipment | Computers | TRC | New | EN2208 | Energy Star PCs | Energy Star PCs | Equip | 4 | Computers | 35% | Tech/Econ | 43.34% | 172.6312 | 0.024586 | 0.0095363
Tech | Grocery | Domestic Hot Water | Centralized water heaters | TRC | New | NN5419 | Retro-Commissioning | Retro-Commissioning | NonEquip | 5 |  | 0% | Tech/Econ | 16% | 0 | 0 | 0
Tech | Grocery | Domestic Hot Water | Centralized water heaters | TRC | New | NN5211 | ENERGY STAR certified buildings program | ENERGY STAR certified buildings program | NonEquip | 20 |  | 0% | Tech/Econ | 35% | 0 | 0 | 0
Tech | Grocery | Domestic Hot Water | Centralized water heaters | TRC | New | NN2923 | Thermostatic Shower Restriction Valve | Thermostatic Shower Restriction Valve | NonEquip | 10 | Centralized water heaters | 0% | Tech/Econ | 5.962% | 0 | 0 | 0
Tech | Grocery | Domestic Hot Water | Centralized water heaters | TRC | New | NN2897 | Tank Wrap on Water Heater | Tank Wrap on Water Heater | NonEquip | 7 | Centralized water heaters | 55.99% | Tech/Econ | 1.755% | 0 | 0 | 0
Tech | Grocery | Domestic Hot Water | Centralized water heaters | TRC | New | NN2871 | Low-Flow Pre-Rinse Sprayers | Low-Flow Pre-Rinse Sprayers | NonEquip | 5 | Centralized water heaters | 27.37% | Tech/Econ | 15.77% | 21.3658 | 0.0019697 | 0.0051491
Tech | Grocery | Domestic Hot Water | Centralized water heaters | TRC | New | NN2845 | Low Flow Shower Head | Low Flow Shower Head | NonEquip | 10 | Centralized water heaters | 0% | Tech/Econ | 1.208% | 0 | 0 | 0
Tech | Grocery | Domestic Hot Water | Centralized water heaters | TRC | New | NN2819 | Hot Water Pipe Insulation | Hot Water Pipe Insulation | NonEquip | 13 | Centralized water heaters | 22.45% | Tech/Econ | 9.424% | 1.385 | 0.00010899 | 0.00018842
Tech | Grocery | Domestic Hot Water | Centralized water heaters | TRC | New | NN2793 | Hot Water Circulation Pump Control | Hot Water Circulation Pump Control | NonEquip | 15 | Centralized water heaters | 0% | Tech/Econ | 4.526% | 0 | 0 | 0
Tech | Grocery | Domestic Hot Water | Centralized water heaters | TRC | New | NN2767 | Faucet Aerator | Faucet Aerator | NonEquip | 10 | Centralized water heaters | 23.64% | Tech/Econ | 1.707% | 0 | 0 | 0
Tech | Grocery | Domestic Hot Water | Centralized water heaters | TRC | New | NN2741 | Drain Water Heat Recovery | Drain Water Heat Recovery | NonEquip | 15 | Centralized water heaters | 22.45% | Tech/Econ | 12.27% | 13.0468 | 0.00078854 | 0.0054765
Tech | Grocery | Domestic Hot Water | Centralized water heaters | TRC | Existing | NE5406 | Retro-Commissioning | Retro-Commissioning | NonEquip | 5 |  | 21.99% | Tech/Econ | 16% | 1386.5157 | 0.42808 | 0.82945
Tech | Grocery | Domestic Hot Water | Centralized water heaters | TRC | Existing | NE5198 | ENERGY STAR certified buildings program | ENERGY STAR certified buildings program | NonEquip | 20 |  | 0% | Tech/Econ | 35% | 0 | 0 | 0
Tech | Grocery | Domestic Hot Water | Centralized water heaters | TRC | Existing | NE2910 | Thermostatic Shower Restriction Valve | Thermostatic Shower Restriction Valve | NonEquip | 10 | Centralized water heaters | 0% | Tech/Econ | 5.703% | 0 | 0 | 0
Tech | Grocery | Domestic Hot Water | Centralized water heaters | TRC | Existing | NE2884 | Tank Wrap on Water Heater | Tank Wrap on Water Heater | NonEquip | 7 | Centralized water heaters | 55.99% | Tech/Econ | 1.755% | 344.9289 | 0.034551 | 0.035252
Tech | Grocery | Domestic Hot Water | Centralized water heaters | TRC | Existing | NE2858 | Low-Flow Pre-Rinse Sprayers | Low-Flow Pre-Rinse Sprayers | NonEquip | 5 | Centralized water heaters | 27.37% | Tech/Econ | 15.04% | 1565.6112 | 0.14433 | 0.3773
Tech | Grocery | Domestic Hot Water | Centralized water heaters | TRC | Existing | NE2832 | Low Flow Shower Head | Low Flow Shower Head | NonEquip | 10 | Centralized water heaters | 0% | Tech/Econ | 1.156% | 0 | 0 | 0
Tech | Grocery | Domestic Hot Water | Centralized water heaters | TRC | Existing | NE2806 | Hot Water Pipe Insulation | Hot Water Pipe Insulation | NonEquip | 13 | Centralized water heaters | 4.299% | Tech/Econ | 9.015% | 140.8213 | 0.011082 | 0.019157
Tech | Grocery | Domestic Hot Water | Centralized water heaters | TRC | Existing | NE2780 | Hot Water Circulation Pump Control | Hot Water Circulation Pump Control | NonEquip | 15 | Centralized water heaters | 70.18% | Tech/Econ | 4.329% | 1099.666 | 0 | 0
Tech | Grocery | Domestic Hot Water | Centralized water heaters | TRC | Existing | NE2754 | Faucet Aerator | Faucet Aerator | NonEquip | 10 | Centralized water heaters | 23.64% | Tech/Econ | 1.633% | 134.1628 | 0.0071202 | 0.060758
Tech | Grocery | Domestic Hot Water | Centralized water heaters | TRC | Existing | NE2728 | Drain Water Heat Recovery | Drain Water Heat Recovery | NonEquip | 15 | Centralized water heaters | 2.67% | Tech/Econ | 12.27% | 119.4621 | 0.0072202 | 0.050146
Tech | Grocery | Domestic Hot Water | Centralized water heaters | TRC | Turnover | ET433 | Solar Water Heater | Solar Water Heater | Equip | 15 | Centralized water heaters | 28.37% | Tech/Econ | 76.67% | 12469.4744 | 0.93199 | 0.13085
Tech | Grocery | Domestic Hot Water | Centralized water heaters | TRC | Turnover | ET355 | Heat Pump Water Heater | Heat Pump Water Heater | Equip | 10 | Centralized water heaters | 18.61% | Tech/Econ | 65.32% | 5453.9609 | 0.38265 | 2.0075
Tech | Grocery | Domestic Hot Water | Centralized water heaters | TRC | Turnover | ET277 | Energy Star Commercial Dishwasher | Energy Star Commercial Dishwasher | Equip | 15 | Centralized water heaters | 0% | Tech/Econ | 29.58% | 0 | 0 | 0
Tech | Grocery | Domestic Hot Water | Centralized water heaters | TRC | New | EN459 | Solar Water Heater | Solar Water Heater | Equip | 15 | Centralized water heaters | 28.37% | Tech/Econ | 76.67% | 156.5629 | 0.011702 | 0.0016429
Tech | Grocery | Domestic Hot Water | Centralized water heaters | TRC | New | EN381 | Heat Pump Water Heater | Heat Pump Water Heater | Equip | 10 | Centralized water heaters | 18.61% | Tech/Econ | 65.32% | 68.4782 | 0.0048044 | 0.025205
Tech | Grocery | Domestic Hot Water | Centralized water heaters | TRC | New | EN303 | Energy Star Commercial Dishwasher | Energy Star Commercial Dishwasher | Equip | 15 | Centralized water heaters | 0% | Tech/Econ | 29.58% | 0 | 0 | 0
Tech | Grocery | Space Cooling | Central chillers inside | TRC | New | NN5367 | Retro-Commissioning | Retro-Commissioning | NonEquip | 5 |  | 0% | Tech/Econ | 16% | 0 | 0 | 0
Tech | Grocery | Space Cooling | Central chillers inside | TRC | New | NN5159 | ENERGY STAR certified buildings program | ENERGY STAR certified buildings program | NonEquip | 20 |  | 0% | Tech/Econ | 35% | 0 | 0 | 0
Tech | Grocery | Space Cooling | Central chillers inside | TRC | New | NN4379 | Window Sun Protection | Window Sun Protection | NonEquip | 10 |  | 15.35% | Tech/Econ | 16% | 0 | 0 | 0
Tech | Grocery | Space Cooling | Central chillers inside | TRC | New | NN4353 | Waterside Economizer | Waterside Economizer | NonEquip | 20 |  | 0% | Tech/Econ | 5.556% | 0 | 0 | 0
Tech | Grocery | Space Cooling | Central chillers inside | TRC | New | NN4301 | Warehouse Loading Dock Seals | Warehouse Loading Dock Seals | NonEquip | 18 |  | 0% | Tech/Econ | 0.537% | 0 | 0 | 0
Tech | Grocery | Space Cooling | Central chillers inside | TRC | New | NN4145 | Smart Thermostat | Smart Thermostat | NonEquip | 11 |  | 31.48% | Tech/Econ | 10% | 0 | 0 | 0
Tech | Grocery | Space Cooling | Central chillers inside | TRC | New | NN4041 | Programmable Thermostat | Programmable Thermostat | NonEquip | 11 |  | 0% | Tech/Econ | 3.6% | 0 | 0 | 0
Tech | Grocery | Space Cooling | Central chillers inside | TRC | New | NN3989 | Low U-Value Windows | Low U-Value Windows | NonEquip | 20 |  | 20.9% | Tech/Econ | 10% | 0 | 0 | 0
Tech | Grocery | Space Cooling | Central chillers inside | TRC | New | NN3911 | HVAC tune-up_RTU | HVAC tune-up_RTU | NonEquip | 5 | Packaged air conditioning units (RTUs) | 0% | Tech/Econ | 5% | 0 | 0 | 0
Tech | Grocery | Space Cooling | Central chillers inside | TRC | New | NN3885 | HVAC tune-up | HVAC tune-up | NonEquip | 5 | Residential-type central air conditioners | 0% | Tech/Econ | 5% | 0 | 0 | 0
Tech | Grocery | Space Cooling | Central chillers inside | TRC | New | NN3807 | Green Roof | Green Roof | NonEquip | 15 |  | 0.49% | Tech/Econ | 0.3585% | 0 | 0 | 0
Tech | Grocery | Space Cooling | Central chillers inside | TRC | New | NN3677 | Facility Energy Management System | Facility Energy Management System | NonEquip | 15 |  | 4.276% | Tech/Econ | 20% | 0 | 0 | 0
Tech | Grocery | Space Cooling | Central chillers inside | TRC | New | NN3625 | Facility Commissioning | Facility Commissioning | NonEquip | 10 |  | 53.41% | Tech/Econ | 16% | 0 | 0 | 0
Tech | Grocery | Space Cooling | Central chillers inside | TRC | New | NN3599 | Energy Recovery Ventilation System (ERV) | Energy Recovery Ventilation System (ERV) | NonEquip | 15 | Packaged air conditioning units (RTUs) | 0% | Tech/Econ | 9.935% | 0 | 0 | 0
Tech | Grocery | Space Cooling | Central chillers inside | TRC | New | NN3521 | Duct Sealing Repair | Duct Sealing Repair | NonEquip | 15 |  | 0% | Tech/Econ | 12% | 0 | 0 | 0
Tech | Grocery | Space Cooling | Central chillers inside | TRC | New | NN3469 | Duct Insulation | Duct Insulation | NonEquip | 15 |  | 0% | Tech/Econ | 2.045% | 0 | 0 | 0
Tech | Grocery | Space Cooling | Central chillers inside | TRC | New | NN3417 | Dedicated Outdoor Air System on VRF unit | Dedicated Outdoor Air System on VRF unit | NonEquip | 15 | Residential-type central air conditioners | 0% | Tech/Econ | 17.5% | 0 | 0 | 0
Tech | Grocery | Space Cooling | Central chillers inside | TRC | New | NN3365 | Cool Roof | Cool Roof | NonEquip | 15 |  | 72.32% | Tech/Econ | 0.6634% | 0 | 0 | 0
Tech | Grocery | Space Cooling | Central chillers inside | TRC | New | NN3313 | Chilled Water System - Variable Speed Drives | Chilled Water System - Variable Speed Drives | NonEquip | 13 | Central chillers inside | 74.38% | Tech/Econ | 24.74% | 0 | 0 | 0
Tech | Grocery | Space Cooling | Central chillers inside | TRC | New | NN3209 | Ceiling Insulation(R2 to R38) | Ceiling Insulation(R2 to R38) | NonEquip | 20 |  | 0% | Tech/Econ | 4.22% | 0 | 0 | 0
Tech | Grocery | Space Cooling | Central chillers inside | TRC | New | NN3105 | Ceiling Insulation(R12 to R38) | Ceiling Insulation(R12 to R38) | NonEquip | 20 |  | 0% | Tech/Econ | 0.5079% | 0 | 0 | 0
Tech | Grocery | Space Cooling | Central chillers inside | TRC | New | NN3053 | Airside Economizer | Airside Economizer | NonEquip | 10 | Packaged air conditioning units (RTUs) | 0% | Tech/Econ | 5.556% | 0 | 0 | 0
Tech | Grocery | Space Cooling | Central chillers inside | TRC | Existing | NE5354 | Retro-Commissioning | Retro-Commissioning | NonEquip | 5 |  | 21.99% | Tech/Econ | 16% | 0 | 0 | 0
Tech | Grocery | Space Cooling | Central chillers inside | TRC | Existing | NE5146 | ENERGY STAR certified buildings program | ENERGY STAR certified buildings program | NonEquip | 20 |  | 0% | Tech/Econ | 35% | 0 | 0 | 0
Tech | Grocery | Space Cooling | Central chillers inside | TRC | Existing | NE4366 | Window Sun Protection | Window Sun Protection | NonEquip | 10 |  | 12.19% | Tech/Econ | 16% | 0 | 0 | 0
Tech | Grocery | Space Cooling | Central chillers inside | TRC | Existing | NE4340 | Waterside Economizer | Waterside Economizer | NonEquip | 20 |  | 0% | Tech/Econ | 5.556% | 0 | 0 | 0
Tech | Grocery | Space Cooling | Central chillers inside | TRC | Existing | NE4288 | Warehouse Loading Dock Seals | Warehouse Loading Dock Seals | NonEquip | 18 |  | 0% | Tech/Econ | 0.537% | 0 | 0 | 0
Tech | Grocery | Space Cooling | Central chillers inside | TRC | Existing | NE4210 | Wall Insulation | Wall Insulation | NonEquip | 20 |  | 0% | Tech/Econ | 3.46% | 0 | 0 | 0
Tech | Grocery | Space Cooling | Central chillers inside | TRC | Existing | NE4132 | Smart Thermostat | Smart Thermostat | NonEquip | 11 |  | 31.48% | Tech/Econ | 10% | 0 | 0 | 0
Tech | Grocery | Space Cooling | Central chillers inside | TRC | Existing | NE4106 | Roof Insulation | Roof Insulation | NonEquip | 20 |  | 58.5% | Tech/Econ | 0.6186% | 0 | 0 | 0
Tech | Grocery | Space Cooling | Central chillers inside | TRC | Existing | NE4028 | Programmable Thermostat | Programmable Thermostat | NonEquip | 11 |  | 0% | Tech/Econ | 3.6% | 0 | 0 | 0
Tech | Grocery | Space Cooling | Central chillers inside | TRC | Existing | NE3976 | Low U-Value Windows | Low U-Value Windows | NonEquip | 20 |  | 8.361% | Tech/Econ | 46% | 0 | 0 | 0
Tech | Grocery | Space Cooling | Central chillers inside | TRC | Existing | NE3950 | Infiltration Reduction - Air Sealing | Infiltration Reduction - Air Sealing | NonEquip | 11 |  | 0% | Tech/Econ | 0.2685% | 0 | 0 | 0
Tech | Grocery | Space Cooling | Central chillers inside | TRC | Existing | NE3898 | HVAC tune-up_RTU | HVAC tune-up_RTU | NonEquip | 5 | Packaged air conditioning units (RTUs) | 0% | Tech/Econ | 5% | 0 | 0 | 0
Tech | Grocery | Space Cooling | Central chillers inside | TRC | Existing | NE3872 | HVAC tune-up | HVAC tune-up | NonEquip | 5 | Residential-type central air conditioners | 0% | Tech/Econ | 5% | 0 | 0 | 0
Tech | Grocery | Space Cooling | Central chillers inside | TRC | Existing | NE3794 | Green Roof | Green Roof | NonEquip | 15 |  | 0.098% | Tech/Econ | 0.3585% | 0 | 0 | 0
Tech | Grocery | Space Cooling | Central chillers inside | TRC | Existing | NE3664 | Facility Energy Management System | Facility Energy Management System | NonEquip | 15 |  | 7.167% | Tech/Econ | 20% | 0 | 0 | 0
Tech | Grocery | Space Cooling | Central chillers inside | TRC | Existing | NE3586 | Energy Recovery Ventilation System (ERV) | Energy Recovery Ventilation System (ERV) | NonEquip | 15 | Packaged air conditioning units (RTUs) | 0% | Tech/Econ | 9.935% | 0 | 0 | 0
Tech | Grocery | Space Cooling | Central chillers inside | TRC | Existing | NE3508 | Duct Sealing Repair | Duct Sealing Repair | NonEquip | 15 |  | 0% | Tech/Econ | 12% | 0 | 0 | 0
Tech | Grocery | Space Cooling | Central chillers inside | TRC | Existing | NE3456 | Duct Insulation | Duct Insulation | NonEquip | 15 |  | 0% | Tech/Econ | 2.045% | 0 | 0 | 0
Tech | Grocery | Space Cooling | Central chillers inside | TRC | Existing | NE3404 | Dedicated Outdoor Air System on VRF unit | Dedicated Outdoor Air System on VRF unit | NonEquip | 15 | Residential-type central air conditioners | 0% | Tech/Econ | 17.5% | 0 | 0 | 0
Tech | Grocery | Space Cooling | Central chillers inside | TRC | Existing | NE3352 | Cool Roof | Cool Roof | NonEquip | 15 |  | 72.71% | Tech/Econ | 0.6634% | 0 | 0 | 0
Tech | Grocery | Space Cooling | Central chillers inside | TRC | Existing | NE3300 | Chilled Water System - Variable Speed Drives | Chilled Water System - Variable Speed Drives | NonEquip | 13 | Central chillers inside | 74.38% | Tech/Econ | 24.74% | 0 | 0 | 0
Tech | Grocery | Space Cooling | Central chillers inside | TRC | Existing | NE3196 | Ceiling Insulation(R2 to R38) | Ceiling Insulation(R2 to R38) | NonEquip | 20 |  | 0% | Tech/Econ | 4.22% | 0 | 0 | 0
Tech | Grocery | Space Cooling | Central chillers inside | TRC | Existing | NE3144 | Ceiling Insulation(R19 to R38) | Ceiling Insulation(R19 to R38) | NonEquip | 20 |  | 0% | Tech/Econ | 0.2344% | 0 | 0 | 0
Tech | Grocery | Space Cooling | Central chillers inside | TRC | Existing | NE3092 | Ceiling Insulation(R12 to R38) | Ceiling Insulation(R12 to R38) | NonEquip | 20 |  | 0% | Tech/Econ | 0.5079% | 0 | 0 | 0
Tech | Grocery | Space Cooling | Central chillers inside | TRC | Existing | NE3040 | Airside Economizer | Airside Economizer | NonEquip | 10 | Packaged air conditioning units (RTUs) | 0% | Tech/Econ | 5.556% | 0 | 0 | 0
Tech | Grocery | Space Cooling | Central chillers inside | TRC | Turnover | ET979 | High Efficiency Chiller (Water cooled-centrifugal, 200 tons) | High Efficiency Chiller (Water cooled-centrifugal, 200 tons) | Equip | 20 | Central chillers inside | 28.37% | Tech/Econ | 4.362% | 0 | 0 | 0
Tech | Grocery | Space Cooling | Central chillers inside | TRC | Turnover | ET901 | High Efficiency Chiller (Air Cooled, 50 tons) | High Efficiency Chiller (Air Cooled, 50 tons) | Equip | 20 | Central chillers inside | 28.37% | Tech/Econ | 8.759% | 0 | 0 | 0
Tech | Grocery | Space Cooling | Central chillers inside | TRC | Turnover | ET1057 | High Efficiency Chiller (Water cooled-positive displacement, 100 tons) | High Efficiency Chiller (Water cooled-positive displacement, 100 tons) | Equip | 20 | Central chillers inside | 28.37% | Tech/Econ | 2.683% | 0 | 0 | 0
Tech | Grocery | Space Cooling | Central chillers inside | TRC | New | EN927 | High Efficiency Chiller (Air Cooled, 50 tons) | High Efficiency Chiller (Air Cooled, 50 tons) | Equip | 20 | Central chillers inside | 28.37% | Tech/Econ | 8.759% | 0 | 0 | 0
Tech | Grocery | Space Cooling | Central chillers inside | TRC | New | EN1083 | High Efficiency Chiller (Water cooled-positive displacement, 100 tons) | High Efficiency Chiller (Water cooled-positive displacement, 100 tons) | Equip | 20 | Central chillers inside | 28.37% | Tech/Econ | 2.683% | 0 | 0 | 0
Tech | Grocery | Space Cooling | Central chillers inside | TRC | New | EN1005 | High Efficiency Chiller (Water cooled-centrifugal, 200 tons) | High Efficiency Chiller (Water cooled-centrifugal, 200 tons) | Equip | 20 | Central chillers inside | 28.37% | Tech/Econ | 4.362% | 0 | 0 | 0
Tech | Grocery | Ventilation and Circulation | Central air-handling unit | TRC | New | NN5393 | Retro-Commissioning | Retro-Commissioning | NonEquip | 5 |  | 0% | Tech/Econ | 16% | 0 | 0 | 0
Tech | Grocery | Ventilation and Circulation | Central air-handling unit | TRC | New | NN5185 | ENERGY STAR certified buildings program | ENERGY STAR certified buildings program | NonEquip | 20 |  | 0% | Tech/Econ | 35% | 0 | 0 | 0
Tech | Grocery | Ventilation and Circulation | Central air-handling unit | TRC | New | NN4977 | VAV System | VAV System | NonEquip | 10 |  | 0% | Tech/Econ | 30% | 0 | 0 | 0
Tech | Grocery | Ventilation and Circulation | Central air-handling unit | TRC | New | NN4951 | Demand Controlled Ventilation | Demand Controlled Ventilation | NonEquip | 10 |  | 23.39% | Tech/Econ | 9.434% | 103.0764 | 0.010732 | 0.06042
Tech | Grocery | Ventilation and Circulation | Central air-handling unit | TRC | New | NN4925 | CO Sensors for Parking Garage Exhaust | CO Sensors for Parking Garage Exhaust | NonEquip | 15 | Motor/Fan | 0% | Tech/Econ | 33% | 0 | 0 | 0
Tech | Grocery | Ventilation and Circulation | Central air-handling unit | TRC | Existing | NE5380 | Retro-Commissioning | Retro-Commissioning | NonEquip | 5 |  | 21.99% | Tech/Econ | 16% | 13088.6203 | 4.0411 | 7.83
Tech | Grocery | Ventilation and Circulation | Central air-handling unit | TRC | Existing | NE5172 | ENERGY STAR certified buildings program | ENERGY STAR certified buildings program | NonEquip | 20 |  | 0% | Tech/Econ | 35% | 0 | 0 | 0
Tech | Grocery | Ventilation and Circulation | Central air-handling unit | TRC | Existing | NE4964 | VAV System | VAV System | NonEquip | 10 |  | 0% | Tech/Econ | 30% | 0 | 0 | 0
Tech | Grocery | Ventilation and Circulation | Central air-handling unit | TRC | Existing | NE4938 | Demand Controlled Ventilation | Demand Controlled Ventilation | NonEquip | 10 |  | 23.39% | Tech/Econ | 9.434% | 7920.7 | 0.82466 | 4.6428
Tech | Grocery | Ventilation and Circulation | Central air-handling unit | TRC | Existing | NE4912 | CO Sensors for Parking Garage Exhaust | CO Sensors for Parking Garage Exhaust | NonEquip | 15 | Motor/Fan | 0% | Tech/Econ | 33% | 0 | 0 | 0
Tech | Grocery | Interior Lighting | case lighting | TRC | New | NN5263 | Retro-Commissioning | Retro-Commissioning | NonEquip | 5 |  | 0% | Tech/Econ | 16% | 0 | 0 | 0
Tech | Grocery | Interior Lighting | case lighting | TRC | New | NN5003 | ENERGY STAR certified buildings program | ENERGY STAR certified buildings program | NonEquip | 20 |  | 0% | Tech/Econ | 35% | 0 | 0 | 0
Tech | Grocery | Interior Lighting | case lighting | TRC | New | NN4431 | Interior Lighting Controls | Interior Lighting Controls | NonEquip | 8 | Overhead (fluorescent/LED/CFL U-shape) | 0% | Tech/Econ | 28% | 0 | 0 | 0
Tech | Grocery | Interior Lighting | case lighting | TRC | New | NN4405 | Bi-Level Lighting Control (Interior) | Bi-Level Lighting Control (Interior) | NonEquip | 8 | Overhead (fluorescent/LED/CFL U-shape) | 0% | Tech/Econ | 31% | 0 | 0 | 0
Tech | Grocery | Interior Lighting | case lighting | TRC | New | NN3703 | Facility Energy Management System | Facility Energy Management System | NonEquip | 15 |  | 4.276% | Tech/Econ | 24% | 0.01038 | 2.7088e-06 | 1.2455e-06
Tech | Grocery | Interior Lighting | case lighting | TRC | Existing | NE5250 | Retro-Commissioning | Retro-Commissioning | NonEquip | 5 |  | 21.99% | Tech/Econ | 16% | 2.7856 | 0.00086005 | 0.0016664
Tech | Grocery | Interior Lighting | case lighting | TRC | Existing | NE4990 | ENERGY STAR certified buildings program | ENERGY STAR certified buildings program | NonEquip | 20 |  | 0% | Tech/Econ | 35% | 0 | 0 | 0
Tech | Grocery | Interior Lighting | case lighting | TRC | Existing | NE4418 | Interior Lighting Controls | Interior Lighting Controls | NonEquip | 8 | Overhead (fluorescent/LED/CFL U-shape) | 0% | Tech/Econ | 28% | 0 | 0 | 0
Tech | Grocery | Interior Lighting | case lighting | TRC | Existing | NE4392 | Bi-Level Lighting Control (Interior) | Bi-Level Lighting Control (Interior) | NonEquip | 8 | Overhead (fluorescent/LED/CFL U-shape) | 0% | Tech/Econ | 31% | 0 | 0 | 0
Tech | Grocery | Interior Lighting | case lighting | TRC | Existing | NE3690 | Facility Energy Management System | Facility Energy Management System | NonEquip | 15 |  | 7.167% | Tech/Econ | 24% | 1.3857 | 0.00036161 | 0.00016626
Tech | Grocery | Space Heating | Boilers | TRC | New | NN5341 | Retro-Commissioning | Retro-Commissioning | NonEquip | 5 |  | 0% | Tech/Econ | 16% | 0 | 0 | 0
Tech | Grocery | Space Heating | Boilers | TRC | New | NN5133 | ENERGY STAR certified buildings program | ENERGY STAR certified buildings program | NonEquip | 20 |  | 0% | Tech/Econ | 35% | 0 | 0 | 0
Tech | Grocery | Space Heating | Boilers | TRC | New | NN4327 | Water Cooled Refrigeration Heat Recovery | Water Cooled Refrigeration Heat Recovery | NonEquip | 20 |  | 0% | Tech/Econ | 10% | 0 | 0 | 0
Tech | Grocery | Space Heating | Boilers | TRC | New | NN4275 | Warehouse Loading Dock Seals | Warehouse Loading Dock Seals | NonEquip | 18 |  | 0% | Tech/Econ | 1.927% | 0 | 0 | 0
Tech | Grocery | Space Heating | Boilers | TRC | New | NN4249 | Wall Insulation | Wall Insulation | NonEquip | 20 |  | 0% | Tech/Econ | 0% | 0 | 0 | 0
Tech | Grocery | Space Heating | Boilers | TRC | New | NN4171 | Smart Thermostat | Smart Thermostat | NonEquip | 11 |  | 31.48% | Tech/Econ | 10% | 0 | 0 | 0
Tech | Grocery | Space Heating | Boilers | TRC | New | NN4093 | Roof Insulation | Roof Insulation | NonEquip | 20 |  | 58.5% | Tech/Econ | 1.11% | 0 | 0 | 0
Tech | Grocery | Space Heating | Boilers | TRC | New | NN4067 | Programmable Thermostat | Programmable Thermostat | NonEquip | 11 |  | 0% | Tech/Econ | 3.6% | 0 | 0 | 0
Tech | Grocery | Space Heating | Boilers | TRC | New | NN4015 | Low U-Value Windows | Low U-Value Windows | NonEquip | 20 |  | 20.9% | Tech/Econ | 10% | 0 | 0 | 0
Tech | Grocery | Space Heating | Boilers | TRC | New | NN3937 | Infiltration Reduction - Air Sealing | Infiltration Reduction - Air Sealing | NonEquip | 11 |  | 0% | Tech/Econ | 0.9634% | 0 | 0 | 0
Tech | Grocery | Space Heating | Boilers | TRC | New | NN3859 | Hotel Card Energy Control Systems | Hotel Card Energy Control Systems | NonEquip | 15 |  | 0% | Tech/Econ | 0% | 0 | 0 | 0
Tech | Grocery | Space Heating | Boilers | TRC | New | NN3781 | Green Roof | Green Roof | NonEquip | 15 |  | 0.49% | Tech/Econ | 1.715% | 0 | 0 | 0
Tech | Grocery | Space Heating | Boilers | TRC | New | NN3729 | Floor Insulation | Floor Insulation | NonEquip | 20 |  | 49.87% | Tech/Econ | 0.5824% | 0 | 0 | 0
Tech | Grocery | Space Heating | Boilers | TRC | New | NN3651 | Facility Energy Management System | Facility Energy Management System | NonEquip | 15 |  | 4.276% | Tech/Econ | 20% | 0 | 0 | 0
Tech | Grocery | Space Heating | Boilers | TRC | New | NN3573 | ECM Motors on Furnaces | ECM Motors on Furnaces | NonEquip | 15 | Forced air furnace | 0% | Tech/Econ | 1.706% | 0 | 0 | 0
Tech | Grocery | Space Heating | Boilers | TRC | New | NN3547 | Duct Sealing Repair | Duct Sealing Repair | NonEquip | 15 |  | 0% | Tech/Econ | 12% | 0 | 0 | 0
Tech | Grocery | Space Heating | Boilers | TRC | New | NN3495 | Duct Insulation | Duct Insulation | NonEquip | 15 |  | 0% | Tech/Econ | 2.045% | 0 | 0 | 0
Tech | Grocery | Space Heating | Boilers | TRC | New | NN3443 | Destratification Fans | Destratification Fans | NonEquip | 10 |  | 0% | Tech/Econ | 12.54% | 0 | 0 | 0
Tech | Grocery | Space Heating | Boilers | TRC | New | NN3391 | Dedicated Outdoor Air System on VRF unit | Dedicated Outdoor Air System on VRF unit | NonEquip | 15 | Residential/split system heat pump | 0% | Tech/Econ | 10% | 0 | 0 | 0
Tech | Grocery | Space Heating | Boilers | TRC | New | NN3339 | Cool Roof | Cool Roof | NonEquip | 15 |  | 72.32% | Tech/Econ | 0.08686% | 0 | 0 | 0
Tech | Grocery | Space Heating | Boilers | TRC | New | NN3235 | Ceiling Insulation(R30 to R38) | Ceiling Insulation(R30 to R38) | NonEquip | 20 |  | 0% | Tech/Econ | 0.2243% | 0 | 0 | 0
Tech | Grocery | Space Heating | Boilers | TRC | New | NN3183 | Ceiling Insulation(R2 to R38) | Ceiling Insulation(R2 to R38) | NonEquip | 20 |  | 0% | Tech/Econ | 15.14% | 0 | 0 | 0
Tech | Grocery | Space Heating | Boilers | TRC | New | NN3131 | Ceiling Insulation(R19 to R38) | Ceiling Insulation(R19 to R38) | NonEquip | 20 |  | 0% | Tech/Econ | 0.8412% | 0 | 0 | 0
Tech | Grocery | Space Heating | Boilers | TRC | New | NN3079 | Ceiling Insulation(R12 to R38) | Ceiling Insulation(R12 to R38) | NonEquip | 20 |  | 0% | Tech/Econ | 1.823% | 0 | 0 | 0
Tech | Grocery | Space Heating | Boilers | TRC | New | NN3001 | Air Curtains | Air Curtains | NonEquip | 8 |  | 47.78% | Tech/Econ | 0.4308% | 0 | 0 | 0
Tech | Grocery | Space Heating | Boilers | TRC | Existing | NE5328 | Retro-Commissioning | Retro-Commissioning | NonEquip | 5 |  | 21.99% | Tech/Econ | 16% | 0 | 0 | 0
Tech | Grocery | Space Heating | Boilers | TRC | Existing | NE5120 | ENERGY STAR certified buildings program | ENERGY STAR certified buildings program | NonEquip | 20 |  | 0% | Tech/Econ | 35% | 0 | 0 | 0
Tech | Grocery | Space Heating | Boilers | TRC | Existing | NE4314 | Water Cooled Refrigeration Heat Recovery | Water Cooled Refrigeration Heat Recovery | NonEquip | 20 |  | 0% | Tech/Econ | 10% | 0 | 0 | 0
Tech | Grocery | Space Heating | Boilers | TRC | Existing | NE4262 | Warehouse Loading Dock Seals | Warehouse Loading Dock Seals | NonEquip | 18 |  | 0% | Tech/Econ | 2.126% | 0 | 0 | 0
Tech | Grocery | Space Heating | Boilers | TRC | Existing | NE4236 | Wall Insulation | Wall Insulation | NonEquip | 20 |  | 0% | Tech/Econ | 2% | 0 | 0 | 0
Tech | Grocery | Space Heating | Boilers | TRC | Existing | NE4158 | Smart Thermostat | Smart Thermostat | NonEquip | 11 |  | 31.48% | Tech/Econ | 10% | 0 | 0 | 0
Tech | Grocery | Space Heating | Boilers | TRC | Existing | NE4080 | Roof Insulation | Roof Insulation | NonEquip | 20 |  | 58.5% | Tech/Econ | 2.45% | 0 | 0 | 0
Tech | Grocery | Space Heating | Boilers | TRC | Existing | NE4054 | Programmable Thermostat | Programmable Thermostat | NonEquip | 11 |  | 0% | Tech/Econ | 3.6% | 0 | 0 | 0
Tech | Grocery | Space Heating | Boilers | TRC | Existing | NE4002 | Low U-Value Windows | Low U-Value Windows | NonEquip | 20 |  | 8.361% | Tech/Econ | 46% | 0 | 0 | 0
Tech | Grocery | Space Heating | Boilers | TRC | Existing | NE3924 | Infiltration Reduction - Air Sealing | Infiltration Reduction - Air Sealing | NonEquip | 11 |  | 0% | Tech/Econ | 1.063% | 0 | 0 | 0
Tech | Grocery | Space Heating | Boilers | TRC | Existing | NE3846 | Hotel Card Energy Control Systems | Hotel Card Energy Control Systems | NonEquip | 15 |  | 0% | Tech/Econ | 0% | 0 | 0 | 0
Tech | Grocery | Space Heating | Boilers | TRC | Existing | NE3768 | Green Roof | Green Roof | NonEquip | 15 |  | 0.098% | Tech/Econ | 1.893% | 0 | 0 | 0
Tech | Grocery | Space Heating | Boilers | TRC | Existing | NE3716 | Floor Insulation | Floor Insulation | NonEquip | 20 |  | 19.95% | Tech/Econ | 0.6426% | 0 | 0 | 0
Tech | Grocery | Space Heating | Boilers | TRC | Existing | NE3638 | Facility Energy Management System | Facility Energy Management System | NonEquip | 15 |  | 7.167% | Tech/Econ | 20% | 0 | 0 | 0
Tech | Grocery | Space Heating | Boilers | TRC | Existing | NE3560 | ECM Motors on Furnaces | ECM Motors on Furnaces | NonEquip | 15 | Forced air furnace | 0% | Tech/Econ | 1.706% | 0 | 0 | 0
Tech | Grocery | Space Heating | Boilers | TRC | Existing | NE3534 | Duct Sealing Repair | Duct Sealing Repair | NonEquip | 15 |  | 0% | Tech/Econ | 12% | 0 | 0 | 0
Tech | Grocery | Space Heating | Boilers | TRC | Existing | NE3482 | Duct Insulation | Duct Insulation | NonEquip | 15 |  | 0% | Tech/Econ | 2.045% | 0 | 0 | 0
Tech | Grocery | Space Heating | Boilers | TRC | Existing | NE3430 | Destratification Fans | Destratification Fans | NonEquip | 10 |  | 0% | Tech/Econ | 12.54% | 0 | 0 | 0
Tech | Grocery | Space Heating | Boilers | TRC | Existing | NE3378 | Dedicated Outdoor Air System on VRF unit | Dedicated Outdoor Air System on VRF unit | NonEquip | 15 | Residential/split system heat pump | 0% | Tech/Econ | 10% | 0 | 0 | 0
Tech | Grocery | Space Heating | Boilers | TRC | Existing | NE3326 | Cool Roof | Cool Roof | NonEquip | 15 |  | 72.71% | Tech/Econ | 0.09584% | 0 | 0 | 0
Tech | Grocery | Space Heating | Boilers | TRC | Existing | NE3222 | Ceiling Insulation(R30 to R38) | Ceiling Insulation(R30 to R38) | NonEquip | 20 |  | 0% | Tech/Econ | 0.2475% | 0 | 0 | 0
Tech | Grocery | Space Heating | Boilers | TRC | Existing | NE3170 | Ceiling Insulation(R2 to R38) | Ceiling Insulation(R2 to R38) | NonEquip | 20 |  | 0% | Tech/Econ | 16.71% | 0 | 0 | 0
Tech | Grocery | Space Heating | Boilers | TRC | Existing | NE3118 | Ceiling Insulation(R19 to R38) | Ceiling Insulation(R19 to R38) | NonEquip | 20 |  | 0% | Tech/Econ | 0.9282% | 0 | 0 | 0
Tech | Grocery | Space Heating | Boilers | TRC | Existing | NE3066 | Ceiling Insulation(R12 to R38) | Ceiling Insulation(R12 to R38) | NonEquip | 20 |  | 0% | Tech/Econ | 2.011% | 0 | 0 | 0
Tech | Grocery | Space Heating | Boilers | TRC | Existing | NE2988 | Air Curtains | Air Curtains | NonEquip | 8 |  | 28.17% | Tech/Econ | 0.4308% | 0 | 0 | 0
Tech | Grocery | Domestic Hot Water | "Point-of-Use" water heaters | TRC | New | NN5419 | Retro-Commissioning | Retro-Commissioning | NonEquip | 5 |  | 0% | Tech/Econ | 16% | 0 | 0 | 0
Tech | Grocery | Domestic Hot Water | "Point-of-Use" water heaters | TRC | New | NN5211 | ENERGY STAR certified buildings program | ENERGY STAR certified buildings program | NonEquip | 20 |  | 0% | Tech/Econ | 35% | 0 | 0 | 0
Tech | Grocery | Domestic Hot Water | "Point-of-Use" water heaters | TRC | New | NN2923 | Thermostatic Shower Restriction Valve | Thermostatic Shower Restriction Valve | NonEquip | 10 | Centralized water heaters | 0% | Tech/Econ | 5.962% | 0 | 0 | 0
Tech | Grocery | Domestic Hot Water | "Point-of-Use" water heaters | TRC | New | NN2897 | Tank Wrap on Water Heater | Tank Wrap on Water Heater | NonEquip | 7 | Centralized water heaters | 0% | Tech/Econ | 1.755% | 0 | 0 | 0
Tech | Grocery | Domestic Hot Water | "Point-of-Use" water heaters | TRC | New | NN2871 | Low-Flow Pre-Rinse Sprayers | Low-Flow Pre-Rinse Sprayers | NonEquip | 5 | Centralized water heaters | 0% | Tech/Econ | 15.77% | 0 | 0 | 0
Tech | Grocery | Domestic Hot Water | "Point-of-Use" water heaters | TRC | New | NN2845 | Low Flow Shower Head | Low Flow Shower Head | NonEquip | 10 | Centralized water heaters | 0% | Tech/Econ | 1.208% | 0 | 0 | 0
Tech | Grocery | Domestic Hot Water | "Point-of-Use" water heaters | TRC | New | NN2819 | Hot Water Pipe Insulation | Hot Water Pipe Insulation | NonEquip | 13 | Centralized water heaters | 0% | Tech/Econ | 9.424% | 0 | 0 | 0
Tech | Grocery | Domestic Hot Water | "Point-of-Use" water heaters | TRC | New | NN2793 | Hot Water Circulation Pump Control | Hot Water Circulation Pump Control | NonEquip | 15 | Centralized water heaters | 0% | Tech/Econ | 4.526% | 0 | 0 | 0
Tech | Grocery | Domestic Hot Water | "Point-of-Use" water heaters | TRC | New | NN2767 | Faucet Aerator | Faucet Aerator | NonEquip | 10 | Centralized water heaters | 0% | Tech/Econ | 1.707% | 0 | 0 | 0
Tech | Grocery | Domestic Hot Water | "Point-of-Use" water heaters | TRC | New | NN2741 | Drain Water Heat Recovery | Drain Water Heat Recovery | NonEquip | 15 | Centralized water heaters | 0% | Tech/Econ | 12.27% | 0 | 0 | 0
Tech | Grocery | Domestic Hot Water | "Point-of-Use" water heaters | TRC | Existing | NE5406 | Retro-Commissioning | Retro-Commissioning | NonEquip | 5 |  | 21.99% | Tech/Econ | 16% | 59.6344 | 0.018412 | 0.035675
Tech | Grocery | Domestic Hot Water | "Point-of-Use" water heaters | TRC | Existing | NE5198 | ENERGY STAR certified buildings program | ENERGY STAR certified buildings program | NonEquip | 20 |  | 0% | Tech/Econ | 35% | 0 | 0 | 0
Tech | Grocery | Domestic Hot Water | "Point-of-Use" water heaters | TRC | Existing | NE2910 | Thermostatic Shower Restriction Valve | Thermostatic Shower Restriction Valve | NonEquip | 10 | Centralized water heaters | 0% | Tech/Econ | 5.703% | 0 | 0 | 0
Tech | Grocery | Domestic Hot Water | "Point-of-Use" water heaters | TRC | Existing | NE2884 | Tank Wrap on Water Heater | Tank Wrap on Water Heater | NonEquip | 7 | Centralized water heaters | 0% | Tech/Econ | 1.755% | 0 | 0 | 0
Tech | Grocery | Domestic Hot Water | "Point-of-Use" water heaters | TRC | Existing | NE2858 | Low-Flow Pre-Rinse Sprayers | Low-Flow Pre-Rinse Sprayers | NonEquip | 5 | Centralized water heaters | 0% | Tech/Econ | 15.04% | 0 | 0 | 0
Tech | Grocery | Domestic Hot Water | "Point-of-Use" water heaters | TRC | Existing | NE2832 | Low Flow Shower Head | Low Flow Shower Head | NonEquip | 10 | Centralized water heaters | 0% | Tech/Econ | 1.156% | 0 | 0 | 0
Tech | Grocery | Domestic Hot Water | "Point-of-Use" water heaters | TRC | Existing | NE2806 | Hot Water Pipe Insulation | Hot Water Pipe Insulation | NonEquip | 13 | Centralized water heaters | 0% | Tech/Econ | 9.015% | 0 | 0 | 0
Tech | Grocery | Domestic Hot Water | "Point-of-Use" water heaters | TRC | Existing | NE2780 | Hot Water Circulation Pump Control | Hot Water Circulation Pump Control | NonEquip | 15 | Centralized water heaters | 0% | Tech/Econ | 4.329% | 0 | 0 | 0
Tech | Grocery | Domestic Hot Water | "Point-of-Use" water heaters | TRC | Existing | NE2754 | Faucet Aerator | Faucet Aerator | NonEquip | 10 | Centralized water heaters | 0% | Tech/Econ | 1.633% | 0 | 0 | 0
Tech | Grocery | Domestic Hot Water | "Point-of-Use" water heaters | TRC | Existing | NE2728 | Drain Water Heat Recovery | Drain Water Heat Recovery | NonEquip | 15 | Centralized water heaters | 0% | Tech/Econ | 12.27% | 0 | 0 | 0
Tech | Grocery | Domestic Hot Water | "Point-of-Use" water heaters | TRC | Turnover | ET394 | Instantaneous Hot Water System | Instantaneous Hot Water System | Equip | 20 | "Point-of-Use" water heaters | 94.56% | Tech/Econ | 5.847% | 99.2012 | 0.011036 | 0.011515
Tech | Grocery | Domestic Hot Water | "Point-of-Use" water heaters | TRC | Turnover | ET316 | Energy Star Commercial Dishwasher | Energy Star Commercial Dishwasher | Equip | 15 | "Point-of-Use" water heaters | 0% | Tech/Econ | 29.42% | 0 | 0 | 0
Tech | Grocery | Domestic Hot Water | "Point-of-Use" water heaters | TRC | New | EN420 | Instantaneous Hot Water System | Instantaneous Hot Water System | Equip | 20 | "Point-of-Use" water heaters | 94.56% | Tech/Econ | 5.847% | 1.2455 | 0.00013856 | 0.00014458
Tech | Grocery | Domestic Hot Water | "Point-of-Use" water heaters | TRC | New | EN342 | Energy Star Commercial Dishwasher | Energy Star Commercial Dishwasher | Equip | 15 | "Point-of-Use" water heaters | 0% | Tech/Econ | 29.42% | 0 | 0 | 0
Tech | Healthcare | Refrigeration | Walk-in cooler | TRC | New | NN5316 | Retro-Commissioning | Retro-Commissioning | NonEquip | 5 |  | 0% | Tech/Econ | 16% | 0 | 0 | 0
Tech | Healthcare | Refrigeration | Walk-in cooler | TRC | New | NN5108 | ENERGY STAR certified buildings program | ENERGY STAR certified buildings program | NonEquip | 20 |  | 0% | Tech/Econ | 35% | 0 | 0 | 0
Tech | Healthcare | Refrigeration | Walk-in cooler | TRC | New | NN4900 | Strip Curtains for Walk-ins | Strip Curtains for Walk-ins | NonEquip | 4 | Walk-in cooler | 3.76% | Tech/Econ | 2.115% | 0 | 0 | 0
Tech | Healthcare | Refrigeration | Walk-in cooler | TRC | New | NN4874 | Refrigerated Display Case Lighting Controls | Refrigerated Display Case Lighting Controls | NonEquip | 8 | Display cases | 0% | Tech/Econ | 0.9365% | 0 | 0 | 0
Tech | Healthcare | Refrigeration | Walk-in cooler | TRC | New | NN4848 | PSC to ECM Evaporator Fan Motor (Walk-In, Refrigerator) | PSC to ECM Evaporator Fan Motor (Walk-In, Refrigerator) | NonEquip | 15 | Walk-in cooler | 68.68% | Tech/Econ | 37.5% | 0 | 0 | 0
Tech | Healthcare | Refrigeration | Walk-in cooler | TRC | New | NN4822 | PSC to ECM Evaporator Fan Motor (Reach-In) | PSC to ECM Evaporator Fan Motor (Reach-In) | NonEquip | 15 | Display cases | 0% | Tech/Econ | 37.5% | 0 | 0 | 0
Tech | Healthcare | Refrigeration | Walk-in cooler | TRC | New | NN4796 | Night Covers for Display Cases | Night Covers for Display Cases | NonEquip | 5 | Display cases | 0% | Tech/Econ | 1.877% | 0 | 0 | 0
Tech | Healthcare | Refrigeration | Walk-in cooler | TRC | New | NN4770 | High R-Value Glass Doors | High R-Value Glass Doors | NonEquip | 12 | Display cases | 0% | Tech/Econ | 0% | 0 | 0 | 0
Tech | Healthcare | Refrigeration | Walk-in cooler | TRC | New | NN4744 | High Efficiency Refrigeration Compressor | High Efficiency Refrigeration Compressor | NonEquip | 13 | Display cases | 0% | Tech/Econ | 6.922% | 0 | 0 | 0
Tech | Healthcare | Refrigeration | Walk-in cooler | TRC | New | NN4718 | Freezer-Cooler Replacement Gaskets | Freezer-Cooler Replacement Gaskets | NonEquip | 4 | Display cases | 0% | Tech/Econ | 0% | 0 | 0 | 0
Tech | Healthcare | Refrigeration | Walk-in cooler | TRC | New | NN4692 | Floating Head Pressure Controls | Floating Head Pressure Controls | NonEquip | 15 |  | 26.46% | Tech/Econ | 6.05% | 0 | 0 | 0
Tech | Healthcare | Refrigeration | Walk-in cooler | TRC | New | NN4666 | Demand Defrost | Demand Defrost | NonEquip | 10 | Walk-in cooler | 0% | Tech/Econ | 30% | 0 | 0 | 0
Tech | Healthcare | Refrigeration | Walk-in cooler | TRC | New | NN4640 | Automatic Door Closer for Walk-in Coolers and Freezers | Automatic Door Closer for Walk-in Coolers and Freezers | NonEquip | 8 | Walk-in cooler | 55.99% | Tech/Econ | 3.131% | 0 | 0 | 0
Tech | Healthcare | Refrigeration | Walk-in cooler | TRC | New | NN4614 | Anti-Sweat Controls | Anti-Sweat Controls | NonEquip | 8 | Display cases | 0% | Tech/Econ | 85% | 0 | 0 | 0
Tech | Healthcare | Refrigeration | Walk-in cooler | TRC | Existing | NE5303 | Retro-Commissioning | Retro-Commissioning | NonEquip | 5 |  | 21.99% | Tech/Econ | 16% | 0 | 0 | 0
Tech | Healthcare | Refrigeration | Walk-in cooler | TRC | Existing | NE5095 | ENERGY STAR certified buildings program | ENERGY STAR certified buildings program | NonEquip | 20 |  | 0% | Tech/Econ | 35% | 0 | 0 | 0
Tech | Healthcare | Refrigeration | Walk-in cooler | TRC | Existing | NE4887 | Strip Curtains for Walk-ins | Strip Curtains for Walk-ins | NonEquip | 4 | Walk-in cooler | 3.76% | Tech/Econ | 2.115% | 0 | 0 | 0
Tech | Healthcare | Refrigeration | Walk-in cooler | TRC | Existing | NE4861 | Refrigerated Display Case Lighting Controls | Refrigerated Display Case Lighting Controls | NonEquip | 8 | Display cases | 0% | Tech/Econ | 2.524% | 0 | 0 | 0
Tech | Healthcare | Refrigeration | Walk-in cooler | TRC | Existing | NE4835 | PSC to ECM Evaporator Fan Motor (Walk-In, Refrigerator) | PSC to ECM Evaporator Fan Motor (Walk-In, Refrigerator) | NonEquip | 15 | Walk-in cooler | 17.17% | Tech/Econ | 37.5% | 0 | 0 | 0
Tech | Healthcare | Refrigeration | Walk-in cooler | TRC | Existing | NE4809 | PSC to ECM Evaporator Fan Motor (Reach-In) | PSC to ECM Evaporator Fan Motor (Reach-In) | NonEquip | 15 | Display cases | 0% | Tech/Econ | 37.5% | 0 | 0 | 0
Tech | Healthcare | Refrigeration | Walk-in cooler | TRC | Existing | NE4783 | Night Covers for Display Cases | Night Covers for Display Cases | NonEquip | 5 | Display cases | 0% | Tech/Econ | 1.877% | 0 | 0 | 0
Tech | Healthcare | Refrigeration | Walk-in cooler | TRC | Existing | NE4757 | High R-Value Glass Doors | High R-Value Glass Doors | NonEquip | 12 | Display cases | 0% | Tech/Econ | 23.81% | 0 | 0 | 0
Tech | Healthcare | Refrigeration | Walk-in cooler | TRC | Existing | NE4731 | High Efficiency Refrigeration Compressor | High Efficiency Refrigeration Compressor | NonEquip | 13 | Display cases | 0% | Tech/Econ | 6.922% | 0 | 0 | 0
Tech | Healthcare | Refrigeration | Walk-in cooler | TRC | Existing | NE4705 | Freezer-Cooler Replacement Gaskets | Freezer-Cooler Replacement Gaskets | NonEquip | 4 | Display cases | 0% | Tech/Econ | 3.131% | 0 | 0 | 0
Tech | Healthcare | Refrigeration | Walk-in cooler | TRC | Existing | NE4679 | Floating Head Pressure Controls | Floating Head Pressure Controls | NonEquip | 15 |  | 26.46% | Tech/Econ | 6.05% | 0 | 0 | 0
Tech | Healthcare | Refrigeration | Walk-in cooler | TRC | Existing | NE4653 | Demand Defrost | Demand Defrost | NonEquip | 10 | Walk-in cooler | 63.61% | Tech/Econ | 30% | 0 | 0 | 0
Tech | Healthcare | Refrigeration | Walk-in cooler | TRC | Existing | NE4627 | Automatic Door Closer for Walk-in Coolers and Freezers | Automatic Door Closer for Walk-in Coolers and Freezers | NonEquip | 8 | Walk-in cooler | 55.99% | Tech/Econ | 3.131% | 0 | 0 | 0
Tech | Healthcare | Refrigeration | Walk-in cooler | TRC | Existing | NE4601 | Anti-Sweat Controls | Anti-Sweat Controls | NonEquip | 8 | Display cases | 0% | Tech/Econ | 85% | 0 | 0 | 0
Tech | Healthcare | Refrigeration | Vending and ice makers | TRC | New | NN5316 | Retro-Commissioning | Retro-Commissioning | NonEquip | 5 |  | 0% | Tech/Econ | 16% | 0 | 0 | 0
Tech | Healthcare | Refrigeration | Vending and ice makers | TRC | New | NN5108 | ENERGY STAR certified buildings program | ENERGY STAR certified buildings program | NonEquip | 20 |  | 0% | Tech/Econ | 35% | 0 | 0 | 0
Tech | Healthcare | Refrigeration | Vending and ice makers | TRC | New | NN4900 | Strip Curtains for Walk-ins | Strip Curtains for Walk-ins | NonEquip | 4 | Walk-in cooler | 0% | Tech/Econ | 2.115% | 0 | 0 | 0
Tech | Healthcare | Refrigeration | Vending and ice makers | TRC | New | NN4874 | Refrigerated Display Case Lighting Controls | Refrigerated Display Case Lighting Controls | NonEquip | 8 | Display cases | 0% | Tech/Econ | 0.9365% | 0 | 0 | 0
Tech | Healthcare | Refrigeration | Vending and ice makers | TRC | New | NN4848 | PSC to ECM Evaporator Fan Motor (Walk-In, Refrigerator) | PSC to ECM Evaporator Fan Motor (Walk-In, Refrigerator) | NonEquip | 15 | Walk-in cooler | 0% | Tech/Econ | 37.5% | 0 | 0 | 0
Tech | Healthcare | Refrigeration | Vending and ice makers | TRC | New | NN4822 | PSC to ECM Evaporator Fan Motor (Reach-In) | PSC to ECM Evaporator Fan Motor (Reach-In) | NonEquip | 15 | Display cases | 0% | Tech/Econ | 37.5% | 0 | 0 | 0
Tech | Healthcare | Refrigeration | Vending and ice makers | TRC | New | NN4796 | Night Covers for Display Cases | Night Covers for Display Cases | NonEquip | 5 | Display cases | 0% | Tech/Econ | 1.877% | 0 | 0 | 0
Tech | Healthcare | Refrigeration | Vending and ice makers | TRC | New | NN4770 | High R-Value Glass Doors | High R-Value Glass Doors | NonEquip | 12 | Display cases | 0% | Tech/Econ | 0% | 0 | 0 | 0
Tech | Healthcare | Refrigeration | Vending and ice makers | TRC | New | NN4744 | High Efficiency Refrigeration Compressor | High Efficiency Refrigeration Compressor | NonEquip | 13 | Display cases | 0% | Tech/Econ | 6.922% | 0 | 0 | 0
Tech | Healthcare | Refrigeration | Vending and ice makers | TRC | New | NN4718 | Freezer-Cooler Replacement Gaskets | Freezer-Cooler Replacement Gaskets | NonEquip | 4 | Display cases | 0% | Tech/Econ | 0% | 0 | 0 | 0
Tech | Healthcare | Refrigeration | Vending and ice makers | TRC | New | NN4692 | Floating Head Pressure Controls | Floating Head Pressure Controls | NonEquip | 15 |  | 26.46% | Tech/Econ | 6.05% | 7.3304 | 0.00095042 | 0.0007961
Tech | Healthcare | Refrigeration | Vending and ice makers | TRC | New | NN4666 | Demand Defrost | Demand Defrost | NonEquip | 10 | Walk-in cooler | 0% | Tech/Econ | 30% | 0 | 0 | 0
Tech | Healthcare | Refrigeration | Vending and ice makers | TRC | New | NN4640 | Automatic Door Closer for Walk-in Coolers and Freezers | Automatic Door Closer for Walk-in Coolers and Freezers | NonEquip | 8 | Walk-in cooler | 0% | Tech/Econ | 3.131% | 0 | 0 | 0
Tech | Healthcare | Refrigeration | Vending and ice makers | TRC | New | NN4614 | Anti-Sweat Controls | Anti-Sweat Controls | NonEquip | 8 | Display cases | 0% | Tech/Econ | 85% | 0 | 0 | 0
Tech | Healthcare | Refrigeration | Vending and ice makers | TRC | Existing | NE5303 | Retro-Commissioning | Retro-Commissioning | NonEquip | 5 |  | 21.99% | Tech/Econ | 16% | 1793.9584 | 0.29992 | 0.92986
Tech | Healthcare | Refrigeration | Vending and ice makers | TRC | Existing | NE5095 | ENERGY STAR certified buildings program | ENERGY STAR certified buildings program | NonEquip | 20 |  | 0% | Tech/Econ | 35% | 0 | 0 | 0
Tech | Healthcare | Refrigeration | Vending and ice makers | TRC | Existing | NE4887 | Strip Curtains for Walk-ins | Strip Curtains for Walk-ins | NonEquip | 4 | Walk-in cooler | 0% | Tech/Econ | 2.115% | 0 | 0 | 0
Tech | Healthcare | Refrigeration | Vending and ice makers | TRC | Existing | NE4861 | Refrigerated Display Case Lighting Controls | Refrigerated Display Case Lighting Controls | NonEquip | 8 | Display cases | 0% | Tech/Econ | 2.524% | 0 | 0 | 0
Tech | Healthcare | Refrigeration | Vending and ice makers | TRC | Existing | NE4835 | PSC to ECM Evaporator Fan Motor (Walk-In, Refrigerator) | PSC to ECM Evaporator Fan Motor (Walk-In, Refrigerator) | NonEquip | 15 | Walk-in cooler | 0% | Tech/Econ | 37.5% | 0 | 0 | 0
Tech | Healthcare | Refrigeration | Vending and ice makers | TRC | Existing | NE4809 | PSC to ECM Evaporator Fan Motor (Reach-In) | PSC to ECM Evaporator Fan Motor (Reach-In) | NonEquip | 15 | Display cases | 0% | Tech/Econ | 37.5% | 0 | 0 | 0
Tech | Healthcare | Refrigeration | Vending and ice makers | TRC | Existing | NE4783 | Night Covers for Display Cases | Night Covers for Display Cases | NonEquip | 5 | Display cases | 0% | Tech/Econ | 1.877% | 0 | 0 | 0
Tech | Healthcare | Refrigeration | Vending and ice makers | TRC | Existing | NE4757 | High R-Value Glass Doors | High R-Value Glass Doors | NonEquip | 12 | Display cases | 0% | Tech/Econ | 23.81% | 0 | 0 | 0
Tech | Healthcare | Refrigeration | Vending and ice makers | TRC | Existing | NE4731 | High Efficiency Refrigeration Compressor | High Efficiency Refrigeration Compressor | NonEquip | 13 | Display cases | 0% | Tech/Econ | 6.922% | 0 | 0 | 0
Tech | Healthcare | Refrigeration | Vending and ice makers | TRC | Existing | NE4705 | Freezer-Cooler Replacement Gaskets | Freezer-Cooler Replacement Gaskets | NonEquip | 4 | Display cases | 0% | Tech/Econ | 3.131% | 0 | 0 | 0
Tech | Healthcare | Refrigeration | Vending and ice makers | TRC | Existing | NE4679 | Floating Head Pressure Controls | Floating Head Pressure Controls | NonEquip | 15 |  | 26.46% | Tech/Econ | 6.05% | 787.588 | 0.10211 | 0.085534
Tech | Healthcare | Refrigeration | Vending and ice makers | TRC | Existing | NE4653 | Demand Defrost | Demand Defrost | NonEquip | 10 | Walk-in cooler | 0% | Tech/Econ | 30% | 0 | 0 | 0
Tech | Healthcare | Refrigeration | Vending and ice makers | TRC | Existing | NE4627 | Automatic Door Closer for Walk-in Coolers and Freezers | Automatic Door Closer for Walk-in Coolers and Freezers | NonEquip | 8 | Walk-in cooler | 0% | Tech/Econ | 3.131% | 0 | 0 | 0
Tech | Healthcare | Refrigeration | Vending and ice makers | TRC | Existing | NE4601 | Anti-Sweat Controls | Anti-Sweat Controls | NonEquip | 8 | Display cases | 0% | Tech/Econ | 85% | 0 | 0 | 0
Tech | Healthcare | Refrigeration | Vending and ice makers | TRC | Turnover | ET2573 | Energy Star Vending Machine | Energy Star Vending Machine | Equip | 14 | Vending and ice makers | 4.15% | Tech/Econ | 36% | 803.2368 | 0.12605 | 0.078344
Tech | Healthcare | Refrigeration | Vending and ice makers | TRC | Turnover | ET2495 | Energy Star Ice Maker | Energy Star Ice Maker | Equip | 8 | Vending and ice makers | 32.68% | Tech/Econ | 11.39% | 1971.3741 | 0.2556 | 0.2141
Tech | Healthcare | Refrigeration | Vending and ice makers | TRC | New | EN2599 | Energy Star Vending Machine | Energy Star Vending Machine | Equip | 14 | Vending and ice makers | 4.15% | Tech/Econ | 36% | 7.213 | 0.0011319 | 0.00070352
Tech | Healthcare | Refrigeration | Vending and ice makers | TRC | New | EN2521 | Energy Star Ice Maker | Energy Star Ice Maker | Equip | 8 | Vending and ice makers | 32.68% | Tech/Econ | 11.39% | 17.7028 | 0.0022953 | 0.0019226
Tech | Healthcare | Exterior Lighting | Street lighting | TRC | New | NN5290 | Retro-Commissioning | Retro-Commissioning | NonEquip | 5 |  | 0% | Tech/Econ | 16% | 0 | 0 | 0
Tech | Healthcare | Exterior Lighting | Street lighting | TRC | New | NN5030 | ENERGY STAR certified buildings program | ENERGY STAR certified buildings program | NonEquip | 20 |  | 0% | Tech/Econ | 35% | 0 | 0 | 0
Tech | Healthcare | Exterior Lighting | Street lighting | TRC | New | NN2976 | Outdoor Lighting Controls | Outdoor Lighting Controls | NonEquip | 8 | Exterior parking/lot lighting | 0% | Tech/Econ | 28% | 0 | 0 | 0
Tech | Healthcare | Exterior Lighting | Street lighting | TRC | New | NN2950 | Bi-Level Lighting Control (Exterior) | Bi-Level Lighting Control (Exterior) | NonEquip | 9 | Exterior parking/lot lighting | 0% | Tech/Econ | 31% | 0 | 0 | 0
Tech | Healthcare | Exterior Lighting | Street lighting | TRC | Existing | NE5277 | Retro-Commissioning | Retro-Commissioning | NonEquip | 5 |  | 21.99% | Tech/Econ | 16% | 45.4694 | 0 | 0.023568
Tech | Healthcare | Exterior Lighting | Street lighting | TRC | Existing | NE5017 | ENERGY STAR certified buildings program | ENERGY STAR certified buildings program | NonEquip | 20 |  | 0% | Tech/Econ | 35% | 0 | 0 | 0
Tech | Healthcare | Exterior Lighting | Street lighting | TRC | Existing | NE2963 | Outdoor Lighting Controls | Outdoor Lighting Controls | NonEquip | 8 | Exterior parking/lot lighting | 0% | Tech/Econ | 28% | 0 | 0 | 0
Tech | Healthcare | Exterior Lighting | Street lighting | TRC | Existing | NE2937 | Bi-Level Lighting Control (Exterior) | Bi-Level Lighting Control (Exterior) | NonEquip | 9 | Exterior parking/lot lighting | 0% | Tech/Econ | 31% | 0 | 0 | 0
Tech | Healthcare | Exterior Lighting | Street lighting | TRC | Turnover | ET785 | LED Traffic and Crosswalk Lighting | LED Traffic and Crosswalk Lighting | Equip | 10 | Street lighting | 0% | Tech/Econ | 37.14% | 0 | 0 | 0
Tech | Healthcare | Exterior Lighting | Street lighting | TRC | Turnover | ET746 | LED Street Lights | LED Street Lights | Equip | 18 | Street lighting | 0% | Tech/Econ | 66.53% | 0 | 0 | 0
Tech | Healthcare | Exterior Lighting | Street lighting | TRC | New | EN811 | LED Traffic and Crosswalk Lighting | LED Traffic and Crosswalk Lighting | Equip | 10 | Street lighting | 0% | Tech/Econ | 37.14% | 0 | 0 | 0
Tech | Healthcare | Exterior Lighting | Street lighting | TRC | New | EN772 | LED Street Lights | LED Street Lights | Equip | 18 | Street lighting | 0% | Tech/Econ | 66.53% | 0 | 0 | 0
Tech | Healthcare | Cooking | Steamer | TRC | New | NN5082 | ENERGY STAR certified buildings program | ENERGY STAR certified buildings program | NonEquip | 20 |  | 0% | Tech/Econ | 35% | 0 | 0 | 0
Tech | Healthcare | Cooking | Steamer | TRC | Existing | NE5069 | ENERGY STAR certified buildings program | ENERGY STAR certified buildings program | NonEquip | 20 |  | 0% | Tech/Econ | 35% | 0 | 0 | 0
Tech | Healthcare | Cooking | Steamer | TRC | Turnover | ET200 | Energy Star Steamer | Energy Star Steamer | Equip | 12 | Steamer | 11.72% | Tech/Econ | 56.63% | 116.3834 | 0.017101 | 0.0099297
Tech | Healthcare | Cooking | Steamer | TRC | New | EN226 | Energy Star Steamer | Energy Star Steamer | Equip | 12 | Steamer | 11.72% | Tech/Econ | 56.63% | 1.0451 | 0.00015357 | 8.9168e-05
Tech | Healthcare | Exterior Lighting | Spot lighting/Security/Flood | TRC | New | NN5290 | Retro-Commissioning | Retro-Commissioning | NonEquip | 5 |  | 0% | Tech/Econ | 16% | 0 | 0 | 0
Tech | Healthcare | Exterior Lighting | Spot lighting/Security/Flood | TRC | New | NN5030 | ENERGY STAR certified buildings program | ENERGY STAR certified buildings program | NonEquip | 20 |  | 0% | Tech/Econ | 35% | 0 | 0 | 0
Tech | Healthcare | Exterior Lighting | Spot lighting/Security/Flood | TRC | New | NN2976 | Outdoor Lighting Controls | Outdoor Lighting Controls | NonEquip | 8 | Exterior parking/lot lighting | 0% | Tech/Econ | 28% | 0 | 0 | 0
Tech | Healthcare | Exterior Lighting | Spot lighting/Security/Flood | TRC | New | NN2950 | Bi-Level Lighting Control (Exterior) | Bi-Level Lighting Control (Exterior) | NonEquip | 9 | Exterior parking/lot lighting | 0% | Tech/Econ | 31% | 0 | 0 | 0
Tech | Healthcare | Exterior Lighting | Spot lighting/Security/Flood | TRC | Existing | NE5277 | Retro-Commissioning | Retro-Commissioning | NonEquip | 5 |  | 21.99% | Tech/Econ | 16% | 39.1299 | 0 | 0.020282
Tech | Healthcare | Exterior Lighting | Spot lighting/Security/Flood | TRC | Existing | NE5017 | ENERGY STAR certified buildings program | ENERGY STAR certified buildings program | NonEquip | 20 |  | 0% | Tech/Econ | 35% | 0 | 0 | 0
Tech | Healthcare | Exterior Lighting | Spot lighting/Security/Flood | TRC | Existing | NE2963 | Outdoor Lighting Controls | Outdoor Lighting Controls | NonEquip | 8 | Exterior parking/lot lighting | 0% | Tech/Econ | 28% | 0 | 0 | 0
Tech | Healthcare | Exterior Lighting | Spot lighting/Security/Flood | TRC | Existing | NE2937 | Bi-Level Lighting Control (Exterior) | Bi-Level Lighting Control (Exterior) | NonEquip | 9 | Exterior parking/lot lighting | 0% | Tech/Econ | 31% | 0 | 0 | 0
Tech | Healthcare | Exterior Lighting | Spot lighting/Security/Flood | TRC | Turnover | ET668 | LED Exterior Lighting | LED Exterior Lighting | Equip | 13 | Spot lighting/Security/Flood | 4.624% | Tech/Econ | 60.51% | 32.0133 | 0 | 0
Tech | Healthcare | Exterior Lighting | Spot lighting/Security/Flood | TRC | Turnover | ET551 | LED - 9W Flood | LED - 9W Flood | Equip | 15 | Spot lighting/Security/Flood | 13.31% | Tech/Econ | 86.15% | 148.1741 | 0 | 0
Tech | Healthcare | Exterior Lighting | Spot lighting/Security/Flood | TRC | Turnover | ET473 | CFL - 15W Flood | CFL - 15W Flood | Equip | 7.8 | Spot lighting/Security/Flood | 0% | Tech/Econ | 76.92% | 0 | 0 | 0
Tech | Healthcare | Exterior Lighting | Spot lighting/Security/Flood | TRC | New | EN694 | LED Exterior Lighting | LED Exterior Lighting | Equip | 13 | Spot lighting/Security/Flood | 4.624% | Tech/Econ | 60.51% | 0.08296 | 0 | 0
Tech | Healthcare | Exterior Lighting | Spot lighting/Security/Flood | TRC | New | EN577 | LED - 9W Flood | LED - 9W Flood | Equip | 15 | Spot lighting/Security/Flood | 86.42% | Tech/Econ | 86.15% | 8.6403 | 0 | 0
Tech | Healthcare | Exterior Lighting | Spot lighting/Security/Flood | TRC | New | EN499 | CFL - 15W Flood | CFL - 15W Flood | Equip | 7.8 | Spot lighting/Security/Flood | 0% | Tech/Econ | 76.92% | 0 | 0 | 0
Tech | Healthcare | Interior Lighting | Spot lighting | TRC | New | NN5264 | Retro-Commissioning | Retro-Commissioning | NonEquip | 5 |  | 0% | Tech/Econ | 16% | 0 | 0 | 0
Tech | Healthcare | Interior Lighting | Spot lighting | TRC | New | NN5004 | ENERGY STAR certified buildings program | ENERGY STAR certified buildings program | NonEquip | 20 |  | 0% | Tech/Econ | 35% | 0 | 0 | 0
Tech | Healthcare | Interior Lighting | Spot lighting | TRC | New | NN4432 | Interior Lighting Controls | Interior Lighting Controls | NonEquip | 8 | Overhead (fluorescent/LED/CFL U-shape) | 0% | Tech/Econ | 28% | 0 | 0 | 0
Tech | Healthcare | Interior Lighting | Spot lighting | TRC | New | NN4406 | Bi-Level Lighting Control (Interior) | Bi-Level Lighting Control (Interior) | NonEquip | 8 | Overhead (fluorescent/LED/CFL U-shape) | 0% | Tech/Econ | 31% | 0 | 0 | 0
Tech | Healthcare | Interior Lighting | Spot lighting | TRC | New | NN3704 | Facility Energy Management System | Facility Energy Management System | NonEquip | 15 |  | 4.276% | Tech/Econ | 24% | 0.24669 | 5.1705e-05 | 4.4462e-06
Tech | Healthcare | Interior Lighting | Spot lighting | TRC | Existing | NE5251 | Retro-Commissioning | Retro-Commissioning | NonEquip | 5 |  | 21.99% | Tech/Econ | 16% | 49.7734 | 0.0083212 | 0.025799
Tech | Healthcare | Interior Lighting | Spot lighting | TRC | Existing | NE4991 | ENERGY STAR certified buildings program | ENERGY STAR certified buildings program | NonEquip | 20 |  | 0% | Tech/Econ | 35% | 0 | 0 | 0
Tech | Healthcare | Interior Lighting | Spot lighting | TRC | Existing | NE4419 | Interior Lighting Controls | Interior Lighting Controls | NonEquip | 8 | Overhead (fluorescent/LED/CFL U-shape) | 0% | Tech/Econ | 28% | 0 | 0 | 0
Tech | Healthcare | Interior Lighting | Spot lighting | TRC | Existing | NE4393 | Bi-Level Lighting Control (Interior) | Bi-Level Lighting Control (Interior) | NonEquip | 8 | Overhead (fluorescent/LED/CFL U-shape) | 0% | Tech/Econ | 31% | 0 | 0 | 0
Tech | Healthcare | Interior Lighting | Spot lighting | TRC | Existing | NE3691 | Facility Energy Management System | Facility Energy Management System | NonEquip | 15 |  | 0.5043% | Tech/Econ | 24% | 1.7144 | 0.00035934 | 3.09e-05
Tech | Healthcare | Interior Lighting | Spot lighting | TRC | Turnover | ET1604 | LED Display Lighting (Interior) | LED Display Lighting (Interior) | Equip | 15 | Spot lighting | 2.129% | Tech/Econ | 87.04% | 49.598 | 0.01218 | 0.0027514
Tech | Healthcare | Interior Lighting | Spot lighting | TRC | Turnover | ET1565 | LED - 14W | LED - 14W | Equip | 15 | Spot lighting | 86.42% | Tech/Econ | 53.33% | 1210.8908 | 0.29054 | 0.067174
Tech | Healthcare | Interior Lighting | Spot lighting | TRC | Turnover | ET1448 | CFL-23W | CFL-23W | Equip | 7.8 | Spot lighting | 0% | Tech/Econ | 23.33% | 0 | 0 | 0
Tech | Healthcare | Interior Lighting | Spot lighting | TRC | New | EN1630 | LED Display Lighting (Interior) | LED Display Lighting (Interior) | Equip | 15 | Spot lighting | 0% | Tech/Econ | 87.04% | 0 | 0 | 0
Tech | Healthcare | Interior Lighting | Spot lighting | TRC | New | EN1591 | LED - 14W | LED - 14W | Equip | 15 | Spot lighting | 0% | Tech/Econ | 53.33% | 0 | 0 | 0
Tech | Healthcare | Interior Lighting | Spot lighting | TRC | New | EN1474 | CFL-23W | CFL-23W | Equip | 7.8 | Spot lighting | 0% | Tech/Econ | 23.33% | 0 | 0 | 0
Tech | Healthcare | Office Equipment | Servers | TRC | New | NN5056 | ENERGY STAR certified buildings program | ENERGY STAR certified buildings program | NonEquip | 20 |  | 0% | Tech/Econ | 35% | 0 | 0 | 0
Tech | Healthcare | Office Equipment | Servers | TRC | New | NN4588 | Smart Strip Plug Outlet | Smart Strip Plug Outlet | NonEquip | 4 |  | 43.9% | Tech/Econ | 1.187% | 0.70143 | 0.0001043 | 7.2486e-05
Tech | Healthcare | Office Equipment | Servers | TRC | New | NN4562 | Network PC Power Management | Network PC Power Management | NonEquip | 5 | Computers | 0% | Tech/Econ | 56.5% | 0 | 0 | 0
Tech | Healthcare | Office Equipment | Servers | TRC | Existing | NE5043 | ENERGY STAR certified buildings program | ENERGY STAR certified buildings program | NonEquip | 20 |  | 0% | Tech/Econ | 35% | 0 | 0 | 0
Tech | Healthcare | Office Equipment | Servers | TRC | Existing | NE4575 | Smart Strip Plug Outlet | Smart Strip Plug Outlet | NonEquip | 4 |  | 43.9% | Tech/Econ | 1.187% | 79.329 | 0.011796 | 0.0081979
Tech | Healthcare | Office Equipment | Servers | TRC | Existing | NE4549 | Network PC Power Management | Network PC Power Management | NonEquip | 5 | Computers | 0% | Tech/Econ | 56.5% | 0 | 0 | 0
Tech | Healthcare | Office Equipment | Servers | TRC | Turnover | ET2300 | Server Virtualization | Server Virtualization | Equip | 3 | Servers | 37.33% | Tech/Econ | 85.71% | 8373.1141 | 1.2462 | 0.8668
Tech | Healthcare | Office Equipment | Servers | TRC | Turnover | ET2222 | Energy Star Servers | Energy Star Servers | Equip | 4 | Servers | 47.28% | Tech/Econ | 23.08% | 1864.7236 | 0.27754 | 0.19304
Tech | Healthcare | Office Equipment | Servers | TRC | Turnover | ET1136 | High Efficiency Data Center Cooling | High Efficiency Data Center Cooling | Equip | 20 | Servers | 14.18% | Tech/Econ | 28% | 706.8323 | 0.16205 | 0.093594
Tech | Healthcare | Office Equipment | Servers | TRC | New | EN2326 | Server Virtualization | Server Virtualization | Equip | 3 | Servers | 38.55% | Tech/Econ | 85.71% | 77.6507 | 0.011557 | 0.0080385
Tech | Healthcare | Office Equipment | Servers | TRC | New | EN2248 | Energy Star Servers | Energy Star Servers | Equip | 4 | Servers | 47.28% | Tech/Econ | 23.08% | 16.482 | 0.0024532 | 0.0017062
Tech | Healthcare | Office Equipment | Servers | TRC | New | EN1162 | High Efficiency Data Center Cooling | High Efficiency Data Center Cooling | Equip | 20 | Servers | 14.18% | Tech/Econ | 28% | 6.2496 | 0.0014328 | 0.00082752
Tech | Healthcare | Space Cooling | Residential-type central air conditioners | TRC | New | NN5368 | Retro-Commissioning | Retro-Commissioning | NonEquip | 5 |  | 0% | Tech/Econ | 16% | 0 | 0 | 0
Tech | Healthcare | Space Cooling | Residential-type central air conditioners | TRC | New | NN5160 | ENERGY STAR certified buildings program | ENERGY STAR certified buildings program | NonEquip | 20 |  | 0% | Tech/Econ | 35% | 0 | 0 | 0
Tech | Healthcare | Space Cooling | Residential-type central air conditioners | TRC | New | NN4380 | Window Sun Protection | Window Sun Protection | NonEquip | 10 |  | 15.35% | Tech/Econ | 16% | 6.6389 | 0.0020672 | -0.00011646
Tech | Healthcare | Space Cooling | Residential-type central air conditioners | TRC | New | NN4354 | Waterside Economizer | Waterside Economizer | NonEquip | 20 |  | 0% | Tech/Econ | 5.556% | 0 | 0 | 0
Tech | Healthcare | Space Cooling | Residential-type central air conditioners | TRC | New | NN4146 | Smart Thermostat | Smart Thermostat | NonEquip | 11 |  | 45.33% | Tech/Econ | 10% | 0 | 0 | 0
Tech | Healthcare | Space Cooling | Residential-type central air conditioners | TRC | New | NN4042 | Programmable Thermostat | Programmable Thermostat | NonEquip | 11 |  | 0% | Tech/Econ | 3.6% | 0 | 0 | 0
Tech | Healthcare | Space Cooling | Residential-type central air conditioners | TRC | New | NN3990 | Low U-Value Windows | Low U-Value Windows | NonEquip | 20 |  | 20.9% | Tech/Econ | 10% | 2.2964 | 0.00085359 | 0
Tech | Healthcare | Space Cooling | Residential-type central air conditioners | TRC | New | NN3912 | HVAC tune-up_RTU | HVAC tune-up_RTU | NonEquip | 5 | Packaged air conditioning units (RTUs) | 0% | Tech/Econ | 5% | 0 | 0 | 0
Tech | Healthcare | Space Cooling | Residential-type central air conditioners | TRC | New | NN3886 | HVAC tune-up | HVAC tune-up | NonEquip | 5 | Residential-type central air conditioners | 0% | Tech/Econ | 5% | 0 | 0 | 0
Tech | Healthcare | Space Cooling | Residential-type central air conditioners | TRC | New | NN3678 | Facility Energy Management System | Facility Energy Management System | NonEquip | 15 |  | 4.276% | Tech/Econ | 20% | 2.7316 | 0.00057254 | 0
Tech | Healthcare | Space Cooling | Residential-type central air conditioners | TRC | New | NN3626 | Facility Commissioning | Facility Commissioning | NonEquip | 10 |  | 71.67% | Tech/Econ | 16% | 35.0176 | 0.006131 | 0.00013988
Tech | Healthcare | Space Cooling | Residential-type central air conditioners | TRC | New | NN3600 | Energy Recovery Ventilation System (ERV) | Energy Recovery Ventilation System (ERV) | NonEquip | 15 | Packaged air conditioning units (RTUs) | 0% | Tech/Econ | 9.935% | 0 | 0 | 0
Tech | Healthcare | Space Cooling | Residential-type central air conditioners | TRC | New | NN3522 | Duct Sealing Repair | Duct Sealing Repair | NonEquip | 15 |  | 0% | Tech/Econ | 12% | 0 | 0 | 0
Tech | Healthcare | Space Cooling | Residential-type central air conditioners | TRC | New | NN3470 | Duct Insulation | Duct Insulation | NonEquip | 15 |  | 0% | Tech/Econ | 2.045% | 0 | 0 | 0
Tech | Healthcare | Space Cooling | Residential-type central air conditioners | TRC | New | NN3418 | Dedicated Outdoor Air System on VRF unit | Dedicated Outdoor Air System on VRF unit | NonEquip | 15 | Residential-type central air conditioners | 58.91% | Tech/Econ | 17.5% | 11.3097 | 0.0034415 | 0
Tech | Healthcare | Space Cooling | Residential-type central air conditioners | TRC | New | NN3366 | Cool Roof | Cool Roof | NonEquip | 15 |  | 72.32% | Tech/Econ | 1.364% | 0 | 0 | 0
Tech | Healthcare | Space Cooling | Residential-type central air conditioners | TRC | New | NN3314 | Chilled Water System - Variable Speed Drives | Chilled Water System - Variable Speed Drives | NonEquip | 13 | Central chillers inside | 0% | Tech/Econ | 24.74% | 0 | 0 | 0
Tech | Healthcare | Space Cooling | Residential-type central air conditioners | TRC | New | NN3288 | Chilled Water Controls Optimization | Chilled Water Controls Optimization | NonEquip | 10 | Central chillers inside | 0% | Tech/Econ | 12.5% | 0 | 0 | 0
Tech | Healthcare | Space Cooling | Residential-type central air conditioners | TRC | New | NN3210 | Ceiling Insulation(R2 to R38) | Ceiling Insulation(R2 to R38) | NonEquip | 20 |  | 0% | Tech/Econ | 8.675% | 0 | 0 | 0
Tech | Healthcare | Space Cooling | Residential-type central air conditioners | TRC | New | NN3106 | Ceiling Insulation(R12 to R38) | Ceiling Insulation(R12 to R38) | NonEquip | 20 |  | 0% | Tech/Econ | 1.044% | 0 | 0 | 0
Tech | Healthcare | Space Cooling | Residential-type central air conditioners | TRC | New | NN3054 | Airside Economizer | Airside Economizer | NonEquip | 10 | Packaged air conditioning units (RTUs) | 0% | Tech/Econ | 5.556% | 0 | 0 | 0
Tech | Healthcare | Space Cooling | Residential-type central air conditioners | TRC | Existing | NE5355 | Retro-Commissioning | Retro-Commissioning | NonEquip | 5 |  | 21.99% | Tech/Econ | 16% | 1078.1799 | 0.18025 | 0
Tech | Healthcare | Space Cooling | Residential-type central air conditioners | TRC | Existing | NE5147 | ENERGY STAR certified buildings program | ENERGY STAR certified buildings program | NonEquip | 20 |  | 0% | Tech/Econ | 35% | 0 | 0 | 0
Tech | Healthcare | Space Cooling | Residential-type central air conditioners | TRC | Existing | NE4367 | Window Sun Protection | Window Sun Protection | NonEquip | 10 |  | 12.19% | Tech/Econ | 16% | 576.8445 | 0.17961 | -0.010119
Tech | Healthcare | Space Cooling | Residential-type central air conditioners | TRC | Existing | NE4341 | Waterside Economizer | Waterside Economizer | NonEquip | 20 |  | 0% | Tech/Econ | 5.556% | 0 | 0 | 0
Tech | Healthcare | Space Cooling | Residential-type central air conditioners | TRC | Existing | NE4211 | Wall Insulation | Wall Insulation | NonEquip | 20 |  | 26.6% | Tech/Econ | 4.736% | 334.8388 | 0.0067003 | 0
Tech | Healthcare | Space Cooling | Residential-type central air conditioners | TRC | Existing | NE4133 | Smart Thermostat | Smart Thermostat | NonEquip | 11 |  | 45.33% | Tech/Econ | 10% | 1314.0279 | 0.015603 | 0
Tech | Healthcare | Space Cooling | Residential-type central air conditioners | TRC | Existing | NE4107 | Roof Insulation | Roof Insulation | NonEquip | 20 |  | 37.5% | Tech/Econ | 1.272% | 123.9378 | 0.00248 | 0
Tech | Healthcare | Space Cooling | Residential-type central air conditioners | TRC | Existing | NE4029 | Programmable Thermostat | Programmable Thermostat | NonEquip | 11 |  | 0% | Tech/Econ | 3.6% | 0 | 0 | 0
Tech | Healthcare | Space Cooling | Residential-type central air conditioners | TRC | Existing | NE3977 | Low U-Value Windows | Low U-Value Windows | NonEquip | 20 |  | 8.361% | Tech/Econ | 46% | 1785.8845 | 0.66382 | 0
Tech | Healthcare | Space Cooling | Residential-type central air conditioners | TRC | Existing | NE3899 | HVAC tune-up_RTU | HVAC tune-up_RTU | NonEquip | 5 | Packaged air conditioning units (RTUs) | 0% | Tech/Econ | 5% | 0 | 0 | 0
Tech | Healthcare | Space Cooling | Residential-type central air conditioners | TRC | Existing | NE3873 | HVAC tune-up | HVAC tune-up | NonEquip | 5 | Residential-type central air conditioners | 0% | Tech/Econ | 5% | 0 | 0 | 0
Tech | Healthcare | Space Cooling | Residential-type central air conditioners | TRC | Existing | NE3795 | Green Roof | Green Roof | NonEquip | 15 |  | 0.098% | Tech/Econ | 0.7371% | 0.18615 | 7.908e-05 | 0
Tech | Healthcare | Space Cooling | Residential-type central air conditioners | TRC | Existing | NE3743 | Floor Insulation | Floor Insulation | NonEquip | 20 |  | 5.25% | Tech/Econ | 0.3337% | 4.5089 | 9.0225e-05 | 0
Tech | Healthcare | Space Cooling | Residential-type central air conditioners | TRC | Existing | NE3665 | Facility Energy Management System | Facility Energy Management System | NonEquip | 15 |  | 0.5043% | Tech/Econ | 20% | 34.4988 | 0.0072307 | 0
Tech | Healthcare | Space Cooling | Residential-type central air conditioners | TRC | Existing | NE3587 | Energy Recovery Ventilation System (ERV) | Energy Recovery Ventilation System (ERV) | NonEquip | 15 | Packaged air conditioning units (RTUs) | 0% | Tech/Econ | 9.935% | 0 | 0 | 0
Tech | Healthcare | Space Cooling | Residential-type central air conditioners | TRC | Existing | NE3509 | Duct Sealing Repair | Duct Sealing Repair | NonEquip | 15 |  | 0% | Tech/Econ | 12% | 0 | 0 | 0
Tech | Healthcare | Space Cooling | Residential-type central air conditioners | TRC | Existing | NE3457 | Duct Insulation | Duct Insulation | NonEquip | 15 |  | 0% | Tech/Econ | 2.045% | 0 | 0 | 0
Tech | Healthcare | Space Cooling | Residential-type central air conditioners | TRC | Existing | NE3405 | Dedicated Outdoor Air System on VRF unit | Dedicated Outdoor Air System on VRF unit | NonEquip | 15 | Residential-type central air conditioners | 58.91% | Tech/Econ | 17.5% | 3522.6658 | 1.0719 | 0
Tech | Healthcare | Space Cooling | Residential-type central air conditioners | TRC | Existing | NE3353 | Cool Roof | Cool Roof | NonEquip | 15 |  | 72.71% | Tech/Econ | 1.364% | 260.2732 | 0.11057 | 0
Tech | Healthcare | Space Cooling | Residential-type central air conditioners | TRC | Existing | NE3301 | Chilled Water System - Variable Speed Drives | Chilled Water System - Variable Speed Drives | NonEquip | 13 | Central chillers inside | 0% | Tech/Econ | 24.74% | 0 | 0 | 0
Tech | Healthcare | Space Cooling | Residential-type central air conditioners | TRC | Existing | NE3275 | Chilled Water Controls Optimization | Chilled Water Controls Optimization | NonEquip | 10 | Central chillers inside | 0% | Tech/Econ | 12.5% | 0 | 0 | 0
Tech | Healthcare | Space Cooling | Residential-type central air conditioners | TRC | Existing | NE3197 | Ceiling Insulation(R2 to R38) | Ceiling Insulation(R2 to R38) | NonEquip | 20 |  | 45.6% | Tech/Econ | 8.675% | 1094.8626 | 0.021909 | 0
Tech | Healthcare | Space Cooling | Residential-type central air conditioners | TRC | Existing | NE3145 | Ceiling Insulation(R19 to R38) | Ceiling Insulation(R19 to R38) | NonEquip | 20 |  | 22.8% | Tech/Econ | 0.482% | 28.3179 | 0.00056665 | 0
Tech | Healthcare | Space Cooling | Residential-type central air conditioners | TRC | Existing | NE3093 | Ceiling Insulation(R12 to R38) | Ceiling Insulation(R12 to R38) | NonEquip | 20 |  | 34.2% | Tech/Econ | 1.044% | 92.3636 | 0.0018482 | 0
Tech | Healthcare | Space Cooling | Residential-type central air conditioners | TRC | Existing | NE3041 | Airside Economizer | Airside Economizer | NonEquip | 10 | Packaged air conditioning units (RTUs) | 0% | Tech/Econ | 5.556% | 0 | 0 | 0
Tech | Healthcare | Space Cooling | Residential-type central air conditioners | TRC | Turnover | ET824 | Geothermal Heat Pump | Geothermal Heat Pump | Equip | 15 | Residential-type central air conditioners | 30.5% | Tech/Econ | 21.18% | 2361.4157 | 1.0155 | 0
Tech | Healthcare | Space Cooling | Residential-type central air conditioners | TRC | Turnover | ET1370 | Variable Refrigerant Flow (VRF) HVAC Systems | Variable Refrigerant Flow (VRF) HVAC Systems | Equip | 15 | Residential-type central air conditioners | 49.09% | Tech/Econ | 36.88% | 8082.6446 | 2.4595 | 0
Tech | Healthcare | Space Cooling | Residential-type central air conditioners | TRC | Turnover | ET1292 | High Efficiency PTHP | High Efficiency PTHP | Equip | 15 | Residential-type central air conditioners | 0% | Tech/Econ | 23.64% | 0 | 0 | 0
Tech | Healthcare | Space Cooling | Residential-type central air conditioners | TRC | Turnover | ET1253 | High Efficiency PTAC | High Efficiency PTAC | Equip | 15 | Residential-type central air conditioners | 0% | Tech/Econ | 23.64% | 0 | 0 | 0
Tech | Healthcare | Space Cooling | Residential-type central air conditioners | TRC | New | EN850 | Geothermal Heat Pump | Geothermal Heat Pump | Equip | 15 | Residential-type central air conditioners | 30.5% | Tech/Econ | 21.18% | 22.0536 | 0.009484 | 0
Tech | Healthcare | Space Cooling | Residential-type central air conditioners | TRC | New | EN1396 | Variable Refrigerant Flow (VRF) HVAC Systems | Variable Refrigerant Flow (VRF) HVAC Systems | Equip | 15 | Residential-type central air conditioners | 49.09% | Tech/Econ | 36.88% | 75.4848 | 0.022969 | 0
Tech | Healthcare | Space Cooling | Residential-type central air conditioners | TRC | New | EN1318 | High Efficiency PTHP | High Efficiency PTHP | Equip | 15 | Residential-type central air conditioners | 0% | Tech/Econ | 23.64% | 0 | 0 | 0
Tech | Healthcare | Space Cooling | Residential-type central air conditioners | TRC | New | EN1279 | High Efficiency PTAC | High Efficiency PTAC | Equip | 15 | Residential-type central air conditioners | 0% | Tech/Econ | 23.64% | 0 | 0 | 0
Tech | Healthcare | Space Heating | Residential/split system heat pump | TRC | New | NN5342 | Retro-Commissioning | Retro-Commissioning | NonEquip | 5 |  | 0% | Tech/Econ | 16% | 0 | 0 | 0
Tech | Healthcare | Space Heating | Residential/split system heat pump | TRC | New | NN5134 | ENERGY STAR certified buildings program | ENERGY STAR certified buildings program | NonEquip | 20 |  | 0% | Tech/Econ | 35% | 0 | 0 | 0
Tech | Healthcare | Space Heating | Residential/split system heat pump | TRC | New | NN4328 | Water Cooled Refrigeration Heat Recovery | Water Cooled Refrigeration Heat Recovery | NonEquip | 20 |  | 0% | Tech/Econ | 10% | 0 | 0 | 0
Tech | Healthcare | Space Heating | Residential/split system heat pump | TRC | New | NN4276 | Warehouse Loading Dock Seals | Warehouse Loading Dock Seals | NonEquip | 18 |  | 0% | Tech/Econ | 1.104% | 0 | 0 | 0
Tech | Healthcare | Space Heating | Residential/split system heat pump | TRC | New | NN4172 | Smart Thermostat | Smart Thermostat | NonEquip | 11 |  | 45.33% | Tech/Econ | 10% | 24.4606 | 0 | -0.0040192
Tech | Healthcare | Space Heating | Residential/split system heat pump | TRC | New | NN4094 | Roof Insulation | Roof Insulation | NonEquip | 20 |  | 37.5% | Tech/Econ | 2.282% | 3.1681 | 0 | 0.0014291
Tech | Healthcare | Space Heating | Residential/split system heat pump | TRC | New | NN4068 | Programmable Thermostat | Programmable Thermostat | NonEquip | 11 |  | 0% | Tech/Econ | 3.6% | 0 | 0 | 0
Tech | Healthcare | Space Heating | Residential/split system heat pump | TRC | New | NN4016 | Low U-Value Windows | Low U-Value Windows | NonEquip | 20 |  | 20.9% | Tech/Econ | 10% | 10.221 | 0 | 4.2479e-05
Tech | Healthcare | Space Heating | Residential/split system heat pump | TRC | New | NN3938 | Infiltration Reduction - Air Sealing | Infiltration Reduction - Air Sealing | NonEquip | 11 |  | 0% | Tech/Econ | 0.5519% | 0 | 0 | 0
Tech | Healthcare | Space Heating | Residential/split system heat pump | TRC | New | NN3782 | Green Roof | Green Roof | NonEquip | 15 |  | 0.49% | Tech/Econ | 3.527% | 0.082729 | 0 | 0
Tech | Healthcare | Space Heating | Residential/split system heat pump | TRC | New | NN3730 | Floor Insulation | Floor Insulation | NonEquip | 20 |  | 13.12% | Tech/Econ | 1.197% | 0 | 0 | 0
Tech | Healthcare | Space Heating | Residential/split system heat pump | TRC | New | NN3652 | Facility Energy Management System | Facility Energy Management System | NonEquip | 15 |  | 4.276% | Tech/Econ | 20% | 4.6548 | 0 | 8.3895e-05
Tech | Healthcare | Space Heating | Residential/split system heat pump | TRC | New | NN3574 | ECM Motors on Furnaces | ECM Motors on Furnaces | NonEquip | 15 | Forced air furnace | 0% | Tech/Econ | 1.706% | 0 | 0 | 0
Tech | Healthcare | Space Heating | Residential/split system heat pump | TRC | New | NN3548 | Duct Sealing Repair | Duct Sealing Repair | NonEquip | 15 |  | 0% | Tech/Econ | 12% | 0 | 0 | 0
Tech | Healthcare | Space Heating | Residential/split system heat pump | TRC | New | NN3496 | Duct Insulation | Duct Insulation | NonEquip | 15 |  | 0% | Tech/Econ | 2.045% | 0 | 0 | 0
Tech | Healthcare | Space Heating | Residential/split system heat pump | TRC | New | NN3444 | Destratification Fans | Destratification Fans | NonEquip | 10 |  | 0% | Tech/Econ | 14.56% | 0 | 0 | 0
Tech | Healthcare | Space Heating | Residential/split system heat pump | TRC | New | NN3392 | Dedicated Outdoor Air System on VRF unit | Dedicated Outdoor Air System on VRF unit | NonEquip | 15 | Residential/split system heat pump | 58.91% | Tech/Econ | 10% | 26.2257 | 0 | 0.008066
Tech | Healthcare | Space Heating | Residential/split system heat pump | TRC | New | NN3236 | Ceiling Insulation(R30 to R38) | Ceiling Insulation(R30 to R38) | NonEquip | 20 |  | 0% | Tech/Econ | 0.4612% | 0 | 0 | 0
Tech | Healthcare | Space Heating | Residential/split system heat pump | TRC | New | NN3184 | Ceiling Insulation(R2 to R38) | Ceiling Insulation(R2 to R38) | NonEquip | 20 |  | 0% | Tech/Econ | 31.13% | 0 | 0 | 0
Tech | Healthcare | Space Heating | Residential/split system heat pump | TRC | New | NN3132 | Ceiling Insulation(R19 to R38) | Ceiling Insulation(R19 to R38) | NonEquip | 20 |  | 0% | Tech/Econ | 1.73% | 0 | 0 | 0
Tech | Healthcare | Space Heating | Residential/split system heat pump | TRC | New | NN3080 | Ceiling Insulation(R12 to R38) | Ceiling Insulation(R12 to R38) | NonEquip | 20 |  | 0% | Tech/Econ | 3.747% | 0 | 0 | 0
Tech | Healthcare | Space Heating | Residential/split system heat pump | TRC | New | NN3002 | Air Curtains | Air Curtains | NonEquip | 8 |  | 28.37% | Tech/Econ | 0.2468% | 0 | 0 | 0
Tech | Healthcare | Space Heating | Residential/split system heat pump | TRC | Existing | NE5329 | Retro-Commissioning | Retro-Commissioning | NonEquip | 5 |  | 21.99% | Tech/Econ | 16% | 1487.7371 | 0 | 0.77114
Tech | Healthcare | Space Heating | Residential/split system heat pump | TRC | Existing | NE5121 | ENERGY STAR certified buildings program | ENERGY STAR certified buildings program | NonEquip | 20 |  | 0% | Tech/Econ | 35% | 0 | 0 | 0
Tech | Healthcare | Space Heating | Residential/split system heat pump | TRC | Existing | NE4315 | Water Cooled Refrigeration Heat Recovery | Water Cooled Refrigeration Heat Recovery | NonEquip | 20 |  | 0% | Tech/Econ | 10% | 0 | 0 | 0
Tech | Healthcare | Space Heating | Residential/split system heat pump | TRC | Existing | NE4263 | Warehouse Loading Dock Seals | Warehouse Loading Dock Seals | NonEquip | 18 |  | 0% | Tech/Econ | 1.218% | 0 | 0 | 0
Tech | Healthcare | Space Heating | Residential/split system heat pump | TRC | Existing | NE4237 | Wall Insulation | Wall Insulation | NonEquip | 20 |  | 26.6% | Tech/Econ | 2.738% | 297.1402 | 0 | 0.13403
Tech | Healthcare | Space Heating | Residential/split system heat pump | TRC | Existing | NE4159 | Smart Thermostat | Smart Thermostat | NonEquip | 11 |  | 45.33% | Tech/Econ | 10% | 2225.6803 | 0 | -0.36571
Tech | Healthcare | Space Heating | Residential/split system heat pump | TRC | Existing | NE4081 | Roof Insulation | Roof Insulation | NonEquip | 20 |  | 37.5% | Tech/Econ | 5.036% | 833.1426 | 0 | 0.37581
Tech | Healthcare | Space Heating | Residential/split system heat pump | TRC | Existing | NE4055 | Programmable Thermostat | Programmable Thermostat | NonEquip | 11 |  | 0% | Tech/Econ | 3.6% | 0 | 0 | 0
Tech | Healthcare | Space Heating | Residential/split system heat pump | TRC | Existing | NE4003 | Low U-Value Windows | Low U-Value Windows | NonEquip | 20 |  | 8.361% | Tech/Econ | 46% | 2753.8251 | 0 | 0.011445
Tech | Healthcare | Space Heating | Residential/split system heat pump | TRC | Existing | NE3925 | Infiltration Reduction - Air Sealing | Infiltration Reduction - Air Sealing | NonEquip | 11 |  | 44.79% | Tech/Econ | 0.609% | 109.9297 | 0 | 0.072205
Tech | Healthcare | Space Heating | Residential/split system heat pump | TRC | Existing | NE3847 | Hotel Card Energy Control Systems | Hotel Card Energy Control Systems | NonEquip | 15 |  | 0% | Tech/Econ | 0% | 0 | 0 | 0
Tech | Healthcare | Space Heating | Residential/split system heat pump | TRC | Existing | NE3769 | Green Roof | Green Roof | NonEquip | 15 |  | 0.098% | Tech/Econ | 3.891% | 1.6273 | 0 | 0
Tech | Healthcare | Space Heating | Residential/split system heat pump | TRC | Existing | NE3717 | Floor Insulation | Floor Insulation | NonEquip | 20 |  | 5.25% | Tech/Econ | 1.321% | 27.969 | 0 | 0.012616
Tech | Healthcare | Space Heating | Residential/split system heat pump | TRC | Existing | NE3639 | Facility Energy Management System | Facility Energy Management System | NonEquip | 15 |  | 0.5043% | Tech/Econ | 20% | 49.5787 | 0 | 0.00089357
Tech | Healthcare | Space Heating | Residential/split system heat pump | TRC | Existing | NE3561 | ECM Motors on Furnaces | ECM Motors on Furnaces | NonEquip | 15 | Forced air furnace | 0% | Tech/Econ | 1.706% | 0 | 0 | 0
Tech | Healthcare | Space Heating | Residential/split system heat pump | TRC | Existing | NE3535 | Duct Sealing Repair | Duct Sealing Repair | NonEquip | 15 |  | 0% | Tech/Econ | 12% | 0 | 0 | 0
Tech | Healthcare | Space Heating | Residential/split system heat pump | TRC | Existing | NE3483 | Duct Insulation | Duct Insulation | NonEquip | 15 |  | 0% | Tech/Econ | 2.045% | 0 | 0 | 0
Tech | Healthcare | Space Heating | Residential/split system heat pump | TRC | Existing | NE3431 | Destratification Fans | Destratification Fans | NonEquip | 10 |  | 0% | Tech/Econ | 14.56% | 0 | 0 | 0
Tech | Healthcare | Space Heating | Residential/split system heat pump | TRC | Existing | NE3379 | Dedicated Outdoor Air System on VRF unit | Dedicated Outdoor Air System on VRF unit | NonEquip | 15 | Residential/split system heat pump | 58.91% | Tech/Econ | 10% | 2761.7152 | 0 | 0.84939
Tech | Healthcare | Space Heating | Residential/split system heat pump | TRC | Existing | NE3327 | Cool Roof | Cool Roof | NonEquip | 15 |  | 72.71% | Tech/Econ | 0.197% | 57.4945 | 0 | 0
Tech | Healthcare | Space Heating | Residential/split system heat pump | TRC | Existing | NE3223 | Ceiling Insulation(R30 to R38) | Ceiling Insulation(R30 to R38) | NonEquip | 20 |  | 11.4% | Tech/Econ | 0.5089% | 23.3153 | 0 | 0.010517
Tech | Healthcare | Space Heating | Residential/split system heat pump | TRC | Existing | NE3171 | Ceiling Insulation(R2 to R38) | Ceiling Insulation(R2 to R38) | NonEquip | 20 |  | 45.6% | Tech/Econ | 34.35% | 10784.2291 | 0 | 4.8645
Tech | Healthcare | Space Heating | Residential/split system heat pump | TRC | Existing | NE3119 | Ceiling Insulation(R19 to R38) | Ceiling Insulation(R19 to R38) | NonEquip | 20 |  | 22.8% | Tech/Econ | 1.908% | 176.2317 | 0 | 0.079494
Tech | Healthcare | Space Heating | Residential/split system heat pump | TRC | Existing | NE3067 | Ceiling Insulation(R12 to R38) | Ceiling Insulation(R12 to R38) | NonEquip | 20 |  | 34.2% | Tech/Econ | 4.135% | 612.0857 | 0 | 0.2761
Tech | Healthcare | Space Heating | Residential/split system heat pump | TRC | Existing | NE2989 | Air Curtains | Air Curtains | NonEquip | 8 |  | 33.45% | Tech/Econ | 0.2468% | 33.1572 | 0 | 0.0036009
Tech | Healthcare | Space Heating | Residential/split system heat pump | TRC | Turnover | ET863 | Geothermal Heat Pump | Geothermal Heat Pump | Equip | 15 | Residential/split system heat pump | 30.5% | Tech/Econ | 2.941% | 382.7358 | 0 | 0.12642
Tech | Healthcare | Space Heating | Residential/split system heat pump | TRC | Turnover | ET1409 | Variable Refrigerant Flow (VRF) HVAC Systems | Variable Refrigerant Flow (VRF) HVAC Systems | Equip | 15 | Residential/split system heat pump | 49.09% | Tech/Econ | 31.25% | 8907.6686 | 0 | 2.7396
Tech | Healthcare | Space Heating | Residential/split system heat pump | TRC | Turnover | ET1331 | High Efficiency PTHP | High Efficiency PTHP | Equip | 15 | Residential/split system heat pump | 0% | Tech/Econ | 9.375% | 0 | 0 | 0
Tech | Healthcare | Space Heating | Residential/split system heat pump | TRC | New | EN889 | Geothermal Heat Pump | Geothermal Heat Pump | Equip | 15 | Residential/split system heat pump | 30.5% | Tech/Econ | 2.941% | 0 | 0 | 0
Tech | Healthcare | Space Heating | Residential/split system heat pump | TRC | New | EN1435 | Variable Refrigerant Flow (VRF) HVAC Systems | Variable Refrigerant Flow (VRF) HVAC Systems | Equip | 15 | Residential/split system heat pump | 49.09% | Tech/Econ | 31.25% | 98.6417 | 0 | 0.030338
Tech | Healthcare | Space Heating | Residential/split system heat pump | TRC | New | EN1357 | High Efficiency PTHP | High Efficiency PTHP | Equip | 15 | Residential/split system heat pump | 0% | Tech/Econ | 9.375% | 0 | 0 | 0
Tech | Healthcare | Refrigeration | Residential style | TRC | New | NN5316 | Retro-Commissioning | Retro-Commissioning | NonEquip | 5 |  | 0% | Tech/Econ | 16% | 0 | 0 | 0
Tech | Healthcare | Refrigeration | Residential style | TRC | New | NN5108 | ENERGY STAR certified buildings program | ENERGY STAR certified buildings program | NonEquip | 20 |  | 0% | Tech/Econ | 35% | 0 | 0 | 0
Tech | Healthcare | Refrigeration | Residential style | TRC | New | NN4900 | Strip Curtains for Walk-ins | Strip Curtains for Walk-ins | NonEquip | 4 | Walk-in cooler | 0% | Tech/Econ | 2.115% | 0 | 0 | 0
Tech | Healthcare | Refrigeration | Residential style | TRC | New | NN4874 | Refrigerated Display Case Lighting Controls | Refrigerated Display Case Lighting Controls | NonEquip | 8 | Display cases | 0% | Tech/Econ | 0.9365% | 0 | 0 | 0
Tech | Healthcare | Refrigeration | Residential style | TRC | New | NN4848 | PSC to ECM Evaporator Fan Motor (Walk-In, Refrigerator) | PSC to ECM Evaporator Fan Motor (Walk-In, Refrigerator) | NonEquip | 15 | Walk-in cooler | 0% | Tech/Econ | 37.5% | 0 | 0 | 0
Tech | Healthcare | Refrigeration | Residential style | TRC | New | NN4822 | PSC to ECM Evaporator Fan Motor (Reach-In) | PSC to ECM Evaporator Fan Motor (Reach-In) | NonEquip | 15 | Display cases | 0% | Tech/Econ | 37.5% | 0 | 0 | 0
Tech | Healthcare | Refrigeration | Residential style | TRC | New | NN4796 | Night Covers for Display Cases | Night Covers for Display Cases | NonEquip | 5 | Display cases | 0% | Tech/Econ | 1.877% | 0 | 0 | 0
Tech | Healthcare | Refrigeration | Residential style | TRC | New | NN4770 | High R-Value Glass Doors | High R-Value Glass Doors | NonEquip | 12 | Display cases | 0% | Tech/Econ | 0% | 0 | 0 | 0
Tech | Healthcare | Refrigeration | Residential style | TRC | New | NN4744 | High Efficiency Refrigeration Compressor | High Efficiency Refrigeration Compressor | NonEquip | 13 | Display cases | 0% | Tech/Econ | 6.922% | 0 | 0 | 0
Tech | Healthcare | Refrigeration | Residential style | TRC | New | NN4718 | Freezer-Cooler Replacement Gaskets | Freezer-Cooler Replacement Gaskets | NonEquip | 4 | Display cases | 0% | Tech/Econ | 0% | 0 | 0 | 0
Tech | Healthcare | Refrigeration | Residential style | TRC | New | NN4692 | Floating Head Pressure Controls | Floating Head Pressure Controls | NonEquip | 15 |  | 26.46% | Tech/Econ | 6.05% | 15.7847 | 0.0020466 | 0.0017143
Tech | Healthcare | Refrigeration | Residential style | TRC | New | NN4666 | Demand Defrost | Demand Defrost | NonEquip | 10 | Walk-in cooler | 0% | Tech/Econ | 30% | 0 | 0 | 0
Tech | Healthcare | Refrigeration | Residential style | TRC | New | NN4640 | Automatic Door Closer for Walk-in Coolers and Freezers | Automatic Door Closer for Walk-in Coolers and Freezers | NonEquip | 8 | Walk-in cooler | 0% | Tech/Econ | 3.131% | 0 | 0 | 0
Tech | Healthcare | Refrigeration | Residential style | TRC | New | NN4614 | Anti-Sweat Controls | Anti-Sweat Controls | NonEquip | 8 | Display cases | 0% | Tech/Econ | 85% | 0 | 0 | 0
Tech | Healthcare | Refrigeration | Residential style | TRC | Existing | NE5303 | Retro-Commissioning | Retro-Commissioning | NonEquip | 5 |  | 21.99% | Tech/Econ | 16% | 3862.9792 | 0.64582 | 2.0023
Tech | Healthcare | Refrigeration | Residential style | TRC | Existing | NE5095 | ENERGY STAR certified buildings program | ENERGY STAR certified buildings program | NonEquip | 20 |  | 0% | Tech/Econ | 35% | 0 | 0 | 0
Tech | Healthcare | Refrigeration | Residential style | TRC | Existing | NE4887 | Strip Curtains for Walk-ins | Strip Curtains for Walk-ins | NonEquip | 4 | Walk-in cooler | 0% | Tech/Econ | 2.115% | 0 | 0 | 0
Tech | Healthcare | Refrigeration | Residential style | TRC | Existing | NE4861 | Refrigerated Display Case Lighting Controls | Refrigerated Display Case Lighting Controls | NonEquip | 8 | Display cases | 0% | Tech/Econ | 2.524% | 0 | 0 | 0
Tech | Healthcare | Refrigeration | Residential style | TRC | Existing | NE4835 | PSC to ECM Evaporator Fan Motor (Walk-In, Refrigerator) | PSC to ECM Evaporator Fan Motor (Walk-In, Refrigerator) | NonEquip | 15 | Walk-in cooler | 0% | Tech/Econ | 37.5% | 0 | 0 | 0
Tech | Healthcare | Refrigeration | Residential style | TRC | Existing | NE4809 | PSC to ECM Evaporator Fan Motor (Reach-In) | PSC to ECM Evaporator Fan Motor (Reach-In) | NonEquip | 15 | Display cases | 0% | Tech/Econ | 37.5% | 0 | 0 | 0
Tech | Healthcare | Refrigeration | Residential style | TRC | Existing | NE4783 | Night Covers for Display Cases | Night Covers for Display Cases | NonEquip | 5 | Display cases | 0% | Tech/Econ | 1.877% | 0 | 0 | 0
Tech | Healthcare | Refrigeration | Residential style | TRC | Existing | NE4757 | High R-Value Glass Doors | High R-Value Glass Doors | NonEquip | 12 | Display cases | 0% | Tech/Econ | 23.81% | 0 | 0 | 0
Tech | Healthcare | Refrigeration | Residential style | TRC | Existing | NE4731 | High Efficiency Refrigeration Compressor | High Efficiency Refrigeration Compressor | NonEquip | 13 | Display cases | 0% | Tech/Econ | 6.922% | 0 | 0 | 0
Tech | Healthcare | Refrigeration | Residential style | TRC | Existing | NE4705 | Freezer-Cooler Replacement Gaskets | Freezer-Cooler Replacement Gaskets | NonEquip | 4 | Display cases | 0% | Tech/Econ | 3.131% | 0 | 0 | 0
Tech | Healthcare | Refrigeration | Residential style | TRC | Existing | NE4679 | Floating Head Pressure Controls | Floating Head Pressure Controls | NonEquip | 15 |  | 26.46% | Tech/Econ | 6.05% | 1695.9345 | 0.21989 | 0.18418
Tech | Healthcare | Refrigeration | Residential style | TRC | Existing | NE4653 | Demand Defrost | Demand Defrost | NonEquip | 10 | Walk-in cooler | 0% | Tech/Econ | 30% | 0 | 0 | 0
Tech | Healthcare | Refrigeration | Residential style | TRC | Existing | NE4627 | Automatic Door Closer for Walk-in Coolers and Freezers | Automatic Door Closer for Walk-in Coolers and Freezers | NonEquip | 8 | Walk-in cooler | 0% | Tech/Econ | 3.131% | 0 | 0 | 0
Tech | Healthcare | Refrigeration | Residential style | TRC | Existing | NE4601 | Anti-Sweat Controls | Anti-Sweat Controls | NonEquip | 8 | Display cases | 0% | Tech/Econ | 85% | 0 | 0 | 0
Tech | Healthcare | Refrigeration | Residential style | TRC | Turnover | ET2534 | Energy Star Refrigerator | Energy Star Refrigerator | Equip | 12 | Residential style | 35.47% | Tech/Econ | 21.99% | 9286.9702 | 1.2227 | 0.96211
Tech | Healthcare | Refrigeration | Residential style | TRC | New | EN2560 | Energy Star Refrigerator | Energy Star Refrigerator | Equip | 12 | Residential style | 35.47% | Tech/Econ | 21.99% | 83.3963 | 0.01098 | 0.0086397
Tech | Healthcare | Cooking | Range | TRC | New | NN5082 | ENERGY STAR certified buildings program | ENERGY STAR certified buildings program | NonEquip | 20 |  | 0% | Tech/Econ | 35% | 0 | 0 | 0
Tech | Healthcare | Cooking | Range | TRC | Existing | NE5069 | ENERGY STAR certified buildings program | ENERGY STAR certified buildings program | NonEquip | 20 |  | 0% | Tech/Econ | 35% | 0 | 0 | 0
Tech | Healthcare | Miscellaneous | Pool pump | TRC | New | NN5446 | Retro-Commissioning | Retro-Commissioning | NonEquip | 5 |  | 0% | Tech/Econ | 16% | 0 | 0 | 0
Tech | Healthcare | Miscellaneous | Pool pump | TRC | New | NN5238 | ENERGY STAR certified buildings program | ENERGY STAR certified buildings program | NonEquip | 20 |  | 0% | Tech/Econ | 35% | 0 | 0 | 0
Tech | Healthcare | Miscellaneous | Pool pump | TRC | New | NN4536 | VSD Controlled Compressor | VSD Controlled Compressor | NonEquip | 15 | Others | 0% | Tech/Econ | 20.79% | 0 | 0 | 0
Tech | Healthcare | Miscellaneous | Pool pump | TRC | New | NN4510 | Regenerative Drive Elevator Motor | Regenerative Drive Elevator Motor | NonEquip | 13 | Elevators/Escalators | 0% | Tech/Econ | 6.211% | 0 | 0 | 0
Tech | Healthcare | Miscellaneous | Pool pump | TRC | New | NN4484 | Engine Block Timer | Engine Block Timer | NonEquip | 5 | Others | 0% | Tech/Econ | 36% | 0 | 0 | 0
Tech | Healthcare | Miscellaneous | Pool pump | TRC | New | NN4458 | Efficient Motor Belts | Efficient Motor Belts | NonEquip | 10 | Others | 0% | Tech/Econ | 1.105% | 0 | 0 | 0
Tech | Healthcare | Miscellaneous | Pool pump | TRC | Existing | NE5433 | Retro-Commissioning | Retro-Commissioning | NonEquip | 5 |  | 21.99% | Tech/Econ | 16% | 0 | 0 | 0
Tech | Healthcare | Miscellaneous | Pool pump | TRC | Existing | NE5225 | ENERGY STAR certified buildings program | ENERGY STAR certified buildings program | NonEquip | 20 |  | 0% | Tech/Econ | 35% | 0 | 0 | 0
Tech | Healthcare | Miscellaneous | Pool pump | TRC | Existing | NE4523 | VSD Controlled Compressor | VSD Controlled Compressor | NonEquip | 15 | Others | 0% | Tech/Econ | 20.79% | 0 | 0 | 0
Tech | Healthcare | Miscellaneous | Pool pump | TRC | Existing | NE4497 | Regenerative Drive Elevator Motor | Regenerative Drive Elevator Motor | NonEquip | 13 | Elevators/Escalators | 0% | Tech/Econ | 6.211% | 0 | 0 | 0
Tech | Healthcare | Miscellaneous | Pool pump | TRC | Existing | NE4471 | Engine Block Timer | Engine Block Timer | NonEquip | 5 | Others | 0% | Tech/Econ | 36% | 0 | 0 | 0
Tech | Healthcare | Miscellaneous | Pool pump | TRC | Existing | NE4445 | Efficient Motor Belts | Efficient Motor Belts | NonEquip | 10 | Others | 0% | Tech/Econ | 1.105% | 0 | 0 | 0
Tech | Healthcare | Miscellaneous | Pool pump | TRC | Turnover | ET2108 | Variable Speed Pool Pump | Variable Speed Pool Pump | Equip | 10 | Pool pump | 0% | Tech/Econ | 64.36% | 0 | 0 | 0
Tech | Healthcare | Miscellaneous | Pool pump | TRC | Turnover | ET2069 | Two Speed Pool Pump | Two Speed Pool Pump | Equip | 10 | Pool pump | 0% | Tech/Econ | 61.79% | 0 | 0 | 0
Tech | Healthcare | Miscellaneous | Pool pump | TRC | Turnover | ET2033 | Solar Powered Pool Pump | Solar Powered Pool Pump | Equip | 10 | Pool pump | 0% | Tech/Econ | 81% | 0 | 0 | 0
Tech | Healthcare | Miscellaneous | Pool pump | TRC | Turnover | ET1994 | Solar Pool Heater | Solar Pool Heater | Equip | 15 | Pool pump | 0% | Tech/Econ | 86.11% | 0 | 0 | 0
Tech | Healthcare | Miscellaneous | Pool pump | TRC | Turnover | ET1955 | Heat Pump Pool Heater | Heat Pump Pool Heater | Equip | 15 | Pool pump | 0% | Tech/Econ | 80% | 0 | 0 | 0
Tech | Healthcare | Miscellaneous | Pool pump | TRC | New | EN2132 | Variable Speed Pool Pump | Variable Speed Pool Pump | Equip | 10 | Pool pump | 0% | Tech/Econ | 64.36% | 0 | 0 | 0
Tech | Healthcare | Miscellaneous | Pool pump | TRC | New | EN2095 | Two Speed Pool Pump | Two Speed Pool Pump | Equip | 10 | Pool pump | 0% | Tech/Econ | 61.79% | 0 | 0 | 0
Tech | Healthcare | Miscellaneous | Pool pump | TRC | New | EN2057 | Solar Powered Pool Pump | Solar Powered Pool Pump | Equip | 10 | Pool pump | 0% | Tech/Econ | 81% | 0 | 0 | 0
Tech | Healthcare | Miscellaneous | Pool pump | TRC | New | EN2020 | Solar Pool Heater | Solar Pool Heater | Equip | 15 | Pool pump | 0% | Tech/Econ | 86.11% | 0 | 0 | 0
Tech | Healthcare | Miscellaneous | Pool pump | TRC | New | EN1981 | Heat Pump Pool Heater | Heat Pump Pool Heater | Equip | 15 | Pool pump | 0% | Tech/Econ | 80% | 0 | 0 | 0
Tech | Healthcare | Space Heating | Packaged central unit | TRC | New | NN5342 | Retro-Commissioning | Retro-Commissioning | NonEquip | 5 |  | 0% | Tech/Econ | 16% | 0 | 0 | 0
Tech | Healthcare | Space Heating | Packaged central unit | TRC | New | NN5134 | ENERGY STAR certified buildings program | ENERGY STAR certified buildings program | NonEquip | 20 |  | 0% | Tech/Econ | 35% | 0 | 0 | 0
Tech | Healthcare | Space Heating | Packaged central unit | TRC | New | NN4328 | Water Cooled Refrigeration Heat Recovery | Water Cooled Refrigeration Heat Recovery | NonEquip | 20 |  | 0% | Tech/Econ | 10% | 0 | 0 | 0
Tech | Healthcare | Space Heating | Packaged central unit | TRC | New | NN4276 | Warehouse Loading Dock Seals | Warehouse Loading Dock Seals | NonEquip | 18 |  | 0% | Tech/Econ | 1.104% | 0 | 0 | 0
Tech | Healthcare | Space Heating | Packaged central unit | TRC | New | NN4172 | Smart Thermostat | Smart Thermostat | NonEquip | 11 |  | 45.33% | Tech/Econ | 10% | 77.5105 | 0 | -0.012736
Tech | Healthcare | Space Heating | Packaged central unit | TRC | New | NN4094 | Roof Insulation | Roof Insulation | NonEquip | 20 |  | 37.5% | Tech/Econ | 2.282% | 10.2745 | 0 | 0.0046346
Tech | Healthcare | Space Heating | Packaged central unit | TRC | New | NN4068 | Programmable Thermostat | Programmable Thermostat | NonEquip | 11 |  | 0% | Tech/Econ | 3.6% | 0 | 0 | 0
Tech | Healthcare | Space Heating | Packaged central unit | TRC | New | NN4016 | Low U-Value Windows | Low U-Value Windows | NonEquip | 20 |  | 20.9% | Tech/Econ | 10% | 34.1252 | 0 | 0.00014183
Tech | Healthcare | Space Heating | Packaged central unit | TRC | New | NN3938 | Infiltration Reduction - Air Sealing | Infiltration Reduction - Air Sealing | NonEquip | 11 |  | 0% | Tech/Econ | 0.5519% | 0 | 0 | 0
Tech | Healthcare | Space Heating | Packaged central unit | TRC | New | NN3860 | Hotel Card Energy Control Systems | Hotel Card Energy Control Systems | NonEquip | 15 |  | 0% | Tech/Econ | 0% | 0 | 0 | 0
Tech | Healthcare | Space Heating | Packaged central unit | TRC | New | NN3782 | Green Roof | Green Roof | NonEquip | 15 |  | 0.49% | Tech/Econ | 3.527% | 0.27621 | 0 | 0
Tech | Healthcare | Space Heating | Packaged central unit | TRC | New | NN3730 | Floor Insulation | Floor Insulation | NonEquip | 20 |  | 13.12% | Tech/Econ | 1.197% | 0 | 0 | 0
Tech | Healthcare | Space Heating | Packaged central unit | TRC | New | NN3652 | Facility Energy Management System | Facility Energy Management System | NonEquip | 15 |  | 4.276% | Tech/Econ | 20% | 14.7502 | 0 | 0.00026585
Tech | Healthcare | Space Heating | Packaged central unit | TRC | New | NN3574 | ECM Motors on Furnaces | ECM Motors on Furnaces | NonEquip | 15 | Forced air furnace | 0% | Tech/Econ | 1.706% | 0 | 0 | 0
Tech | Healthcare | Space Heating | Packaged central unit | TRC | New | NN3548 | Duct Sealing Repair | Duct Sealing Repair | NonEquip | 15 |  | 0% | Tech/Econ | 12% | 0 | 0 | 0
Tech | Healthcare | Space Heating | Packaged central unit | TRC | New | NN3496 | Duct Insulation | Duct Insulation | NonEquip | 15 |  | 0% | Tech/Econ | 2.045% | 0 | 0 | 0
Tech | Healthcare | Space Heating | Packaged central unit | TRC | New | NN3444 | Destratification Fans | Destratification Fans | NonEquip | 10 |  | 0% | Tech/Econ | 14.56% | 0 | 0 | 0
Tech | Healthcare | Space Heating | Packaged central unit | TRC | New | NN3392 | Dedicated Outdoor Air System on VRF unit | Dedicated Outdoor Air System on VRF unit | NonEquip | 15 | Residential/split system heat pump | 0% | Tech/Econ | 10% | 0 | 0 | 0
Tech | Healthcare | Space Heating | Packaged central unit | TRC | New | NN3340 | Cool Roof | Cool Roof | NonEquip | 15 |  | 72.32% | Tech/Econ | 0.1786% | 0 | 0 | 0
Tech | Healthcare | Space Heating | Packaged central unit | TRC | New | NN3236 | Ceiling Insulation(R30 to R38) | Ceiling Insulation(R30 to R38) | NonEquip | 20 |  | 0% | Tech/Econ | 0.4612% | 0 | 0 | 0
Tech | Healthcare | Space Heating | Packaged central unit | TRC | New | NN3184 | Ceiling Insulation(R2 to R38) | Ceiling Insulation(R2 to R38) | NonEquip | 20 |  | 0% | Tech/Econ | 31.13% | 0 | 0 | 0
Tech | Healthcare | Space Heating | Packaged central unit | TRC | New | NN3132 | Ceiling Insulation(R19 to R38) | Ceiling Insulation(R19 to R38) | NonEquip | 20 |  | 0% | Tech/Econ | 1.73% | 0 | 0 | 0
Tech | Healthcare | Space Heating | Packaged central unit | TRC | New | NN3080 | Ceiling Insulation(R12 to R38) | Ceiling Insulation(R12 to R38) | NonEquip | 20 |  | 0% | Tech/Econ | 3.747% | 0 | 0 | 0
Tech | Healthcare | Space Heating | Packaged central unit | TRC | New | NN3002 | Air Curtains | Air Curtains | NonEquip | 8 |  | 28.37% | Tech/Econ | 0.2468% | 0 | 0 | 0
Tech | Healthcare | Space Heating | Packaged central unit | TRC | Existing | NE5329 | Retro-Commissioning | Retro-Commissioning | NonEquip | 5 |  | 21.99% | Tech/Econ | 16% | 4909.9394 | 0 | 2.545
Tech | Healthcare | Space Heating | Packaged central unit | TRC | Existing | NE5121 | ENERGY STAR certified buildings program | ENERGY STAR certified buildings program | NonEquip | 20 |  | 0% | Tech/Econ | 35% | 0 | 0 | 0
Tech | Healthcare | Space Heating | Packaged central unit | TRC | Existing | NE4315 | Water Cooled Refrigeration Heat Recovery | Water Cooled Refrigeration Heat Recovery | NonEquip | 20 |  | 0% | Tech/Econ | 10% | 0 | 0 | 0
Tech | Healthcare | Space Heating | Packaged central unit | TRC | Existing | NE4263 | Warehouse Loading Dock Seals | Warehouse Loading Dock Seals | NonEquip | 18 |  | 0% | Tech/Econ | 1.218% | 0 | 0 | 0
Tech | Healthcare | Space Heating | Packaged central unit | TRC | Existing | NE4237 | Wall Insulation | Wall Insulation | NonEquip | 20 |  | 26.6% | Tech/Econ | 2.738% | 980.6438 | 0 | 0.44235
Tech | Healthcare | Space Heating | Packaged central unit | TRC | Existing | NE4159 | Smart Thermostat | Smart Thermostat | NonEquip | 11 |  | 45.33% | Tech/Econ | 10% | 7052.7032 | 0 | -1.1589
Tech | Healthcare | Space Heating | Packaged central unit | TRC | Existing | NE4081 | Roof Insulation | Roof Insulation | NonEquip | 20 |  | 37.5% | Tech/Econ | 5.036% | 2805.3227 | 0 | 1.2654
Tech | Healthcare | Space Heating | Packaged central unit | TRC | Existing | NE4055 | Programmable Thermostat | Programmable Thermostat | NonEquip | 11 |  | 0% | Tech/Econ | 3.6% | 0 | 0 | 0
Tech | Healthcare | Space Heating | Packaged central unit | TRC | Existing | NE4003 | Low U-Value Windows | Low U-Value Windows | NonEquip | 20 |  | 8.361% | Tech/Econ | 46% | 7387.4814 | 0 | 0.030703
Tech | Healthcare | Space Heating | Packaged central unit | TRC | Existing | NE3925 | Infiltration Reduction - Air Sealing | Infiltration Reduction - Air Sealing | NonEquip | 11 |  | 44.79% | Tech/Econ | 0.609% | 362.798 | 0 | 0.2383
Tech | Healthcare | Space Heating | Packaged central unit | TRC | Existing | NE3847 | Hotel Card Energy Control Systems | Hotel Card Energy Control Systems | NonEquip | 15 |  | 0% | Tech/Econ | 0% | 0 | 0 | 0
Tech | Healthcare | Space Heating | Packaged central unit | TRC | Existing | NE3769 | Green Roof | Green Roof | NonEquip | 15 |  | 0.098% | Tech/Econ | 3.891% | 5.4793 | 0 | 0
Tech | Healthcare | Space Heating | Packaged central unit | TRC | Existing | NE3717 | Floor Insulation | Floor Insulation | NonEquip | 20 |  | 5.25% | Tech/Econ | 1.321% | 92.3054 | 0 | 0.041637
Tech | Healthcare | Space Heating | Packaged central unit | TRC | Existing | NE3639 | Facility Energy Management System | Facility Energy Management System | NonEquip | 15 |  | 0.5043% | Tech/Econ | 20% | 157.1041 | 0 | 0.0028315
Tech | Healthcare | Space Heating | Packaged central unit | TRC | Existing | NE3561 | ECM Motors on Furnaces | ECM Motors on Furnaces | NonEquip | 15 | Forced air furnace | 0% | Tech/Econ | 1.706% | 0 | 0 | 0
Tech | Healthcare | Space Heating | Packaged central unit | TRC | Existing | NE3535 | Duct Sealing Repair | Duct Sealing Repair | NonEquip | 15 |  | 0% | Tech/Econ | 12% | 0 | 0 | 0
Tech | Healthcare | Space Heating | Packaged central unit | TRC | Existing | NE3483 | Duct Insulation | Duct Insulation | NonEquip | 15 |  | 0% | Tech/Econ | 2.045% | 0 | 0 | 0
Tech | Healthcare | Space Heating | Packaged central unit | TRC | Existing | NE3431 | Destratification Fans | Destratification Fans | NonEquip | 10 |  | 0% | Tech/Econ | 14.56% | 0 | 0 | 0
Tech | Healthcare | Space Heating | Packaged central unit | TRC | Existing | NE3379 | Dedicated Outdoor Air System on VRF unit | Dedicated Outdoor Air System on VRF unit | NonEquip | 15 | Residential/split system heat pump | 0% | Tech/Econ | 10% | 0 | 0 | 0
Tech | Healthcare | Space Heating | Packaged central unit | TRC | Existing | NE3327 | Cool Roof | Cool Roof | NonEquip | 15 |  | 72.71% | Tech/Econ | 0.197% | 189.7477 | 0 | 0
Tech | Healthcare | Space Heating | Packaged central unit | TRC | Existing | NE3223 | Ceiling Insulation(R30 to R38) | Ceiling Insulation(R30 to R38) | NonEquip | 20 |  | 11.4% | Tech/Econ | 0.5089% | 76.9469 | 0 | 0.034709
Tech | Healthcare | Space Heating | Packaged central unit | TRC | Existing | NE3171 | Ceiling Insulation(R2 to R38) | Ceiling Insulation(R2 to R38) | NonEquip | 20 |  | 45.6% | Tech/Econ | 34.35% | 28930.0477 | 0 | 13.0497
Tech | Healthcare | Space Heating | Packaged central unit | TRC | Existing | NE3119 | Ceiling Insulation(R19 to R38) | Ceiling Insulation(R19 to R38) | NonEquip | 20 |  | 22.8% | Tech/Econ | 1.908% | 581.6128 | 0 | 0.26235
Tech | Healthcare | Space Heating | Packaged central unit | TRC | Existing | NE3067 | Ceiling Insulation(R12 to R38) | Ceiling Insulation(R12 to R38) | NonEquip | 20 |  | 34.2% | Tech/Econ | 4.135% | 2060.9891 | 0 | 0.92967
Tech | Healthcare | Space Heating | Packaged central unit | TRC | Existing | NE2989 | Air Curtains | Air Curtains | NonEquip | 8 |  | 33.45% | Tech/Econ | 0.2468% | 109.4277 | 0 | 0.011884
Tech | Healthcare | Space Heating | Packaged central unit | TRC | Turnover | ET1214 | High Efficiency DX 135k- less than 240k BTU | High Efficiency DX 135k- less than 240k BTU | Equip | 15 | Packaged central unit | 94.56% | Tech/Econ | 3.03% | 4116.9815 | 0 | 0
Tech | Healthcare | Space Heating | Packaged central unit | TRC | New | EN1240 | High Efficiency DX 135k- less than 240k BTU | High Efficiency DX 135k- less than 240k BTU | Equip | 15 | Packaged central unit | 94.56% | Tech/Econ | 3.03% | 45.7948 | 0 | 0
Tech | Healthcare | Space Cooling | Packaged air conditioning units (RTUs) | TRC | New | NN5368 | Retro-Commissioning | Retro-Commissioning | NonEquip | 5 |  | 0% | Tech/Econ | 16% | 0 | 0 | 0
Tech | Healthcare | Space Cooling | Packaged air conditioning units (RTUs) | TRC | New | NN5160 | ENERGY STAR certified buildings program | ENERGY STAR certified buildings program | NonEquip | 20 |  | 0% | Tech/Econ | 35% | 0 | 0 | 0
Tech | Healthcare | Space Cooling | Packaged air conditioning units (RTUs) | TRC | New | NN4380 | Window Sun Protection | Window Sun Protection | NonEquip | 10 |  | 15.35% | Tech/Econ | 16% | 616.0295 | 0.19181 | -0.010807
Tech | Healthcare | Space Cooling | Packaged air conditioning units (RTUs) | TRC | New | NN4354 | Waterside Economizer | Waterside Economizer | NonEquip | 20 |  | 0% | Tech/Econ | 5.556% | 0 | 0 | 0
Tech | Healthcare | Space Cooling | Packaged air conditioning units (RTUs) | TRC | New | NN4146 | Smart Thermostat | Smart Thermostat | NonEquip | 11 |  | 45.33% | Tech/Econ | 10% | 0 | 0 | 0
Tech | Healthcare | Space Cooling | Packaged air conditioning units (RTUs) | TRC | New | NN4120 | Roof Insulation | Roof Insulation | NonEquip | 20 |  | 37.5% | Tech/Econ | 0.6359% | 0 | 0 | 0
Tech | Healthcare | Space Cooling | Packaged air conditioning units (RTUs) | TRC | New | NN4042 | Programmable Thermostat | Programmable Thermostat | NonEquip | 11 |  | 0% | Tech/Econ | 3.6% | 0 | 0 | 0
Tech | Healthcare | Space Cooling | Packaged air conditioning units (RTUs) | TRC | New | NN3990 | Low U-Value Windows | Low U-Value Windows | NonEquip | 20 |  | 20.9% | Tech/Econ | 10% | 213.088 | 0.079205 | 0
Tech | Healthcare | Space Cooling | Packaged air conditioning units (RTUs) | TRC | New | NN3912 | HVAC tune-up_RTU | HVAC tune-up_RTU | NonEquip | 5 | Packaged air conditioning units (RTUs) | 0% | Tech/Econ | 5% | 0 | 0 | 0
Tech | Healthcare | Space Cooling | Packaged air conditioning units (RTUs) | TRC | New | NN3886 | HVAC tune-up | HVAC tune-up | NonEquip | 5 | Residential-type central air conditioners | 0% | Tech/Econ | 5% | 0 | 0 | 0
Tech | Healthcare | Space Cooling | Packaged air conditioning units (RTUs) | TRC | New | NN3808 | Green Roof | Green Roof | NonEquip | 15 |  | 0.49% | Tech/Econ | 0.7371% | 0 | 0 | 0
Tech | Healthcare | Space Cooling | Packaged air conditioning units (RTUs) | TRC | New | NN3678 | Facility Energy Management System | Facility Energy Management System | NonEquip | 15 |  | 4.276% | Tech/Econ | 20% | 244.4188 | 0.051229 | 0
Tech | Healthcare | Space Cooling | Packaged air conditioning units (RTUs) | TRC | New | NN3626 | Facility Commissioning | Facility Commissioning | NonEquip | 10 |  | 71.67% | Tech/Econ | 16% | 3249.3073 | 0.5689 | 0.012979
Tech | Healthcare | Space Cooling | Packaged air conditioning units (RTUs) | TRC | New | NN3600 | Energy Recovery Ventilation System (ERV) | Energy Recovery Ventilation System (ERV) | NonEquip | 15 | Packaged air conditioning units (RTUs) | 34.81% | Tech/Econ | 9.935% | 838.8402 | 1.23 | 0.23836
Tech | Healthcare | Space Cooling | Packaged air conditioning units (RTUs) | TRC | New | NN3522 | Duct Sealing Repair | Duct Sealing Repair | NonEquip | 15 |  | 0% | Tech/Econ | 12% | 0 | 0 | 0
Tech | Healthcare | Space Cooling | Packaged air conditioning units (RTUs) | TRC | New | NN3470 | Duct Insulation | Duct Insulation | NonEquip | 15 |  | 0% | Tech/Econ | 2.045% | 0 | 0 | 0
Tech | Healthcare | Space Cooling | Packaged air conditioning units (RTUs) | TRC | New | NN3418 | Dedicated Outdoor Air System on VRF unit | Dedicated Outdoor Air System on VRF unit | NonEquip | 15 | Residential-type central air conditioners | 0% | Tech/Econ | 17.5% | 0 | 0 | 0
Tech | Healthcare | Space Cooling | Packaged air conditioning units (RTUs) | TRC | New | NN3366 | Cool Roof | Cool Roof | NonEquip | 15 |  | 72.32% | Tech/Econ | 1.364% | 0 | 0 | 0
Tech | Healthcare | Space Cooling | Packaged air conditioning units (RTUs) | TRC | New | NN3314 | Chilled Water System - Variable Speed Drives | Chilled Water System - Variable Speed Drives | NonEquip | 13 | Central chillers inside | 0% | Tech/Econ | 24.74% | 0 | 0 | 0
Tech | Healthcare | Space Cooling | Packaged air conditioning units (RTUs) | TRC | New | NN3288 | Chilled Water Controls Optimization | Chilled Water Controls Optimization | NonEquip | 10 | Central chillers inside | 0% | Tech/Econ | 12.5% | 0 | 0 | 0
Tech | Healthcare | Space Cooling | Packaged air conditioning units (RTUs) | TRC | New | NN3210 | Ceiling Insulation(R2 to R38) | Ceiling Insulation(R2 to R38) | NonEquip | 20 |  | 0% | Tech/Econ | 8.675% | 0 | 0 | 0
Tech | Healthcare | Space Cooling | Packaged air conditioning units (RTUs) | TRC | New | NN3158 | Ceiling Insulation(R19 to R38) | Ceiling Insulation(R19 to R38) | NonEquip | 20 |  | 0% | Tech/Econ | 0.482% | 0 | 0 | 0
Tech | Healthcare | Space Cooling | Packaged air conditioning units (RTUs) | TRC | New | NN3106 | Ceiling Insulation(R12 to R38) | Ceiling Insulation(R12 to R38) | NonEquip | 20 |  | 0% | Tech/Econ | 1.044% | 0 | 0 | 0
Tech | Healthcare | Space Cooling | Packaged air conditioning units (RTUs) | TRC | New | NN3054 | Airside Economizer | Airside Economizer | NonEquip | 10 | Packaged air conditioning units (RTUs) | 4.552% | Tech/Econ | 5.556% | 59.2302 | -0.009922 | 9.9501e-08
Tech | Healthcare | Space Cooling | Packaged air conditioning units (RTUs) | TRC | Existing | NE5355 | Retro-Commissioning | Retro-Commissioning | NonEquip | 5 |  | 21.99% | Tech/Econ | 16% | 88166.4319 | 14.7398 | 0
Tech | Healthcare | Space Cooling | Packaged air conditioning units (RTUs) | TRC | Existing | NE5147 | ENERGY STAR certified buildings program | ENERGY STAR certified buildings program | NonEquip | 20 |  | 0% | Tech/Econ | 35% | 0 | 0 | 0
Tech | Healthcare | Space Cooling | Packaged air conditioning units (RTUs) | TRC | Existing | NE4367 | Window Sun Protection | Window Sun Protection | NonEquip | 10 |  | 12.19% | Tech/Econ | 16% | 59645.8086 | 18.5718 | -1.0463
Tech | Healthcare | Space Cooling | Packaged air conditioning units (RTUs) | TRC | Existing | NE4341 | Waterside Economizer | Waterside Economizer | NonEquip | 20 |  | 0% | Tech/Econ | 5.556% | 0 | 0 | 0
Tech | Healthcare | Space Cooling | Packaged air conditioning units (RTUs) | TRC | Existing | NE4211 | Wall Insulation | Wall Insulation | NonEquip | 20 |  | 26.6% | Tech/Econ | 4.736% | 33340.5907 | 0.66716 | 0
Tech | Healthcare | Space Cooling | Packaged air conditioning units (RTUs) | TRC | Existing | NE4133 | Smart Thermostat | Smart Thermostat | NonEquip | 11 |  | 45.33% | Tech/Econ | 10% | 135870.6863 | 1.6133 | 0
Tech | Healthcare | Space Cooling | Packaged air conditioning units (RTUs) | TRC | Existing | NE4107 | Roof Insulation | Roof Insulation | NonEquip | 20 |  | 37.5% | Tech/Econ | 1.272% | 11417.0317 | 0.22846 | 0
Tech | Healthcare | Space Cooling | Packaged air conditioning units (RTUs) | TRC | Existing | NE4029 | Programmable Thermostat | Programmable Thermostat | NonEquip | 11 |  | 0% | Tech/Econ | 3.6% | 0 | 0 | 0
Tech | Healthcare | Space Cooling | Packaged air conditioning units (RTUs) | TRC | Existing | NE3977 | Low U-Value Windows | Low U-Value Windows | NonEquip | 20 |  | 8.361% | Tech/Econ | 46% | 122414.5143 | 45.5018 | 0
Tech | Healthcare | Space Cooling | Packaged air conditioning units (RTUs) | TRC | Existing | NE3899 | HVAC tune-up_RTU | HVAC tune-up_RTU | NonEquip | 5 | Packaged air conditioning units (RTUs) | 0% | Tech/Econ | 5% | 0 | 0 | 0
Tech | Healthcare | Space Cooling | Packaged air conditioning units (RTUs) | TRC | Existing | NE3873 | HVAC tune-up | HVAC tune-up | NonEquip | 5 | Residential-type central air conditioners | 0% | Tech/Econ | 5% | 0 | 0 | 0
Tech | Healthcare | Space Cooling | Packaged air conditioning units (RTUs) | TRC | Existing | NE3795 | Green Roof | Green Roof | NonEquip | 15 |  | 0.098% | Tech/Econ | 0.7371% | 17.148 | 0.0072848 | 0
Tech | Healthcare | Space Cooling | Packaged air conditioning units (RTUs) | TRC | Existing | NE3743 | Floor Insulation | Floor Insulation | NonEquip | 20 |  | 5.25% | Tech/Econ | 0.3337% | 415.3548 | 0.0083114 | 0
Tech | Healthcare | Space Cooling | Packaged air conditioning units (RTUs) | TRC | Existing | NE3665 | Facility Energy Management System | Facility Energy Management System | NonEquip | 15 |  | 0.5043% | Tech/Econ | 20% | 3086.8425 | 0.64698 | 0
Tech | Healthcare | Space Cooling | Packaged air conditioning units (RTUs) | TRC | Existing | NE3587 | Energy Recovery Ventilation System (ERV) | Energy Recovery Ventilation System (ERV) | NonEquip | 15 | Packaged air conditioning units (RTUs) | 34.81% | Tech/Econ | 9.935% | 98958.5923 | 145.1002 | 28.12
Tech | Healthcare | Space Cooling | Packaged air conditioning units (RTUs) | TRC | Existing | NE3509 | Duct Sealing Repair | Duct Sealing Repair | NonEquip | 15 |  | 0% | Tech/Econ | 12% | 0 | 0 | 0
Tech | Healthcare | Space Cooling | Packaged air conditioning units (RTUs) | TRC | Existing | NE3457 | Duct Insulation | Duct Insulation | NonEquip | 15 |  | 0% | Tech/Econ | 2.045% | 0 | 0 | 0
Tech | Healthcare | Space Cooling | Packaged air conditioning units (RTUs) | TRC | Existing | NE3405 | Dedicated Outdoor Air System on VRF unit | Dedicated Outdoor Air System on VRF unit | NonEquip | 15 | Residential-type central air conditioners | 0% | Tech/Econ | 17.5% | 0 | 0 | 0
Tech | Healthcare | Space Cooling | Packaged air conditioning units (RTUs) | TRC | Existing | NE3353 | Cool Roof | Cool Roof | NonEquip | 15 |  | 72.71% | Tech/Econ | 1.364% | 23976.1183 | 10.1855 | 0
Tech | Healthcare | Space Cooling | Packaged air conditioning units (RTUs) | TRC | Existing | NE3301 | Chilled Water System - Variable Speed Drives | Chilled Water System - Variable Speed Drives | NonEquip | 13 | Central chillers inside | 0% | Tech/Econ | 24.74% | 0 | 0 | 0
Tech | Healthcare | Space Cooling | Packaged air conditioning units (RTUs) | TRC | Existing | NE3275 | Chilled Water Controls Optimization | Chilled Water Controls Optimization | NonEquip | 10 | Central chillers inside | 0% | Tech/Econ | 12.5% | 0 | 0 | 0
Tech | Healthcare | Space Cooling | Packaged air conditioning units (RTUs) | TRC | Existing | NE3197 | Ceiling Insulation(R2 to R38) | Ceiling Insulation(R2 to R38) | NonEquip | 20 |  | 45.6% | Tech/Econ | 8.675% | 109294.155 | 2.187 | 0
Tech | Healthcare | Space Cooling | Packaged air conditioning units (RTUs) | TRC | Existing | NE3145 | Ceiling Insulation(R19 to R38) | Ceiling Insulation(R19 to R38) | NonEquip | 20 |  | 22.8% | Tech/Econ | 0.482% | 2608.6143 | 0.052199 | 0
Tech | Healthcare | Space Cooling | Packaged air conditioning units (RTUs) | TRC | Existing | NE3093 | Ceiling Insulation(R12 to R38) | Ceiling Insulation(R12 to R38) | NonEquip | 20 |  | 34.2% | Tech/Econ | 1.044% | 8508.4436 | 0.17026 | 0
Tech | Healthcare | Space Cooling | Packaged air conditioning units (RTUs) | TRC | Existing | NE3041 | Airside Economizer | Airside Economizer | NonEquip | 10 | Packaged air conditioning units (RTUs) | 4.552% | Tech/Econ | 5.556% | 6711.0066 | -1.1242 | 1.1274e-05
Tech | Healthcare | Space Cooling | Packaged air conditioning units (RTUs) | TRC | Turnover | ET1175 | High Efficiency DX 135k- less than 240k BTU | High Efficiency DX 135k- less than 240k BTU | Equip | 15 | Packaged air conditioning units (RTUs) | 94.56% | Tech/Econ | 4.348% | 107448.0746 | 44.4313 | 0
Tech | Healthcare | Space Cooling | Packaged air conditioning units (RTUs) | TRC | New | EN1201 | High Efficiency DX 135k- less than 240k BTU | High Efficiency DX 135k- less than 240k BTU | Equip | 15 | Packaged air conditioning units (RTUs) | 94.56% | Tech/Econ | 4.348% | 615.8918 | 0.25468 | 0
Tech | Healthcare | Interior Lighting | Overhead (fluorescent/LED/CFL U-shape) | TRC | New | NN5264 | Retro-Commissioning | Retro-Commissioning | NonEquip | 5 |  | 0% | Tech/Econ | 16% | 0 | 0 | 0
Tech | Healthcare | Interior Lighting | Overhead (fluorescent/LED/CFL U-shape) | TRC | New | NN5004 | ENERGY STAR certified buildings program | ENERGY STAR certified buildings program | NonEquip | 20 |  | 0% | Tech/Econ | 35% | 0 | 0 | 0
Tech | Healthcare | Interior Lighting | Overhead (fluorescent/LED/CFL U-shape) | TRC | New | NN4432 | Interior Lighting Controls | Interior Lighting Controls | NonEquip | 8 | Overhead (fluorescent/LED/CFL U-shape) | 37.72% | Tech/Econ | 28% | 770.6851 | 0 | 0
Tech | Healthcare | Interior Lighting | Overhead (fluorescent/LED/CFL U-shape) | TRC | New | NN4406 | Bi-Level Lighting Control (Interior) | Bi-Level Lighting Control (Interior) | NonEquip | 8 | Overhead (fluorescent/LED/CFL U-shape) | 36% | Tech/Econ | 31% | 916.708 | 0.0025204 | 0
Tech | Healthcare | Interior Lighting | Overhead (fluorescent/LED/CFL U-shape) | TRC | New | NN3704 | Facility Energy Management System | Facility Energy Management System | NonEquip | 15 |  | 4.276% | Tech/Econ | 24% | 66.9809 | 0.014039 | 0.0012072
Tech | Healthcare | Interior Lighting | Overhead (fluorescent/LED/CFL U-shape) | TRC | Existing | NE5251 | Retro-Commissioning | Retro-Commissioning | NonEquip | 5 |  | 21.99% | Tech/Econ | 16% | 21172.1946 | 3.5396 | 10.9742
Tech | Healthcare | Interior Lighting | Overhead (fluorescent/LED/CFL U-shape) | TRC | Existing | NE4991 | ENERGY STAR certified buildings program | ENERGY STAR certified buildings program | NonEquip | 20 |  | 0% | Tech/Econ | 35% | 0 | 0 | 0
Tech | Healthcare | Interior Lighting | Overhead (fluorescent/LED/CFL U-shape) | TRC | Existing | NE4419 | Interior Lighting Controls | Interior Lighting Controls | NonEquip | 8 | Overhead (fluorescent/LED/CFL U-shape) | 37.72% | Tech/Econ | 28% | 75422.3874 | 0 | 0
Tech | Healthcare | Interior Lighting | Overhead (fluorescent/LED/CFL U-shape) | TRC | Existing | NE4393 | Bi-Level Lighting Control (Interior) | Bi-Level Lighting Control (Interior) | NonEquip | 8 | Overhead (fluorescent/LED/CFL U-shape) | 36% | Tech/Econ | 31% | 89712.7805 | 0.24666 | 0
Tech | Healthcare | Interior Lighting | Overhead (fluorescent/LED/CFL U-shape) | TRC | Existing | NE3691 | Facility Energy Management System | Facility Energy Management System | NonEquip | 15 |  | 0.5043% | Tech/Econ | 24% | 729.2759 | 0.15285 | 0.013144
Tech | Healthcare | Interior Lighting | Overhead (fluorescent/LED/CFL U-shape) | TRC | Turnover | ET1799 | Premium T8 - Lamp Replacement | Premium T8 - Lamp Replacement | Equip | 8 | Overhead (fluorescent/LED/CFL U-shape) | 0% | Tech/Econ | 12.5% | 0 | 0 | 0
Tech | Healthcare | Interior Lighting | Overhead (fluorescent/LED/CFL U-shape) | TRC | Turnover | ET1760 | Premium T8 - Fixture Replacement | Premium T8 - Fixture Replacement | Equip | 8 | Overhead (fluorescent/LED/CFL U-shape) | 0% | Tech/Econ | 12.5% | 0 | 0 | 0
Tech | Healthcare | Interior Lighting | Overhead (fluorescent/LED/CFL U-shape) | TRC | Turnover | ET1721 | LED Linear - Lamp Replacement | LED Linear - Lamp Replacement | Equip | 15 | Overhead (fluorescent/LED/CFL U-shape) | 22.32% | Tech/Econ | 25.43% | 36242.3116 | 8.7546 | 2.01
Tech | Healthcare | Interior Lighting | Overhead (fluorescent/LED/CFL U-shape) | TRC | Turnover | ET1682 | LED Linear - Fixture Replacement | LED Linear - Fixture Replacement | Equip | 15 | Overhead (fluorescent/LED/CFL U-shape) | 24.1% | Tech/Econ | 50.28% | 110855.5595 | 26.8718 | 6.1473
Tech | Healthcare | Interior Lighting | Overhead (fluorescent/LED/CFL U-shape) | TRC | New | EN1825 | Premium T8 - Lamp Replacement | Premium T8 - Lamp Replacement | Equip | 8 | Overhead (fluorescent/LED/CFL U-shape) | 0% | Tech/Econ | 12.5% | 0 | 0 | 0
Tech | Healthcare | Interior Lighting | Overhead (fluorescent/LED/CFL U-shape) | TRC | New | EN1786 | Premium T8 - Fixture Replacement | Premium T8 - Fixture Replacement | Equip | 8 | Overhead (fluorescent/LED/CFL U-shape) | 0% | Tech/Econ | 12.5% | 0 | 0 | 0
Tech | Healthcare | Interior Lighting | Overhead (fluorescent/LED/CFL U-shape) | TRC | New | EN1747 | LED Linear - Lamp Replacement | LED Linear - Lamp Replacement | Equip | 15 | Overhead (fluorescent/LED/CFL U-shape) | 0% | Tech/Econ | 25.43% | 0 | 0 | 0
Tech | Healthcare | Interior Lighting | Overhead (fluorescent/LED/CFL U-shape) | TRC | New | EN1708 | LED Linear - Fixture Replacement | LED Linear - Fixture Replacement | Equip | 15 | Overhead (fluorescent/LED/CFL U-shape) | 0% | Tech/Econ | 50.28% | 0 | 0 | 0
Tech | Healthcare | Cooking | Oven | TRC | New | NN5082 | ENERGY STAR certified buildings program | ENERGY STAR certified buildings program | NonEquip | 20 |  | 0% | Tech/Econ | 35% | 0 | 0 | 0
Tech | Healthcare | Cooking | Oven | TRC | Existing | NE5069 | ENERGY STAR certified buildings program | ENERGY STAR certified buildings program | NonEquip | 20 |  | 0% | Tech/Econ | 35% | 0 | 0 | 0
Tech | Healthcare | Cooking | Oven | TRC | Turnover | ET44 | Energy Star Commercial Oven | Energy Star Commercial Oven | Equip | 12 | Oven | 22.46% | Tech/Econ | 34.83% | 2193.7619 | 0.35624 | 0.18642
Tech | Healthcare | Cooking | Oven | TRC | New | EN70 | Energy Star Commercial Oven | Energy Star Commercial Oven | Equip | 12 | Oven | 22.46% | Tech/Econ | 34.83% | 19.6998 | 0.003199 | 0.001674
Tech | Healthcare | Miscellaneous | Others | TRC | New | NN5446 | Retro-Commissioning | Retro-Commissioning | NonEquip | 5 |  | 0% | Tech/Econ | 16% | 0 | 0 | 0
Tech | Healthcare | Miscellaneous | Others | TRC | New | NN5238 | ENERGY STAR certified buildings program | ENERGY STAR certified buildings program | NonEquip | 20 |  | 0% | Tech/Econ | 35% | 0 | 0 | 0
Tech | Healthcare | Miscellaneous | Others | TRC | New | NN4536 | VSD Controlled Compressor | VSD Controlled Compressor | NonEquip | 15 | Others | 36.99% | Tech/Econ | 20.79% | 315.1664 | 0.040863 | 0.034228
Tech | Healthcare | Miscellaneous | Others | TRC | New | NN4510 | Regenerative Drive Elevator Motor | Regenerative Drive Elevator Motor | NonEquip | 13 | Elevators/Escalators | 0% | Tech/Econ | 6.211% | 0 | 0 | 0
Tech | Healthcare | Miscellaneous | Others | TRC | New | NN4484 | Engine Block Timer | Engine Block Timer | NonEquip | 5 | Others | 4.977% | Tech/Econ | 36% | 79.5568 | 0 | 0
Tech | Healthcare | Miscellaneous | Others | TRC | New | NN4458 | Efficient Motor Belts | Efficient Motor Belts | NonEquip | 10 | Others | 4.977% | Tech/Econ | 1.105% | 2.0296 | 0.00026315 | 0.00022042
Tech | Healthcare | Miscellaneous | Others | TRC | Existing | NE5433 | Retro-Commissioning | Retro-Commissioning | NonEquip | 5 |  | 21.99% | Tech/Econ | 16% | 15634.1853 | 2.6138 | 8.1037
Tech | Healthcare | Miscellaneous | Others | TRC | Existing | NE5225 | ENERGY STAR certified buildings program | ENERGY STAR certified buildings program | NonEquip | 20 |  | 0% | Tech/Econ | 35% | 0 | 0 | 0
Tech | Healthcare | Miscellaneous | Others | TRC | Existing | NE4523 | VSD Controlled Compressor | VSD Controlled Compressor | NonEquip | 15 | Others | 7.399% | Tech/Econ | 20.79% | 7115.4051 | 0.92255 | 0.77275
Tech | Healthcare | Miscellaneous | Others | TRC | Existing | NE4497 | Regenerative Drive Elevator Motor | Regenerative Drive Elevator Motor | NonEquip | 13 | Elevators/Escalators | 0% | Tech/Econ | 6.211% | 0 | 0 | 0
Tech | Healthcare | Miscellaneous | Others | TRC | Existing | NE4471 | Engine Block Timer | Engine Block Timer | NonEquip | 5 | Others | 1.244% | Tech/Econ | 36% | 2214.8537 | 0 | 0
Tech | Healthcare | Miscellaneous | Others | TRC | Existing | NE4445 | Efficient Motor Belts | Efficient Motor Belts | NonEquip | 10 | Others | 1.244% | Tech/Econ | 1.105% | 58.9452 | 0.0076425 | 0.0064016
Tech | Healthcare | Miscellaneous | Others | TRC | Turnover | ET1916 | ENERGY STAR Water Cooler | ENERGY STAR Water Cooler | Equip | 10 | Others | 0% | Tech/Econ | 68.49% | 0 | 0 | 0
Tech | Healthcare | Miscellaneous | Others | TRC | Turnover | ET1877 | ENERGY STAR Commercial Clothes Washer | ENERGY STAR Commercial Clothes Washer | Equip | 7 | Others | 22.05% | Tech/Econ | 27.27% | 29602.1005 | 2.5925 | 1.8755
Tech | Healthcare | Miscellaneous | Others | TRC | Turnover | ET1838 | Efficient Battery Charger | Efficient Battery Charger | Equip | 7 | Others | 17.92% | Tech/Econ | 13.68% | 11162.6033 | 6.1165 | 0
Tech | Healthcare | Miscellaneous | Others | TRC | New | EN1942 | ENERGY STAR Water Cooler | ENERGY STAR Water Cooler | Equip | 10 | Others | 0% | Tech/Econ | 68.49% | 0 | 0 | 0
Tech | Healthcare | Miscellaneous | Others | TRC | New | EN1903 | ENERGY STAR Commercial Clothes Washer | ENERGY STAR Commercial Clothes Washer | Equip | 7 | Others | 22.05% | Tech/Econ | 27.27% | 262.2363 | 0.022966 | 0.016614
Tech | Healthcare | Miscellaneous | Others | TRC | New | EN1864 | Efficient Battery Charger | Efficient Battery Charger | Equip | 7 | Others | 17.92% | Tech/Econ | 13.68% | 92.7078 | 0.050799 | 0
Tech | Healthcare | Office Equipment | Other office | TRC | New | NN5056 | ENERGY STAR certified buildings program | ENERGY STAR certified buildings program | NonEquip | 20 |  | 0% | Tech/Econ | 35% | 0 | 0 | 0
Tech | Healthcare | Office Equipment | Other office | TRC | New | NN4588 | Smart Strip Plug Outlet | Smart Strip Plug Outlet | NonEquip | 4 |  | 43.9% | Tech/Econ | 1.187% | 19.2076 | 0.0028561 | 0.0019849
Tech | Healthcare | Office Equipment | Other office | TRC | New | NN4562 | Network PC Power Management | Network PC Power Management | NonEquip | 5 | Computers | 0% | Tech/Econ | 56.5% | 0 | 0 | 0
Tech | Healthcare | Office Equipment | Other office | TRC | Existing | NE5043 | ENERGY STAR certified buildings program | ENERGY STAR certified buildings program | NonEquip | 20 |  | 0% | Tech/Econ | 35% | 0 | 0 | 0
Tech | Healthcare | Office Equipment | Other office | TRC | Existing | NE4575 | Smart Strip Plug Outlet | Smart Strip Plug Outlet | NonEquip | 4 |  | 43.9% | Tech/Econ | 1.187% | 2138.9456 | 0.31805 | 0.22104
Tech | Healthcare | Office Equipment | Other office | TRC | Existing | NE4549 | Network PC Power Management | Network PC Power Management | NonEquip | 5 | Computers | 0% | Tech/Econ | 56.5% | 0 | 0 | 0
Tech | Healthcare | Office Equipment | Other office | TRC | Turnover | ET2261 | Energy Star Uninterruptable Power Supply | Energy Star Uninterruptable Power Supply | Equip | 10 | Other office | 22.4% | Tech/Econ | 1.878% | 1733.9758 | 0.19794 | 0.19794
Tech | Healthcare | Office Equipment | Other office | TRC | New | EN2287 | Energy Star Uninterruptable Power Supply | Energy Star Uninterruptable Power Supply | Equip | 10 | Other office | 22.4% | Tech/Econ | 1.878% | 15.571 | 0.0017775 | 0.0017775
Tech | Healthcare | Ventilation and Circulation | Motor/Fan | TRC | New | NN5394 | Retro-Commissioning | Retro-Commissioning | NonEquip | 5 |  | 0% | Tech/Econ | 16% | 0 | 0 | 0
Tech | Healthcare | Ventilation and Circulation | Motor/Fan | TRC | New | NN5186 | ENERGY STAR certified buildings program | ENERGY STAR certified buildings program | NonEquip | 20 |  | 0% | Tech/Econ | 35% | 0 | 0 | 0
Tech | Healthcare | Ventilation and Circulation | Motor/Fan | TRC | New | NN4978 | VAV System | VAV System | NonEquip | 10 |  | 14.18% | Tech/Econ | 30% | 2.6136 | 0.00074385 | 0.00075489
Tech | Healthcare | Ventilation and Circulation | Motor/Fan | TRC | New | NN4952 | Demand Controlled Ventilation | Demand Controlled Ventilation | NonEquip | 10 |  | 23.39% | Tech/Econ | 23.08% | 3.1748 | 0.00033054 | 0.001861
Tech | Healthcare | Ventilation and Circulation | Motor/Fan | TRC | New | NN4926 | CO Sensors for Parking Garage Exhaust | CO Sensors for Parking Garage Exhaust | NonEquip | 15 | Motor/Fan | 59.72% | Tech/Econ | 33% | 15.0763 | 0.00060687 | 0.00060687
Tech | Healthcare | Ventilation and Circulation | Motor/Fan | TRC | Existing | NE5381 | Retro-Commissioning | Retro-Commissioning | NonEquip | 5 |  | 21.99% | Tech/Econ | 16% | 214.6356 | 0.035883 | 0.11125
Tech | Healthcare | Ventilation and Circulation | Motor/Fan | TRC | Existing | NE5173 | ENERGY STAR certified buildings program | ENERGY STAR certified buildings program | NonEquip | 20 |  | 0% | Tech/Econ | 35% | 0 | 0 | 0
Tech | Healthcare | Ventilation and Circulation | Motor/Fan | TRC | Existing | NE4965 | VAV System | VAV System | NonEquip | 10 |  | 14.18% | Tech/Econ | 30% | 291.0445 | 0.082835 | 0.084064
Tech | Healthcare | Ventilation and Circulation | Motor/Fan | TRC | Existing | NE4939 | Demand Controlled Ventilation | Demand Controlled Ventilation | NonEquip | 10 |  | 23.39% | Tech/Econ | 23.08% | 353.543 | 0.036809 | 0.20723
Tech | Healthcare | Ventilation and Circulation | Motor/Fan | TRC | Existing | NE4913 | CO Sensors for Parking Garage Exhaust | CO Sensors for Parking Garage Exhaust | NonEquip | 15 | Motor/Fan | 59.72% | Tech/Econ | 33% | 1678.8855 | 0.067581 | 0.067581
Tech | Healthcare | Ventilation and Circulation | Motor/Fan | TRC | Turnover | ET2690 | High Speed Fans | High Speed Fans | Equip | 7 | Motor/Fan | 10.98% | Tech/Econ | 10.99% | 74.7332 | 0.0096895 | 0.0081162
Tech | Healthcare | Ventilation and Circulation | Motor/Fan | TRC | Turnover | ET2651 | 10HP Open Drip-Proof(ODP) Motor | 10HP Open Drip-Proof(ODP) Motor | Equip | 15 | Motor/Fan | 29.73% | Tech/Econ | 1.079% | 19.6277 | 0.0025448 | 0.0021316
Tech | Healthcare | Ventilation and Circulation | Motor/Fan | TRC | New | EN2716 | High Speed Fans | High Speed Fans | Equip | 7 | Motor/Fan | 10.98% | Tech/Econ | 10.99% | 0.6711 | 8.7011e-05 | 7.2883e-05
Tech | Healthcare | Ventilation and Circulation | Motor/Fan | TRC | New | EN2677 | 10HP Open Drip-Proof(ODP) Motor | 10HP Open Drip-Proof(ODP) Motor | Equip | 15 | Motor/Fan | 37.16% | Tech/Econ | 1.079% | 0.17368 | 2.2519e-05 | 1.8862e-05
Tech | Healthcare | Miscellaneous | Medical equipment | TRC | New | NN5446 | Retro-Commissioning | Retro-Commissioning | NonEquip | 5 |  | 0% | Tech/Econ | 16% | 0 | 0 | 0
Tech | Healthcare | Miscellaneous | Medical equipment | TRC | New | NN5238 | ENERGY STAR certified buildings program | ENERGY STAR certified buildings program | NonEquip | 20 |  | 0% | Tech/Econ | 35% | 0 | 0 | 0
Tech | Healthcare | Miscellaneous | Medical equipment | TRC | New | NN4536 | VSD Controlled Compressor | VSD Controlled Compressor | NonEquip | 15 | Others | 0% | Tech/Econ | 20.79% | 0 | 0 | 0
Tech | Healthcare | Miscellaneous | Medical equipment | TRC | New | NN4510 | Regenerative Drive Elevator Motor | Regenerative Drive Elevator Motor | NonEquip | 13 | Elevators/Escalators | 0% | Tech/Econ | 6.211% | 0 | 0 | 0
Tech | Healthcare | Miscellaneous | Medical equipment | TRC | New | NN4484 | Engine Block Timer | Engine Block Timer | NonEquip | 5 | Others | 0% | Tech/Econ | 36% | 0 | 0 | 0
Tech | Healthcare | Miscellaneous | Medical equipment | TRC | New | NN4458 | Efficient Motor Belts | Efficient Motor Belts | NonEquip | 10 | Others | 0% | Tech/Econ | 1.105% | 0 | 0 | 0
Tech | Healthcare | Miscellaneous | Medical equipment | TRC | Existing | NE5433 | Retro-Commissioning | Retro-Commissioning | NonEquip | 5 |  | 21.99% | Tech/Econ | 16% | 2537.9805 | 0.4243 | 1.3155
Tech | Healthcare | Miscellaneous | Medical equipment | TRC | Existing | NE5225 | ENERGY STAR certified buildings program | ENERGY STAR certified buildings program | NonEquip | 20 |  | 0% | Tech/Econ | 35% | 0 | 0 | 0
Tech | Healthcare | Miscellaneous | Medical equipment | TRC | Existing | NE4523 | VSD Controlled Compressor | VSD Controlled Compressor | NonEquip | 15 | Others | 0% | Tech/Econ | 20.79% | 0 | 0 | 0
Tech | Healthcare | Miscellaneous | Medical equipment | TRC | Existing | NE4497 | Regenerative Drive Elevator Motor | Regenerative Drive Elevator Motor | NonEquip | 13 | Elevators/Escalators | 0% | Tech/Econ | 6.211% | 0 | 0 | 0
Tech | Healthcare | Miscellaneous | Medical equipment | TRC | Existing | NE4471 | Engine Block Timer | Engine Block Timer | NonEquip | 5 | Others | 0% | Tech/Econ | 36% | 0 | 0 | 0
Tech | Healthcare | Miscellaneous | Medical equipment | TRC | Existing | NE4445 | Efficient Motor Belts | Efficient Motor Belts | NonEquip | 10 | Others | 0% | Tech/Econ | 1.105% | 0 | 0 | 0
Tech | Healthcare | Refrigeration | Large cold storage | TRC | New | NN5316 | Retro-Commissioning | Retro-Commissioning | NonEquip | 5 |  | 0% | Tech/Econ | 16% | 0 | 0 | 0
Tech | Healthcare | Refrigeration | Large cold storage | TRC | New | NN5108 | ENERGY STAR certified buildings program | ENERGY STAR certified buildings program | NonEquip | 20 |  | 0% | Tech/Econ | 35% | 0 | 0 | 0
Tech | Healthcare | Refrigeration | Large cold storage | TRC | New | NN4900 | Strip Curtains for Walk-ins | Strip Curtains for Walk-ins | NonEquip | 4 | Walk-in cooler | 0% | Tech/Econ | 2.115% | 0 | 0 | 0
Tech | Healthcare | Refrigeration | Large cold storage | TRC | New | NN4874 | Refrigerated Display Case Lighting Controls | Refrigerated Display Case Lighting Controls | NonEquip | 8 | Display cases | 0% | Tech/Econ | 0.9365% | 0 | 0 | 0
Tech | Healthcare | Refrigeration | Large cold storage | TRC | New | NN4848 | PSC to ECM Evaporator Fan Motor (Walk-In, Refrigerator) | PSC to ECM Evaporator Fan Motor (Walk-In, Refrigerator) | NonEquip | 15 | Walk-in cooler | 0% | Tech/Econ | 37.5% | 0 | 0 | 0
Tech | Healthcare | Refrigeration | Large cold storage | TRC | New | NN4822 | PSC to ECM Evaporator Fan Motor (Reach-In) | PSC to ECM Evaporator Fan Motor (Reach-In) | NonEquip | 15 | Display cases | 0% | Tech/Econ | 37.5% | 0 | 0 | 0
Tech | Healthcare | Refrigeration | Large cold storage | TRC | New | NN4796 | Night Covers for Display Cases | Night Covers for Display Cases | NonEquip | 5 | Display cases | 0% | Tech/Econ | 1.877% | 0 | 0 | 0
Tech | Healthcare | Refrigeration | Large cold storage | TRC | New | NN4770 | High R-Value Glass Doors | High R-Value Glass Doors | NonEquip | 12 | Display cases | 0% | Tech/Econ | 0% | 0 | 0 | 0
Tech | Healthcare | Refrigeration | Large cold storage | TRC | New | NN4744 | High Efficiency Refrigeration Compressor | High Efficiency Refrigeration Compressor | NonEquip | 13 | Display cases | 0% | Tech/Econ | 6.922% | 0 | 0 | 0
Tech | Healthcare | Refrigeration | Large cold storage | TRC | New | NN4718 | Freezer-Cooler Replacement Gaskets | Freezer-Cooler Replacement Gaskets | NonEquip | 4 | Display cases | 0% | Tech/Econ | 0% | 0 | 0 | 0
Tech | Healthcare | Refrigeration | Large cold storage | TRC | New | NN4692 | Floating Head Pressure Controls | Floating Head Pressure Controls | NonEquip | 15 |  | 26.46% | Tech/Econ | 6.05% | 0 | 0 | 0
Tech | Healthcare | Refrigeration | Large cold storage | TRC | New | NN4666 | Demand Defrost | Demand Defrost | NonEquip | 10 | Walk-in cooler | 0% | Tech/Econ | 30% | 0 | 0 | 0
Tech | Healthcare | Refrigeration | Large cold storage | TRC | New | NN4640 | Automatic Door Closer for Walk-in Coolers and Freezers | Automatic Door Closer for Walk-in Coolers and Freezers | NonEquip | 8 | Walk-in cooler | 0% | Tech/Econ | 3.131% | 0 | 0 | 0
Tech | Healthcare | Refrigeration | Large cold storage | TRC | New | NN4614 | Anti-Sweat Controls | Anti-Sweat Controls | NonEquip | 8 | Display cases | 0% | Tech/Econ | 85% | 0 | 0 | 0
Tech | Healthcare | Refrigeration | Large cold storage | TRC | Existing | NE5303 | Retro-Commissioning | Retro-Commissioning | NonEquip | 5 |  | 21.99% | Tech/Econ | 16% | 0 | 0 | 0
Tech | Healthcare | Refrigeration | Large cold storage | TRC | Existing | NE5095 | ENERGY STAR certified buildings program | ENERGY STAR certified buildings program | NonEquip | 20 |  | 0% | Tech/Econ | 35% | 0 | 0 | 0
Tech | Healthcare | Refrigeration | Large cold storage | TRC | Existing | NE4887 | Strip Curtains for Walk-ins | Strip Curtains for Walk-ins | NonEquip | 4 | Walk-in cooler | 0% | Tech/Econ | 2.115% | 0 | 0 | 0
Tech | Healthcare | Refrigeration | Large cold storage | TRC | Existing | NE4861 | Refrigerated Display Case Lighting Controls | Refrigerated Display Case Lighting Controls | NonEquip | 8 | Display cases | 0% | Tech/Econ | 2.524% | 0 | 0 | 0
Tech | Healthcare | Refrigeration | Large cold storage | TRC | Existing | NE4835 | PSC to ECM Evaporator Fan Motor (Walk-In, Refrigerator) | PSC to ECM Evaporator Fan Motor (Walk-In, Refrigerator) | NonEquip | 15 | Walk-in cooler | 0% | Tech/Econ | 37.5% | 0 | 0 | 0
Tech | Healthcare | Refrigeration | Large cold storage | TRC | Existing | NE4809 | PSC to ECM Evaporator Fan Motor (Reach-In) | PSC to ECM Evaporator Fan Motor (Reach-In) | NonEquip | 15 | Display cases | 0% | Tech/Econ | 37.5% | 0 | 0 | 0
Tech | Healthcare | Refrigeration | Large cold storage | TRC | Existing | NE4783 | Night Covers for Display Cases | Night Covers for Display Cases | NonEquip | 5 | Display cases | 0% | Tech/Econ | 1.877% | 0 | 0 | 0
Tech | Healthcare | Refrigeration | Large cold storage | TRC | Existing | NE4757 | High R-Value Glass Doors | High R-Value Glass Doors | NonEquip | 12 | Display cases | 0% | Tech/Econ | 23.81% | 0 | 0 | 0
Tech | Healthcare | Refrigeration | Large cold storage | TRC | Existing | NE4731 | High Efficiency Refrigeration Compressor | High Efficiency Refrigeration Compressor | NonEquip | 13 | Display cases | 0% | Tech/Econ | 6.922% | 0 | 0 | 0
Tech | Healthcare | Refrigeration | Large cold storage | TRC | Existing | NE4705 | Freezer-Cooler Replacement Gaskets | Freezer-Cooler Replacement Gaskets | NonEquip | 4 | Display cases | 0% | Tech/Econ | 3.131% | 0 | 0 | 0
Tech | Healthcare | Refrigeration | Large cold storage | TRC | Existing | NE4679 | Floating Head Pressure Controls | Floating Head Pressure Controls | NonEquip | 15 |  | 26.46% | Tech/Econ | 6.05% | 0 | 0 | 0
Tech | Healthcare | Refrigeration | Large cold storage | TRC | Existing | NE4653 | Demand Defrost | Demand Defrost | NonEquip | 10 | Walk-in cooler | 0% | Tech/Econ | 30% | 0 | 0 | 0
Tech | Healthcare | Refrigeration | Large cold storage | TRC | Existing | NE4627 | Automatic Door Closer for Walk-in Coolers and Freezers | Automatic Door Closer for Walk-in Coolers and Freezers | NonEquip | 8 | Walk-in cooler | 0% | Tech/Econ | 3.131% | 0 | 0 | 0
Tech | Healthcare | Refrigeration | Large cold storage | TRC | Existing | NE4601 | Anti-Sweat Controls | Anti-Sweat Controls | NonEquip | 8 | Display cases | 0% | Tech/Econ | 85% | 0 | 0 | 0
Tech | Healthcare | Miscellaneous | Laboratory equipment | TRC | New | NN5446 | Retro-Commissioning | Retro-Commissioning | NonEquip | 5 |  | 0% | Tech/Econ | 16% | 0 | 0 | 0
Tech | Healthcare | Miscellaneous | Laboratory equipment | TRC | New | NN5238 | ENERGY STAR certified buildings program | ENERGY STAR certified buildings program | NonEquip | 20 |  | 0% | Tech/Econ | 35% | 0 | 0 | 0
Tech | Healthcare | Miscellaneous | Laboratory equipment | TRC | New | NN4536 | VSD Controlled Compressor | VSD Controlled Compressor | NonEquip | 15 | Others | 0% | Tech/Econ | 20.79% | 0 | 0 | 0
Tech | Healthcare | Miscellaneous | Laboratory equipment | TRC | New | NN4510 | Regenerative Drive Elevator Motor | Regenerative Drive Elevator Motor | NonEquip | 13 | Elevators/Escalators | 0% | Tech/Econ | 6.211% | 0 | 0 | 0
Tech | Healthcare | Miscellaneous | Laboratory equipment | TRC | New | NN4484 | Engine Block Timer | Engine Block Timer | NonEquip | 5 | Others | 0% | Tech/Econ | 36% | 0 | 0 | 0
Tech | Healthcare | Miscellaneous | Laboratory equipment | TRC | New | NN4458 | Efficient Motor Belts | Efficient Motor Belts | NonEquip | 10 | Others | 0% | Tech/Econ | 1.105% | 0 | 0 | 0
Tech | Healthcare | Miscellaneous | Laboratory equipment | TRC | Existing | NE5433 | Retro-Commissioning | Retro-Commissioning | NonEquip | 5 |  | 21.99% | Tech/Econ | 16% | 261.4367 | 0.043707 | 0.13551
Tech | Healthcare | Miscellaneous | Laboratory equipment | TRC | Existing | NE5225 | ENERGY STAR certified buildings program | ENERGY STAR certified buildings program | NonEquip | 20 |  | 0% | Tech/Econ | 35% | 0 | 0 | 0
Tech | Healthcare | Miscellaneous | Laboratory equipment | TRC | Existing | NE4523 | VSD Controlled Compressor | VSD Controlled Compressor | NonEquip | 15 | Others | 0% | Tech/Econ | 20.79% | 0 | 0 | 0
Tech | Healthcare | Miscellaneous | Laboratory equipment | TRC | Existing | NE4497 | Regenerative Drive Elevator Motor | Regenerative Drive Elevator Motor | NonEquip | 13 | Elevators/Escalators | 0% | Tech/Econ | 6.211% | 0 | 0 | 0
Tech | Healthcare | Miscellaneous | Laboratory equipment | TRC | Existing | NE4471 | Engine Block Timer | Engine Block Timer | NonEquip | 5 | Others | 0% | Tech/Econ | 36% | 0 | 0 | 0
Tech | Healthcare | Miscellaneous | Laboratory equipment | TRC | Existing | NE4445 | Efficient Motor Belts | Efficient Motor Belts | NonEquip | 10 | Others | 0% | Tech/Econ | 1.105% | 0 | 0 | 0
Tech | Healthcare | Ventilation and Circulation | Individual room ventilation | TRC | New | NN5394 | Retro-Commissioning | Retro-Commissioning | NonEquip | 5 |  | 0% | Tech/Econ | 16% | 0 | 0 | 0
Tech | Healthcare | Ventilation and Circulation | Individual room ventilation | TRC | New | NN5186 | ENERGY STAR certified buildings program | ENERGY STAR certified buildings program | NonEquip | 20 |  | 0% | Tech/Econ | 35% | 0 | 0 | 0
Tech | Healthcare | Ventilation and Circulation | Individual room ventilation | TRC | New | NN4978 | VAV System | VAV System | NonEquip | 10 |  | 14.18% | Tech/Econ | 30% | 0.23289 | 6.6282e-05 | 6.7266e-05
Tech | Healthcare | Ventilation and Circulation | Individual room ventilation | TRC | New | NN4952 | Demand Controlled Ventilation | Demand Controlled Ventilation | NonEquip | 10 |  | 23.39% | Tech/Econ | 23.08% | 0.28289 | 2.9454e-05 | 0.00016582
Tech | Healthcare | Ventilation and Circulation | Individual room ventilation | TRC | New | NN4926 | CO Sensors for Parking Garage Exhaust | CO Sensors for Parking Garage Exhaust | NonEquip | 15 | Motor/Fan | 0% | Tech/Econ | 33% | 0 | 0 | 0
Tech | Healthcare | Ventilation and Circulation | Individual room ventilation | TRC | Existing | NE5381 | Retro-Commissioning | Retro-Commissioning | NonEquip | 5 |  | 21.99% | Tech/Econ | 16% | 19.4213 | 0.0032469 | 0.010067
Tech | Healthcare | Ventilation and Circulation | Individual room ventilation | TRC | Existing | NE5173 | ENERGY STAR certified buildings program | ENERGY STAR certified buildings program | NonEquip | 20 |  | 0% | Tech/Econ | 35% | 0 | 0 | 0
Tech | Healthcare | Ventilation and Circulation | Individual room ventilation | TRC | Existing | NE4965 | VAV System | VAV System | NonEquip | 10 |  | 14.18% | Tech/Econ | 30% | 25.934 | 0.0073812 | 0.0074907
Tech | Healthcare | Ventilation and Circulation | Individual room ventilation | TRC | Existing | NE4939 | Demand Controlled Ventilation | Demand Controlled Ventilation | NonEquip | 10 |  | 23.39% | Tech/Econ | 23.08% | 31.503 | 0.0032799 | 0.018466
Tech | Healthcare | Ventilation and Circulation | Individual room ventilation | TRC | Existing | NE4913 | CO Sensors for Parking Garage Exhaust | CO Sensors for Parking Garage Exhaust | NonEquip | 15 | Motor/Fan | 0% | Tech/Econ | 33% | 0 | 0 | 0
Tech | Healthcare | Space Heating | Individual room heating | TRC | New | NN5342 | Retro-Commissioning | Retro-Commissioning | NonEquip | 5 |  | 0% | Tech/Econ | 16% | 0 | 0 | 0
Tech | Healthcare | Space Heating | Individual room heating | TRC | New | NN5134 | ENERGY STAR certified buildings program | ENERGY STAR certified buildings program | NonEquip | 20 |  | 0% | Tech/Econ | 35% | 0 | 0 | 0
Tech | Healthcare | Space Heating | Individual room heating | TRC | New | NN4328 | Water Cooled Refrigeration Heat Recovery | Water Cooled Refrigeration Heat Recovery | NonEquip | 20 |  | 0% | Tech/Econ | 10% | 0 | 0 | 0
Tech | Healthcare | Space Heating | Individual room heating | TRC | New | NN4276 | Warehouse Loading Dock Seals | Warehouse Loading Dock Seals | NonEquip | 18 |  | 0% | Tech/Econ | 1.104% | 0 | 0 | 0
Tech | Healthcare | Space Heating | Individual room heating | TRC | New | NN4250 | Wall Insulation | Wall Insulation | NonEquip | 20 |  | 57% | Tech/Econ | 0% | 0 | 0 | 0
Tech | Healthcare | Space Heating | Individual room heating | TRC | New | NN4172 | Smart Thermostat | Smart Thermostat | NonEquip | 11 |  | 45.33% | Tech/Econ | 10% | 0 | 0 | 0
Tech | Healthcare | Space Heating | Individual room heating | TRC | New | NN4094 | Roof Insulation | Roof Insulation | NonEquip | 20 |  | 37.5% | Tech/Econ | 2.282% | 0 | 0 | 0
Tech | Healthcare | Space Heating | Individual room heating | TRC | New | NN4068 | Programmable Thermostat | Programmable Thermostat | NonEquip | 11 |  | 0% | Tech/Econ | 3.6% | 0 | 0 | 0
Tech | Healthcare | Space Heating | Individual room heating | TRC | New | NN4016 | Low U-Value Windows | Low U-Value Windows | NonEquip | 20 |  | 20.9% | Tech/Econ | 10% | 0 | 0 | 0
Tech | Healthcare | Space Heating | Individual room heating | TRC | New | NN3938 | Infiltration Reduction - Air Sealing | Infiltration Reduction - Air Sealing | NonEquip | 11 |  | 0% | Tech/Econ | 0.5519% | 0 | 0 | 0
Tech | Healthcare | Space Heating | Individual room heating | TRC | New | NN3860 | Hotel Card Energy Control Systems | Hotel Card Energy Control Systems | NonEquip | 15 |  | 0% | Tech/Econ | 0% | 0 | 0 | 0
Tech | Healthcare | Space Heating | Individual room heating | TRC | New | NN3782 | Green Roof | Green Roof | NonEquip | 15 |  | 0.49% | Tech/Econ | 3.527% | 0 | 0 | 0
Tech | Healthcare | Space Heating | Individual room heating | TRC | New | NN3730 | Floor Insulation | Floor Insulation | NonEquip | 20 |  | 13.12% | Tech/Econ | 1.197% | 0 | 0 | 0
Tech | Healthcare | Space Heating | Individual room heating | TRC | New | NN3652 | Facility Energy Management System | Facility Energy Management System | NonEquip | 15 |  | 4.276% | Tech/Econ | 20% | 0 | 0 | 0
Tech | Healthcare | Space Heating | Individual room heating | TRC | New | NN3574 | ECM Motors on Furnaces | ECM Motors on Furnaces | NonEquip | 15 | Forced air furnace | 0% | Tech/Econ | 1.706% | 0 | 0 | 0
Tech | Healthcare | Space Heating | Individual room heating | TRC | New | NN3548 | Duct Sealing Repair | Duct Sealing Repair | NonEquip | 15 |  | 0% | Tech/Econ | 12% | 0 | 0 | 0
Tech | Healthcare | Space Heating | Individual room heating | TRC | New | NN3496 | Duct Insulation | Duct Insulation | NonEquip | 15 |  | 0% | Tech/Econ | 2.045% | 0 | 0 | 0
Tech | Healthcare | Space Heating | Individual room heating | TRC | New | NN3444 | Destratification Fans | Destratification Fans | NonEquip | 10 |  | 0% | Tech/Econ | 14.56% | 0 | 0 | 0
Tech | Healthcare | Space Heating | Individual room heating | TRC | New | NN3392 | Dedicated Outdoor Air System on VRF unit | Dedicated Outdoor Air System on VRF unit | NonEquip | 15 | Residential/split system heat pump | 0% | Tech/Econ | 10% | 0 | 0 | 0
Tech | Healthcare | Space Heating | Individual room heating | TRC | New | NN3340 | Cool Roof | Cool Roof | NonEquip | 15 |  | 72.32% | Tech/Econ | 0.1786% | 0 | 0 | 0
Tech | Healthcare | Space Heating | Individual room heating | TRC | New | NN3236 | Ceiling Insulation(R30 to R38) | Ceiling Insulation(R30 to R38) | NonEquip | 20 |  | 0% | Tech/Econ | 0.4612% | 0 | 0 | 0
Tech | Healthcare | Space Heating | Individual room heating | TRC | New | NN3184 | Ceiling Insulation(R2 to R38) | Ceiling Insulation(R2 to R38) | NonEquip | 20 |  | 0% | Tech/Econ | 31.13% | 0 | 0 | 0
Tech | Healthcare | Space Heating | Individual room heating | TRC | New | NN3132 | Ceiling Insulation(R19 to R38) | Ceiling Insulation(R19 to R38) | NonEquip | 20 |  | 0% | Tech/Econ | 1.73% | 0 | 0 | 0
Tech | Healthcare | Space Heating | Individual room heating | TRC | New | NN3080 | Ceiling Insulation(R12 to R38) | Ceiling Insulation(R12 to R38) | NonEquip | 20 |  | 0% | Tech/Econ | 3.747% | 0 | 0 | 0
Tech | Healthcare | Space Heating | Individual room heating | TRC | New | NN3002 | Air Curtains | Air Curtains | NonEquip | 8 |  | 28.37% | Tech/Econ | 0.2468% | 0 | 0 | 0
Tech | Healthcare | Space Heating | Individual room heating | TRC | Existing | NE5329 | Retro-Commissioning | Retro-Commissioning | NonEquip | 5 |  | 21.99% | Tech/Econ | 16% | 0 | 0 | 0
Tech | Healthcare | Space Heating | Individual room heating | TRC | Existing | NE5121 | ENERGY STAR certified buildings program | ENERGY STAR certified buildings program | NonEquip | 20 |  | 0% | Tech/Econ | 35% | 0 | 0 | 0
Tech | Healthcare | Space Heating | Individual room heating | TRC | Existing | NE4315 | Water Cooled Refrigeration Heat Recovery | Water Cooled Refrigeration Heat Recovery | NonEquip | 20 |  | 0% | Tech/Econ | 10% | 0 | 0 | 0
Tech | Healthcare | Space Heating | Individual room heating | TRC | Existing | NE4263 | Warehouse Loading Dock Seals | Warehouse Loading Dock Seals | NonEquip | 18 |  | 0% | Tech/Econ | 1.218% | 0 | 0 | 0
Tech | Healthcare | Space Heating | Individual room heating | TRC | Existing | NE4237 | Wall Insulation | Wall Insulation | NonEquip | 20 |  | 26.6% | Tech/Econ | 2.738% | 0 | 0 | 0
Tech | Healthcare | Space Heating | Individual room heating | TRC | Existing | NE4159 | Smart Thermostat | Smart Thermostat | NonEquip | 11 |  | 45.33% | Tech/Econ | 10% | 0 | 0 | 0
Tech | Healthcare | Space Heating | Individual room heating | TRC | Existing | NE4081 | Roof Insulation | Roof Insulation | NonEquip | 20 |  | 37.5% | Tech/Econ | 5.036% | 0 | 0 | 0
Tech | Healthcare | Space Heating | Individual room heating | TRC | Existing | NE4055 | Programmable Thermostat | Programmable Thermostat | NonEquip | 11 |  | 0% | Tech/Econ | 3.6% | 0 | 0 | 0
Tech | Healthcare | Space Heating | Individual room heating | TRC | Existing | NE4003 | Low U-Value Windows | Low U-Value Windows | NonEquip | 20 |  | 8.361% | Tech/Econ | 46% | 0 | 0 | 0
Tech | Healthcare | Space Heating | Individual room heating | TRC | Existing | NE3925 | Infiltration Reduction - Air Sealing | Infiltration Reduction - Air Sealing | NonEquip | 11 |  | 44.79% | Tech/Econ | 0.609% | 0 | 0 | 0
Tech | Healthcare | Space Heating | Individual room heating | TRC | Existing | NE3847 | Hotel Card Energy Control Systems | Hotel Card Energy Control Systems | NonEquip | 15 |  | 0% | Tech/Econ | 0% | 0 | 0 | 0
Tech | Healthcare | Space Heating | Individual room heating | TRC | Existing | NE3769 | Green Roof | Green Roof | NonEquip | 15 |  | 0.098% | Tech/Econ | 3.891% | 0 | 0 | 0
Tech | Healthcare | Space Heating | Individual room heating | TRC | Existing | NE3717 | Floor Insulation | Floor Insulation | NonEquip | 20 |  | 5.25% | Tech/Econ | 1.321% | 0 | 0 | 0
Tech | Healthcare | Space Heating | Individual room heating | TRC | Existing | NE3639 | Facility Energy Management System | Facility Energy Management System | NonEquip | 15 |  | 0.5043% | Tech/Econ | 20% | 0 | 0 | 0
Tech | Healthcare | Space Heating | Individual room heating | TRC | Existing | NE3561 | ECM Motors on Furnaces | ECM Motors on Furnaces | NonEquip | 15 | Forced air furnace | 0% | Tech/Econ | 1.706% | 0 | 0 | 0
Tech | Healthcare | Space Heating | Individual room heating | TRC | Existing | NE3535 | Duct Sealing Repair | Duct Sealing Repair | NonEquip | 15 |  | 0% | Tech/Econ | 12% | 0 | 0 | 0
Tech | Healthcare | Space Heating | Individual room heating | TRC | Existing | NE3483 | Duct Insulation | Duct Insulation | NonEquip | 15 |  | 0% | Tech/Econ | 2.045% | 0 | 0 | 0
Tech | Healthcare | Space Heating | Individual room heating | TRC | Existing | NE3431 | Destratification Fans | Destratification Fans | NonEquip | 10 |  | 0% | Tech/Econ | 14.56% | 0 | 0 | 0
Tech | Healthcare | Space Heating | Individual room heating | TRC | Existing | NE3379 | Dedicated Outdoor Air System on VRF unit | Dedicated Outdoor Air System on VRF unit | NonEquip | 15 | Residential/split system heat pump | 0% | Tech/Econ | 10% | 0 | 0 | 0
Tech | Healthcare | Space Heating | Individual room heating | TRC | Existing | NE3327 | Cool Roof | Cool Roof | NonEquip | 15 |  | 72.71% | Tech/Econ | 0.197% | 0 | 0 | 0
Tech | Healthcare | Space Heating | Individual room heating | TRC | Existing | NE3223 | Ceiling Insulation(R30 to R38) | Ceiling Insulation(R30 to R38) | NonEquip | 20 |  | 11.4% | Tech/Econ | 0.5089% | 0 | 0 | 0
Tech | Healthcare | Space Heating | Individual room heating | TRC | Existing | NE3171 | Ceiling Insulation(R2 to R38) | Ceiling Insulation(R2 to R38) | NonEquip | 20 |  | 45.6% | Tech/Econ | 34.35% | 0 | 0 | 0
Tech | Healthcare | Space Heating | Individual room heating | TRC | Existing | NE3119 | Ceiling Insulation(R19 to R38) | Ceiling Insulation(R19 to R38) | NonEquip | 20 |  | 22.8% | Tech/Econ | 1.908% | 0 | 0 | 0
Tech | Healthcare | Space Heating | Individual room heating | TRC | Existing | NE3067 | Ceiling Insulation(R12 to R38) | Ceiling Insulation(R12 to R38) | NonEquip | 20 |  | 34.2% | Tech/Econ | 4.135% | 0 | 0 | 0
Tech | Healthcare | Space Heating | Individual room heating | TRC | Existing | NE2989 | Air Curtains | Air Curtains | NonEquip | 8 |  | 33.45% | Tech/Econ | 0.2468% | 0 | 0 | 0
Tech | Healthcare | Space Cooling | Individual room air conditioners | TRC | New | NN5368 | Retro-Commissioning | Retro-Commissioning | NonEquip | 5 |  | 0% | Tech/Econ | 16% | 0 | 0 | 0
Tech | Healthcare | Space Cooling | Individual room air conditioners | TRC | New | NN5160 | ENERGY STAR certified buildings program | ENERGY STAR certified buildings program | NonEquip | 20 |  | 0% | Tech/Econ | 35% | 0 | 0 | 0
Tech | Healthcare | Space Cooling | Individual room air conditioners | TRC | New | NN4380 | Window Sun Protection | Window Sun Protection | NonEquip | 10 |  | 15.35% | Tech/Econ | 16% | 0 | 0 | 0
Tech | Healthcare | Space Cooling | Individual room air conditioners | TRC | New | NN4354 | Waterside Economizer | Waterside Economizer | NonEquip | 20 |  | 0% | Tech/Econ | 5.556% | 0 | 0 | 0
Tech | Healthcare | Space Cooling | Individual room air conditioners | TRC | New | NN4146 | Smart Thermostat | Smart Thermostat | NonEquip | 11 |  | 45.33% | Tech/Econ | 10% | 0 | 0 | 0
Tech | Healthcare | Space Cooling | Individual room air conditioners | TRC | New | NN4120 | Roof Insulation | Roof Insulation | NonEquip | 20 |  | 37.5% | Tech/Econ | 0.6359% | 0 | 0 | 0
Tech | Healthcare | Space Cooling | Individual room air conditioners | TRC | New | NN4042 | Programmable Thermostat | Programmable Thermostat | NonEquip | 11 |  | 0% | Tech/Econ | 3.6% | 0 | 0 | 0
Tech | Healthcare | Space Cooling | Individual room air conditioners | TRC | New | NN3990 | Low U-Value Windows | Low U-Value Windows | NonEquip | 20 |  | 20.9% | Tech/Econ | 10% | 0 | 0 | 0
Tech | Healthcare | Space Cooling | Individual room air conditioners | TRC | New | NN3912 | HVAC tune-up_RTU | HVAC tune-up_RTU | NonEquip | 5 | Packaged air conditioning units (RTUs) | 0% | Tech/Econ | 5% | 0 | 0 | 0
Tech | Healthcare | Space Cooling | Individual room air conditioners | TRC | New | NN3886 | HVAC tune-up | HVAC tune-up | NonEquip | 5 | Residential-type central air conditioners | 0% | Tech/Econ | 5% | 0 | 0 | 0
Tech | Healthcare | Space Cooling | Individual room air conditioners | TRC | New | NN3808 | Green Roof | Green Roof | NonEquip | 15 |  | 0.49% | Tech/Econ | 0.7371% | 0 | 0 | 0
Tech | Healthcare | Space Cooling | Individual room air conditioners | TRC | New | NN3756 | Floor Insulation | Floor Insulation | NonEquip | 20 |  | 13.12% | Tech/Econ | 0.3337% | 0 | 0 | 0
Tech | Healthcare | Space Cooling | Individual room air conditioners | TRC | New | NN3678 | Facility Energy Management System | Facility Energy Management System | NonEquip | 15 |  | 4.276% | Tech/Econ | 20% | 0 | 0 | 0
Tech | Healthcare | Space Cooling | Individual room air conditioners | TRC | New | NN3626 | Facility Commissioning | Facility Commissioning | NonEquip | 10 |  | 71.67% | Tech/Econ | 16% | 0 | 0 | 0
Tech | Healthcare | Space Cooling | Individual room air conditioners | TRC | New | NN3600 | Energy Recovery Ventilation System (ERV) | Energy Recovery Ventilation System (ERV) | NonEquip | 15 | Packaged air conditioning units (RTUs) | 0% | Tech/Econ | 9.935% | 0 | 0 | 0
Tech | Healthcare | Space Cooling | Individual room air conditioners | TRC | New | NN3522 | Duct Sealing Repair | Duct Sealing Repair | NonEquip | 15 |  | 0% | Tech/Econ | 12% | 0 | 0 | 0
Tech | Healthcare | Space Cooling | Individual room air conditioners | TRC | New | NN3470 | Duct Insulation | Duct Insulation | NonEquip | 15 |  | 0% | Tech/Econ | 2.045% | 0 | 0 | 0
Tech | Healthcare | Space Cooling | Individual room air conditioners | TRC | New | NN3418 | Dedicated Outdoor Air System on VRF unit | Dedicated Outdoor Air System on VRF unit | NonEquip | 15 | Residential-type central air conditioners | 0% | Tech/Econ | 17.5% | 0 | 0 | 0
Tech | Healthcare | Space Cooling | Individual room air conditioners | TRC | New | NN3366 | Cool Roof | Cool Roof | NonEquip | 15 |  | 72.32% | Tech/Econ | 1.364% | 0 | 0 | 0
Tech | Healthcare | Space Cooling | Individual room air conditioners | TRC | New | NN3314 | Chilled Water System - Variable Speed Drives | Chilled Water System - Variable Speed Drives | NonEquip | 13 | Central chillers inside | 0% | Tech/Econ | 24.74% | 0 | 0 | 0
Tech | Healthcare | Space Cooling | Individual room air conditioners | TRC | New | NN3288 | Chilled Water Controls Optimization | Chilled Water Controls Optimization | NonEquip | 10 | Central chillers inside | 0% | Tech/Econ | 12.5% | 0 | 0 | 0
Tech | Healthcare | Space Cooling | Individual room air conditioners | TRC | New | NN3210 | Ceiling Insulation(R2 to R38) | Ceiling Insulation(R2 to R38) | NonEquip | 20 |  | 0% | Tech/Econ | 8.675% | 0 | 0 | 0
Tech | Healthcare | Space Cooling | Individual room air conditioners | TRC | New | NN3158 | Ceiling Insulation(R19 to R38) | Ceiling Insulation(R19 to R38) | NonEquip | 20 |  | 0% | Tech/Econ | 0.482% | 0 | 0 | 0
Tech | Healthcare | Space Cooling | Individual room air conditioners | TRC | New | NN3106 | Ceiling Insulation(R12 to R38) | Ceiling Insulation(R12 to R38) | NonEquip | 20 |  | 0% | Tech/Econ | 1.044% | 0 | 0 | 0
Tech | Healthcare | Space Cooling | Individual room air conditioners | TRC | New | NN3054 | Airside Economizer | Airside Economizer | NonEquip | 10 | Packaged air conditioning units (RTUs) | 0% | Tech/Econ | 5.556% | 0 | 0 | 0
Tech | Healthcare | Space Cooling | Individual room air conditioners | TRC | Existing | NE5355 | Retro-Commissioning | Retro-Commissioning | NonEquip | 5 |  | 21.99% | Tech/Econ | 16% | 0 | 0 | 0
Tech | Healthcare | Space Cooling | Individual room air conditioners | TRC | Existing | NE5147 | ENERGY STAR certified buildings program | ENERGY STAR certified buildings program | NonEquip | 20 |  | 0% | Tech/Econ | 35% | 0 | 0 | 0
Tech | Healthcare | Space Cooling | Individual room air conditioners | TRC | Existing | NE4367 | Window Sun Protection | Window Sun Protection | NonEquip | 10 |  | 12.19% | Tech/Econ | 16% | 0 | 0 | 0
Tech | Healthcare | Space Cooling | Individual room air conditioners | TRC | Existing | NE4341 | Waterside Economizer | Waterside Economizer | NonEquip | 20 |  | 0% | Tech/Econ | 5.556% | 0 | 0 | 0
Tech | Healthcare | Space Cooling | Individual room air conditioners | TRC | Existing | NE4211 | Wall Insulation | Wall Insulation | NonEquip | 20 |  | 26.6% | Tech/Econ | 4.736% | 0 | 0 | 0
Tech | Healthcare | Space Cooling | Individual room air conditioners | TRC | Existing | NE4133 | Smart Thermostat | Smart Thermostat | NonEquip | 11 |  | 45.33% | Tech/Econ | 10% | 0 | 0 | 0
Tech | Healthcare | Space Cooling | Individual room air conditioners | TRC | Existing | NE4107 | Roof Insulation | Roof Insulation | NonEquip | 20 |  | 37.5% | Tech/Econ | 1.272% | 0 | 0 | 0
Tech | Healthcare | Space Cooling | Individual room air conditioners | TRC | Existing | NE4029 | Programmable Thermostat | Programmable Thermostat | NonEquip | 11 |  | 0% | Tech/Econ | 3.6% | 0 | 0 | 0
Tech | Healthcare | Space Cooling | Individual room air conditioners | TRC | Existing | NE3977 | Low U-Value Windows | Low U-Value Windows | NonEquip | 20 |  | 8.361% | Tech/Econ | 46% | 0 | 0 | 0
Tech | Healthcare | Space Cooling | Individual room air conditioners | TRC | Existing | NE3899 | HVAC tune-up_RTU | HVAC tune-up_RTU | NonEquip | 5 | Packaged air conditioning units (RTUs) | 0% | Tech/Econ | 5% | 0 | 0 | 0
Tech | Healthcare | Space Cooling | Individual room air conditioners | TRC | Existing | NE3873 | HVAC tune-up | HVAC tune-up | NonEquip | 5 | Residential-type central air conditioners | 0% | Tech/Econ | 5% | 0 | 0 | 0
Tech | Healthcare | Space Cooling | Individual room air conditioners | TRC | Existing | NE3795 | Green Roof | Green Roof | NonEquip | 15 |  | 0.098% | Tech/Econ | 0.7371% | 0 | 0 | 0
Tech | Healthcare | Space Cooling | Individual room air conditioners | TRC | Existing | NE3743 | Floor Insulation | Floor Insulation | NonEquip | 20 |  | 5.25% | Tech/Econ | 0.3337% | 0 | 0 | 0
Tech | Healthcare | Space Cooling | Individual room air conditioners | TRC | Existing | NE3665 | Facility Energy Management System | Facility Energy Management System | NonEquip | 15 |  | 0.5043% | Tech/Econ | 20% | 0 | 0 | 0
Tech | Healthcare | Space Cooling | Individual room air conditioners | TRC | Existing | NE3587 | Energy Recovery Ventilation System (ERV) | Energy Recovery Ventilation System (ERV) | NonEquip | 15 | Packaged air conditioning units (RTUs) | 0% | Tech/Econ | 9.935% | 0 | 0 | 0
Tech | Healthcare | Space Cooling | Individual room air conditioners | TRC | Existing | NE3509 | Duct Sealing Repair | Duct Sealing Repair | NonEquip | 15 |  | 0% | Tech/Econ | 12% | 0 | 0 | 0
Tech | Healthcare | Space Cooling | Individual room air conditioners | TRC | Existing | NE3457 | Duct Insulation | Duct Insulation | NonEquip | 15 |  | 0% | Tech/Econ | 2.045% | 0 | 0 | 0
Tech | Healthcare | Space Cooling | Individual room air conditioners | TRC | Existing | NE3405 | Dedicated Outdoor Air System on VRF unit | Dedicated Outdoor Air System on VRF unit | NonEquip | 15 | Residential-type central air conditioners | 0% | Tech/Econ | 17.5% | 0 | 0 | 0
Tech | Healthcare | Space Cooling | Individual room air conditioners | TRC | Existing | NE3353 | Cool Roof | Cool Roof | NonEquip | 15 |  | 72.71% | Tech/Econ | 1.364% | 0 | 0 | 0
Tech | Healthcare | Space Cooling | Individual room air conditioners | TRC | Existing | NE3301 | Chilled Water System - Variable Speed Drives | Chilled Water System - Variable Speed Drives | NonEquip | 13 | Central chillers inside | 0% | Tech/Econ | 24.74% | 0 | 0 | 0
Tech | Healthcare | Space Cooling | Individual room air conditioners | TRC | Existing | NE3275 | Chilled Water Controls Optimization | Chilled Water Controls Optimization | NonEquip | 10 | Central chillers inside | 0% | Tech/Econ | 12.5% | 0 | 0 | 0
Tech | Healthcare | Space Cooling | Individual room air conditioners | TRC | Existing | NE3197 | Ceiling Insulation(R2 to R38) | Ceiling Insulation(R2 to R38) | NonEquip | 20 |  | 45.6% | Tech/Econ | 8.675% | 0 | 0 | 0
Tech | Healthcare | Space Cooling | Individual room air conditioners | TRC | Existing | NE3145 | Ceiling Insulation(R19 to R38) | Ceiling Insulation(R19 to R38) | NonEquip | 20 |  | 22.8% | Tech/Econ | 0.482% | 0 | 0 | 0
Tech | Healthcare | Space Cooling | Individual room air conditioners | TRC | Existing | NE3093 | Ceiling Insulation(R12 to R38) | Ceiling Insulation(R12 to R38) | NonEquip | 20 |  | 34.2% | Tech/Econ | 1.044% | 0 | 0 | 0
Tech | Healthcare | Space Cooling | Individual room air conditioners | TRC | Existing | NE3041 | Airside Economizer | Airside Economizer | NonEquip | 10 | Packaged air conditioning units (RTUs) | 0% | Tech/Econ | 5.556% | 0 | 0 | 0
Tech | Healthcare | Interior Lighting | High bay | TRC | New | NN5264 | Retro-Commissioning | Retro-Commissioning | NonEquip | 5 |  | 0% | Tech/Econ | 16% | 0 | 0 | 0
Tech | Healthcare | Interior Lighting | High bay | TRC | New | NN5004 | ENERGY STAR certified buildings program | ENERGY STAR certified buildings program | NonEquip | 20 |  | 0% | Tech/Econ | 35% | 0 | 0 | 0
Tech | Healthcare | Interior Lighting | High bay | TRC | New | NN4432 | Interior Lighting Controls | Interior Lighting Controls | NonEquip | 8 | Overhead (fluorescent/LED/CFL U-shape) | 0% | Tech/Econ | 28% | 0 | 0 | 0
Tech | Healthcare | Interior Lighting | High bay | TRC | New | NN4406 | Bi-Level Lighting Control (Interior) | Bi-Level Lighting Control (Interior) | NonEquip | 8 | Overhead (fluorescent/LED/CFL U-shape) | 0% | Tech/Econ | 31% | 0 | 0 | 0
Tech | Healthcare | Interior Lighting | High bay | TRC | New | NN3704 | Facility Energy Management System | Facility Energy Management System | NonEquip | 15 |  | 4.276% | Tech/Econ | 24% | 101.0864 | 0.021187 | 0.0018219
Tech | Healthcare | Interior Lighting | High bay | TRC | Existing | NE5251 | Retro-Commissioning | Retro-Commissioning | NonEquip | 5 |  | 21.99% | Tech/Econ | 16% | 33874.764 | 5.6632 | 17.5583
Tech | Healthcare | Interior Lighting | High bay | TRC | Existing | NE4991 | ENERGY STAR certified buildings program | ENERGY STAR certified buildings program | NonEquip | 20 |  | 0% | Tech/Econ | 35% | 0 | 0 | 0
Tech | Healthcare | Interior Lighting | High bay | TRC | Existing | NE4419 | Interior Lighting Controls | Interior Lighting Controls | NonEquip | 8 | Overhead (fluorescent/LED/CFL U-shape) | 0% | Tech/Econ | 28% | 0 | 0 | 0
Tech | Healthcare | Interior Lighting | High bay | TRC | Existing | NE4393 | Bi-Level Lighting Control (Interior) | Bi-Level Lighting Control (Interior) | NonEquip | 8 | Overhead (fluorescent/LED/CFL U-shape) | 0% | Tech/Econ | 31% | 0 | 0 | 0
Tech | Healthcare | Interior Lighting | High bay | TRC | Existing | NE3691 | Facility Energy Management System | Facility Energy Management System | NonEquip | 15 |  | 0.5043% | Tech/Econ | 24% | 1166.8157 | 0.24456 | 0.02103
Tech | Healthcare | Interior Lighting | High bay | TRC | Turnover | ET1643 | LED Linear - Fixture Replacement | LED Linear - Fixture Replacement | Equip | 15 | High bay | 24.1% | Tech/Econ | 50.28% | 132933.9827 | 32.2237 | 7.3716
Tech | Healthcare | Interior Lighting | High bay | TRC | Turnover | ET1526 | High Bay LED | High Bay LED | Equip | 15 | High bay | 0% | Tech/Econ | 64.78% | 0 | 0 | 0
Tech | Healthcare | Interior Lighting | High bay | TRC | Turnover | ET1487 | High Bay Fluorescent (T5) | High Bay Fluorescent (T5) | Equip | 15 | High bay | 0% | Tech/Econ | 64.14% | 0 | 0 | 0
Tech | Healthcare | Interior Lighting | High bay | TRC | New | EN1669 | LED Linear - Fixture Replacement | LED Linear - Fixture Replacement | Equip | 15 | High bay | 0% | Tech/Econ | 50.28% | 0 | 0 | 0
Tech | Healthcare | Interior Lighting | High bay | TRC | New | EN1552 | High Bay LED | High Bay LED | Equip | 15 | High bay | 0% | Tech/Econ | 64.78% | 0 | 0 | 0
Tech | Healthcare | Interior Lighting | High bay | TRC | New | EN1513 | High Bay Fluorescent (T5) | High Bay Fluorescent (T5) | Equip | 15 | High bay | 0% | Tech/Econ | 64.14% | 0 | 0 | 0
Tech | Healthcare | Cooking | Fryer | TRC | New | NN5082 | ENERGY STAR certified buildings program | ENERGY STAR certified buildings program | NonEquip | 20 |  | 0% | Tech/Econ | 35% | 0 | 0 | 0
Tech | Healthcare | Cooking | Fryer | TRC | Existing | NE5069 | ENERGY STAR certified buildings program | ENERGY STAR certified buildings program | NonEquip | 20 |  | 0% | Tech/Econ | 35% | 0 | 0 | 0
Tech | Healthcare | Cooking | Fryer | TRC | Turnover | ET83 | Energy Star Fryer | Energy Star Fryer | Equip | 12 | Fryer | 29.2% | Tech/Econ | 17.46% | 102.1042 | 0.016551 | 0.0051181
Tech | Healthcare | Cooking | Fryer | TRC | New | EN109 | Energy Star Fryer | Energy Star Fryer | Equip | 12 | Fryer | 29.2% | Tech/Econ | 17.46% | 0.91689 | 0.00014863 | 4.596e-05
Tech | Healthcare | Space Heating | Forced air furnace | TRC | New | NN5342 | Retro-Commissioning | Retro-Commissioning | NonEquip | 5 |  | 0% | Tech/Econ | 16% | 0 | 0 | 0
Tech | Healthcare | Space Heating | Forced air furnace | TRC | New | NN5134 | ENERGY STAR certified buildings program | ENERGY STAR certified buildings program | NonEquip | 20 |  | 0% | Tech/Econ | 35% | 0 | 0 | 0
Tech | Healthcare | Space Heating | Forced air furnace | TRC | New | NN4328 | Water Cooled Refrigeration Heat Recovery | Water Cooled Refrigeration Heat Recovery | NonEquip | 20 |  | 0% | Tech/Econ | 10% | 0 | 0 | 0
Tech | Healthcare | Space Heating | Forced air furnace | TRC | New | NN4276 | Warehouse Loading Dock Seals | Warehouse Loading Dock Seals | NonEquip | 18 |  | 0% | Tech/Econ | 1.104% | 0 | 0 | 0
Tech | Healthcare | Space Heating | Forced air furnace | TRC | New | NN4250 | Wall Insulation | Wall Insulation | NonEquip | 20 |  | 57% | Tech/Econ | 0% | 0 | 0 | 0
Tech | Healthcare | Space Heating | Forced air furnace | TRC | New | NN4172 | Smart Thermostat | Smart Thermostat | NonEquip | 11 |  | 45.33% | Tech/Econ | 10% | 1.752 | 0 | -0.00028789
Tech | Healthcare | Space Heating | Forced air furnace | TRC | New | NN4094 | Roof Insulation | Roof Insulation | NonEquip | 20 |  | 37.5% | Tech/Econ | 2.282% | 0.2391 | 0 | 0.00010785
Tech | Healthcare | Space Heating | Forced air furnace | TRC | New | NN4068 | Programmable Thermostat | Programmable Thermostat | NonEquip | 11 |  | 0% | Tech/Econ | 3.6% | 0 | 0 | 0
Tech | Healthcare | Space Heating | Forced air furnace | TRC | New | NN4016 | Low U-Value Windows | Low U-Value Windows | NonEquip | 20 |  | 20.9% | Tech/Econ | 10% | 0.77137 | 0 | 3.2059e-06
Tech | Healthcare | Space Heating | Forced air furnace | TRC | New | NN3938 | Infiltration Reduction - Air Sealing | Infiltration Reduction - Air Sealing | NonEquip | 11 |  | 0% | Tech/Econ | 0.5519% | 0 | 0 | 0
Tech | Healthcare | Space Heating | Forced air furnace | TRC | New | NN3860 | Hotel Card Energy Control Systems | Hotel Card Energy Control Systems | NonEquip | 15 |  | 0% | Tech/Econ | 0% | 0 | 0 | 0
Tech | Healthcare | Space Heating | Forced air furnace | TRC | New | NN3782 | Green Roof | Green Roof | NonEquip | 15 |  | 0.49% | Tech/Econ | 3.527% | 0.0062435 | 0 | 0
Tech | Healthcare | Space Heating | Forced air furnace | TRC | New | NN3730 | Floor Insulation | Floor Insulation | NonEquip | 20 |  | 13.12% | Tech/Econ | 1.197% | 0 | 0 | 0
Tech | Healthcare | Space Heating | Forced air furnace | TRC | New | NN3652 | Facility Energy Management System | Facility Energy Management System | NonEquip | 15 |  | 4.276% | Tech/Econ | 20% | 0.33341 | 0 | 6.0092e-06
Tech | Healthcare | Space Heating | Forced air furnace | TRC | New | NN3574 | ECM Motors on Furnaces | ECM Motors on Furnaces | NonEquip | 15 | Forced air furnace | 47.78% | Tech/Econ | 1.706% | 0.29257 | 0 | 0
Tech | Healthcare | Space Heating | Forced air furnace | TRC | New | NN3548 | Duct Sealing Repair | Duct Sealing Repair | NonEquip | 15 |  | 0% | Tech/Econ | 12% | 0 | 0 | 0
Tech | Healthcare | Space Heating | Forced air furnace | TRC | New | NN3496 | Duct Insulation | Duct Insulation | NonEquip | 15 |  | 0% | Tech/Econ | 2.045% | 0 | 0 | 0
Tech | Healthcare | Space Heating | Forced air furnace | TRC | New | NN3444 | Destratification Fans | Destratification Fans | NonEquip | 10 |  | 0% | Tech/Econ | 14.56% | 0 | 0 | 0
Tech | Healthcare | Space Heating | Forced air furnace | TRC | New | NN3392 | Dedicated Outdoor Air System on VRF unit | Dedicated Outdoor Air System on VRF unit | NonEquip | 15 | Residential/split system heat pump | 0% | Tech/Econ | 10% | 0 | 0 | 0
Tech | Healthcare | Space Heating | Forced air furnace | TRC | New | NN3340 | Cool Roof | Cool Roof | NonEquip | 15 |  | 72.32% | Tech/Econ | 0.1786% | 0 | 0 | 0
Tech | Healthcare | Space Heating | Forced air furnace | TRC | New | NN3236 | Ceiling Insulation(R30 to R38) | Ceiling Insulation(R30 to R38) | NonEquip | 20 |  | 0% | Tech/Econ | 0.4612% | 0 | 0 | 0
Tech | Healthcare | Space Heating | Forced air furnace | TRC | New | NN3184 | Ceiling Insulation(R2 to R38) | Ceiling Insulation(R2 to R38) | NonEquip | 20 |  | 0% | Tech/Econ | 31.13% | 0 | 0 | 0
Tech | Healthcare | Space Heating | Forced air furnace | TRC | New | NN3132 | Ceiling Insulation(R19 to R38) | Ceiling Insulation(R19 to R38) | NonEquip | 20 |  | 0% | Tech/Econ | 1.73% | 0 | 0 | 0
Tech | Healthcare | Space Heating | Forced air furnace | TRC | New | NN3080 | Ceiling Insulation(R12 to R38) | Ceiling Insulation(R12 to R38) | NonEquip | 20 |  | 0% | Tech/Econ | 3.747% | 0 | 0 | 0
Tech | Healthcare | Space Heating | Forced air furnace | TRC | New | NN3002 | Air Curtains | Air Curtains | NonEquip | 8 |  | 28.37% | Tech/Econ | 0.2468% | 0 | 0 | 0
Tech | Healthcare | Space Heating | Forced air furnace | TRC | Existing | NE5329 | Retro-Commissioning | Retro-Commissioning | NonEquip | 5 |  | 21.99% | Tech/Econ | 16% | 123.7417 | 0 | 0.064139
Tech | Healthcare | Space Heating | Forced air furnace | TRC | Existing | NE5121 | ENERGY STAR certified buildings program | ENERGY STAR certified buildings program | NonEquip | 20 |  | 0% | Tech/Econ | 35% | 0 | 0 | 0
Tech | Healthcare | Space Heating | Forced air furnace | TRC | Existing | NE4315 | Water Cooled Refrigeration Heat Recovery | Water Cooled Refrigeration Heat Recovery | NonEquip | 20 |  | 0% | Tech/Econ | 10% | 0 | 0 | 0
Tech | Healthcare | Space Heating | Forced air furnace | TRC | Existing | NE4263 | Warehouse Loading Dock Seals | Warehouse Loading Dock Seals | NonEquip | 18 |  | 0% | Tech/Econ | 1.218% | 0 | 0 | 0
Tech | Healthcare | Space Heating | Forced air furnace | TRC | Existing | NE4237 | Wall Insulation | Wall Insulation | NonEquip | 20 |  | 26.6% | Tech/Econ | 2.738% | 22.8204 | 0 | 0.010294
Tech | Healthcare | Space Heating | Forced air furnace | TRC | Existing | NE4159 | Smart Thermostat | Smart Thermostat | NonEquip | 11 |  | 45.33% | Tech/Econ | 10% | 153.8105 | 0 | -0.025273
Tech | Healthcare | Space Heating | Forced air furnace | TRC | Existing | NE4081 | Roof Insulation | Roof Insulation | NonEquip | 20 |  | 37.5% | Tech/Econ | 5.036% | 61.1805 | 0 | 0.027597
Tech | Healthcare | Space Heating | Forced air furnace | TRC | Existing | NE4055 | Programmable Thermostat | Programmable Thermostat | NonEquip | 11 |  | 0% | Tech/Econ | 3.6% | 0 | 0 | 0
Tech | Healthcare | Space Heating | Forced air furnace | TRC | Existing | NE4003 | Low U-Value Windows | Low U-Value Windows | NonEquip | 20 |  | 8.361% | Tech/Econ | 46% | 166.9867 | 0 | 0.00069401
Tech | Healthcare | Space Heating | Forced air furnace | TRC | Existing | NE3925 | Infiltration Reduction - Air Sealing | Infiltration Reduction - Air Sealing | NonEquip | 11 |  | 44.79% | Tech/Econ | 0.609% | 8.3738 | 0 | 0.0055002
Tech | Healthcare | Space Heating | Forced air furnace | TRC | Existing | NE3847 | Hotel Card Energy Control Systems | Hotel Card Energy Control Systems | NonEquip | 15 |  | 0% | Tech/Econ | 0% | 0 | 0 | 0
Tech | Healthcare | Space Heating | Forced air furnace | TRC | Existing | NE3769 | Green Roof | Green Roof | NonEquip | 15 |  | 0.098% | Tech/Econ | 3.891% | 0.1195 | 0 | 0
Tech | Healthcare | Space Heating | Forced air furnace | TRC | Existing | NE3717 | Floor Insulation | Floor Insulation | NonEquip | 20 |  | 5.25% | Tech/Econ | 1.321% | 2.1305 | 0 | 0.00096103
Tech | Healthcare | Space Heating | Forced air furnace | TRC | Existing | NE3639 | Facility Energy Management System | Facility Energy Management System | NonEquip | 15 |  | 0.5043% | Tech/Econ | 20% | 3.5512 | 0 | 6.4004e-05
Tech | Healthcare | Space Heating | Forced air furnace | TRC | Existing | NE3561 | ECM Motors on Furnaces | ECM Motors on Furnaces | NonEquip | 15 | Forced air furnace | 47.78% | Tech/Econ | 1.706% | 25.2493 | 0 | 0
Tech | Healthcare | Space Heating | Forced air furnace | TRC | Existing | NE3535 | Duct Sealing Repair | Duct Sealing Repair | NonEquip | 15 |  | 0% | Tech/Econ | 12% | 0 | 0 | 0
Tech | Healthcare | Space Heating | Forced air furnace | TRC | Existing | NE3483 | Duct Insulation | Duct Insulation | NonEquip | 15 |  | 0% | Tech/Econ | 2.045% | 0 | 0 | 0
Tech | Healthcare | Space Heating | Forced air furnace | TRC | Existing | NE3431 | Destratification Fans | Destratification Fans | NonEquip | 10 |  | 0% | Tech/Econ | 14.56% | 0 | 0 | 0
Tech | Healthcare | Space Heating | Forced air furnace | TRC | Existing | NE3379 | Dedicated Outdoor Air System on VRF unit | Dedicated Outdoor Air System on VRF unit | NonEquip | 15 | Residential/split system heat pump | 0% | Tech/Econ | 10% | 0 | 0 | 0
Tech | Healthcare | Space Heating | Forced air furnace | TRC | Existing | NE3327 | Cool Roof | Cool Roof | NonEquip | 15 |  | 72.71% | Tech/Econ | 0.197% | 4.3796 | 0 | 0
Tech | Healthcare | Space Heating | Forced air furnace | TRC | Existing | NE3223 | Ceiling Insulation(R30 to R38) | Ceiling Insulation(R30 to R38) | NonEquip | 20 |  | 11.4% | Tech/Econ | 0.5089% | 1.776 | 0 | 0.00080112
Tech | Healthcare | Space Heating | Forced air furnace | TRC | Existing | NE3171 | Ceiling Insulation(R2 to R38) | Ceiling Insulation(R2 to R38) | NonEquip | 20 |  | 45.6% | Tech/Econ | 34.35% | 653.935 | 0 | 0.29498
Tech | Healthcare | Space Heating | Forced air furnace | TRC | Existing | NE3119 | Ceiling Insulation(R19 to R38) | Ceiling Insulation(R19 to R38) | NonEquip | 20 |  | 22.8% | Tech/Econ | 1.908% | 13.5346 | 0 | 0.0061052
Tech | Healthcare | Space Heating | Forced air furnace | TRC | Existing | NE3067 | Ceiling Insulation(R12 to R38) | Ceiling Insulation(R12 to R38) | NonEquip | 20 |  | 34.2% | Tech/Econ | 4.135% | 44.9476 | 0 | 0.020275
Tech | Healthcare | Space Heating | Forced air furnace | TRC | Existing | NE2989 | Air Curtains | Air Curtains | NonEquip | 8 |  | 33.45% | Tech/Econ | 0.2468% | 2.5257 | 0 | 0.0002743
Tech | Healthcare | Exterior Lighting | Exterior parking/lot lighting | TRC | New | NN5290 | Retro-Commissioning | Retro-Commissioning | NonEquip | 5 |  | 0% | Tech/Econ | 16% | 0 | 0 | 0
Tech | Healthcare | Exterior Lighting | Exterior parking/lot lighting | TRC | New | NN5030 | ENERGY STAR certified buildings program | ENERGY STAR certified buildings program | NonEquip | 20 |  | 0% | Tech/Econ | 35% | 0 | 0 | 0
Tech | Healthcare | Exterior Lighting | Exterior parking/lot lighting | TRC | New | NN2976 | Outdoor Lighting Controls | Outdoor Lighting Controls | NonEquip | 8 | Exterior parking/lot lighting | 30.95% | Tech/Econ | 28% | 174.2969 | 0 | 0
Tech | Healthcare | Exterior Lighting | Exterior parking/lot lighting | TRC | New | NN2950 | Bi-Level Lighting Control (Exterior) | Bi-Level Lighting Control (Exterior) | NonEquip | 9 | Exterior parking/lot lighting | 13.75% | Tech/Econ | 31% | 89.5847 | 0 | 0
Tech | Healthcare | Exterior Lighting | Exterior parking/lot lighting | TRC | Existing | NE5277 | Retro-Commissioning | Retro-Commissioning | NonEquip | 5 |  | 21.99% | Tech/Econ | 16% | 7198.1818 | 0 | 3.731
Tech | Healthcare | Exterior Lighting | Exterior parking/lot lighting | TRC | Existing | NE5017 | ENERGY STAR certified buildings program | ENERGY STAR certified buildings program | NonEquip | 20 |  | 0% | Tech/Econ | 35% | 0 | 0 | 0
Tech | Healthcare | Exterior Lighting | Exterior parking/lot lighting | TRC | Existing | NE2963 | Outdoor Lighting Controls | Outdoor Lighting Controls | NonEquip | 8 | Exterior parking/lot lighting | 30.95% | Tech/Econ | 28% | 19409.6231 | 0 | 0
Tech | Healthcare | Exterior Lighting | Exterior parking/lot lighting | TRC | Existing | NE2937 | Bi-Level Lighting Control (Exterior) | Bi-Level Lighting Control (Exterior) | NonEquip | 9 | Exterior parking/lot lighting | 13.75% | Tech/Econ | 31% | 9976.1162 | 0 | 0
Tech | Healthcare | Exterior Lighting | Exterior parking/lot lighting | TRC | Turnover | ET707 | LED Parking Lighting | LED Parking Lighting | Equip | 18 | Exterior parking/lot lighting | 7.084% | Tech/Econ | 84% | 14802.9758 | 0 | 0
Tech | Healthcare | Exterior Lighting | Exterior parking/lot lighting | TRC | Turnover | ET512 | High Efficiency HID Lighting | High Efficiency HID Lighting | Equip | 13 | Exterior parking/lot lighting | 0% | Tech/Econ | 34.18% | 0 | 0 | 0
Tech | Healthcare | Exterior Lighting | Exterior parking/lot lighting | TRC | New | EN733 | LED Parking Lighting | LED Parking Lighting | Equip | 18 | Exterior parking/lot lighting | 7.084% | Tech/Econ | 84% | 132.9296 | 0 | 0
Tech | Healthcare | Exterior Lighting | Exterior parking/lot lighting | TRC | New | EN538 | High Efficiency HID Lighting | High Efficiency HID Lighting | Equip | 13 | Exterior parking/lot lighting | 0% | Tech/Econ | 34.18% | 0 | 0 | 0
Tech | Healthcare | Exterior Lighting | Exterior marquis | TRC | New | NN5290 | Retro-Commissioning | Retro-Commissioning | NonEquip | 5 |  | 0% | Tech/Econ | 16% | 0 | 0 | 0
Tech | Healthcare | Exterior Lighting | Exterior marquis | TRC | New | NN5030 | ENERGY STAR certified buildings program | ENERGY STAR certified buildings program | NonEquip | 20 |  | 0% | Tech/Econ | 35% | 0 | 0 | 0
Tech | Healthcare | Exterior Lighting | Exterior marquis | TRC | New | NN2976 | Outdoor Lighting Controls | Outdoor Lighting Controls | NonEquip | 8 | Exterior parking/lot lighting | 0% | Tech/Econ | 28% | 0 | 0 | 0
Tech | Healthcare | Exterior Lighting | Exterior marquis | TRC | New | NN2950 | Bi-Level Lighting Control (Exterior) | Bi-Level Lighting Control (Exterior) | NonEquip | 9 | Exterior parking/lot lighting | 0% | Tech/Econ | 31% | 0 | 0 | 0
Tech | Healthcare | Exterior Lighting | Exterior marquis | TRC | Existing | NE5277 | Retro-Commissioning | Retro-Commissioning | NonEquip | 5 |  | 21.99% | Tech/Econ | 16% | 42.4186 | 0 | 0.021987
Tech | Healthcare | Exterior Lighting | Exterior marquis | TRC | Existing | NE5017 | ENERGY STAR certified buildings program | ENERGY STAR certified buildings program | NonEquip | 20 |  | 0% | Tech/Econ | 35% | 0 | 0 | 0
Tech | Healthcare | Exterior Lighting | Exterior marquis | TRC | Existing | NE2963 | Outdoor Lighting Controls | Outdoor Lighting Controls | NonEquip | 8 | Exterior parking/lot lighting | 0% | Tech/Econ | 28% | 0 | 0 | 0
Tech | Healthcare | Exterior Lighting | Exterior marquis | TRC | Existing | NE2937 | Bi-Level Lighting Control (Exterior) | Bi-Level Lighting Control (Exterior) | NonEquip | 9 | Exterior parking/lot lighting | 0% | Tech/Econ | 31% | 0 | 0 | 0
Tech | Healthcare | Exterior Lighting | Exterior marquis | TRC | Turnover | ET629 | LED Exterior Lighting | LED Exterior Lighting | Equip | 13 | Exterior marquis | 4.624% | Tech/Econ | 60.51% | 34.7038 | 0 | 0
Tech | Healthcare | Exterior Lighting | Exterior marquis | TRC | Turnover | ET590 | LED Display Lighting (Exterior) | LED Display Lighting (Exterior) | Equip | 15 | Exterior marquis | 4.624% | Tech/Econ | 87.04% | 52.0112 | 0 | 0
Tech | Healthcare | Exterior Lighting | Exterior marquis | TRC | New | EN655 | LED Exterior Lighting | LED Exterior Lighting | Equip | 13 | Exterior marquis | 4.624% | Tech/Econ | 60.51% | 0.31164 | 0 | 0
Tech | Healthcare | Exterior Lighting | Exterior marquis | TRC | New | EN616 | LED Display Lighting (Exterior) | LED Display Lighting (Exterior) | Equip | 15 | Exterior marquis | 4.624% | Tech/Econ | 87.04% | 0.46706 | 0 | 0
Tech | Healthcare | Miscellaneous | Elevators/Escalators | TRC | New | NN5446 | Retro-Commissioning | Retro-Commissioning | NonEquip | 5 |  | 0% | Tech/Econ | 16% | 0 | 0 | 0
Tech | Healthcare | Miscellaneous | Elevators/Escalators | TRC | New | NN5238 | ENERGY STAR certified buildings program | ENERGY STAR certified buildings program | NonEquip | 20 |  | 0% | Tech/Econ | 35% | 0 | 0 | 0
Tech | Healthcare | Miscellaneous | Elevators/Escalators | TRC | New | NN4536 | VSD Controlled Compressor | VSD Controlled Compressor | NonEquip | 15 | Others | 0% | Tech/Econ | 20.79% | 0 | 0 | 0
Tech | Healthcare | Miscellaneous | Elevators/Escalators | TRC | New | NN4510 | Regenerative Drive Elevator Motor | Regenerative Drive Elevator Motor | NonEquip | 13 | Elevators/Escalators | 11.17% | Tech/Econ | 6.211% | 4.0149 | 0.00052056 | 0.00043603
Tech | Healthcare | Miscellaneous | Elevators/Escalators | TRC | New | NN4484 | Engine Block Timer | Engine Block Timer | NonEquip | 5 | Others | 0% | Tech/Econ | 36% | 0 | 0 | 0
Tech | Healthcare | Miscellaneous | Elevators/Escalators | TRC | New | NN4458 | Efficient Motor Belts | Efficient Motor Belts | NonEquip | 10 | Others | 0% | Tech/Econ | 1.105% | 0 | 0 | 0
Tech | Healthcare | Miscellaneous | Elevators/Escalators | TRC | Existing | NE5433 | Retro-Commissioning | Retro-Commissioning | NonEquip | 5 |  | 21.99% | Tech/Econ | 16% | 2268.5438 | 0.37926 | 1.1759
Tech | Healthcare | Miscellaneous | Elevators/Escalators | TRC | Existing | NE5225 | ENERGY STAR certified buildings program | ENERGY STAR certified buildings program | NonEquip | 20 |  | 0% | Tech/Econ | 35% | 0 | 0 | 0
Tech | Healthcare | Miscellaneous | Elevators/Escalators | TRC | Existing | NE4523 | VSD Controlled Compressor | VSD Controlled Compressor | NonEquip | 15 | Others | 0% | Tech/Econ | 20.79% | 0 | 0 | 0
Tech | Healthcare | Miscellaneous | Elevators/Escalators | TRC | Existing | NE4497 | Regenerative Drive Elevator Motor | Regenerative Drive Elevator Motor | NonEquip | 13 | Elevators/Escalators | 10.45% | Tech/Econ | 6.211% | 403.8093 | 0.052356 | 0.043855
Tech | Healthcare | Miscellaneous | Elevators/Escalators | TRC | Existing | NE4471 | Engine Block Timer | Engine Block Timer | NonEquip | 5 | Others | 0% | Tech/Econ | 36% | 0 | 0 | 0
Tech | Healthcare | Miscellaneous | Elevators/Escalators | TRC | Existing | NE4445 | Efficient Motor Belts | Efficient Motor Belts | NonEquip | 10 | Others | 0% | Tech/Econ | 1.105% | 0 | 0 | 0
Tech | Healthcare | Office Equipment | Document production | TRC | New | NN5056 | ENERGY STAR certified buildings program | ENERGY STAR certified buildings program | NonEquip | 20 |  | 0% | Tech/Econ | 35% | 0 | 0 | 0
Tech | Healthcare | Office Equipment | Document production | TRC | New | NN4588 | Smart Strip Plug Outlet | Smart Strip Plug Outlet | NonEquip | 4 |  | 43.9% | Tech/Econ | 1.187% | 16.7214 | 0.0024864 | 0.001728
Tech | Healthcare | Office Equipment | Document production | TRC | New | NN4562 | Network PC Power Management | Network PC Power Management | NonEquip | 5 | Computers | 0% | Tech/Econ | 56.5% | 0 | 0 | 0
Tech | Healthcare | Office Equipment | Document production | TRC | Existing | NE5043 | ENERGY STAR certified buildings program | ENERGY STAR certified buildings program | NonEquip | 20 |  | 0% | Tech/Econ | 35% | 0 | 0 | 0
Tech | Healthcare | Office Equipment | Document production | TRC | Existing | NE4575 | Smart Strip Plug Outlet | Smart Strip Plug Outlet | NonEquip | 4 |  | 43.9% | Tech/Econ | 1.187% | 1862.0913 | 0.27688 | 0.19243
Tech | Healthcare | Office Equipment | Document production | TRC | Existing | NE4549 | Network PC Power Management | Network PC Power Management | NonEquip | 5 | Computers | 0% | Tech/Econ | 56.5% | 0 | 0 | 0
Tech | Healthcare | Office Equipment | Document production | TRC | Turnover | ET2144 | ENERGY STAR Imaging Equipment | ENERGY STAR Imaging Equipment | Equip | 6 | Document production | 17.92% | Tech/Econ | 44.44% | 30921.7529 | 4.2881 | 2.8795
Tech | Healthcare | Office Equipment | Document production | TRC | New | EN2170 | ENERGY STAR Imaging Equipment | ENERGY STAR Imaging Equipment | Equip | 6 | Document production | 17.92% | Tech/Econ | 44.44% | 277.6749 | 0.038507 | 0.025857
Tech | Healthcare | Space Cooling | District chilled water piped | TRC | New | NN5368 | Retro-Commissioning | Retro-Commissioning | NonEquip | 5 |  | 0% | Tech/Econ | 16% | 0 | 0 | 0
Tech | Healthcare | Space Cooling | District chilled water piped | TRC | New | NN5160 | ENERGY STAR certified buildings program | ENERGY STAR certified buildings program | NonEquip | 20 |  | 0% | Tech/Econ | 35% | 0 | 0 | 0
Tech | Healthcare | Space Cooling | District chilled water piped | TRC | New | NN4380 | Window Sun Protection | Window Sun Protection | NonEquip | 10 |  | 15.35% | Tech/Econ | 16% | 0 | 0 | 0
Tech | Healthcare | Space Cooling | District chilled water piped | TRC | New | NN4354 | Waterside Economizer | Waterside Economizer | NonEquip | 20 |  | 0% | Tech/Econ | 5.556% | 0 | 0 | 0
Tech | Healthcare | Space Cooling | District chilled water piped | TRC | New | NN4146 | Smart Thermostat | Smart Thermostat | NonEquip | 11 |  | 45.33% | Tech/Econ | 10% | 0 | 0 | 0
Tech | Healthcare | Space Cooling | District chilled water piped | TRC | New | NN4042 | Programmable Thermostat | Programmable Thermostat | NonEquip | 11 |  | 0% | Tech/Econ | 3.6% | 0 | 0 | 0
Tech | Healthcare | Space Cooling | District chilled water piped | TRC | New | NN3990 | Low U-Value Windows | Low U-Value Windows | NonEquip | 20 |  | 20.9% | Tech/Econ | 10% | 0 | 0 | 0
Tech | Healthcare | Space Cooling | District chilled water piped | TRC | New | NN3912 | HVAC tune-up_RTU | HVAC tune-up_RTU | NonEquip | 5 | Packaged air conditioning units (RTUs) | 0% | Tech/Econ | 5% | 0 | 0 | 0
Tech | Healthcare | Space Cooling | District chilled water piped | TRC | New | NN3886 | HVAC tune-up | HVAC tune-up | NonEquip | 5 | Residential-type central air conditioners | 0% | Tech/Econ | 5% | 0 | 0 | 0
Tech | Healthcare | Space Cooling | District chilled water piped | TRC | New | NN3808 | Green Roof | Green Roof | NonEquip | 15 |  | 0.49% | Tech/Econ | 0.7371% | 0 | 0 | 0
Tech | Healthcare | Space Cooling | District chilled water piped | TRC | New | NN3678 | Facility Energy Management System | Facility Energy Management System | NonEquip | 15 |  | 4.276% | Tech/Econ | 20% | 0 | 0 | 0
Tech | Healthcare | Space Cooling | District chilled water piped | TRC | New | NN3626 | Facility Commissioning | Facility Commissioning | NonEquip | 10 |  | 71.67% | Tech/Econ | 16% | 0 | 0 | 0
Tech | Healthcare | Space Cooling | District chilled water piped | TRC | New | NN3600 | Energy Recovery Ventilation System (ERV) | Energy Recovery Ventilation System (ERV) | NonEquip | 15 | Packaged air conditioning units (RTUs) | 0% | Tech/Econ | 9.935% | 0 | 0 | 0
Tech | Healthcare | Space Cooling | District chilled water piped | TRC | New | NN3522 | Duct Sealing Repair | Duct Sealing Repair | NonEquip | 15 |  | 0% | Tech/Econ | 12% | 0 | 0 | 0
Tech | Healthcare | Space Cooling | District chilled water piped | TRC | New | NN3470 | Duct Insulation | Duct Insulation | NonEquip | 15 |  | 0% | Tech/Econ | 2.045% | 0 | 0 | 0
Tech | Healthcare | Space Cooling | District chilled water piped | TRC | New | NN3418 | Dedicated Outdoor Air System on VRF unit | Dedicated Outdoor Air System on VRF unit | NonEquip | 15 | Residential-type central air conditioners | 0% | Tech/Econ | 17.5% | 0 | 0 | 0
Tech | Healthcare | Space Cooling | District chilled water piped | TRC | New | NN3366 | Cool Roof | Cool Roof | NonEquip | 15 |  | 72.32% | Tech/Econ | 1.364% | 0 | 0 | 0
Tech | Healthcare | Space Cooling | District chilled water piped | TRC | New | NN3314 | Chilled Water System - Variable Speed Drives | Chilled Water System - Variable Speed Drives | NonEquip | 13 | Central chillers inside | 0% | Tech/Econ | 24.74% | 0 | 0 | 0
Tech | Healthcare | Space Cooling | District chilled water piped | TRC | New | NN3288 | Chilled Water Controls Optimization | Chilled Water Controls Optimization | NonEquip | 10 | Central chillers inside | 0% | Tech/Econ | 12.5% | 0 | 0 | 0
Tech | Healthcare | Space Cooling | District chilled water piped | TRC | New | NN3210 | Ceiling Insulation(R2 to R38) | Ceiling Insulation(R2 to R38) | NonEquip | 20 |  | 0% | Tech/Econ | 8.675% | 0 | 0 | 0
Tech | Healthcare | Space Cooling | District chilled water piped | TRC | New | NN3106 | Ceiling Insulation(R12 to R38) | Ceiling Insulation(R12 to R38) | NonEquip | 20 |  | 0% | Tech/Econ | 1.044% | 0 | 0 | 0
Tech | Healthcare | Space Cooling | District chilled water piped | TRC | New | NN3054 | Airside Economizer | Airside Economizer | NonEquip | 10 | Packaged air conditioning units (RTUs) | 0% | Tech/Econ | 5.556% | 0 | 0 | 0
Tech | Healthcare | Space Cooling | District chilled water piped | TRC | Existing | NE5355 | Retro-Commissioning | Retro-Commissioning | NonEquip | 5 |  | 21.99% | Tech/Econ | 16% | 0 | 0 | 0
Tech | Healthcare | Space Cooling | District chilled water piped | TRC | Existing | NE5147 | ENERGY STAR certified buildings program | ENERGY STAR certified buildings program | NonEquip | 20 |  | 0% | Tech/Econ | 35% | 0 | 0 | 0
Tech | Healthcare | Space Cooling | District chilled water piped | TRC | Existing | NE4367 | Window Sun Protection | Window Sun Protection | NonEquip | 10 |  | 12.19% | Tech/Econ | 16% | 0 | 0 | 0
Tech | Healthcare | Space Cooling | District chilled water piped | TRC | Existing | NE4341 | Waterside Economizer | Waterside Economizer | NonEquip | 20 |  | 0% | Tech/Econ | 5.556% | 0 | 0 | 0
Tech | Healthcare | Space Cooling | District chilled water piped | TRC | Existing | NE4211 | Wall Insulation | Wall Insulation | NonEquip | 20 |  | 26.6% | Tech/Econ | 4.736% | 0 | 0 | 0
Tech | Healthcare | Space Cooling | District chilled water piped | TRC | Existing | NE4133 | Smart Thermostat | Smart Thermostat | NonEquip | 11 |  | 45.33% | Tech/Econ | 10% | 0 | 0 | 0
Tech | Healthcare | Space Cooling | District chilled water piped | TRC | Existing | NE4107 | Roof Insulation | Roof Insulation | NonEquip | 20 |  | 37.5% | Tech/Econ | 1.272% | 0 | 0 | 0
Tech | Healthcare | Space Cooling | District chilled water piped | TRC | Existing | NE4029 | Programmable Thermostat | Programmable Thermostat | NonEquip | 11 |  | 0% | Tech/Econ | 3.6% | 0 | 0 | 0
Tech | Healthcare | Space Cooling | District chilled water piped | TRC | Existing | NE3977 | Low U-Value Windows | Low U-Value Windows | NonEquip | 20 |  | 8.361% | Tech/Econ | 46% | 0 | 0 | 0
Tech | Healthcare | Space Cooling | District chilled water piped | TRC | Existing | NE3899 | HVAC tune-up_RTU | HVAC tune-up_RTU | NonEquip | 5 | Packaged air conditioning units (RTUs) | 0% | Tech/Econ | 5% | 0 | 0 | 0
Tech | Healthcare | Space Cooling | District chilled water piped | TRC | Existing | NE3873 | HVAC tune-up | HVAC tune-up | NonEquip | 5 | Residential-type central air conditioners | 0% | Tech/Econ | 5% | 0 | 0 | 0
Tech | Healthcare | Space Cooling | District chilled water piped | TRC | Existing | NE3795 | Green Roof | Green Roof | NonEquip | 15 |  | 0.098% | Tech/Econ | 0.7371% | 0 | 0 | 0
Tech | Healthcare | Space Cooling | District chilled water piped | TRC | Existing | NE3743 | Floor Insulation | Floor Insulation | NonEquip | 20 |  | 5.25% | Tech/Econ | 0.3337% | 0 | 0 | 0
Tech | Healthcare | Space Cooling | District chilled water piped | TRC | Existing | NE3665 | Facility Energy Management System | Facility Energy Management System | NonEquip | 15 |  | 0.5043% | Tech/Econ | 20% | 0 | 0 | 0
Tech | Healthcare | Space Cooling | District chilled water piped | TRC | Existing | NE3587 | Energy Recovery Ventilation System (ERV) | Energy Recovery Ventilation System (ERV) | NonEquip | 15 | Packaged air conditioning units (RTUs) | 0% | Tech/Econ | 9.935% | 0 | 0 | 0
Tech | Healthcare | Space Cooling | District chilled water piped | TRC | Existing | NE3509 | Duct Sealing Repair | Duct Sealing Repair | NonEquip | 15 |  | 0% | Tech/Econ | 12% | 0 | 0 | 0
Tech | Healthcare | Space Cooling | District chilled water piped | TRC | Existing | NE3457 | Duct Insulation | Duct Insulation | NonEquip | 15 |  | 0% | Tech/Econ | 2.045% | 0 | 0 | 0
Tech | Healthcare | Space Cooling | District chilled water piped | TRC | Existing | NE3405 | Dedicated Outdoor Air System on VRF unit | Dedicated Outdoor Air System on VRF unit | NonEquip | 15 | Residential-type central air conditioners | 0% | Tech/Econ | 17.5% | 0 | 0 | 0
Tech | Healthcare | Space Cooling | District chilled water piped | TRC | Existing | NE3353 | Cool Roof | Cool Roof | NonEquip | 15 |  | 72.71% | Tech/Econ | 1.364% | 0 | 0 | 0
Tech | Healthcare | Space Cooling | District chilled water piped | TRC | Existing | NE3301 | Chilled Water System - Variable Speed Drives | Chilled Water System - Variable Speed Drives | NonEquip | 13 | Central chillers inside | 0% | Tech/Econ | 24.74% | 0 | 0 | 0
Tech | Healthcare | Space Cooling | District chilled water piped | TRC | Existing | NE3275 | Chilled Water Controls Optimization | Chilled Water Controls Optimization | NonEquip | 10 | Central chillers inside | 0% | Tech/Econ | 12.5% | 0 | 0 | 0
Tech | Healthcare | Space Cooling | District chilled water piped | TRC | Existing | NE3197 | Ceiling Insulation(R2 to R38) | Ceiling Insulation(R2 to R38) | NonEquip | 20 |  | 45.6% | Tech/Econ | 8.675% | 0 | 0 | 0
Tech | Healthcare | Space Cooling | District chilled water piped | TRC | Existing | NE3145 | Ceiling Insulation(R19 to R38) | Ceiling Insulation(R19 to R38) | NonEquip | 20 |  | 22.8% | Tech/Econ | 0.482% | 0 | 0 | 0
Tech | Healthcare | Space Cooling | District chilled water piped | TRC | Existing | NE3093 | Ceiling Insulation(R12 to R38) | Ceiling Insulation(R12 to R38) | NonEquip | 20 |  | 34.2% | Tech/Econ | 1.044% | 0 | 0 | 0
Tech | Healthcare | Space Cooling | District chilled water piped | TRC | Existing | NE3041 | Airside Economizer | Airside Economizer | NonEquip | 10 | Packaged air conditioning units (RTUs) | 0% | Tech/Econ | 5.556% | 0 | 0 | 0
Tech | Healthcare | Space Cooling | District chilled water piped | TRC | Turnover | ET941 | High Efficiency Chiller (Air Cooled, 50 tons) | High Efficiency Chiller (Air Cooled, 50 tons) | Equip | 20 | District chilled water piped | 28.37% | Tech/Econ | 8.759% | 0 | 0 | 0
Tech | Healthcare | Space Cooling | District chilled water piped | TRC | Turnover | ET1097 | High Efficiency Chiller (Water cooled-positive displacement, 100 tons) | High Efficiency Chiller (Water cooled-positive displacement, 100 tons) | Equip | 20 | District chilled water piped | 28.37% | Tech/Econ | 2.683% | 0 | 0 | 0
Tech | Healthcare | Space Cooling | District chilled water piped | TRC | Turnover | ET1019 | High Efficiency Chiller (Water cooled-centrifugal, 200 tons) | High Efficiency Chiller (Water cooled-centrifugal, 200 tons) | Equip | 20 | District chilled water piped | 28.37% | Tech/Econ | 4.362% | 0 | 0 | 0
Tech | Healthcare | Space Cooling | District chilled water piped | TRC | New | EN967 | High Efficiency Chiller (Air Cooled, 50 tons) | High Efficiency Chiller (Air Cooled, 50 tons) | Equip | 20 | District chilled water piped | 28.37% | Tech/Econ | 8.759% | 0 | 0 | 0
Tech | Healthcare | Space Cooling | District chilled water piped | TRC | New | EN1123 | High Efficiency Chiller (Water cooled-positive displacement, 100 tons) | High Efficiency Chiller (Water cooled-positive displacement, 100 tons) | Equip | 20 | District chilled water piped | 28.37% | Tech/Econ | 2.683% | 0 | 0 | 0
Tech | Healthcare | Space Cooling | District chilled water piped | TRC | New | EN1045 | High Efficiency Chiller (Water cooled-centrifugal, 200 tons) | High Efficiency Chiller (Water cooled-centrifugal, 200 tons) | Equip | 20 | District chilled water piped | 28.37% | Tech/Econ | 4.362% | 0 | 0 | 0
Tech | Healthcare | Refrigeration | Display cases | TRC | New | NN5316 | Retro-Commissioning | Retro-Commissioning | NonEquip | 5 |  | 0% | Tech/Econ | 16% | 0 | 0 | 0
Tech | Healthcare | Refrigeration | Display cases | TRC | New | NN5108 | ENERGY STAR certified buildings program | ENERGY STAR certified buildings program | NonEquip | 20 |  | 0% | Tech/Econ | 35% | 0 | 0 | 0
Tech | Healthcare | Refrigeration | Display cases | TRC | New | NN4900 | Strip Curtains for Walk-ins | Strip Curtains for Walk-ins | NonEquip | 4 | Walk-in cooler | 0% | Tech/Econ | 2.115% | 0 | 0 | 0
Tech | Healthcare | Refrigeration | Display cases | TRC | New | NN4874 | Refrigerated Display Case Lighting Controls | Refrigerated Display Case Lighting Controls | NonEquip | 8 | Display cases | 0% | Tech/Econ | 0.9365% | 0 | 0 | 0
Tech | Healthcare | Refrigeration | Display cases | TRC | New | NN4848 | PSC to ECM Evaporator Fan Motor (Walk-In, Refrigerator) | PSC to ECM Evaporator Fan Motor (Walk-In, Refrigerator) | NonEquip | 15 | Walk-in cooler | 0% | Tech/Econ | 37.5% | 0 | 0 | 0
Tech | Healthcare | Refrigeration | Display cases | TRC | New | NN4822 | PSC to ECM Evaporator Fan Motor (Reach-In) | PSC to ECM Evaporator Fan Motor (Reach-In) | NonEquip | 15 | Display cases | 68.68% | Tech/Econ | 37.5% | 4.7069 | 0.00061028 | 0.00051118
Tech | Healthcare | Refrigeration | Display cases | TRC | New | NN4796 | Night Covers for Display Cases | Night Covers for Display Cases | NonEquip | 5 | Display cases | 0% | Tech/Econ | 1.877% | 0 | 0 | 0
Tech | Healthcare | Refrigeration | Display cases | TRC | New | NN4770 | High R-Value Glass Doors | High R-Value Glass Doors | NonEquip | 12 | Display cases | 0% | Tech/Econ | 0% | 0 | 0 | 0
Tech | Healthcare | Refrigeration | Display cases | TRC | New | NN4744 | High Efficiency Refrigeration Compressor | High Efficiency Refrigeration Compressor | NonEquip | 13 | Display cases | 4.199% | Tech/Econ | 6.922% | 0.03944 | 5.1136e-06 | 4.2833e-06
Tech | Healthcare | Refrigeration | Display cases | TRC | New | NN4718 | Freezer-Cooler Replacement Gaskets | Freezer-Cooler Replacement Gaskets | NonEquip | 4 | Display cases | 0% | Tech/Econ | 0% | 0 | 0 | 0
Tech | Healthcare | Refrigeration | Display cases | TRC | New | NN4692 | Floating Head Pressure Controls | Floating Head Pressure Controls | NonEquip | 15 |  | 26.46% | Tech/Econ | 6.05% | 0.21659 | 2.8081e-05 | 2.3522e-05
Tech | Healthcare | Refrigeration | Display cases | TRC | New | NN4666 | Demand Defrost | Demand Defrost | NonEquip | 10 | Walk-in cooler | 0% | Tech/Econ | 30% | 0 | 0 | 0
Tech | Healthcare | Refrigeration | Display cases | TRC | New | NN4640 | Automatic Door Closer for Walk-in Coolers and Freezers | Automatic Door Closer for Walk-in Coolers and Freezers | NonEquip | 8 | Walk-in cooler | 0% | Tech/Econ | 3.131% | 0 | 0 | 0
Tech | Healthcare | Refrigeration | Display cases | TRC | New | NN4614 | Anti-Sweat Controls | Anti-Sweat Controls | NonEquip | 8 | Display cases | 0% | Tech/Econ | 85% | 0 | 0 | 0
Tech | Healthcare | Refrigeration | Display cases | TRC | Existing | NE5303 | Retro-Commissioning | Retro-Commissioning | NonEquip | 5 |  | 21.99% | Tech/Econ | 16% | 61.1411 | 0.010222 | 0.031691
Tech | Healthcare | Refrigeration | Display cases | TRC | Existing | NE5095 | ENERGY STAR certified buildings program | ENERGY STAR certified buildings program | NonEquip | 20 |  | 0% | Tech/Econ | 35% | 0 | 0 | 0
Tech | Healthcare | Refrigeration | Display cases | TRC | Existing | NE4887 | Strip Curtains for Walk-ins | Strip Curtains for Walk-ins | NonEquip | 4 | Walk-in cooler | 0% | Tech/Econ | 2.115% | 0 | 0 | 0
Tech | Healthcare | Refrigeration | Display cases | TRC | Existing | NE4861 | Refrigerated Display Case Lighting Controls | Refrigerated Display Case Lighting Controls | NonEquip | 8 | Display cases | 0% | Tech/Econ | 2.524% | 0 | 0 | 0
Tech | Healthcare | Refrigeration | Display cases | TRC | Existing | NE4835 | PSC to ECM Evaporator Fan Motor (Walk-In, Refrigerator) | PSC to ECM Evaporator Fan Motor (Walk-In, Refrigerator) | NonEquip | 15 | Walk-in cooler | 0% | Tech/Econ | 37.5% | 0 | 0 | 0
Tech | Healthcare | Refrigeration | Display cases | TRC | Existing | NE4809 | PSC to ECM Evaporator Fan Motor (Reach-In) | PSC to ECM Evaporator Fan Motor (Reach-In) | NonEquip | 15 | Display cases | 17.17% | Tech/Econ | 37.5% | 120.7816 | 0.01566 | 0.013117
Tech | Healthcare | Refrigeration | Display cases | TRC | Existing | NE4783 | Night Covers for Display Cases | Night Covers for Display Cases | NonEquip | 5 | Display cases | 0% | Tech/Econ | 1.877% | 0 | 0 | 0
Tech | Healthcare | Refrigeration | Display cases | TRC | Existing | NE4757 | High R-Value Glass Doors | High R-Value Glass Doors | NonEquip | 12 | Display cases | 0% | Tech/Econ | 23.81% | 0 | 0 | 0
Tech | Healthcare | Refrigeration | Display cases | TRC | Existing | NE4731 | High Efficiency Refrigeration Compressor | High Efficiency Refrigeration Compressor | NonEquip | 13 | Display cases | 14.15% | Tech/Econ | 6.922% | 17.1939 | 0.0022293 | 0.0018673
Tech | Healthcare | Refrigeration | Display cases | TRC | Existing | NE4705 | Freezer-Cooler Replacement Gaskets | Freezer-Cooler Replacement Gaskets | NonEquip | 4 | Display cases | 63.61% | Tech/Econ | 3.131% | 32.8558 | 0.0042599 | 0.0035682
Tech | Healthcare | Refrigeration | Display cases | TRC | Existing | NE4679 | Floating Head Pressure Controls | Floating Head Pressure Controls | NonEquip | 15 |  | 26.46% | Tech/Econ | 6.05% | 26.8423 | 0.0034802 | 0.0029151
Tech | Healthcare | Refrigeration | Display cases | TRC | Existing | NE4653 | Demand Defrost | Demand Defrost | NonEquip | 10 | Walk-in cooler | 0% | Tech/Econ | 30% | 0 | 0 | 0
Tech | Healthcare | Refrigeration | Display cases | TRC | Existing | NE4627 | Automatic Door Closer for Walk-in Coolers and Freezers | Automatic Door Closer for Walk-in Coolers and Freezers | NonEquip | 8 | Walk-in cooler | 0% | Tech/Econ | 3.131% | 0 | 0 | 0
Tech | Healthcare | Refrigeration | Display cases | TRC | Existing | NE4601 | Anti-Sweat Controls | Anti-Sweat Controls | NonEquip | 8 | Display cases | 9.21% | Tech/Econ | 85% | 159.3212 | 0.020657 | 0.017303
Tech | Healthcare | Refrigeration | Display cases | TRC | Turnover | ET2612 | Refrigerated Display Case LED Lighting | Refrigerated Display Case LED Lighting | Equip | 8 | Display cases | 0% | Tech/Econ | 6.613% | 0 | 0 | 0
Tech | Healthcare | Refrigeration | Display cases | TRC | Turnover | ET2456 | Energy Star Commercial Solid Door Refrigerator | Energy Star Commercial Solid Door Refrigerator | Equip | 12 | Display cases | 0% | Tech/Econ | 50.28% | 0 | 0 | 0
Tech | Healthcare | Refrigeration | Display cases | TRC | Turnover | ET2417 | Energy Star Commercial Solid Door Freezer | Energy Star Commercial Solid Door Freezer | Equip | 12 | Display cases | 0% | Tech/Econ | 42.11% | 0 | 0 | 0
Tech | Healthcare | Refrigeration | Display cases | TRC | Turnover | ET2378 | Energy Star Commercial Glass Door Refrigerator | Energy Star Commercial Glass Door Refrigerator | Equip | 12 | Display cases | 0% | Tech/Econ | 37.88% | 0 | 0 | 0
Tech | Healthcare | Refrigeration | Display cases | TRC | Turnover | ET2339 | Energy Star Commercial Glass Door Freezer | Energy Star Commercial Glass Door Freezer | Equip | 12 | Display cases | 0% | Tech/Econ | 40.57% | 0 | 0 | 0
Tech | Healthcare | Refrigeration | Display cases | TRC | New | EN2638 | Refrigerated Display Case LED Lighting | Refrigerated Display Case LED Lighting | Equip | 8 | Display cases | 0% | Tech/Econ | 0% | 0 | 0 | 0
Tech | Healthcare | Refrigeration | Display cases | TRC | New | EN2482 | Energy Star Commercial Solid Door Refrigerator | Energy Star Commercial Solid Door Refrigerator | Equip | 12 | Display cases | 0% | Tech/Econ | 50.28% | 0 | 0 | 0
Tech | Healthcare | Refrigeration | Display cases | TRC | New | EN2443 | Energy Star Commercial Solid Door Freezer | Energy Star Commercial Solid Door Freezer | Equip | 12 | Display cases | 0% | Tech/Econ | 42.11% | 0 | 0 | 0
Tech | Healthcare | Refrigeration | Display cases | TRC | New | EN2404 | Energy Star Commercial Glass Door Refrigerator | Energy Star Commercial Glass Door Refrigerator | Equip | 12 | Display cases | 0% | Tech/Econ | 37.88% | 0 | 0 | 0
Tech | Healthcare | Refrigeration | Display cases | TRC | New | EN2365 | Energy Star Commercial Glass Door Freezer | Energy Star Commercial Glass Door Freezer | Equip | 12 | Display cases | 0% | Tech/Econ | 40.57% | 0 | 0 | 0
Tech | Healthcare | Cooking | Cooking Other | TRC | New | NN5082 | ENERGY STAR certified buildings program | ENERGY STAR certified buildings program | NonEquip | 20 |  | 0% | Tech/Econ | 35% | 0 | 0 | 0
Tech | Healthcare | Cooking | Cooking Other | TRC | Existing | NE5069 | ENERGY STAR certified buildings program | ENERGY STAR certified buildings program | NonEquip | 20 |  | 0% | Tech/Econ | 35% | 0 | 0 | 0
Tech | Healthcare | Cooking | Cooking Other | TRC | Turnover | ET5 | Efficient Exhaust Hood | Efficient Exhaust Hood | Equip | 15 | Cooking Other | 10.98% | Tech/Econ | 42.5% | 3298.7157 | 0.72116 | 0.28306
Tech | Healthcare | Cooking | Cooking Other | TRC | Turnover | ET239 | Induction Cooktops | Induction Cooktops | Equip | 10 | Cooking Other | 14.15% | Tech/Econ | 18.82% | 1795.2414 | 0.3871 | 0.15939
Tech | Healthcare | Cooking | Cooking Other | TRC | Turnover | ET161 | Energy Star Hot Food Holding Cabinet | Energy Star Hot Food Holding Cabinet | Equip | 12 | Cooking Other | 26.95% | Tech/Econ | 52.67% | 11692.149 | 2.1533 | 1.0419
Tech | Healthcare | Cooking | Cooking Other | TRC | Turnover | ET122 | Energy Star Griddle | Energy Star Griddle | Equip | 12 | Cooking Other | 41% | Tech/Econ | 12.08% | 3247.7587 | 0.53665 | 0.13734
Tech | Healthcare | Cooking | Cooking Other | TRC | New | EN31 | Efficient Exhaust Hood | Efficient Exhaust Hood | Equip | 15 | Cooking Other | 10.98% | Tech/Econ | 42.5% | 29.6222 | 0.006476 | 0.0025418
Tech | Healthcare | Cooking | Cooking Other | TRC | New | EN265 | Induction Cooktops | Induction Cooktops | Equip | 10 | Cooking Other | 14.15% | Tech/Econ | 18.82% | 16.1211 | 0.0034761 | 0.0014314
Tech | Healthcare | Cooking | Cooking Other | TRC | New | EN187 | Energy Star Hot Food Holding Cabinet | Energy Star Hot Food Holding Cabinet | Equip | 12 | Cooking Other | 26.95% | Tech/Econ | 52.67% | 104.9946 | 0.019336 | 0.0093561
Tech | Healthcare | Cooking | Cooking Other | TRC | New | EN148 | Energy Star Griddle | Energy Star Griddle | Equip | 12 | Cooking Other | 41% | Tech/Econ | 12.08% | 29.1646 | 0.0048191 | 0.0012333
Tech | Healthcare | Office Equipment | Computers | TRC | New | NN5056 | ENERGY STAR certified buildings program | ENERGY STAR certified buildings program | NonEquip | 20 |  | 0% | Tech/Econ | 35% | 0 | 0 | 0
Tech | Healthcare | Office Equipment | Computers | TRC | New | NN4588 | Smart Strip Plug Outlet | Smart Strip Plug Outlet | NonEquip | 4 |  | 43.9% | Tech/Econ | 1.187% | 3.9569 | 0.00058837 | 0.00040891
Tech | Healthcare | Office Equipment | Computers | TRC | New | NN4562 | Network PC Power Management | Network PC Power Management | NonEquip | 5 | Computers | 22.4% | Tech/Econ | 56.5% | 129.687 | 0.019291 | 0.013435
Tech | Healthcare | Office Equipment | Computers | TRC | Existing | NE5043 | ENERGY STAR certified buildings program | ENERGY STAR certified buildings program | NonEquip | 20 |  | 0% | Tech/Econ | 35% | 0 | 0 | 0
Tech | Healthcare | Office Equipment | Computers | TRC | Existing | NE4575 | Smart Strip Plug Outlet | Smart Strip Plug Outlet | NonEquip | 4 |  | 43.9% | Tech/Econ | 1.187% | 440.6368 | 0.06552 | 0.045536
Tech | Healthcare | Office Equipment | Computers | TRC | Existing | NE4549 | Network PC Power Management | Network PC Power Management | NonEquip | 5 | Computers | 22.4% | Tech/Econ | 56.5% | 14441.8905 | 2.1482 | 1.4961
Tech | Healthcare | Office Equipment | Computers | TRC | Turnover | ET2183 | Energy Star PCs | Energy Star PCs | Equip | 4 | Computers | 35% | Tech/Econ | 43.34% | 15122.4862 | 2.1537 | 0.83538
Tech | Healthcare | Office Equipment | Computers | TRC | New | EN2209 | Energy Star PCs | Energy Star PCs | Equip | 4 | Computers | 35% | Tech/Econ | 43.34% | 135.7987 | 0.01934 | 0.0075016
Tech | Healthcare | Domestic Hot Water | Centralized water heaters | TRC | New | NN5420 | Retro-Commissioning | Retro-Commissioning | NonEquip | 5 |  | 0% | Tech/Econ | 16% | 0 | 0 | 0
Tech | Healthcare | Domestic Hot Water | Centralized water heaters | TRC | New | NN5212 | ENERGY STAR certified buildings program | ENERGY STAR certified buildings program | NonEquip | 20 |  | 0% | Tech/Econ | 35% | 0 | 0 | 0
Tech | Healthcare | Domestic Hot Water | Centralized water heaters | TRC | New | NN2924 | Thermostatic Shower Restriction Valve | Thermostatic Shower Restriction Valve | NonEquip | 10 | Centralized water heaters | 0% | Tech/Econ | 8.943% | 0 | 0 | 0
Tech | Healthcare | Domestic Hot Water | Centralized water heaters | TRC | New | NN2898 | Tank Wrap on Water Heater | Tank Wrap on Water Heater | NonEquip | 7 | Centralized water heaters | 55.99% | Tech/Econ | 2.633% | 0 | 0 | 0
Tech | Healthcare | Domestic Hot Water | Centralized water heaters | TRC | New | NN2872 | Low-Flow Pre-Rinse Sprayers | Low-Flow Pre-Rinse Sprayers | NonEquip | 5 | Centralized water heaters | 0% | Tech/Econ | 23.66% | 0 | 0 | 0
Tech | Healthcare | Domestic Hot Water | Centralized water heaters | TRC | New | NN2846 | Low Flow Shower Head | Low Flow Shower Head | NonEquip | 10 | Centralized water heaters | 74.65% | Tech/Econ | 1.812% | 0 | 0 | 0
Tech | Healthcare | Domestic Hot Water | Centralized water heaters | TRC | New | NN2820 | Hot Water Pipe Insulation | Hot Water Pipe Insulation | NonEquip | 13 | Centralized water heaters | 22.45% | Tech/Econ | 14.14% | 36.7676 | 0.0041075 | 0.0046163
Tech | Healthcare | Domestic Hot Water | Centralized water heaters | TRC | New | NN2794 | Hot Water Circulation Pump Control | Hot Water Circulation Pump Control | NonEquip | 15 | Centralized water heaters | 0% | Tech/Econ | 6.788% | 0 | 0 | 0
Tech | Healthcare | Domestic Hot Water | Centralized water heaters | TRC | New | NN2768 | Faucet Aerator | Faucet Aerator | NonEquip | 10 | Centralized water heaters | 23.64% | Tech/Econ | 2.561% | 0 | 0 | 0
Tech | Healthcare | Domestic Hot Water | Centralized water heaters | TRC | New | NN2742 | Drain Water Heat Recovery | Drain Water Heat Recovery | NonEquip | 15 | Centralized water heaters | 22.45% | Tech/Econ | 12.27% | 1.1918 | 0.00028848 | 0.00013718
Tech | Healthcare | Domestic Hot Water | Centralized water heaters | TRC | Existing | NE5407 | Retro-Commissioning | Retro-Commissioning | NonEquip | 5 |  | 21.99% | Tech/Econ | 16% | 4538.5235 | 0.75876 | 2.3525
Tech | Healthcare | Domestic Hot Water | Centralized water heaters | TRC | Existing | NE5199 | ENERGY STAR certified buildings program | ENERGY STAR certified buildings program | NonEquip | 20 |  | 0% | Tech/Econ | 35% | 0 | 0 | 0
Tech | Healthcare | Domestic Hot Water | Centralized water heaters | TRC | Existing | NE2911 | Thermostatic Shower Restriction Valve | Thermostatic Shower Restriction Valve | NonEquip | 10 | Centralized water heaters | 74.65% | Tech/Econ | 8.555% | 7876.9638 | 0.72618 | 1.8983
Tech | Healthcare | Domestic Hot Water | Centralized water heaters | TRC | Existing | NE2885 | Tank Wrap on Water Heater | Tank Wrap on Water Heater | NonEquip | 7 | Centralized water heaters | 55.99% | Tech/Econ | 2.633% | 1624.4461 | 0.16272 | 0.16602
Tech | Healthcare | Domestic Hot Water | Centralized water heaters | TRC | Existing | NE2859 | Low-Flow Pre-Rinse Sprayers | Low-Flow Pre-Rinse Sprayers | NonEquip | 5 | Centralized water heaters | 0% | Tech/Econ | 22.56% | 0 | 0 | 0
Tech | Healthcare | Domestic Hot Water | Centralized water heaters | TRC | Existing | NE2833 | Low Flow Shower Head | Low Flow Shower Head | NonEquip | 10 | Centralized water heaters | 74.65% | Tech/Econ | 1.733% | 1396.7755 | 0.12877 | 0.33662
Tech | Healthcare | Domestic Hot Water | Centralized water heaters | TRC | Existing | NE2807 | Hot Water Pipe Insulation | Hot Water Pipe Insulation | NonEquip | 13 | Centralized water heaters | 4.299% | Tech/Econ | 13.52% | 723.496 | 0.080826 | 0.090837
Tech | Healthcare | Domestic Hot Water | Centralized water heaters | TRC | Existing | NE2781 | Hot Water Circulation Pump Control | Hot Water Circulation Pump Control | NonEquip | 15 | Centralized water heaters | 70.18% | Tech/Econ | 6.494% | 5261.3132 | 0.25023 | 0.26287
Tech | Healthcare | Domestic Hot Water | Centralized water heaters | TRC | Existing | NE2755 | Faucet Aerator | Faucet Aerator | NonEquip | 10 | Centralized water heaters | 23.64% | Tech/Econ | 2.45% | 628.7053 | 0.13103 | 0.078915
Tech | Healthcare | Domestic Hot Water | Centralized water heaters | TRC | Existing | NE2729 | Drain Water Heat Recovery | Drain Water Heat Recovery | NonEquip | 15 | Centralized water heaters | 2.67% | Tech/Econ | 12.27% | 405.4609 | 0.098144 | 0.04667
Tech | Healthcare | Domestic Hot Water | Centralized water heaters | TRC | Turnover | ET434 | Solar Water Heater | Solar Water Heater | Equip | 15 | Centralized water heaters | 8.511% | Tech/Econ | 76.67% | 13185.0058 | 0.98547 | 0.13835
Tech | Healthcare | Domestic Hot Water | Centralized water heaters | TRC | Turnover | ET356 | Heat Pump Water Heater | Heat Pump Water Heater | Equip | 10 | Centralized water heaters | 38.47% | Tech/Econ | 65.32% | 47465.0994 | 8.0213 | 5.3351
Tech | Healthcare | Domestic Hot Water | Centralized water heaters | TRC | Turnover | ET278 | Energy Star Commercial Dishwasher | Energy Star Commercial Dishwasher | Equip | 15 | Centralized water heaters | 29.7% | Tech/Econ | 29.58% | 12425.5978 | 0.90162 | -9.5925e-05
Tech | Healthcare | Domestic Hot Water | Centralized water heaters | TRC | New | EN460 | Solar Water Heater | Solar Water Heater | Equip | 15 | Centralized water heaters | 8.511% | Tech/Econ | 76.67% | 118.4003 | 0.0088495 | 0.0012424
Tech | Healthcare | Domestic Hot Water | Centralized water heaters | TRC | New | EN382 | Heat Pump Water Heater | Heat Pump Water Heater | Equip | 10 | Centralized water heaters | 38.47% | Tech/Econ | 65.32% | 426.2329 | 0.072031 | 0.047909
Tech | Healthcare | Domestic Hot Water | Centralized water heaters | TRC | New | EN304 | Energy Star Commercial Dishwasher | Energy Star Commercial Dishwasher | Equip | 15 | Centralized water heaters | 29.7% | Tech/Econ | 29.58% | 111.5809 | 0.0080965 | -8.614e-07
Tech | Healthcare | Space Cooling | Central chillers inside | TRC | New | NN5368 | Retro-Commissioning | Retro-Commissioning | NonEquip | 5 |  | 0% | Tech/Econ | 16% | 0 | 0 | 0
Tech | Healthcare | Space Cooling | Central chillers inside | TRC | New | NN5160 | ENERGY STAR certified buildings program | ENERGY STAR certified buildings program | NonEquip | 20 |  | 0% | Tech/Econ | 35% | 0 | 0 | 0
Tech | Healthcare | Space Cooling | Central chillers inside | TRC | New | NN4380 | Window Sun Protection | Window Sun Protection | NonEquip | 10 |  | 15.35% | Tech/Econ | 16% | 0 | 0 | 0
Tech | Healthcare | Space Cooling | Central chillers inside | TRC | New | NN4354 | Waterside Economizer | Waterside Economizer | NonEquip | 20 |  | 0% | Tech/Econ | 5.556% | 0 | 0 | 0
Tech | Healthcare | Space Cooling | Central chillers inside | TRC | New | NN4146 | Smart Thermostat | Smart Thermostat | NonEquip | 11 |  | 45.33% | Tech/Econ | 10% | 0 | 0 | 0
Tech | Healthcare | Space Cooling | Central chillers inside | TRC | New | NN4042 | Programmable Thermostat | Programmable Thermostat | NonEquip | 11 |  | 0% | Tech/Econ | 3.6% | 0 | 0 | 0
Tech | Healthcare | Space Cooling | Central chillers inside | TRC | New | NN3990 | Low U-Value Windows | Low U-Value Windows | NonEquip | 20 |  | 20.9% | Tech/Econ | 10% | 0 | 0 | 0
Tech | Healthcare | Space Cooling | Central chillers inside | TRC | New | NN3912 | HVAC tune-up_RTU | HVAC tune-up_RTU | NonEquip | 5 | Packaged air conditioning units (RTUs) | 0% | Tech/Econ | 5% | 0 | 0 | 0
Tech | Healthcare | Space Cooling | Central chillers inside | TRC | New | NN3886 | HVAC tune-up | HVAC tune-up | NonEquip | 5 | Residential-type central air conditioners | 0% | Tech/Econ | 5% | 0 | 0 | 0
Tech | Healthcare | Space Cooling | Central chillers inside | TRC | New | NN3808 | Green Roof | Green Roof | NonEquip | 15 |  | 0.49% | Tech/Econ | 0.7371% | 0 | 0 | 0
Tech | Healthcare | Space Cooling | Central chillers inside | TRC | New | NN3678 | Facility Energy Management System | Facility Energy Management System | NonEquip | 15 |  | 4.276% | Tech/Econ | 20% | 0 | 0 | 0
Tech | Healthcare | Space Cooling | Central chillers inside | TRC | New | NN3626 | Facility Commissioning | Facility Commissioning | NonEquip | 10 |  | 71.67% | Tech/Econ | 16% | 0 | 0 | 0
Tech | Healthcare | Space Cooling | Central chillers inside | TRC | New | NN3600 | Energy Recovery Ventilation System (ERV) | Energy Recovery Ventilation System (ERV) | NonEquip | 15 | Packaged air conditioning units (RTUs) | 0% | Tech/Econ | 9.935% | 0 | 0 | 0
Tech | Healthcare | Space Cooling | Central chillers inside | TRC | New | NN3522 | Duct Sealing Repair | Duct Sealing Repair | NonEquip | 15 |  | 0% | Tech/Econ | 12% | 0 | 0 | 0
Tech | Healthcare | Space Cooling | Central chillers inside | TRC | New | NN3470 | Duct Insulation | Duct Insulation | NonEquip | 15 |  | 0% | Tech/Econ | 2.045% | 0 | 0 | 0
Tech | Healthcare | Space Cooling | Central chillers inside | TRC | New | NN3418 | Dedicated Outdoor Air System on VRF unit | Dedicated Outdoor Air System on VRF unit | NonEquip | 15 | Residential-type central air conditioners | 0% | Tech/Econ | 17.5% | 0 | 0 | 0
Tech | Healthcare | Space Cooling | Central chillers inside | TRC | New | NN3366 | Cool Roof | Cool Roof | NonEquip | 15 |  | 72.32% | Tech/Econ | 1.364% | 0 | 0 | 0
Tech | Healthcare | Space Cooling | Central chillers inside | TRC | New | NN3314 | Chilled Water System - Variable Speed Drives | Chilled Water System - Variable Speed Drives | NonEquip | 13 | Central chillers inside | 73.99% | Tech/Econ | 24.74% | 0 | 0 | 0
Tech | Healthcare | Space Cooling | Central chillers inside | TRC | New | NN3288 | Chilled Water Controls Optimization | Chilled Water Controls Optimization | NonEquip | 10 | Central chillers inside | 34.04% | Tech/Econ | 12.5% | 0 | 0 | 0
Tech | Healthcare | Space Cooling | Central chillers inside | TRC | New | NN3210 | Ceiling Insulation(R2 to R38) | Ceiling Insulation(R2 to R38) | NonEquip | 20 |  | 0% | Tech/Econ | 8.675% | 0 | 0 | 0
Tech | Healthcare | Space Cooling | Central chillers inside | TRC | New | NN3106 | Ceiling Insulation(R12 to R38) | Ceiling Insulation(R12 to R38) | NonEquip | 20 |  | 0% | Tech/Econ | 1.044% | 0 | 0 | 0
Tech | Healthcare | Space Cooling | Central chillers inside | TRC | New | NN3054 | Airside Economizer | Airside Economizer | NonEquip | 10 | Packaged air conditioning units (RTUs) | 0% | Tech/Econ | 5.556% | 0 | 0 | 0
Tech | Healthcare | Space Cooling | Central chillers inside | TRC | Existing | NE5355 | Retro-Commissioning | Retro-Commissioning | NonEquip | 5 |  | 21.99% | Tech/Econ | 16% | 0 | 0 | 0
Tech | Healthcare | Space Cooling | Central chillers inside | TRC | Existing | NE5147 | ENERGY STAR certified buildings program | ENERGY STAR certified buildings program | NonEquip | 20 |  | 0% | Tech/Econ | 35% | 0 | 0 | 0
Tech | Healthcare | Space Cooling | Central chillers inside | TRC | Existing | NE4367 | Window Sun Protection | Window Sun Protection | NonEquip | 10 |  | 12.19% | Tech/Econ | 16% | 0 | 0 | 0
Tech | Healthcare | Space Cooling | Central chillers inside | TRC | Existing | NE4341 | Waterside Economizer | Waterside Economizer | NonEquip | 20 |  | 0% | Tech/Econ | 5.556% | 0 | 0 | 0
Tech | Healthcare | Space Cooling | Central chillers inside | TRC | Existing | NE4211 | Wall Insulation | Wall Insulation | NonEquip | 20 |  | 26.6% | Tech/Econ | 4.736% | 0 | 0 | 0
Tech | Healthcare | Space Cooling | Central chillers inside | TRC | Existing | NE4133 | Smart Thermostat | Smart Thermostat | NonEquip | 11 |  | 45.33% | Tech/Econ | 10% | 0 | 0 | 0
Tech | Healthcare | Space Cooling | Central chillers inside | TRC | Existing | NE4107 | Roof Insulation | Roof Insulation | NonEquip | 20 |  | 37.5% | Tech/Econ | 1.272% | 0 | 0 | 0
Tech | Healthcare | Space Cooling | Central chillers inside | TRC | Existing | NE4029 | Programmable Thermostat | Programmable Thermostat | NonEquip | 11 |  | 0% | Tech/Econ | 3.6% | 0 | 0 | 0
Tech | Healthcare | Space Cooling | Central chillers inside | TRC | Existing | NE3977 | Low U-Value Windows | Low U-Value Windows | NonEquip | 20 |  | 8.361% | Tech/Econ | 46% | 0 | 0 | 0
Tech | Healthcare | Space Cooling | Central chillers inside | TRC | Existing | NE3899 | HVAC tune-up_RTU | HVAC tune-up_RTU | NonEquip | 5 | Packaged air conditioning units (RTUs) | 0% | Tech/Econ | 5% | 0 | 0 | 0
Tech | Healthcare | Space Cooling | Central chillers inside | TRC | Existing | NE3873 | HVAC tune-up | HVAC tune-up | NonEquip | 5 | Residential-type central air conditioners | 0% | Tech/Econ | 5% | 0 | 0 | 0
Tech | Healthcare | Space Cooling | Central chillers inside | TRC | Existing | NE3795 | Green Roof | Green Roof | NonEquip | 15 |  | 0.098% | Tech/Econ | 0.7371% | 0 | 0 | 0
Tech | Healthcare | Space Cooling | Central chillers inside | TRC | Existing | NE3743 | Floor Insulation | Floor Insulation | NonEquip | 20 |  | 5.25% | Tech/Econ | 0.3337% | 0 | 0 | 0
Tech | Healthcare | Space Cooling | Central chillers inside | TRC | Existing | NE3665 | Facility Energy Management System | Facility Energy Management System | NonEquip | 15 |  | 0.5043% | Tech/Econ | 20% | 0 | 0 | 0
Tech | Healthcare | Space Cooling | Central chillers inside | TRC | Existing | NE3587 | Energy Recovery Ventilation System (ERV) | Energy Recovery Ventilation System (ERV) | NonEquip | 15 | Packaged air conditioning units (RTUs) | 0% | Tech/Econ | 9.935% | 0 | 0 | 0
Tech | Healthcare | Space Cooling | Central chillers inside | TRC | Existing | NE3509 | Duct Sealing Repair | Duct Sealing Repair | NonEquip | 15 |  | 0% | Tech/Econ | 12% | 0 | 0 | 0
Tech | Healthcare | Space Cooling | Central chillers inside | TRC | Existing | NE3457 | Duct Insulation | Duct Insulation | NonEquip | 15 |  | 0% | Tech/Econ | 2.045% | 0 | 0 | 0
Tech | Healthcare | Space Cooling | Central chillers inside | TRC | Existing | NE3405 | Dedicated Outdoor Air System on VRF unit | Dedicated Outdoor Air System on VRF unit | NonEquip | 15 | Residential-type central air conditioners | 0% | Tech/Econ | 17.5% | 0 | 0 | 0
Tech | Healthcare | Space Cooling | Central chillers inside | TRC | Existing | NE3353 | Cool Roof | Cool Roof | NonEquip | 15 |  | 72.71% | Tech/Econ | 1.364% | 0 | 0 | 0
Tech | Healthcare | Space Cooling | Central chillers inside | TRC | Existing | NE3301 | Chilled Water System - Variable Speed Drives | Chilled Water System - Variable Speed Drives | NonEquip | 13 | Central chillers inside | 73.99% | Tech/Econ | 24.74% | 0 | 0 | 0
Tech | Healthcare | Space Cooling | Central chillers inside | TRC | Existing | NE3275 | Chilled Water Controls Optimization | Chilled Water Controls Optimization | NonEquip | 10 | Central chillers inside | 34.04% | Tech/Econ | 12.5% | 0 | 0 | 0
Tech | Healthcare | Space Cooling | Central chillers inside | TRC | Existing | NE3197 | Ceiling Insulation(R2 to R38) | Ceiling Insulation(R2 to R38) | NonEquip | 20 |  | 45.6% | Tech/Econ | 8.675% | 0 | 0 | 0
Tech | Healthcare | Space Cooling | Central chillers inside | TRC | Existing | NE3145 | Ceiling Insulation(R19 to R38) | Ceiling Insulation(R19 to R38) | NonEquip | 20 |  | 22.8% | Tech/Econ | 0.482% | 0 | 0 | 0
Tech | Healthcare | Space Cooling | Central chillers inside | TRC | Existing | NE3093 | Ceiling Insulation(R12 to R38) | Ceiling Insulation(R12 to R38) | NonEquip | 20 |  | 34.2% | Tech/Econ | 1.044% | 0 | 0 | 0
Tech | Healthcare | Space Cooling | Central chillers inside | TRC | Existing | NE3041 | Airside Economizer | Airside Economizer | NonEquip | 10 | Packaged air conditioning units (RTUs) | 0% | Tech/Econ | 5.556% | 0 | 0 | 0
Tech | Healthcare | Space Cooling | Central chillers inside | TRC | Turnover | ET980 | High Efficiency Chiller (Water cooled-centrifugal, 200 tons) | High Efficiency Chiller (Water cooled-centrifugal, 200 tons) | Equip | 20 | Central chillers inside | 28.37% | Tech/Econ | 4.362% | 0 | 0 | 0
Tech | Healthcare | Space Cooling | Central chillers inside | TRC | Turnover | ET902 | High Efficiency Chiller (Air Cooled, 50 tons) | High Efficiency Chiller (Air Cooled, 50 tons) | Equip | 20 | Central chillers inside | 28.37% | Tech/Econ | 8.759% | 0 | 0 | 0
Tech | Healthcare | Space Cooling | Central chillers inside | TRC | Turnover | ET1058 | High Efficiency Chiller (Water cooled-positive displacement, 100 tons) | High Efficiency Chiller (Water cooled-positive displacement, 100 tons) | Equip | 20 | Central chillers inside | 28.37% | Tech/Econ | 2.683% | 0 | 0 | 0
Tech | Healthcare | Space Cooling | Central chillers inside | TRC | New | EN928 | High Efficiency Chiller (Air Cooled, 50 tons) | High Efficiency Chiller (Air Cooled, 50 tons) | Equip | 20 | Central chillers inside | 28.37% | Tech/Econ | 8.759% | 0 | 0 | 0
Tech | Healthcare | Space Cooling | Central chillers inside | TRC | New | EN1084 | High Efficiency Chiller (Water cooled-positive displacement, 100 tons) | High Efficiency Chiller (Water cooled-positive displacement, 100 tons) | Equip | 20 | Central chillers inside | 28.37% | Tech/Econ | 2.683% | 0 | 0 | 0
Tech | Healthcare | Space Cooling | Central chillers inside | TRC | New | EN1006 | High Efficiency Chiller (Water cooled-centrifugal, 200 tons) | High Efficiency Chiller (Water cooled-centrifugal, 200 tons) | Equip | 20 | Central chillers inside | 28.37% | Tech/Econ | 4.362% | 0 | 0 | 0
Tech | Healthcare | Ventilation and Circulation | Central air-handling unit | TRC | New | NN5394 | Retro-Commissioning | Retro-Commissioning | NonEquip | 5 |  | 0% | Tech/Econ | 16% | 0 | 0 | 0
Tech | Healthcare | Ventilation and Circulation | Central air-handling unit | TRC | New | NN5186 | ENERGY STAR certified buildings program | ENERGY STAR certified buildings program | NonEquip | 20 |  | 0% | Tech/Econ | 35% | 0 | 0 | 0
Tech | Healthcare | Ventilation and Circulation | Central air-handling unit | TRC | New | NN4978 | VAV System | VAV System | NonEquip | 10 |  | 14.18% | Tech/Econ | 30% | 370.9315 | 0.10557 | 0.10714
Tech | Healthcare | Ventilation and Circulation | Central air-handling unit | TRC | New | NN4952 | Demand Controlled Ventilation | Demand Controlled Ventilation | NonEquip | 10 |  | 23.39% | Tech/Econ | 23.08% | 450.5849 | 0.046912 | 0.26412
Tech | Healthcare | Ventilation and Circulation | Central air-handling unit | TRC | New | NN4926 | CO Sensors for Parking Garage Exhaust | CO Sensors for Parking Garage Exhaust | NonEquip | 15 | Motor/Fan | 0% | Tech/Econ | 33% | 0 | 0 | 0
Tech | Healthcare | Ventilation and Circulation | Central air-handling unit | TRC | Existing | NE5381 | Retro-Commissioning | Retro-Commissioning | NonEquip | 5 |  | 21.99% | Tech/Econ | 16% | 30933.5402 | 5.1715 | 16.0338
Tech | Healthcare | Ventilation and Circulation | Central air-handling unit | TRC | Existing | NE5173 | ENERGY STAR certified buildings program | ENERGY STAR certified buildings program | NonEquip | 20 |  | 0% | Tech/Econ | 35% | 0 | 0 | 0
Tech | Healthcare | Ventilation and Circulation | Central air-handling unit | TRC | Existing | NE4965 | VAV System | VAV System | NonEquip | 10 |  | 14.18% | Tech/Econ | 30% | 41306.7668 | 11.7565 | 11.9309
Tech | Healthcare | Ventilation and Circulation | Central air-handling unit | TRC | Existing | NE4939 | Demand Controlled Ventilation | Demand Controlled Ventilation | NonEquip | 10 |  | 23.39% | Tech/Econ | 23.08% | 50176.9376 | 5.2242 | 29.412
Tech | Healthcare | Ventilation and Circulation | Central air-handling unit | TRC | Existing | NE4913 | CO Sensors for Parking Garage Exhaust | CO Sensors for Parking Garage Exhaust | NonEquip | 15 | Motor/Fan | 0% | Tech/Econ | 33% | 0 | 0 | 0
Tech | Healthcare | Interior Lighting | case lighting | TRC | New | NN5264 | Retro-Commissioning | Retro-Commissioning | NonEquip | 5 |  | 0% | Tech/Econ | 16% | 0 | 0 | 0
Tech | Healthcare | Interior Lighting | case lighting | TRC | New | NN5004 | ENERGY STAR certified buildings program | ENERGY STAR certified buildings program | NonEquip | 20 |  | 0% | Tech/Econ | 35% | 0 | 0 | 0
Tech | Healthcare | Interior Lighting | case lighting | TRC | New | NN4432 | Interior Lighting Controls | Interior Lighting Controls | NonEquip | 8 | Overhead (fluorescent/LED/CFL U-shape) | 0% | Tech/Econ | 28% | 0 | 0 | 0
Tech | Healthcare | Interior Lighting | case lighting | TRC | New | NN4406 | Bi-Level Lighting Control (Interior) | Bi-Level Lighting Control (Interior) | NonEquip | 8 | Overhead (fluorescent/LED/CFL U-shape) | 0% | Tech/Econ | 31% | 0 | 0 | 0
Tech | Healthcare | Interior Lighting | case lighting | TRC | New | NN3704 | Facility Energy Management System | Facility Energy Management System | NonEquip | 15 |  | 4.276% | Tech/Econ | 24% | 0.24669 | 5.1705e-05 | 4.4462e-06
Tech | Healthcare | Interior Lighting | case lighting | TRC | Existing | NE5251 | Retro-Commissioning | Retro-Commissioning | NonEquip | 5 |  | 21.99% | Tech/Econ | 16% | 94.0673 | 0.015726 | 0.048758
Tech | Healthcare | Interior Lighting | case lighting | TRC | Existing | NE4991 | ENERGY STAR certified buildings program | ENERGY STAR certified buildings program | NonEquip | 20 |  | 0% | Tech/Econ | 35% | 0 | 0 | 0
Tech | Healthcare | Interior Lighting | case lighting | TRC | Existing | NE4419 | Interior Lighting Controls | Interior Lighting Controls | NonEquip | 8 | Overhead (fluorescent/LED/CFL U-shape) | 0% | Tech/Econ | 28% | 0 | 0 | 0
Tech | Healthcare | Interior Lighting | case lighting | TRC | Existing | NE4393 | Bi-Level Lighting Control (Interior) | Bi-Level Lighting Control (Interior) | NonEquip | 8 | Overhead (fluorescent/LED/CFL U-shape) | 0% | Tech/Econ | 31% | 0 | 0 | 0
Tech | Healthcare | Interior Lighting | case lighting | TRC | Existing | NE3691 | Facility Energy Management System | Facility Energy Management System | NonEquip | 15 |  | 0.5043% | Tech/Econ | 24% | 3.2401 | 0.00067911 | 5.8398e-05
Tech | Healthcare | Space Heating | Boilers | TRC | New | NN5342 | Retro-Commissioning | Retro-Commissioning | NonEquip | 5 |  | 0% | Tech/Econ | 16% | 0 | 0 | 0
Tech | Healthcare | Space Heating | Boilers | TRC | New | NN5134 | ENERGY STAR certified buildings program | ENERGY STAR certified buildings program | NonEquip | 20 |  | 0% | Tech/Econ | 35% | 0 | 0 | 0
Tech | Healthcare | Space Heating | Boilers | TRC | New | NN4328 | Water Cooled Refrigeration Heat Recovery | Water Cooled Refrigeration Heat Recovery | NonEquip | 20 |  | 0% | Tech/Econ | 10% | 0 | 0 | 0
Tech | Healthcare | Space Heating | Boilers | TRC | New | NN4276 | Warehouse Loading Dock Seals | Warehouse Loading Dock Seals | NonEquip | 18 |  | 0% | Tech/Econ | 1.104% | 0 | 0 | 0
Tech | Healthcare | Space Heating | Boilers | TRC | New | NN4250 | Wall Insulation | Wall Insulation | NonEquip | 20 |  | 57% | Tech/Econ | 0% | 0 | 0 | 0
Tech | Healthcare | Space Heating | Boilers | TRC | New | NN4172 | Smart Thermostat | Smart Thermostat | NonEquip | 11 |  | 45.33% | Tech/Econ | 10% | 0 | 0 | 0
Tech | Healthcare | Space Heating | Boilers | TRC | New | NN4094 | Roof Insulation | Roof Insulation | NonEquip | 20 |  | 37.5% | Tech/Econ | 2.282% | 0 | 0 | 0
Tech | Healthcare | Space Heating | Boilers | TRC | New | NN4068 | Programmable Thermostat | Programmable Thermostat | NonEquip | 11 |  | 0% | Tech/Econ | 3.6% | 0 | 0 | 0
Tech | Healthcare | Space Heating | Boilers | TRC | New | NN4016 | Low U-Value Windows | Low U-Value Windows | NonEquip | 20 |  | 20.9% | Tech/Econ | 10% | 0 | 0 | 0
Tech | Healthcare | Space Heating | Boilers | TRC | New | NN3938 | Infiltration Reduction - Air Sealing | Infiltration Reduction - Air Sealing | NonEquip | 11 |  | 0% | Tech/Econ | 0.5519% | 0 | 0 | 0
Tech | Healthcare | Space Heating | Boilers | TRC | New | NN3860 | Hotel Card Energy Control Systems | Hotel Card Energy Control Systems | NonEquip | 15 |  | 0% | Tech/Econ | 0% | 0 | 0 | 0
Tech | Healthcare | Space Heating | Boilers | TRC | New | NN3782 | Green Roof | Green Roof | NonEquip | 15 |  | 0.49% | Tech/Econ | 3.527% | 0 | 0 | 0
Tech | Healthcare | Space Heating | Boilers | TRC | New | NN3730 | Floor Insulation | Floor Insulation | NonEquip | 20 |  | 13.12% | Tech/Econ | 1.197% | 0 | 0 | 0
Tech | Healthcare | Space Heating | Boilers | TRC | New | NN3652 | Facility Energy Management System | Facility Energy Management System | NonEquip | 15 |  | 4.276% | Tech/Econ | 20% | 0 | 0 | 0
Tech | Healthcare | Space Heating | Boilers | TRC | New | NN3574 | ECM Motors on Furnaces | ECM Motors on Furnaces | NonEquip | 15 | Forced air furnace | 0% | Tech/Econ | 1.706% | 0 | 0 | 0
Tech | Healthcare | Space Heating | Boilers | TRC | New | NN3548 | Duct Sealing Repair | Duct Sealing Repair | NonEquip | 15 |  | 0% | Tech/Econ | 12% | 0 | 0 | 0
Tech | Healthcare | Space Heating | Boilers | TRC | New | NN3496 | Duct Insulation | Duct Insulation | NonEquip | 15 |  | 0% | Tech/Econ | 2.045% | 0 | 0 | 0
Tech | Healthcare | Space Heating | Boilers | TRC | New | NN3444 | Destratification Fans | Destratification Fans | NonEquip | 10 |  | 0% | Tech/Econ | 14.56% | 0 | 0 | 0
Tech | Healthcare | Space Heating | Boilers | TRC | New | NN3392 | Dedicated Outdoor Air System on VRF unit | Dedicated Outdoor Air System on VRF unit | NonEquip | 15 | Residential/split system heat pump | 0% | Tech/Econ | 10% | 0 | 0 | 0
Tech | Healthcare | Space Heating | Boilers | TRC | New | NN3340 | Cool Roof | Cool Roof | NonEquip | 15 |  | 72.32% | Tech/Econ | 0.1786% | 0 | 0 | 0
Tech | Healthcare | Space Heating | Boilers | TRC | New | NN3236 | Ceiling Insulation(R30 to R38) | Ceiling Insulation(R30 to R38) | NonEquip | 20 |  | 0% | Tech/Econ | 0.4612% | 0 | 0 | 0
Tech | Healthcare | Space Heating | Boilers | TRC | New | NN3184 | Ceiling Insulation(R2 to R38) | Ceiling Insulation(R2 to R38) | NonEquip | 20 |  | 0% | Tech/Econ | 31.13% | 0 | 0 | 0
Tech | Healthcare | Space Heating | Boilers | TRC | New | NN3132 | Ceiling Insulation(R19 to R38) | Ceiling Insulation(R19 to R38) | NonEquip | 20 |  | 0% | Tech/Econ | 1.73% | 0 | 0 | 0
Tech | Healthcare | Space Heating | Boilers | TRC | New | NN3080 | Ceiling Insulation(R12 to R38) | Ceiling Insulation(R12 to R38) | NonEquip | 20 |  | 0% | Tech/Econ | 3.747% | 0 | 0 | 0
Tech | Healthcare | Space Heating | Boilers | TRC | New | NN3002 | Air Curtains | Air Curtains | NonEquip | 8 |  | 28.37% | Tech/Econ | 0.2468% | 0 | 0 | 0
Tech | Healthcare | Space Heating | Boilers | TRC | Existing | NE5329 | Retro-Commissioning | Retro-Commissioning | NonEquip | 5 |  | 21.99% | Tech/Econ | 16% | 0 | 0 | 0
Tech | Healthcare | Space Heating | Boilers | TRC | Existing | NE5121 | ENERGY STAR certified buildings program | ENERGY STAR certified buildings program | NonEquip | 20 |  | 0% | Tech/Econ | 35% | 0 | 0 | 0
Tech | Healthcare | Space Heating | Boilers | TRC | Existing | NE4315 | Water Cooled Refrigeration Heat Recovery | Water Cooled Refrigeration Heat Recovery | NonEquip | 20 |  | 0% | Tech/Econ | 10% | 0 | 0 | 0
Tech | Healthcare | Space Heating | Boilers | TRC | Existing | NE4263 | Warehouse Loading Dock Seals | Warehouse Loading Dock Seals | NonEquip | 18 |  | 0% | Tech/Econ | 1.218% | 0 | 0 | 0
Tech | Healthcare | Space Heating | Boilers | TRC | Existing | NE4237 | Wall Insulation | Wall Insulation | NonEquip | 20 |  | 26.6% | Tech/Econ | 2.738% | 0 | 0 | 0
Tech | Healthcare | Space Heating | Boilers | TRC | Existing | NE4159 | Smart Thermostat | Smart Thermostat | NonEquip | 11 |  | 45.33% | Tech/Econ | 10% | 0 | 0 | 0
Tech | Healthcare | Space Heating | Boilers | TRC | Existing | NE4081 | Roof Insulation | Roof Insulation | NonEquip | 20 |  | 37.5% | Tech/Econ | 5.036% | 0 | 0 | 0
Tech | Healthcare | Space Heating | Boilers | TRC | Existing | NE4055 | Programmable Thermostat | Programmable Thermostat | NonEquip | 11 |  | 0% | Tech/Econ | 3.6% | 0 | 0 | 0
Tech | Healthcare | Space Heating | Boilers | TRC | Existing | NE4003 | Low U-Value Windows | Low U-Value Windows | NonEquip | 20 |  | 8.361% | Tech/Econ | 46% | 0 | 0 | 0
Tech | Healthcare | Space Heating | Boilers | TRC | Existing | NE3925 | Infiltration Reduction - Air Sealing | Infiltration Reduction - Air Sealing | NonEquip | 11 |  | 44.79% | Tech/Econ | 0.609% | 0 | 0 | 0
Tech | Healthcare | Space Heating | Boilers | TRC | Existing | NE3847 | Hotel Card Energy Control Systems | Hotel Card Energy Control Systems | NonEquip | 15 |  | 0% | Tech/Econ | 0% | 0 | 0 | 0
Tech | Healthcare | Space Heating | Boilers | TRC | Existing | NE3769 | Green Roof | Green Roof | NonEquip | 15 |  | 0.098% | Tech/Econ | 3.891% | 0 | 0 | 0
Tech | Healthcare | Space Heating | Boilers | TRC | Existing | NE3717 | Floor Insulation | Floor Insulation | NonEquip | 20 |  | 5.25% | Tech/Econ | 1.321% | 0 | 0 | 0
Tech | Healthcare | Space Heating | Boilers | TRC | Existing | NE3639 | Facility Energy Management System | Facility Energy Management System | NonEquip | 15 |  | 0.5043% | Tech/Econ | 20% | 0 | 0 | 0
Tech | Healthcare | Space Heating | Boilers | TRC | Existing | NE3561 | ECM Motors on Furnaces | ECM Motors on Furnaces | NonEquip | 15 | Forced air furnace | 0% | Tech/Econ | 1.706% | 0 | 0 | 0
Tech | Healthcare | Space Heating | Boilers | TRC | Existing | NE3535 | Duct Sealing Repair | Duct Sealing Repair | NonEquip | 15 |  | 0% | Tech/Econ | 12% | 0 | 0 | 0
Tech | Healthcare | Space Heating | Boilers | TRC | Existing | NE3483 | Duct Insulation | Duct Insulation | NonEquip | 15 |  | 0% | Tech/Econ | 2.045% | 0 | 0 | 0
Tech | Healthcare | Space Heating | Boilers | TRC | Existing | NE3431 | Destratification Fans | Destratification Fans | NonEquip | 10 |  | 0% | Tech/Econ | 14.56% | 0 | 0 | 0
Tech | Healthcare | Space Heating | Boilers | TRC | Existing | NE3379 | Dedicated Outdoor Air System on VRF unit | Dedicated Outdoor Air System on VRF unit | NonEquip | 15 | Residential/split system heat pump | 0% | Tech/Econ | 10% | 0 | 0 | 0
Tech | Healthcare | Space Heating | Boilers | TRC | Existing | NE3327 | Cool Roof | Cool Roof | NonEquip | 15 |  | 72.71% | Tech/Econ | 0.197% | 0 | 0 | 0
Tech | Healthcare | Space Heating | Boilers | TRC | Existing | NE3223 | Ceiling Insulation(R30 to R38) | Ceiling Insulation(R30 to R38) | NonEquip | 20 |  | 11.4% | Tech/Econ | 0.5089% | 0 | 0 | 0
Tech | Healthcare | Space Heating | Boilers | TRC | Existing | NE3171 | Ceiling Insulation(R2 to R38) | Ceiling Insulation(R2 to R38) | NonEquip | 20 |  | 45.6% | Tech/Econ | 34.35% | 0 | 0 | 0
Tech | Healthcare | Space Heating | Boilers | TRC | Existing | NE3119 | Ceiling Insulation(R19 to R38) | Ceiling Insulation(R19 to R38) | NonEquip | 20 |  | 22.8% | Tech/Econ | 1.908% | 0 | 0 | 0
Tech | Healthcare | Space Heating | Boilers | TRC | Existing | NE3067 | Ceiling Insulation(R12 to R38) | Ceiling Insulation(R12 to R38) | NonEquip | 20 |  | 34.2% | Tech/Econ | 4.135% | 0 | 0 | 0
Tech | Healthcare | Space Heating | Boilers | TRC | Existing | NE2989 | Air Curtains | Air Curtains | NonEquip | 8 |  | 33.45% | Tech/Econ | 0.2468% | 0 | 0 | 0
Tech | Healthcare | Domestic Hot Water | "Point-of-Use" water heaters | TRC | New | NN5420 | Retro-Commissioning | Retro-Commissioning | NonEquip | 5 |  | 0% | Tech/Econ | 16% | 0 | 0 | 0
Tech | Healthcare | Domestic Hot Water | "Point-of-Use" water heaters | TRC | New | NN5212 | ENERGY STAR certified buildings program | ENERGY STAR certified buildings program | NonEquip | 20 |  | 0% | Tech/Econ | 35% | 0 | 0 | 0
Tech | Healthcare | Domestic Hot Water | "Point-of-Use" water heaters | TRC | New | NN2924 | Thermostatic Shower Restriction Valve | Thermostatic Shower Restriction Valve | NonEquip | 10 | Centralized water heaters | 0% | Tech/Econ | 8.943% | 0 | 0 | 0
Tech | Healthcare | Domestic Hot Water | "Point-of-Use" water heaters | TRC | New | NN2898 | Tank Wrap on Water Heater | Tank Wrap on Water Heater | NonEquip | 7 | Centralized water heaters | 0% | Tech/Econ | 2.633% | 0 | 0 | 0
Tech | Healthcare | Domestic Hot Water | "Point-of-Use" water heaters | TRC | New | NN2872 | Low-Flow Pre-Rinse Sprayers | Low-Flow Pre-Rinse Sprayers | NonEquip | 5 | Centralized water heaters | 0% | Tech/Econ | 23.66% | 0 | 0 | 0
Tech | Healthcare | Domestic Hot Water | "Point-of-Use" water heaters | TRC | New | NN2846 | Low Flow Shower Head | Low Flow Shower Head | NonEquip | 10 | Centralized water heaters | 0% | Tech/Econ | 1.812% | 0 | 0 | 0
Tech | Healthcare | Domestic Hot Water | "Point-of-Use" water heaters | TRC | New | NN2820 | Hot Water Pipe Insulation | Hot Water Pipe Insulation | NonEquip | 13 | Centralized water heaters | 0% | Tech/Econ | 14.14% | 0 | 0 | 0
Tech | Healthcare | Domestic Hot Water | "Point-of-Use" water heaters | TRC | New | NN2794 | Hot Water Circulation Pump Control | Hot Water Circulation Pump Control | NonEquip | 15 | Centralized water heaters | 0% | Tech/Econ | 6.788% | 0 | 0 | 0
Tech | Healthcare | Domestic Hot Water | "Point-of-Use" water heaters | TRC | New | NN2768 | Faucet Aerator | Faucet Aerator | NonEquip | 10 | Centralized water heaters | 0% | Tech/Econ | 2.561% | 0 | 0 | 0
Tech | Healthcare | Domestic Hot Water | "Point-of-Use" water heaters | TRC | New | NN2742 | Drain Water Heat Recovery | Drain Water Heat Recovery | NonEquip | 15 | Centralized water heaters | 0% | Tech/Econ | 12.27% | 0 | 0 | 0
Tech | Healthcare | Domestic Hot Water | "Point-of-Use" water heaters | TRC | Existing | NE5407 | Retro-Commissioning | Retro-Commissioning | NonEquip | 5 |  | 21.99% | Tech/Econ | 16% | 409.4847 | 0.068458 | 0.21225
Tech | Healthcare | Domestic Hot Water | "Point-of-Use" water heaters | TRC | Existing | NE5199 | ENERGY STAR certified buildings program | ENERGY STAR certified buildings program | NonEquip | 20 |  | 0% | Tech/Econ | 35% | 0 | 0 | 0
Tech | Healthcare | Domestic Hot Water | "Point-of-Use" water heaters | TRC | Existing | NE2911 | Thermostatic Shower Restriction Valve | Thermostatic Shower Restriction Valve | NonEquip | 10 | Centralized water heaters | 0% | Tech/Econ | 8.555% | 0 | 0 | 0
Tech | Healthcare | Domestic Hot Water | "Point-of-Use" water heaters | TRC | Existing | NE2885 | Tank Wrap on Water Heater | Tank Wrap on Water Heater | NonEquip | 7 | Centralized water heaters | 0% | Tech/Econ | 2.633% | 0 | 0 | 0
Tech | Healthcare | Domestic Hot Water | "Point-of-Use" water heaters | TRC | Existing | NE2859 | Low-Flow Pre-Rinse Sprayers | Low-Flow Pre-Rinse Sprayers | NonEquip | 5 | Centralized water heaters | 0% | Tech/Econ | 22.56% | 0 | 0 | 0
Tech | Healthcare | Domestic Hot Water | "Point-of-Use" water heaters | TRC | Existing | NE2833 | Low Flow Shower Head | Low Flow Shower Head | NonEquip | 10 | Centralized water heaters | 0% | Tech/Econ | 1.733% | 0 | 0 | 0
Tech | Healthcare | Domestic Hot Water | "Point-of-Use" water heaters | TRC | Existing | NE2807 | Hot Water Pipe Insulation | Hot Water Pipe Insulation | NonEquip | 13 | Centralized water heaters | 0% | Tech/Econ | 13.52% | 0 | 0 | 0
Tech | Healthcare | Domestic Hot Water | "Point-of-Use" water heaters | TRC | Existing | NE2781 | Hot Water Circulation Pump Control | Hot Water Circulation Pump Control | NonEquip | 15 | Centralized water heaters | 0% | Tech/Econ | 6.494% | 0 | 0 | 0
Tech | Healthcare | Domestic Hot Water | "Point-of-Use" water heaters | TRC | Existing | NE2755 | Faucet Aerator | Faucet Aerator | NonEquip | 10 | Centralized water heaters | 0% | Tech/Econ | 2.45% | 0 | 0 | 0
Tech | Healthcare | Domestic Hot Water | "Point-of-Use" water heaters | TRC | Existing | NE2729 | Drain Water Heat Recovery | Drain Water Heat Recovery | NonEquip | 15 | Centralized water heaters | 0% | Tech/Econ | 12.27% | 0 | 0 | 0
Tech | Healthcare | Domestic Hot Water | "Point-of-Use" water heaters | TRC | Turnover | ET395 | Instantaneous Hot Water System | Instantaneous Hot Water System | Equip | 20 | "Point-of-Use" water heaters | 94.56% | Tech/Econ | 5.847% | 681.1738 | 0.075461 | 0.086953
Tech | Healthcare | Domestic Hot Water | "Point-of-Use" water heaters | TRC | Turnover | ET317 | Energy Star Commercial Dishwasher | Energy Star Commercial Dishwasher | Equip | 15 | "Point-of-Use" water heaters | 29.7% | Tech/Econ | 29.42% | 1179.387 | 0.085578 | -9.1048e-06
Tech | Healthcare | Domestic Hot Water | "Point-of-Use" water heaters | TRC | New | EN421 | Instantaneous Hot Water System | Instantaneous Hot Water System | Equip | 20 | "Point-of-Use" water heaters | 94.56% | Tech/Econ | 5.847% | 4.5474 | 0.00050377 | 0.00058048
Tech | Healthcare | Domestic Hot Water | "Point-of-Use" water heaters | TRC | New | EN343 | Energy Star Commercial Dishwasher | Energy Star Commercial Dishwasher | Equip | 15 | "Point-of-Use" water heaters | 29.7% | Tech/Econ | 29.42% | 10.5908 | 0.00076848 | -8.176e-08
Tech | Hospitals | Refrigeration | Walk-in cooler | TRC | New | NN5317 | Retro-Commissioning | Retro-Commissioning | NonEquip | 5 |  | 0% | Tech/Econ | 16% | 0 | 0 | 0
Tech | Hospitals | Refrigeration | Walk-in cooler | TRC | New | NN5109 | ENERGY STAR certified buildings program | ENERGY STAR certified buildings program | NonEquip | 20 |  | 0% | Tech/Econ | 35% | 0 | 0 | 0
Tech | Hospitals | Refrigeration | Walk-in cooler | TRC | New | NN4901 | Strip Curtains for Walk-ins | Strip Curtains for Walk-ins | NonEquip | 4 | Walk-in cooler | 3.76% | Tech/Econ | 2.115% | 0 | 0 | 0
Tech | Hospitals | Refrigeration | Walk-in cooler | TRC | New | NN4875 | Refrigerated Display Case Lighting Controls | Refrigerated Display Case Lighting Controls | NonEquip | 8 | Display cases | 0% | Tech/Econ | 0.9365% | 0 | 0 | 0
Tech | Hospitals | Refrigeration | Walk-in cooler | TRC | New | NN4849 | PSC to ECM Evaporator Fan Motor (Walk-In, Refrigerator) | PSC to ECM Evaporator Fan Motor (Walk-In, Refrigerator) | NonEquip | 15 | Walk-in cooler | 68.68% | Tech/Econ | 37.5% | 54.3824 | 0.007051 | 0.0059061
Tech | Hospitals | Refrigeration | Walk-in cooler | TRC | New | NN4823 | PSC to ECM Evaporator Fan Motor (Reach-In) | PSC to ECM Evaporator Fan Motor (Reach-In) | NonEquip | 15 | Display cases | 0% | Tech/Econ | 37.5% | 0 | 0 | 0
Tech | Hospitals | Refrigeration | Walk-in cooler | TRC | New | NN4797 | Night Covers for Display Cases | Night Covers for Display Cases | NonEquip | 5 | Display cases | 0% | Tech/Econ | 1.877% | 0 | 0 | 0
Tech | Hospitals | Refrigeration | Walk-in cooler | TRC | New | NN4771 | High R-Value Glass Doors | High R-Value Glass Doors | NonEquip | 12 | Display cases | 0% | Tech/Econ | 0% | 0 | 0 | 0
Tech | Hospitals | Refrigeration | Walk-in cooler | TRC | New | NN4745 | High Efficiency Refrigeration Compressor | High Efficiency Refrigeration Compressor | NonEquip | 13 | Display cases | 0% | Tech/Econ | 6.922% | 0 | 0 | 0
Tech | Hospitals | Refrigeration | Walk-in cooler | TRC | New | NN4719 | Freezer-Cooler Replacement Gaskets | Freezer-Cooler Replacement Gaskets | NonEquip | 4 | Display cases | 0% | Tech/Econ | 0% | 0 | 0 | 0
Tech | Hospitals | Refrigeration | Walk-in cooler | TRC | New | NN4693 | Floating Head Pressure Controls | Floating Head Pressure Controls | NonEquip | 15 |  | 24.64% | Tech/Econ | 6.05% | 2.3366 | 0.00030295 | 0.00025376
Tech | Hospitals | Refrigeration | Walk-in cooler | TRC | New | NN4667 | Demand Defrost | Demand Defrost | NonEquip | 10 | Walk-in cooler | 0% | Tech/Econ | 30% | 0 | 0 | 0
Tech | Hospitals | Refrigeration | Walk-in cooler | TRC | New | NN4641 | Automatic Door Closer for Walk-in Coolers and Freezers | Automatic Door Closer for Walk-in Coolers and Freezers | NonEquip | 8 | Walk-in cooler | 55.99% | Tech/Econ | 3.131% | 1.5141 | 0.00019631 | 0.00016444
Tech | Hospitals | Refrigeration | Walk-in cooler | TRC | New | NN4615 | Anti-Sweat Controls | Anti-Sweat Controls | NonEquip | 8 | Display cases | 0% | Tech/Econ | 85% | 0 | 0 | 0
Tech | Hospitals | Refrigeration | Walk-in cooler | TRC | Existing | NE5304 | Retro-Commissioning | Retro-Commissioning | NonEquip | 5 |  | 21.99% | Tech/Econ | 16% | 626.2881 | 0.26408 | 0.0030339
Tech | Hospitals | Refrigeration | Walk-in cooler | TRC | Existing | NE5096 | ENERGY STAR certified buildings program | ENERGY STAR certified buildings program | NonEquip | 20 |  | 0% | Tech/Econ | 35% | 0 | 0 | 0
Tech | Hospitals | Refrigeration | Walk-in cooler | TRC | Existing | NE4888 | Strip Curtains for Walk-ins | Strip Curtains for Walk-ins | NonEquip | 4 | Walk-in cooler | 3.76% | Tech/Econ | 2.115% | 13.2222 | 0.0017143 | 0.001436
Tech | Hospitals | Refrigeration | Walk-in cooler | TRC | Existing | NE4862 | Refrigerated Display Case Lighting Controls | Refrigerated Display Case Lighting Controls | NonEquip | 8 | Display cases | 0% | Tech/Econ | 2.524% | 0 | 0 | 0
Tech | Hospitals | Refrigeration | Walk-in cooler | TRC | Existing | NE4836 | PSC to ECM Evaporator Fan Motor (Walk-In, Refrigerator) | PSC to ECM Evaporator Fan Motor (Walk-In, Refrigerator) | NonEquip | 15 | Walk-in cooler | 17.17% | Tech/Econ | 37.5% | 1514.001 | 0.1963 | 0.16442
Tech | Hospitals | Refrigeration | Walk-in cooler | TRC | Existing | NE4810 | PSC to ECM Evaporator Fan Motor (Reach-In) | PSC to ECM Evaporator Fan Motor (Reach-In) | NonEquip | 15 | Display cases | 0% | Tech/Econ | 37.5% | 0 | 0 | 0
Tech | Hospitals | Refrigeration | Walk-in cooler | TRC | Existing | NE4784 | Night Covers for Display Cases | Night Covers for Display Cases | NonEquip | 5 | Display cases | 0% | Tech/Econ | 1.877% | 0 | 0 | 0
Tech | Hospitals | Refrigeration | Walk-in cooler | TRC | Existing | NE4758 | High R-Value Glass Doors | High R-Value Glass Doors | NonEquip | 12 | Display cases | 0% | Tech/Econ | 23.81% | 0 | 0 | 0
Tech | Hospitals | Refrigeration | Walk-in cooler | TRC | Existing | NE4732 | High Efficiency Refrigeration Compressor | High Efficiency Refrigeration Compressor | NonEquip | 13 | Display cases | 0% | Tech/Econ | 6.922% | 0 | 0 | 0
Tech | Hospitals | Refrigeration | Walk-in cooler | TRC | Existing | NE4706 | Freezer-Cooler Replacement Gaskets | Freezer-Cooler Replacement Gaskets | NonEquip | 4 | Display cases | 0% | Tech/Econ | 3.131% | 0 | 0 | 0
Tech | Hospitals | Refrigeration | Walk-in cooler | TRC | Existing | NE4680 | Floating Head Pressure Controls | Floating Head Pressure Controls | NonEquip | 15 |  | 24.64% | Tech/Econ | 6.05% | 255.9921 | 0.033191 | 0.027801
Tech | Hospitals | Refrigeration | Walk-in cooler | TRC | Existing | NE4654 | Demand Defrost | Demand Defrost | NonEquip | 10 | Walk-in cooler | 63.61% | Tech/Econ | 30% | 4198.0675 | 0.5443 | 0.45592
Tech | Hospitals | Refrigeration | Walk-in cooler | TRC | Existing | NE4628 | Automatic Door Closer for Walk-in Coolers and Freezers | Automatic Door Closer for Walk-in Coolers and Freezers | NonEquip | 8 | Walk-in cooler | 55.99% | Tech/Econ | 3.131% | 296.5755 | 0.038453 | 0.032209
Tech | Hospitals | Refrigeration | Walk-in cooler | TRC | Existing | NE4602 | Anti-Sweat Controls | Anti-Sweat Controls | NonEquip | 8 | Display cases | 0% | Tech/Econ | 85% | 0 | 0 | 0
Tech | Hospitals | Refrigeration | Vending and ice makers | TRC | New | NN5317 | Retro-Commissioning | Retro-Commissioning | NonEquip | 5 |  | 0% | Tech/Econ | 16% | 0 | 0 | 0
Tech | Hospitals | Refrigeration | Vending and ice makers | TRC | New | NN5109 | ENERGY STAR certified buildings program | ENERGY STAR certified buildings program | NonEquip | 20 |  | 0% | Tech/Econ | 35% | 0 | 0 | 0
Tech | Hospitals | Refrigeration | Vending and ice makers | TRC | New | NN4901 | Strip Curtains for Walk-ins | Strip Curtains for Walk-ins | NonEquip | 4 | Walk-in cooler | 0% | Tech/Econ | 2.115% | 0 | 0 | 0
Tech | Hospitals | Refrigeration | Vending and ice makers | TRC | New | NN4875 | Refrigerated Display Case Lighting Controls | Refrigerated Display Case Lighting Controls | NonEquip | 8 | Display cases | 0% | Tech/Econ | 0.9365% | 0 | 0 | 0
Tech | Hospitals | Refrigeration | Vending and ice makers | TRC | New | NN4849 | PSC to ECM Evaporator Fan Motor (Walk-In, Refrigerator) | PSC to ECM Evaporator Fan Motor (Walk-In, Refrigerator) | NonEquip | 15 | Walk-in cooler | 0% | Tech/Econ | 37.5% | 0 | 0 | 0
Tech | Hospitals | Refrigeration | Vending and ice makers | TRC | New | NN4823 | PSC to ECM Evaporator Fan Motor (Reach-In) | PSC to ECM Evaporator Fan Motor (Reach-In) | NonEquip | 15 | Display cases | 0% | Tech/Econ | 37.5% | 0 | 0 | 0
Tech | Hospitals | Refrigeration | Vending and ice makers | TRC | New | NN4797 | Night Covers for Display Cases | Night Covers for Display Cases | NonEquip | 5 | Display cases | 0% | Tech/Econ | 1.877% | 0 | 0 | 0
Tech | Hospitals | Refrigeration | Vending and ice makers | TRC | New | NN4771 | High R-Value Glass Doors | High R-Value Glass Doors | NonEquip | 12 | Display cases | 0% | Tech/Econ | 0% | 0 | 0 | 0
Tech | Hospitals | Refrigeration | Vending and ice makers | TRC | New | NN4745 | High Efficiency Refrigeration Compressor | High Efficiency Refrigeration Compressor | NonEquip | 13 | Display cases | 0% | Tech/Econ | 6.922% | 0 | 0 | 0
Tech | Hospitals | Refrigeration | Vending and ice makers | TRC | New | NN4719 | Freezer-Cooler Replacement Gaskets | Freezer-Cooler Replacement Gaskets | NonEquip | 4 | Display cases | 0% | Tech/Econ | 0% | 0 | 0 | 0
Tech | Hospitals | Refrigeration | Vending and ice makers | TRC | New | NN4693 | Floating Head Pressure Controls | Floating Head Pressure Controls | NonEquip | 15 |  | 24.64% | Tech/Econ | 6.05% | 11.6787 | 0.0015142 | 0.0012683
Tech | Hospitals | Refrigeration | Vending and ice makers | TRC | New | NN4667 | Demand Defrost | Demand Defrost | NonEquip | 10 | Walk-in cooler | 0% | Tech/Econ | 30% | 0 | 0 | 0
Tech | Hospitals | Refrigeration | Vending and ice makers | TRC | New | NN4641 | Automatic Door Closer for Walk-in Coolers and Freezers | Automatic Door Closer for Walk-in Coolers and Freezers | NonEquip | 8 | Walk-in cooler | 0% | Tech/Econ | 3.131% | 0 | 0 | 0
Tech | Hospitals | Refrigeration | Vending and ice makers | TRC | New | NN4615 | Anti-Sweat Controls | Anti-Sweat Controls | NonEquip | 8 | Display cases | 0% | Tech/Econ | 85% | 0 | 0 | 0
Tech | Hospitals | Refrigeration | Vending and ice makers | TRC | Existing | NE5304 | Retro-Commissioning | Retro-Commissioning | NonEquip | 5 |  | 21.99% | Tech/Econ | 16% | 3069.8357 | 1.2944 | 0.014871
Tech | Hospitals | Refrigeration | Vending and ice makers | TRC | Existing | NE5096 | ENERGY STAR certified buildings program | ENERGY STAR certified buildings program | NonEquip | 20 |  | 0% | Tech/Econ | 35% | 0 | 0 | 0
Tech | Hospitals | Refrigeration | Vending and ice makers | TRC | Existing | NE4888 | Strip Curtains for Walk-ins | Strip Curtains for Walk-ins | NonEquip | 4 | Walk-in cooler | 0% | Tech/Econ | 2.115% | 0 | 0 | 0
Tech | Hospitals | Refrigeration | Vending and ice makers | TRC | Existing | NE4862 | Refrigerated Display Case Lighting Controls | Refrigerated Display Case Lighting Controls | NonEquip | 8 | Display cases | 0% | Tech/Econ | 2.524% | 0 | 0 | 0
Tech | Hospitals | Refrigeration | Vending and ice makers | TRC | Existing | NE4836 | PSC to ECM Evaporator Fan Motor (Walk-In, Refrigerator) | PSC to ECM Evaporator Fan Motor (Walk-In, Refrigerator) | NonEquip | 15 | Walk-in cooler | 0% | Tech/Econ | 37.5% | 0 | 0 | 0
Tech | Hospitals | Refrigeration | Vending and ice makers | TRC | Existing | NE4810 | PSC to ECM Evaporator Fan Motor (Reach-In) | PSC to ECM Evaporator Fan Motor (Reach-In) | NonEquip | 15 | Display cases | 0% | Tech/Econ | 37.5% | 0 | 0 | 0
Tech | Hospitals | Refrigeration | Vending and ice makers | TRC | Existing | NE4784 | Night Covers for Display Cases | Night Covers for Display Cases | NonEquip | 5 | Display cases | 0% | Tech/Econ | 1.877% | 0 | 0 | 0
Tech | Hospitals | Refrigeration | Vending and ice makers | TRC | Existing | NE4758 | High R-Value Glass Doors | High R-Value Glass Doors | NonEquip | 12 | Display cases | 0% | Tech/Econ | 23.81% | 0 | 0 | 0
Tech | Hospitals | Refrigeration | Vending and ice makers | TRC | Existing | NE4732 | High Efficiency Refrigeration Compressor | High Efficiency Refrigeration Compressor | NonEquip | 13 | Display cases | 0% | Tech/Econ | 6.922% | 0 | 0 | 0
Tech | Hospitals | Refrigeration | Vending and ice makers | TRC | Existing | NE4706 | Freezer-Cooler Replacement Gaskets | Freezer-Cooler Replacement Gaskets | NonEquip | 4 | Display cases | 0% | Tech/Econ | 3.131% | 0 | 0 | 0
Tech | Hospitals | Refrigeration | Vending and ice makers | TRC | Existing | NE4680 | Floating Head Pressure Controls | Floating Head Pressure Controls | NonEquip | 15 |  | 24.64% | Tech/Econ | 6.05% | 1254.7801 | 0.16269 | 0.13627
Tech | Hospitals | Refrigeration | Vending and ice makers | TRC | Existing | NE4654 | Demand Defrost | Demand Defrost | NonEquip | 10 | Walk-in cooler | 0% | Tech/Econ | 30% | 0 | 0 | 0
Tech | Hospitals | Refrigeration | Vending and ice makers | TRC | Existing | NE4628 | Automatic Door Closer for Walk-in Coolers and Freezers | Automatic Door Closer for Walk-in Coolers and Freezers | NonEquip | 8 | Walk-in cooler | 0% | Tech/Econ | 3.131% | 0 | 0 | 0
Tech | Hospitals | Refrigeration | Vending and ice makers | TRC | Existing | NE4602 | Anti-Sweat Controls | Anti-Sweat Controls | NonEquip | 8 | Display cases | 0% | Tech/Econ | 85% | 0 | 0 | 0
Tech | Hospitals | Refrigeration | Vending and ice makers | TRC | Turnover | ET2574 | Energy Star Vending Machine | Energy Star Vending Machine | Equip | 14 | Vending and ice makers | 4.15% | Tech/Econ | 36% | 1374.5052 | 0.2157 | 0.13406
Tech | Hospitals | Refrigeration | Vending and ice makers | TRC | Turnover | ET2496 | Energy Star Ice Maker | Energy Star Ice Maker | Equip | 8 | Vending and ice makers | 32.68% | Tech/Econ | 11.39% | 3373.4308 | 0.43738 | 0.36636
Tech | Hospitals | Refrigeration | Vending and ice makers | TRC | New | EN2600 | Energy Star Vending Machine | Energy Star Vending Machine | Equip | 14 | Vending and ice makers | 4.15% | Tech/Econ | 36% | 12.3429 | 0.001937 | 0.0012039
Tech | Hospitals | Refrigeration | Vending and ice makers | TRC | New | EN2522 | Energy Star Ice Maker | Energy Star Ice Maker | Equip | 8 | Vending and ice makers | 32.68% | Tech/Econ | 11.39% | 30.2931 | 0.0039277 | 0.0032899
Tech | Hospitals | Exterior Lighting | Street lighting | TRC | New | NN5291 | Retro-Commissioning | Retro-Commissioning | NonEquip | 5 |  | 0% | Tech/Econ | 16% | 0 | 0 | 0
Tech | Hospitals | Exterior Lighting | Street lighting | TRC | New | NN5031 | ENERGY STAR certified buildings program | ENERGY STAR certified buildings program | NonEquip | 20 |  | 0% | Tech/Econ | 35% | 0 | 0 | 0
Tech | Hospitals | Exterior Lighting | Street lighting | TRC | New | NN2977 | Outdoor Lighting Controls | Outdoor Lighting Controls | NonEquip | 8 | Exterior parking/lot lighting | 0% | Tech/Econ | 28% | 0 | 0 | 0
Tech | Hospitals | Exterior Lighting | Street lighting | TRC | New | NN2951 | Bi-Level Lighting Control (Exterior) | Bi-Level Lighting Control (Exterior) | NonEquip | 9 | Exterior parking/lot lighting | 0% | Tech/Econ | 31% | 0 | 0 | 0
Tech | Hospitals | Exterior Lighting | Street lighting | TRC | Existing | NE5278 | Retro-Commissioning | Retro-Commissioning | NonEquip | 5 |  | 21.99% | Tech/Econ | 16% | 27.4786 | 0 | 0.00013311
Tech | Hospitals | Exterior Lighting | Street lighting | TRC | Existing | NE5018 | ENERGY STAR certified buildings program | ENERGY STAR certified buildings program | NonEquip | 20 |  | 0% | Tech/Econ | 35% | 0 | 0 | 0
Tech | Hospitals | Exterior Lighting | Street lighting | TRC | Existing | NE2964 | Outdoor Lighting Controls | Outdoor Lighting Controls | NonEquip | 8 | Exterior parking/lot lighting | 0% | Tech/Econ | 28% | 0 | 0 | 0
Tech | Hospitals | Exterior Lighting | Street lighting | TRC | Existing | NE2938 | Bi-Level Lighting Control (Exterior) | Bi-Level Lighting Control (Exterior) | NonEquip | 9 | Exterior parking/lot lighting | 0% | Tech/Econ | 31% | 0 | 0 | 0
Tech | Hospitals | Exterior Lighting | Street lighting | TRC | Turnover | ET786 | LED Traffic and Crosswalk Lighting | LED Traffic and Crosswalk Lighting | Equip | 10 | Street lighting | 0% | Tech/Econ | 37.14% | 0 | 0 | 0
Tech | Hospitals | Exterior Lighting | Street lighting | TRC | Turnover | ET747 | LED Street Lights | LED Street Lights | Equip | 18 | Street lighting | 0% | Tech/Econ | 66.53% | 0 | 0 | 0
Tech | Hospitals | Exterior Lighting | Street lighting | TRC | New | EN812 | LED Traffic and Crosswalk Lighting | LED Traffic and Crosswalk Lighting | Equip | 10 | Street lighting | 0% | Tech/Econ | 37.14% | 0 | 0 | 0
Tech | Hospitals | Exterior Lighting | Street lighting | TRC | New | EN773 | LED Street Lights | LED Street Lights | Equip | 18 | Street lighting | 0% | Tech/Econ | 66.53% | 0 | 0 | 0
Tech | Hospitals | Cooking | Steamer | TRC | New | NN5083 | ENERGY STAR certified buildings program | ENERGY STAR certified buildings program | NonEquip | 20 |  | 0% | Tech/Econ | 35% | 0 | 0 | 0
Tech | Hospitals | Cooking | Steamer | TRC | Existing | NE5070 | ENERGY STAR certified buildings program | ENERGY STAR certified buildings program | NonEquip | 20 |  | 0% | Tech/Econ | 35% | 0 | 0 | 0
Tech | Hospitals | Cooking | Steamer | TRC | Turnover | ET201 | Energy Star Steamer | Energy Star Steamer | Equip | 12 | Steamer | 11.72% | Tech/Econ | 56.63% | 360.2552 | 0.052935 | 0.030737
Tech | Hospitals | Cooking | Steamer | TRC | New | EN227 | Energy Star Steamer | Energy Star Steamer | Equip | 12 | Steamer | 11.72% | Tech/Econ | 56.63% | 3.2351 | 0.00047535 | 0.00027601
Tech | Hospitals | Exterior Lighting | Spot lighting/Security/Flood | TRC | New | NN5291 | Retro-Commissioning | Retro-Commissioning | NonEquip | 5 |  | 0% | Tech/Econ | 16% | 0 | 0 | 0
Tech | Hospitals | Exterior Lighting | Spot lighting/Security/Flood | TRC | New | NN5031 | ENERGY STAR certified buildings program | ENERGY STAR certified buildings program | NonEquip | 20 |  | 0% | Tech/Econ | 35% | 0 | 0 | 0
Tech | Hospitals | Exterior Lighting | Spot lighting/Security/Flood | TRC | New | NN2977 | Outdoor Lighting Controls | Outdoor Lighting Controls | NonEquip | 8 | Exterior parking/lot lighting | 0% | Tech/Econ | 28% | 0 | 0 | 0
Tech | Hospitals | Exterior Lighting | Spot lighting/Security/Flood | TRC | New | NN2951 | Bi-Level Lighting Control (Exterior) | Bi-Level Lighting Control (Exterior) | NonEquip | 9 | Exterior parking/lot lighting | 0% | Tech/Econ | 31% | 0 | 0 | 0
Tech | Hospitals | Exterior Lighting | Spot lighting/Security/Flood | TRC | Existing | NE5278 | Retro-Commissioning | Retro-Commissioning | NonEquip | 5 |  | 21.99% | Tech/Econ | 16% | 23.6998 | 0 | 0.00011481
Tech | Hospitals | Exterior Lighting | Spot lighting/Security/Flood | TRC | Existing | NE5018 | ENERGY STAR certified buildings program | ENERGY STAR certified buildings program | NonEquip | 20 |  | 0% | Tech/Econ | 35% | 0 | 0 | 0
Tech | Hospitals | Exterior Lighting | Spot lighting/Security/Flood | TRC | Existing | NE2964 | Outdoor Lighting Controls | Outdoor Lighting Controls | NonEquip | 8 | Exterior parking/lot lighting | 0% | Tech/Econ | 28% | 0 | 0 | 0
Tech | Hospitals | Exterior Lighting | Spot lighting/Security/Flood | TRC | Existing | NE2938 | Bi-Level Lighting Control (Exterior) | Bi-Level Lighting Control (Exterior) | NonEquip | 9 | Exterior parking/lot lighting | 0% | Tech/Econ | 31% | 0 | 0 | 0
Tech | Hospitals | Exterior Lighting | Spot lighting/Security/Flood | TRC | Turnover | ET669 | LED Exterior Lighting | LED Exterior Lighting | Equip | 13 | Spot lighting/Security/Flood | 4.268% | Tech/Econ | 60.51% | 17.8584 | 0 | 0
Tech | Hospitals | Exterior Lighting | Spot lighting/Security/Flood | TRC | Turnover | ET552 | LED - 9W Flood | LED - 9W Flood | Equip | 15 | Spot lighting/Security/Flood | 13.31% | Tech/Econ | 86.15% | 89.5462 | 0 | 0
Tech | Hospitals | Exterior Lighting | Spot lighting/Security/Flood | TRC | Turnover | ET474 | CFL - 15W Flood | CFL - 15W Flood | Equip | 7.8 | Spot lighting/Security/Flood | 0% | Tech/Econ | 76.92% | 0 | 0 | 0
Tech | Hospitals | Exterior Lighting | Spot lighting/Security/Flood | TRC | New | EN695 | LED Exterior Lighting | LED Exterior Lighting | Equip | 13 | Spot lighting/Security/Flood | 4.624% | Tech/Econ | 60.51% | 0.050135 | 0 | 0
Tech | Hospitals | Exterior Lighting | Spot lighting/Security/Flood | TRC | New | EN578 | LED - 9W Flood | LED - 9W Flood | Equip | 15 | Spot lighting/Security/Flood | 86.42% | Tech/Econ | 86.15% | 5.2216 | 0 | 0
Tech | Hospitals | Exterior Lighting | Spot lighting/Security/Flood | TRC | New | EN500 | CFL - 15W Flood | CFL - 15W Flood | Equip | 7.8 | Spot lighting/Security/Flood | 0% | Tech/Econ | 76.92% | 0 | 0 | 0
Tech | Hospitals | Interior Lighting | Spot lighting | TRC | New | NN5265 | Retro-Commissioning | Retro-Commissioning | NonEquip | 5 |  | 0% | Tech/Econ | 16% | 0 | 0 | 0
Tech | Hospitals | Interior Lighting | Spot lighting | TRC | New | NN5005 | ENERGY STAR certified buildings program | ENERGY STAR certified buildings program | NonEquip | 20 |  | 0% | Tech/Econ | 35% | 0 | 0 | 0
Tech | Hospitals | Interior Lighting | Spot lighting | TRC | New | NN4433 | Interior Lighting Controls | Interior Lighting Controls | NonEquip | 8 | Overhead (fluorescent/LED/CFL U-shape) | 0% | Tech/Econ | 28% | 0 | 0 | 0
Tech | Hospitals | Interior Lighting | Spot lighting | TRC | New | NN4407 | Bi-Level Lighting Control (Interior) | Bi-Level Lighting Control (Interior) | NonEquip | 8 | Overhead (fluorescent/LED/CFL U-shape) | 0% | Tech/Econ | 31% | 0 | 0 | 0
Tech | Hospitals | Interior Lighting | Spot lighting | TRC | New | NN3705 | Facility Energy Management System | Facility Energy Management System | NonEquip | 15 |  | 4.276% | Tech/Econ | 24% | 0.2435 | 3.6048e-05 | 3.1139e-05
Tech | Hospitals | Interior Lighting | Spot lighting | TRC | Existing | NE5252 | Retro-Commissioning | Retro-Commissioning | NonEquip | 5 |  | 21.99% | Tech/Econ | 16% | 48.5542 | 0.020473 | 0.00023521
Tech | Hospitals | Interior Lighting | Spot lighting | TRC | Existing | NE4992 | ENERGY STAR certified buildings program | ENERGY STAR certified buildings program | NonEquip | 20 |  | 0% | Tech/Econ | 35% | 0 | 0 | 0
Tech | Hospitals | Interior Lighting | Spot lighting | TRC | Existing | NE4420 | Interior Lighting Controls | Interior Lighting Controls | NonEquip | 8 | Overhead (fluorescent/LED/CFL U-shape) | 0% | Tech/Econ | 28% | 0 | 0 | 0
Tech | Hospitals | Interior Lighting | Spot lighting | TRC | Existing | NE4394 | Bi-Level Lighting Control (Interior) | Bi-Level Lighting Control (Interior) | NonEquip | 8 | Overhead (fluorescent/LED/CFL U-shape) | 0% | Tech/Econ | 31% | 0 | 0 | 0
Tech | Hospitals | Interior Lighting | Spot lighting | TRC | Existing | NE3692 | Facility Energy Management System | Facility Energy Management System | NonEquip | 15 |  | 5.375% | Tech/Econ | 24% | 18.0359 | 0.0026701 | 0.0023065
Tech | Hospitals | Interior Lighting | Spot lighting | TRC | Turnover | ET1605 | LED Display Lighting (Interior) | LED Display Lighting (Interior) | Equip | 15 | Spot lighting | 2.129% | Tech/Econ | 87.04% | 48.9561 | 0.0051416 | 0.0048194
Tech | Hospitals | Interior Lighting | Spot lighting | TRC | Turnover | ET1566 | LED - 14W | LED - 14W | Equip | 15 | Spot lighting | 86.42% | Tech/Econ | 53.33% | 1195.2195 | 0.12148 | 0.11897
Tech | Hospitals | Interior Lighting | Spot lighting | TRC | Turnover | ET1449 | CFL-23W | CFL-23W | Equip | 7.8 | Spot lighting | 0% | Tech/Econ | 23.33% | 0 | 0 | 0
Tech | Hospitals | Interior Lighting | Spot lighting | TRC | New | EN1631 | LED Display Lighting (Interior) | LED Display Lighting (Interior) | Equip | 15 | Spot lighting | 0% | Tech/Econ | 87.04% | 0 | 0 | 0
Tech | Hospitals | Interior Lighting | Spot lighting | TRC | New | EN1592 | LED - 14W | LED - 14W | Equip | 15 | Spot lighting | 0% | Tech/Econ | 53.33% | 0 | 0 | 0
Tech | Hospitals | Interior Lighting | Spot lighting | TRC | New | EN1475 | CFL-23W | CFL-23W | Equip | 7.8 | Spot lighting | 0% | Tech/Econ | 23.33% | 0 | 0 | 0
Tech | Hospitals | Office Equipment | Servers | TRC | New | NN5057 | ENERGY STAR certified buildings program | ENERGY STAR certified buildings program | NonEquip | 20 |  | 0% | Tech/Econ | 35% | 0 | 0 | 0
Tech | Hospitals | Office Equipment | Servers | TRC | New | NN4589 | Smart Strip Plug Outlet | Smart Strip Plug Outlet | NonEquip | 4 |  | 43.9% | Tech/Econ | 1.187% | 0.45706 | 6.7962e-05 | 4.7233e-05
Tech | Hospitals | Office Equipment | Servers | TRC | New | NN4563 | Network PC Power Management | Network PC Power Management | NonEquip | 5 | Computers | 0% | Tech/Econ | 56.5% | 0 | 0 | 0
Tech | Hospitals | Office Equipment | Servers | TRC | Existing | NE5044 | ENERGY STAR certified buildings program | ENERGY STAR certified buildings program | NonEquip | 20 |  | 0% | Tech/Econ | 35% | 0 | 0 | 0
Tech | Hospitals | Office Equipment | Servers | TRC | Existing | NE4576 | Smart Strip Plug Outlet | Smart Strip Plug Outlet | NonEquip | 4 |  | 43.9% | Tech/Econ | 1.187% | 49.7378 | 0.0073957 | 0.0051399
Tech | Hospitals | Office Equipment | Servers | TRC | Existing | NE4550 | Network PC Power Management | Network PC Power Management | NonEquip | 5 | Computers | 0% | Tech/Econ | 56.5% | 0 | 0 | 0
Tech | Hospitals | Office Equipment | Servers | TRC | Turnover | ET2301 | Server Virtualization | Server Virtualization | Equip | 3 | Servers | 92% | Tech/Econ | 85.71% | 37269.4056 | 5.5472 | 3.8582
Tech | Hospitals | Office Equipment | Servers | TRC | Turnover | ET1137 | High Efficiency Data Center Cooling | High Efficiency Data Center Cooling | Equip | 20 | Servers | 15.96% | Tech/Econ | 28% | 446.4759 | 0.10236 | 0.059119
Tech | Hospitals | Office Equipment | Servers | TRC | New | EN2327 | Server Virtualization | Server Virtualization | Equip | 3 | Servers | 92% | Tech/Econ | 85.71% | 334.6763 | 0.049813 | 0.034646
Tech | Hospitals | Office Equipment | Servers | TRC | New | EN1163 | High Efficiency Data Center Cooling | High Efficiency Data Center Cooling | Equip | 20 | Servers | 15.96% | Tech/Econ | 28% | 2.01 | 0.0004608 | 0.00026615
Tech | Hospitals | Space Cooling | Residential-type central air conditioners | TRC | New | NN5369 | Retro-Commissioning | Retro-Commissioning | NonEquip | 5 |  | 0% | Tech/Econ | 16% | 0 | 0 | 0
Tech | Hospitals | Space Cooling | Residential-type central air conditioners | TRC | New | NN5161 | ENERGY STAR certified buildings program | ENERGY STAR certified buildings program | NonEquip | 20 |  | 0% | Tech/Econ | 35% | 0 | 0 | 0
Tech | Hospitals | Space Cooling | Residential-type central air conditioners | TRC | New | NN4381 | Window Sun Protection | Window Sun Protection | NonEquip | 10 |  | 15.35% | Tech/Econ | 16% | 0.93962 | 0.00029257 | -1.6483e-05
Tech | Hospitals | Space Cooling | Residential-type central air conditioners | TRC | New | NN4355 | Waterside Economizer | Waterside Economizer | NonEquip | 20 |  | 19.15% | Tech/Econ | 5.556% | 0 | 0 | 0
Tech | Hospitals | Space Cooling | Residential-type central air conditioners | TRC | New | NN4147 | Smart Thermostat | Smart Thermostat | NonEquip | 11 |  | 31.48% | Tech/Econ | 10% | 1.1454 | 9.5737e-05 | 0
Tech | Hospitals | Space Cooling | Residential-type central air conditioners | TRC | New | NN4043 | Programmable Thermostat | Programmable Thermostat | NonEquip | 11 |  | 0% | Tech/Econ | 3.6% | 0 | 0 | 0
Tech | Hospitals | Space Cooling | Residential-type central air conditioners | TRC | New | NN3991 | Low U-Value Windows | Low U-Value Windows | NonEquip | 20 |  | 13.44% | Tech/Econ | 10% | 0.50157 | 0.00018643 | 0
Tech | Hospitals | Space Cooling | Residential-type central air conditioners | TRC | New | NN3913 | HVAC tune-up_RTU | HVAC tune-up_RTU | NonEquip | 5 | Packaged air conditioning units (RTUs) | 0% | Tech/Econ | 5% | 0 | 0 | 0
Tech | Hospitals | Space Cooling | Residential-type central air conditioners | TRC | New | NN3887 | HVAC tune-up | HVAC tune-up | NonEquip | 5 | Residential-type central air conditioners | 0% | Tech/Econ | 5% | 0 | 0 | 0
Tech | Hospitals | Space Cooling | Residential-type central air conditioners | TRC | New | NN3679 | Facility Energy Management System | Facility Energy Management System | NonEquip | 15 |  | 4.276% | Tech/Econ | 20% | 0.3631 | 5.3754e-05 | 0
Tech | Hospitals | Space Cooling | Residential-type central air conditioners | TRC | New | NN3627 | Facility Commissioning | Facility Commissioning | NonEquip | 10 |  | 35.83% | Tech/Econ | 16% | 2.3273 | 0.00035115 | 6.5882e-05
Tech | Hospitals | Space Cooling | Residential-type central air conditioners | TRC | New | NN3601 | Energy Recovery Ventilation System (ERV) | Energy Recovery Ventilation System (ERV) | NonEquip | 15 | Packaged air conditioning units (RTUs) | 0% | Tech/Econ | 9.935% | 0 | 0 | 0
Tech | Hospitals | Space Cooling | Residential-type central air conditioners | TRC | New | NN3523 | Duct Sealing Repair | Duct Sealing Repair | NonEquip | 15 |  | 0% | Tech/Econ | 12% | 0 | 0 | 0
Tech | Hospitals | Space Cooling | Residential-type central air conditioners | TRC | New | NN3471 | Duct Insulation | Duct Insulation | NonEquip | 15 |  | 0% | Tech/Econ | 2.045% | 0 | 0 | 0
Tech | Hospitals | Space Cooling | Residential-type central air conditioners | TRC | New | NN3419 | Dedicated Outdoor Air System on VRF unit | Dedicated Outdoor Air System on VRF unit | NonEquip | 15 | Residential-type central air conditioners | 58.91% | Tech/Econ | 17.5% | 1.5033 | 0.00045745 | 0
Tech | Hospitals | Space Cooling | Residential-type central air conditioners | TRC | New | NN3367 | Cool Roof | Cool Roof | NonEquip | 15 |  | 72.49% | Tech/Econ | 0.253% | 0 | 0 | 0
Tech | Hospitals | Space Cooling | Residential-type central air conditioners | TRC | New | NN3315 | Chilled Water System - Variable Speed Drives | Chilled Water System - Variable Speed Drives | NonEquip | 13 | Central chillers inside | 0% | Tech/Econ | 24.74% | 0 | 0 | 0
Tech | Hospitals | Space Cooling | Residential-type central air conditioners | TRC | New | NN3289 | Chilled Water Controls Optimization | Chilled Water Controls Optimization | NonEquip | 10 | Central chillers inside | 0% | Tech/Econ | 12.5% | 0 | 0 | 0
Tech | Hospitals | Space Cooling | Residential-type central air conditioners | TRC | New | NN3211 | Ceiling Insulation(R2 to R38) | Ceiling Insulation(R2 to R38) | NonEquip | 20 |  | 0% | Tech/Econ | 1.61% | 0 | 0 | 0
Tech | Hospitals | Space Cooling | Residential-type central air conditioners | TRC | New | NN3107 | Ceiling Insulation(R12 to R38) | Ceiling Insulation(R12 to R38) | NonEquip | 20 |  | 0% | Tech/Econ | 0.1937% | 0 | 0 | 0
Tech | Hospitals | Space Cooling | Residential-type central air conditioners | TRC | New | NN3055 | Airside Economizer | Airside Economizer | NonEquip | 10 | Packaged air conditioning units (RTUs) | 0% | Tech/Econ | 5.556% | 0 | 0 | 0
Tech | Hospitals | Space Cooling | Residential-type central air conditioners | TRC | Existing | NE5356 | Retro-Commissioning | Retro-Commissioning | NonEquip | 5 |  | 21.99% | Tech/Econ | 16% | 142.1402 | 0.059934 | 0
Tech | Hospitals | Space Cooling | Residential-type central air conditioners | TRC | Existing | NE5148 | ENERGY STAR certified buildings program | ENERGY STAR certified buildings program | NonEquip | 20 |  | 0% | Tech/Econ | 35% | 0 | 0 | 0
Tech | Hospitals | Space Cooling | Residential-type central air conditioners | TRC | Existing | NE4368 | Window Sun Protection | Window Sun Protection | NonEquip | 10 |  | 7.839% | Tech/Econ | 16% | 51.3139 | 0.015978 | -0.00090018
Tech | Hospitals | Space Cooling | Residential-type central air conditioners | TRC | Existing | NE4342 | Waterside Economizer | Waterside Economizer | NonEquip | 20 |  | 12.77% | Tech/Econ | 5.556% | 26.7746 | 0.0088565 | 0
Tech | Hospitals | Space Cooling | Residential-type central air conditioners | TRC | Existing | NE4212 | Wall Insulation | Wall Insulation | NonEquip | 20 |  | 0% | Tech/Econ | 8.139% | 0 | 0 | 0
Tech | Hospitals | Space Cooling | Residential-type central air conditioners | TRC | Existing | NE4134 | Smart Thermostat | Smart Thermostat | NonEquip | 11 |  | 31.48% | Tech/Econ | 10% | 122.691 | 0.010255 | 0
Tech | Hospitals | Space Cooling | Residential-type central air conditioners | TRC | Existing | NE4108 | Roof Insulation | Roof Insulation | NonEquip | 20 |  | 58.5% | Tech/Econ | 0.236% | 5.1646 | 0.002136 | 0
Tech | Hospitals | Space Cooling | Residential-type central air conditioners | TRC | Existing | NE4030 | Programmable Thermostat | Programmable Thermostat | NonEquip | 11 |  | 0% | Tech/Econ | 3.6% | 0 | 0 | 0
Tech | Hospitals | Space Cooling | Residential-type central air conditioners | TRC | Existing | NE3978 | Low U-Value Windows | Low U-Value Windows | NonEquip | 20 |  | 5.375% | Tech/Econ | 46% | 152.6055 | 0.056724 | 0
Tech | Hospitals | Space Cooling | Residential-type central air conditioners | TRC | Existing | NE3900 | HVAC tune-up_RTU | HVAC tune-up_RTU | NonEquip | 5 | Packaged air conditioning units (RTUs) | 0% | Tech/Econ | 5% | 0 | 0 | 0
Tech | Hospitals | Space Cooling | Residential-type central air conditioners | TRC | Existing | NE3874 | HVAC tune-up | HVAC tune-up | NonEquip | 5 | Residential-type central air conditioners | 0% | Tech/Econ | 5% | 0 | 0 | 0
Tech | Hospitals | Space Cooling | Residential-type central air conditioners | TRC | Existing | NE3796 | Green Roof | Green Roof | NonEquip | 15 |  | 0.063% | Tech/Econ | 0.1368% | 0.0032191 | 1.3675e-06 | 0
Tech | Hospitals | Space Cooling | Residential-type central air conditioners | TRC | Existing | NE3744 | Floor Insulation | Floor Insulation | NonEquip | 20 |  | 12.82% | Tech/Econ | 0.06191% | 0.29662 | 0.00012268 | 0
Tech | Hospitals | Space Cooling | Residential-type central air conditioners | TRC | Existing | NE3666 | Facility Energy Management System | Facility Energy Management System | NonEquip | 15 |  | 5.375% | Tech/Econ | 20% | 49.5722 | 0.0073388 | 0
Tech | Hospitals | Space Cooling | Residential-type central air conditioners | TRC | Existing | NE3588 | Energy Recovery Ventilation System (ERV) | Energy Recovery Ventilation System (ERV) | NonEquip | 15 | Packaged air conditioning units (RTUs) | 0% | Tech/Econ | 9.935% | 0 | 0 | 0
Tech | Hospitals | Space Cooling | Residential-type central air conditioners | TRC | Existing | NE3510 | Duct Sealing Repair | Duct Sealing Repair | NonEquip | 15 |  | 0% | Tech/Econ | 12% | 0 | 0 | 0
Tech | Hospitals | Space Cooling | Residential-type central air conditioners | TRC | Existing | NE3458 | Duct Insulation | Duct Insulation | NonEquip | 15 |  | 0% | Tech/Econ | 2.045% | 0 | 0 | 0
Tech | Hospitals | Space Cooling | Residential-type central air conditioners | TRC | Existing | NE3406 | Dedicated Outdoor Air System on VRF unit | Dedicated Outdoor Air System on VRF unit | NonEquip | 15 | Residential-type central air conditioners | 58.91% | Tech/Econ | 17.5% | 470.3037 | 0.14311 | 0
Tech | Hospitals | Space Cooling | Residential-type central air conditioners | TRC | Existing | NE3354 | Cool Roof | Cool Roof | NonEquip | 15 |  | 72.74% | Tech/Econ | 0.253% | 6.8997 | 0.0029311 | 0
Tech | Hospitals | Space Cooling | Residential-type central air conditioners | TRC | Existing | NE3302 | Chilled Water System - Variable Speed Drives | Chilled Water System - Variable Speed Drives | NonEquip | 13 | Central chillers inside | 0% | Tech/Econ | 24.74% | 0 | 0 | 0
Tech | Hospitals | Space Cooling | Residential-type central air conditioners | TRC | Existing | NE3276 | Chilled Water Controls Optimization | Chilled Water Controls Optimization | NonEquip | 10 | Central chillers inside | 0% | Tech/Econ | 12.5% | 0 | 0 | 0
Tech | Hospitals | Space Cooling | Residential-type central air conditioners | TRC | Existing | NE3198 | Ceiling Insulation(R2 to R38) | Ceiling Insulation(R2 to R38) | NonEquip | 20 |  | 0% | Tech/Econ | 1.61% | 0 | 0 | 0
Tech | Hospitals | Space Cooling | Residential-type central air conditioners | TRC | Existing | NE3146 | Ceiling Insulation(R19 to R38) | Ceiling Insulation(R19 to R38) | NonEquip | 20 |  | 0% | Tech/Econ | 0.08942% | 0 | 0 | 0
Tech | Hospitals | Space Cooling | Residential-type central air conditioners | TRC | Existing | NE3094 | Ceiling Insulation(R12 to R38) | Ceiling Insulation(R12 to R38) | NonEquip | 20 |  | 0% | Tech/Econ | 0.1937% | 0 | 0 | 0
Tech | Hospitals | Space Cooling | Residential-type central air conditioners | TRC | Existing | NE3042 | Airside Economizer | Airside Economizer | NonEquip | 10 | Packaged air conditioning units (RTUs) | 0% | Tech/Econ | 5.556% | 0 | 0 | 0
Tech | Hospitals | Space Cooling | Residential-type central air conditioners | TRC | Turnover | ET825 | Geothermal Heat Pump | Geothermal Heat Pump | Equip | 15 | Residential-type central air conditioners | 30.5% | Tech/Econ | 21.18% | 318.3722 | 0.055973 | 0
Tech | Hospitals | Space Cooling | Residential-type central air conditioners | TRC | Turnover | ET1371 | Variable Refrigerant Flow (VRF) HVAC Systems | Variable Refrigerant Flow (VRF) HVAC Systems | Equip | 15 | Residential-type central air conditioners | 49.09% | Tech/Econ | 36.88% | 1089.7233 | 0.33159 | 0
Tech | Hospitals | Space Cooling | Residential-type central air conditioners | TRC | Turnover | ET1293 | High Efficiency PTHP | High Efficiency PTHP | Equip | 15 | Residential-type central air conditioners | 0% | Tech/Econ | 23.64% | 0 | 0 | 0
Tech | Hospitals | Space Cooling | Residential-type central air conditioners | TRC | Turnover | ET1254 | High Efficiency PTAC | High Efficiency PTAC | Equip | 15 | Residential-type central air conditioners | 0% | Tech/Econ | 23.64% | 0 | 0 | 0
Tech | Hospitals | Space Cooling | Residential-type central air conditioners | TRC | New | EN851 | Geothermal Heat Pump | Geothermal Heat Pump | Equip | 15 | Residential-type central air conditioners | 30.5% | Tech/Econ | 21.18% | 2.9314 | 0.00051538 | 0
Tech | Hospitals | Space Cooling | Residential-type central air conditioners | TRC | New | EN1397 | Variable Refrigerant Flow (VRF) HVAC Systems | Variable Refrigerant Flow (VRF) HVAC Systems | Equip | 15 | Residential-type central air conditioners | 49.09% | Tech/Econ | 36.88% | 10.0337 | 0.0030532 | 0
Tech | Hospitals | Space Cooling | Residential-type central air conditioners | TRC | New | EN1319 | High Efficiency PTHP | High Efficiency PTHP | Equip | 15 | Residential-type central air conditioners | 0% | Tech/Econ | 23.64% | 0 | 0 | 0
Tech | Hospitals | Space Cooling | Residential-type central air conditioners | TRC | New | EN1280 | High Efficiency PTAC | High Efficiency PTAC | Equip | 15 | Residential-type central air conditioners | 0% | Tech/Econ | 23.64% | 0 | 0 | 0
Tech | Hospitals | Space Heating | Residential/split system heat pump | TRC | New | NN5343 | Retro-Commissioning | Retro-Commissioning | NonEquip | 5 |  | 0% | Tech/Econ | 16% | 0 | 0 | 0
Tech | Hospitals | Space Heating | Residential/split system heat pump | TRC | New | NN5135 | ENERGY STAR certified buildings program | ENERGY STAR certified buildings program | NonEquip | 20 |  | 0% | Tech/Econ | 35% | 0 | 0 | 0
Tech | Hospitals | Space Heating | Residential/split system heat pump | TRC | New | NN4329 | Water Cooled Refrigeration Heat Recovery | Water Cooled Refrigeration Heat Recovery | NonEquip | 20 |  | 4.199% | Tech/Econ | 10% | 3.2673 | 0 | 0.00035484
Tech | Hospitals | Space Heating | Residential/split system heat pump | TRC | New | NN4277 | Warehouse Loading Dock Seals | Warehouse Loading Dock Seals | NonEquip | 18 |  | 0% | Tech/Econ | 0.1059% | 0 | 0 | 0
Tech | Hospitals | Space Heating | Residential/split system heat pump | TRC | New | NN4173 | Smart Thermostat | Smart Thermostat | NonEquip | 11 |  | 31.48% | Tech/Econ | 10% | 25.2861 | 0 | 0.00062441
Tech | Hospitals | Space Heating | Residential/split system heat pump | TRC | New | NN4095 | Roof Insulation | Roof Insulation | NonEquip | 20 |  | 58.5% | Tech/Econ | 0.4234% | 1.4219 | 0 | 0.0003464
Tech | Hospitals | Space Heating | Residential/split system heat pump | TRC | New | NN4069 | Programmable Thermostat | Programmable Thermostat | NonEquip | 11 |  | 0% | Tech/Econ | 3.6% | 0 | 0 | 0
Tech | Hospitals | Space Heating | Residential/split system heat pump | TRC | New | NN4017 | Low U-Value Windows | Low U-Value Windows | NonEquip | 20 |  | 13.44% | Tech/Econ | 10% | 10.4115 | 0 | 4.3271e-05
Tech | Hospitals | Space Heating | Residential/split system heat pump | TRC | New | NN3939 | Infiltration Reduction - Air Sealing | Infiltration Reduction - Air Sealing | NonEquip | 11 |  | 0% | Tech/Econ | 0.05297% | 0 | 0 | 0
Tech | Hospitals | Space Heating | Residential/split system heat pump | TRC | New | NN3783 | Green Roof | Green Roof | NonEquip | 15 |  | 0.315% | Tech/Econ | 0.6543% | 0.014952 | 0 | 0
Tech | Hospitals | Space Heating | Residential/split system heat pump | TRC | New | NN3731 | Floor Insulation | Floor Insulation | NonEquip | 20 |  | 32.06% | Tech/Econ | 0.2221% | 0 | 0 | 0
Tech | Hospitals | Space Heating | Residential/split system heat pump | TRC | New | NN3653 | Facility Energy Management System | Facility Energy Management System | NonEquip | 15 |  | 4.276% | Tech/Econ | 20% | 6.9294 | 0 | 0.00088615
Tech | Hospitals | Space Heating | Residential/split system heat pump | TRC | New | NN3575 | ECM Motors on Furnaces | ECM Motors on Furnaces | NonEquip | 15 | Forced air furnace | 0% | Tech/Econ | 1.706% | 0 | 0 | 0
Tech | Hospitals | Space Heating | Residential/split system heat pump | TRC | New | NN3549 | Duct Sealing Repair | Duct Sealing Repair | NonEquip | 15 |  | 0% | Tech/Econ | 12% | 0 | 0 | 0
Tech | Hospitals | Space Heating | Residential/split system heat pump | TRC | New | NN3497 | Duct Insulation | Duct Insulation | NonEquip | 15 |  | 0% | Tech/Econ | 2.045% | 0 | 0 | 0
Tech | Hospitals | Space Heating | Residential/split system heat pump | TRC | New | NN3445 | Destratification Fans | Destratification Fans | NonEquip | 10 |  | 0% | Tech/Econ | 15.61% | 0 | 0 | 0
Tech | Hospitals | Space Heating | Residential/split system heat pump | TRC | New | NN3393 | Dedicated Outdoor Air System on VRF unit | Dedicated Outdoor Air System on VRF unit | NonEquip | 15 | Residential/split system heat pump | 58.91% | Tech/Econ | 10% | 38.9107 | 0 | 0.011967
Tech | Hospitals | Space Heating | Residential/split system heat pump | TRC | New | NN3341 | Cool Roof | Cool Roof | NonEquip | 15 |  | 72.49% | Tech/Econ | 0.03313% | 0 | 0 | 0
Tech | Hospitals | Space Heating | Residential/split system heat pump | TRC | New | NN3237 | Ceiling Insulation(R30 to R38) | Ceiling Insulation(R30 to R38) | NonEquip | 20 |  | 0% | Tech/Econ | 0.08557% | 0 | 0 | 0
Tech | Hospitals | Space Heating | Residential/split system heat pump | TRC | New | NN3185 | Ceiling Insulation(R2 to R38) | Ceiling Insulation(R2 to R38) | NonEquip | 20 |  | 0% | Tech/Econ | 5.776% | 0 | 0 | 0
Tech | Hospitals | Space Heating | Residential/split system heat pump | TRC | New | NN3133 | Ceiling Insulation(R19 to R38) | Ceiling Insulation(R19 to R38) | NonEquip | 20 |  | 0% | Tech/Econ | 0.3209% | 0 | 0 | 0
Tech | Hospitals | Space Heating | Residential/split system heat pump | TRC | New | NN3081 | Ceiling Insulation(R12 to R38) | Ceiling Insulation(R12 to R38) | NonEquip | 20 |  | 0% | Tech/Econ | 0.6952% | 0 | 0 | 0
Tech | Hospitals | Space Heating | Residential/split system heat pump | TRC | Existing | NE5330 | Retro-Commissioning | Retro-Commissioning | NonEquip | 5 |  | 21.99% | Tech/Econ | 16% | 2611.7034 | 0 | 0.012652
Tech | Hospitals | Space Heating | Residential/split system heat pump | TRC | Existing | NE5122 | ENERGY STAR certified buildings program | ENERGY STAR certified buildings program | NonEquip | 20 |  | 0% | Tech/Econ | 35% | 0 | 0 | 0
Tech | Hospitals | Space Heating | Residential/split system heat pump | TRC | Existing | NE4316 | Water Cooled Refrigeration Heat Recovery | Water Cooled Refrigeration Heat Recovery | NonEquip | 20 |  | 55.99% | Tech/Econ | 10% | 4720.8543 | 0 | 0.5127
Tech | Hospitals | Space Heating | Residential/split system heat pump | TRC | Existing | NE4264 | Warehouse Loading Dock Seals | Warehouse Loading Dock Seals | NonEquip | 18 |  | 0% | Tech/Econ | 0.1169% | 0 | 0 | 0
Tech | Hospitals | Space Heating | Residential/split system heat pump | TRC | Existing | NE4238 | Wall Insulation | Wall Insulation | NonEquip | 20 |  | 0% | Tech/Econ | 4.706% | 0 | 0 | 0
Tech | Hospitals | Space Heating | Residential/split system heat pump | TRC | Existing | NE4160 | Smart Thermostat | Smart Thermostat | NonEquip | 11 |  | 31.48% | Tech/Econ | 10% | 2740.1362 | 0 | 0.067665
Tech | Hospitals | Space Heating | Residential/split system heat pump | TRC | Existing | NE4082 | Roof Insulation | Roof Insulation | NonEquip | 20 |  | 58.5% | Tech/Econ | 0.9344% | 391.462 | 0 | 0.095365
Tech | Hospitals | Space Heating | Residential/split system heat pump | TRC | Existing | NE4056 | Programmable Thermostat | Programmable Thermostat | NonEquip | 11 |  | 0% | Tech/Econ | 3.6% | 0 | 0 | 0
Tech | Hospitals | Space Heating | Residential/split system heat pump | TRC | Existing | NE4004 | Low U-Value Windows | Low U-Value Windows | NonEquip | 20 |  | 5.375% | Tech/Econ | 46% | 2635.3569 | 0 | 0.010953
Tech | Hospitals | Space Heating | Residential/split system heat pump | TRC | Existing | NE3926 | Infiltration Reduction - Air Sealing | Infiltration Reduction - Air Sealing | NonEquip | 11 |  | 0% | Tech/Econ | 0.05845% | 0 | 0 | 0
Tech | Hospitals | Space Heating | Residential/split system heat pump | TRC | Existing | NE3848 | Hotel Card Energy Control Systems | Hotel Card Energy Control Systems | NonEquip | 15 |  | 0% | Tech/Econ | 0% | 0 | 0 | 0
Tech | Hospitals | Space Heating | Residential/split system heat pump | TRC | Existing | NE3770 | Green Roof | Green Roof | NonEquip | 15 |  | 0.063% | Tech/Econ | 0.722% | 0.32398 | 0 | 0
Tech | Hospitals | Space Heating | Residential/split system heat pump | TRC | Existing | NE3718 | Floor Insulation | Floor Insulation | NonEquip | 20 |  | 12.82% | Tech/Econ | 0.2451% | 22.3907 | 0 | 0.0054547
Tech | Hospitals | Space Heating | Residential/split system heat pump | TRC | Existing | NE3640 | Facility Energy Management System | Facility Energy Management System | NonEquip | 15 |  | 5.375% | Tech/Econ | 20% | 946.0315 | 0 | 0.12098
Tech | Hospitals | Space Heating | Residential/split system heat pump | TRC | Existing | NE3562 | ECM Motors on Furnaces | ECM Motors on Furnaces | NonEquip | 15 | Forced air furnace | 0% | Tech/Econ | 1.706% | 0 | 0 | 0
Tech | Hospitals | Space Heating | Residential/split system heat pump | TRC | Existing | NE3536 | Duct Sealing Repair | Duct Sealing Repair | NonEquip | 15 |  | 0% | Tech/Econ | 12% | 0 | 0 | 0
Tech | Hospitals | Space Heating | Residential/split system heat pump | TRC | Existing | NE3484 | Duct Insulation | Duct Insulation | NonEquip | 15 |  | 0% | Tech/Econ | 2.045% | 0 | 0 | 0
Tech | Hospitals | Space Heating | Residential/split system heat pump | TRC | Existing | NE3432 | Destratification Fans | Destratification Fans | NonEquip | 10 |  | 0% | Tech/Econ | 15.61% | 0 | 0 | 0
Tech | Hospitals | Space Heating | Residential/split system heat pump | TRC | Existing | NE3380 | Dedicated Outdoor Air System on VRF unit | Dedicated Outdoor Air System on VRF unit | NonEquip | 15 | Residential/split system heat pump | 58.91% | Tech/Econ | 10% | 4689.1507 | 0 | 1.4422
Tech | Hospitals | Space Heating | Residential/split system heat pump | TRC | Existing | NE3328 | Cool Roof | Cool Roof | NonEquip | 15 |  | 72.74% | Tech/Econ | 0.03656% | 18.9361 | 0 | 0
Tech | Hospitals | Space Heating | Residential/split system heat pump | TRC | Existing | NE3224 | Ceiling Insulation(R30 to R38) | Ceiling Insulation(R30 to R38) | NonEquip | 20 |  | 0% | Tech/Econ | 0.09442% | 0 | 0 | 0
Tech | Hospitals | Space Heating | Residential/split system heat pump | TRC | Existing | NE3172 | Ceiling Insulation(R2 to R38) | Ceiling Insulation(R2 to R38) | NonEquip | 20 |  | 0% | Tech/Econ | 6.373% | 0 | 0 | 0
Tech | Hospitals | Space Heating | Residential/split system heat pump | TRC | Existing | NE3120 | Ceiling Insulation(R19 to R38) | Ceiling Insulation(R19 to R38) | NonEquip | 20 |  | 0% | Tech/Econ | 0.3541% | 0 | 0 | 0
Tech | Hospitals | Space Heating | Residential/split system heat pump | TRC | Existing | NE3068 | Ceiling Insulation(R12 to R38) | Ceiling Insulation(R12 to R38) | NonEquip | 20 |  | 0% | Tech/Econ | 0.7672% | 0 | 0 | 0
Tech | Hospitals | Space Heating | Residential/split system heat pump | TRC | Existing | NE2990 | Air Curtains | Air Curtains | NonEquip | 8 |  | 33.45% | Tech/Econ | 0.02369% | 5.6401 | 0 | 0.00061253
Tech | Hospitals | Space Heating | Residential/split system heat pump | TRC | Turnover | ET864 | Geothermal Heat Pump | Geothermal Heat Pump | Equip | 15 | Residential/split system heat pump | 30.5% | Tech/Econ | 2.941% | 671.8878 | 0 | 0.11054
Tech | Hospitals | Space Heating | Residential/split system heat pump | TRC | Turnover | ET1410 | Variable Refrigerant Flow (VRF) HVAC Systems | Variable Refrigerant Flow (VRF) HVAC Systems | Equip | 15 | Residential/split system heat pump | 49.09% | Tech/Econ | 31.25% | 15947.8994 | 0 | 4.9049
Tech | Hospitals | Space Heating | Residential/split system heat pump | TRC | Turnover | ET1332 | High Efficiency PTHP | High Efficiency PTHP | Equip | 15 | Residential/split system heat pump | 0% | Tech/Econ | 9.375% | 0 | 0 | 0
Tech | Hospitals | Space Heating | Residential/split system heat pump | TRC | New | EN890 | Geothermal Heat Pump | Geothermal Heat Pump | Equip | 15 | Residential/split system heat pump | 30.5% | Tech/Econ | 2.941% | 0 | 0 | 0
Tech | Hospitals | Space Heating | Residential/split system heat pump | TRC | New | EN1436 | Variable Refrigerant Flow (VRF) HVAC Systems | Variable Refrigerant Flow (VRF) HVAC Systems | Equip | 15 | Residential/split system heat pump | 49.09% | Tech/Econ | 31.25% | 146.8416 | 0 | 0.045163
Tech | Hospitals | Space Heating | Residential/split system heat pump | TRC | New | EN1358 | High Efficiency PTHP | High Efficiency PTHP | Equip | 15 | Residential/split system heat pump | 0% | Tech/Econ | 9.375% | 0 | 0 | 0
Tech | Hospitals | Refrigeration | Residential style | TRC | New | NN5317 | Retro-Commissioning | Retro-Commissioning | NonEquip | 5 |  | 0% | Tech/Econ | 16% | 0 | 0 | 0
Tech | Hospitals | Refrigeration | Residential style | TRC | New | NN5109 | ENERGY STAR certified buildings program | ENERGY STAR certified buildings program | NonEquip | 20 |  | 0% | Tech/Econ | 35% | 0 | 0 | 0
Tech | Hospitals | Refrigeration | Residential style | TRC | New | NN4901 | Strip Curtains for Walk-ins | Strip Curtains for Walk-ins | NonEquip | 4 | Walk-in cooler | 0% | Tech/Econ | 2.115% | 0 | 0 | 0
Tech | Hospitals | Refrigeration | Residential style | TRC | New | NN4875 | Refrigerated Display Case Lighting Controls | Refrigerated Display Case Lighting Controls | NonEquip | 8 | Display cases | 0% | Tech/Econ | 0.9365% | 0 | 0 | 0
Tech | Hospitals | Refrigeration | Residential style | TRC | New | NN4849 | PSC to ECM Evaporator Fan Motor (Walk-In, Refrigerator) | PSC to ECM Evaporator Fan Motor (Walk-In, Refrigerator) | NonEquip | 15 | Walk-in cooler | 0% | Tech/Econ | 37.5% | 0 | 0 | 0
Tech | Hospitals | Refrigeration | Residential style | TRC | New | NN4823 | PSC to ECM Evaporator Fan Motor (Reach-In) | PSC to ECM Evaporator Fan Motor (Reach-In) | NonEquip | 15 | Display cases | 0% | Tech/Econ | 37.5% | 0 | 0 | 0
Tech | Hospitals | Refrigeration | Residential style | TRC | New | NN4797 | Night Covers for Display Cases | Night Covers for Display Cases | NonEquip | 5 | Display cases | 0% | Tech/Econ | 1.877% | 0 | 0 | 0
Tech | Hospitals | Refrigeration | Residential style | TRC | New | NN4771 | High R-Value Glass Doors | High R-Value Glass Doors | NonEquip | 12 | Display cases | 0% | Tech/Econ | 0% | 0 | 0 | 0
Tech | Hospitals | Refrigeration | Residential style | TRC | New | NN4745 | High Efficiency Refrigeration Compressor | High Efficiency Refrigeration Compressor | NonEquip | 13 | Display cases | 0% | Tech/Econ | 6.922% | 0 | 0 | 0
Tech | Hospitals | Refrigeration | Residential style | TRC | New | NN4719 | Freezer-Cooler Replacement Gaskets | Freezer-Cooler Replacement Gaskets | NonEquip | 4 | Display cases | 0% | Tech/Econ | 0% | 0 | 0 | 0
Tech | Hospitals | Refrigeration | Residential style | TRC | New | NN4693 | Floating Head Pressure Controls | Floating Head Pressure Controls | NonEquip | 15 |  | 24.64% | Tech/Econ | 6.05% | 4.1445 | 0.00053736 | 0.00045011
Tech | Hospitals | Refrigeration | Residential style | TRC | New | NN4667 | Demand Defrost | Demand Defrost | NonEquip | 10 | Walk-in cooler | 0% | Tech/Econ | 30% | 0 | 0 | 0
Tech | Hospitals | Refrigeration | Residential style | TRC | New | NN4641 | Automatic Door Closer for Walk-in Coolers and Freezers | Automatic Door Closer for Walk-in Coolers and Freezers | NonEquip | 8 | Walk-in cooler | 0% | Tech/Econ | 3.131% | 0 | 0 | 0
Tech | Hospitals | Refrigeration | Residential style | TRC | New | NN4615 | Anti-Sweat Controls | Anti-Sweat Controls | NonEquip | 8 | Display cases | 0% | Tech/Econ | 85% | 0 | 0 | 0
Tech | Hospitals | Refrigeration | Residential style | TRC | Existing | NE5304 | Retro-Commissioning | Retro-Commissioning | NonEquip | 5 |  | 21.99% | Tech/Econ | 16% | 1110.0417 | 0.46805 | 0.0053773
Tech | Hospitals | Refrigeration | Residential style | TRC | Existing | NE5096 | ENERGY STAR certified buildings program | ENERGY STAR certified buildings program | NonEquip | 20 |  | 0% | Tech/Econ | 35% | 0 | 0 | 0
Tech | Hospitals | Refrigeration | Residential style | TRC | Existing | NE4888 | Strip Curtains for Walk-ins | Strip Curtains for Walk-ins | NonEquip | 4 | Walk-in cooler | 0% | Tech/Econ | 2.115% | 0 | 0 | 0
Tech | Hospitals | Refrigeration | Residential style | TRC | Existing | NE4862 | Refrigerated Display Case Lighting Controls | Refrigerated Display Case Lighting Controls | NonEquip | 8 | Display cases | 0% | Tech/Econ | 2.524% | 0 | 0 | 0
Tech | Hospitals | Refrigeration | Residential style | TRC | Existing | NE4836 | PSC to ECM Evaporator Fan Motor (Walk-In, Refrigerator) | PSC to ECM Evaporator Fan Motor (Walk-In, Refrigerator) | NonEquip | 15 | Walk-in cooler | 0% | Tech/Econ | 37.5% | 0 | 0 | 0
Tech | Hospitals | Refrigeration | Residential style | TRC | Existing | NE4810 | PSC to ECM Evaporator Fan Motor (Reach-In) | PSC to ECM Evaporator Fan Motor (Reach-In) | NonEquip | 15 | Display cases | 0% | Tech/Econ | 37.5% | 0 | 0 | 0
Tech | Hospitals | Refrigeration | Residential style | TRC | Existing | NE4784 | Night Covers for Display Cases | Night Covers for Display Cases | NonEquip | 5 | Display cases | 0% | Tech/Econ | 1.877% | 0 | 0 | 0
Tech | Hospitals | Refrigeration | Residential style | TRC | Existing | NE4758 | High R-Value Glass Doors | High R-Value Glass Doors | NonEquip | 12 | Display cases | 0% | Tech/Econ | 23.81% | 0 | 0 | 0
Tech | Hospitals | Refrigeration | Residential style | TRC | Existing | NE4732 | High Efficiency Refrigeration Compressor | High Efficiency Refrigeration Compressor | NonEquip | 13 | Display cases | 0% | Tech/Econ | 6.922% | 0 | 0 | 0
Tech | Hospitals | Refrigeration | Residential style | TRC | Existing | NE4706 | Freezer-Cooler Replacement Gaskets | Freezer-Cooler Replacement Gaskets | NonEquip | 4 | Display cases | 0% | Tech/Econ | 3.131% | 0 | 0 | 0
Tech | Hospitals | Refrigeration | Residential style | TRC | Existing | NE4680 | Floating Head Pressure Controls | Floating Head Pressure Controls | NonEquip | 15 |  | 24.64% | Tech/Econ | 6.05% | 453.724 | 0.058828 | 0.049276
Tech | Hospitals | Refrigeration | Residential style | TRC | Existing | NE4654 | Demand Defrost | Demand Defrost | NonEquip | 10 | Walk-in cooler | 0% | Tech/Econ | 30% | 0 | 0 | 0
Tech | Hospitals | Refrigeration | Residential style | TRC | Existing | NE4628 | Automatic Door Closer for Walk-in Coolers and Freezers | Automatic Door Closer for Walk-in Coolers and Freezers | NonEquip | 8 | Walk-in cooler | 0% | Tech/Econ | 3.131% | 0 | 0 | 0
Tech | Hospitals | Refrigeration | Residential style | TRC | Existing | NE4602 | Anti-Sweat Controls | Anti-Sweat Controls | NonEquip | 8 | Display cases | 0% | Tech/Econ | 85% | 0 | 0 | 0
Tech | Hospitals | Refrigeration | Residential style | TRC | Turnover | ET2535 | Energy Star Refrigerator | Energy Star Refrigerator | Equip | 12 | Residential style | 45.6% | Tech/Econ | 21.99% | 3516.0881 | 0.46293 | 0.36426
Tech | Hospitals | Refrigeration | Residential style | TRC | New | EN2561 | Energy Star Refrigerator | Energy Star Refrigerator | Equip | 12 | Residential style | 53.2% | Tech/Econ | 21.99% | 36.8366 | 0.0048499 | 0.0038162
Tech | Hospitals | Cooking | Range | TRC | New | NN5083 | ENERGY STAR certified buildings program | ENERGY STAR certified buildings program | NonEquip | 20 |  | 0% | Tech/Econ | 35% | 0 | 0 | 0
Tech | Hospitals | Cooking | Range | TRC | Existing | NE5070 | ENERGY STAR certified buildings program | ENERGY STAR certified buildings program | NonEquip | 20 |  | 0% | Tech/Econ | 35% | 0 | 0 | 0
Tech | Hospitals | Miscellaneous | Pool pump | TRC | New | NN5447 | Retro-Commissioning | Retro-Commissioning | NonEquip | 5 |  | 0% | Tech/Econ | 16% | 0 | 0 | 0
Tech | Hospitals | Miscellaneous | Pool pump | TRC | New | NN5239 | ENERGY STAR certified buildings program | ENERGY STAR certified buildings program | NonEquip | 20 |  | 0% | Tech/Econ | 35% | 0 | 0 | 0
Tech | Hospitals | Miscellaneous | Pool pump | TRC | New | NN4537 | VSD Controlled Compressor | VSD Controlled Compressor | NonEquip | 15 | Others | 0% | Tech/Econ | 20.79% | 0 | 0 | 0
Tech | Hospitals | Miscellaneous | Pool pump | TRC | New | NN4511 | Regenerative Drive Elevator Motor | Regenerative Drive Elevator Motor | NonEquip | 13 | Elevators/Escalators | 0% | Tech/Econ | 6.211% | 0 | 0 | 0
Tech | Hospitals | Miscellaneous | Pool pump | TRC | New | NN4485 | Engine Block Timer | Engine Block Timer | NonEquip | 5 | Others | 0% | Tech/Econ | 36% | 0 | 0 | 0
Tech | Hospitals | Miscellaneous | Pool pump | TRC | New | NN4459 | Efficient Motor Belts | Efficient Motor Belts | NonEquip | 10 | Others | 0% | Tech/Econ | 1.105% | 0 | 0 | 0
Tech | Hospitals | Miscellaneous | Pool pump | TRC | Existing | NE5434 | Retro-Commissioning | Retro-Commissioning | NonEquip | 5 |  | 21.99% | Tech/Econ | 16% | 0 | 0 | 0
Tech | Hospitals | Miscellaneous | Pool pump | TRC | Existing | NE5226 | ENERGY STAR certified buildings program | ENERGY STAR certified buildings program | NonEquip | 20 |  | 0% | Tech/Econ | 35% | 0 | 0 | 0
Tech | Hospitals | Miscellaneous | Pool pump | TRC | Existing | NE4524 | VSD Controlled Compressor | VSD Controlled Compressor | NonEquip | 15 | Others | 0% | Tech/Econ | 20.79% | 0 | 0 | 0
Tech | Hospitals | Miscellaneous | Pool pump | TRC | Existing | NE4498 | Regenerative Drive Elevator Motor | Regenerative Drive Elevator Motor | NonEquip | 13 | Elevators/Escalators | 0% | Tech/Econ | 6.211% | 0 | 0 | 0
Tech | Hospitals | Miscellaneous | Pool pump | TRC | Existing | NE4472 | Engine Block Timer | Engine Block Timer | NonEquip | 5 | Others | 0% | Tech/Econ | 36% | 0 | 0 | 0
Tech | Hospitals | Miscellaneous | Pool pump | TRC | Existing | NE4446 | Efficient Motor Belts | Efficient Motor Belts | NonEquip | 10 | Others | 0% | Tech/Econ | 1.105% | 0 | 0 | 0
Tech | Hospitals | Miscellaneous | Pool pump | TRC | Turnover | ET2109 | Variable Speed Pool Pump | Variable Speed Pool Pump | Equip | 10 | Pool pump | 0% | Tech/Econ | 64.36% | 0 | 0 | 0
Tech | Hospitals | Miscellaneous | Pool pump | TRC | Turnover | ET2070 | Two Speed Pool Pump | Two Speed Pool Pump | Equip | 10 | Pool pump | 0% | Tech/Econ | 61.79% | 0 | 0 | 0
Tech | Hospitals | Miscellaneous | Pool pump | TRC | Turnover | ET2034 | Solar Powered Pool Pump | Solar Powered Pool Pump | Equip | 10 | Pool pump | 0% | Tech/Econ | 81% | 0 | 0 | 0
Tech | Hospitals | Miscellaneous | Pool pump | TRC | Turnover | ET1995 | Solar Pool Heater | Solar Pool Heater | Equip | 15 | Pool pump | 0% | Tech/Econ | 86.11% | 0 | 0 | 0
Tech | Hospitals | Miscellaneous | Pool pump | TRC | Turnover | ET1956 | Heat Pump Pool Heater | Heat Pump Pool Heater | Equip | 15 | Pool pump | 0% | Tech/Econ | 80% | 0 | 0 | 0
Tech | Hospitals | Miscellaneous | Pool pump | TRC | New | EN2133 | Variable Speed Pool Pump | Variable Speed Pool Pump | Equip | 10 | Pool pump | 0% | Tech/Econ | 64.36% | 0 | 0 | 0
Tech | Hospitals | Miscellaneous | Pool pump | TRC | New | EN2096 | Two Speed Pool Pump | Two Speed Pool Pump | Equip | 10 | Pool pump | 0% | Tech/Econ | 61.79% | 0 | 0 | 0
Tech | Hospitals | Miscellaneous | Pool pump | TRC | New | EN2058 | Solar Powered Pool Pump | Solar Powered Pool Pump | Equip | 10 | Pool pump | 0% | Tech/Econ | 81% | 0 | 0 | 0
Tech | Hospitals | Miscellaneous | Pool pump | TRC | New | EN2021 | Solar Pool Heater | Solar Pool Heater | Equip | 15 | Pool pump | 0% | Tech/Econ | 86.11% | 0 | 0 | 0
Tech | Hospitals | Miscellaneous | Pool pump | TRC | New | EN1982 | Heat Pump Pool Heater | Heat Pump Pool Heater | Equip | 15 | Pool pump | 0% | Tech/Econ | 80% | 0 | 0 | 0
Tech | Hospitals | Space Heating | Packaged central unit | TRC | New | NN5343 | Retro-Commissioning | Retro-Commissioning | NonEquip | 5 |  | 0% | Tech/Econ | 16% | 0 | 0 | 0
Tech | Hospitals | Space Heating | Packaged central unit | TRC | New | NN5135 | ENERGY STAR certified buildings program | ENERGY STAR certified buildings program | NonEquip | 20 |  | 0% | Tech/Econ | 35% | 0 | 0 | 0
Tech | Hospitals | Space Heating | Packaged central unit | TRC | New | NN4329 | Water Cooled Refrigeration Heat Recovery | Water Cooled Refrigeration Heat Recovery | NonEquip | 20 |  | 4.199% | Tech/Econ | 10% | 1.1782 | 0 | 0.00012796
Tech | Hospitals | Space Heating | Packaged central unit | TRC | New | NN4277 | Warehouse Loading Dock Seals | Warehouse Loading Dock Seals | NonEquip | 18 |  | 0% | Tech/Econ | 0.1059% | 0 | 0 | 0
Tech | Hospitals | Space Heating | Packaged central unit | TRC | New | NN4173 | Smart Thermostat | Smart Thermostat | NonEquip | 11 |  | 31.48% | Tech/Econ | 10% | 9.1182 | 0 | 0.00022516
Tech | Hospitals | Space Heating | Packaged central unit | TRC | New | NN4095 | Roof Insulation | Roof Insulation | NonEquip | 20 |  | 58.5% | Tech/Econ | 0.4234% | 0.52477 | 0 | 0.00012784
Tech | Hospitals | Space Heating | Packaged central unit | TRC | New | NN4069 | Programmable Thermostat | Programmable Thermostat | NonEquip | 11 |  | 0% | Tech/Econ | 3.6% | 0 | 0 | 0
Tech | Hospitals | Space Heating | Packaged central unit | TRC | New | NN4017 | Low U-Value Windows | Low U-Value Windows | NonEquip | 20 |  | 13.44% | Tech/Econ | 10% | 3.7544 | 0 | 1.5604e-05
Tech | Hospitals | Space Heating | Packaged central unit | TRC | New | NN3939 | Infiltration Reduction - Air Sealing | Infiltration Reduction - Air Sealing | NonEquip | 11 |  | 0% | Tech/Econ | 0.05297% | 0 | 0 | 0
Tech | Hospitals | Space Heating | Packaged central unit | TRC | New | NN3861 | Hotel Card Energy Control Systems | Hotel Card Energy Control Systems | NonEquip | 15 |  | 0% | Tech/Econ | 0% | 0 | 0 | 0
Tech | Hospitals | Space Heating | Packaged central unit | TRC | New | NN3783 | Green Roof | Green Roof | NonEquip | 15 |  | 0.315% | Tech/Econ | 0.6543% | 0.0055181 | 0 | 0
Tech | Hospitals | Space Heating | Packaged central unit | TRC | New | NN3731 | Floor Insulation | Floor Insulation | NonEquip | 20 |  | 32.06% | Tech/Econ | 0.2221% | 0 | 0 | 0
Tech | Hospitals | Space Heating | Packaged central unit | TRC | New | NN3653 | Facility Energy Management System | Facility Energy Management System | NonEquip | 15 |  | 4.276% | Tech/Econ | 20% | 2.4987 | 0 | 0.00031955
Tech | Hospitals | Space Heating | Packaged central unit | TRC | New | NN3575 | ECM Motors on Furnaces | ECM Motors on Furnaces | NonEquip | 15 | Forced air furnace | 0% | Tech/Econ | 1.706% | 0 | 0 | 0
Tech | Hospitals | Space Heating | Packaged central unit | TRC | New | NN3549 | Duct Sealing Repair | Duct Sealing Repair | NonEquip | 15 |  | 0% | Tech/Econ | 12% | 0 | 0 | 0
Tech | Hospitals | Space Heating | Packaged central unit | TRC | New | NN3497 | Duct Insulation | Duct Insulation | NonEquip | 15 |  | 0% | Tech/Econ | 2.045% | 0 | 0 | 0
Tech | Hospitals | Space Heating | Packaged central unit | TRC | New | NN3445 | Destratification Fans | Destratification Fans | NonEquip | 10 |  | 0% | Tech/Econ | 15.61% | 0 | 0 | 0
Tech | Hospitals | Space Heating | Packaged central unit | TRC | New | NN3393 | Dedicated Outdoor Air System on VRF unit | Dedicated Outdoor Air System on VRF unit | NonEquip | 15 | Residential/split system heat pump | 0% | Tech/Econ | 10% | 0 | 0 | 0
Tech | Hospitals | Space Heating | Packaged central unit | TRC | New | NN3341 | Cool Roof | Cool Roof | NonEquip | 15 |  | 72.49% | Tech/Econ | 0.03313% | 0 | 0 | 0
Tech | Hospitals | Space Heating | Packaged central unit | TRC | New | NN3237 | Ceiling Insulation(R30 to R38) | Ceiling Insulation(R30 to R38) | NonEquip | 20 |  | 0% | Tech/Econ | 0.08557% | 0 | 0 | 0
Tech | Hospitals | Space Heating | Packaged central unit | TRC | New | NN3185 | Ceiling Insulation(R2 to R38) | Ceiling Insulation(R2 to R38) | NonEquip | 20 |  | 0% | Tech/Econ | 5.776% | 0 | 0 | 0
Tech | Hospitals | Space Heating | Packaged central unit | TRC | New | NN3133 | Ceiling Insulation(R19 to R38) | Ceiling Insulation(R19 to R38) | NonEquip | 20 |  | 0% | Tech/Econ | 0.3209% | 0 | 0 | 0
Tech | Hospitals | Space Heating | Packaged central unit | TRC | New | NN3081 | Ceiling Insulation(R12 to R38) | Ceiling Insulation(R12 to R38) | NonEquip | 20 |  | 0% | Tech/Econ | 0.6952% | 0 | 0 | 0
Tech | Hospitals | Space Heating | Packaged central unit | TRC | New | NN3003 | Air Curtains | Air Curtains | NonEquip | 8 |  | 28.37% | Tech/Econ | 0.02369% | 0 | 0 | 0
Tech | Hospitals | Space Heating | Packaged central unit | TRC | Existing | NE5330 | Retro-Commissioning | Retro-Commissioning | NonEquip | 5 |  | 21.99% | Tech/Econ | 16% | 980.8605 | 0 | 0.0047515
Tech | Hospitals | Space Heating | Packaged central unit | TRC | Existing | NE5122 | ENERGY STAR certified buildings program | ENERGY STAR certified buildings program | NonEquip | 20 |  | 0% | Tech/Econ | 35% | 0 | 0 | 0
Tech | Hospitals | Space Heating | Packaged central unit | TRC | Existing | NE4316 | Water Cooled Refrigeration Heat Recovery | Water Cooled Refrigeration Heat Recovery | NonEquip | 20 |  | 55.99% | Tech/Econ | 10% | 1702.3422 | 0 | 0.18488
Tech | Hospitals | Space Heating | Packaged central unit | TRC | Existing | NE4264 | Warehouse Loading Dock Seals | Warehouse Loading Dock Seals | NonEquip | 18 |  | 0% | Tech/Econ | 0.1169% | 0 | 0 | 0
Tech | Hospitals | Space Heating | Packaged central unit | TRC | Existing | NE4238 | Wall Insulation | Wall Insulation | NonEquip | 20 |  | 0% | Tech/Econ | 4.706% | 0 | 0 | 0
Tech | Hospitals | Space Heating | Packaged central unit | TRC | Existing | NE4160 | Smart Thermostat | Smart Thermostat | NonEquip | 11 |  | 31.48% | Tech/Econ | 10% | 988.0944 | 0 | 0.0244
Tech | Hospitals | Space Heating | Packaged central unit | TRC | Existing | NE4082 | Roof Insulation | Roof Insulation | NonEquip | 20 |  | 58.5% | Tech/Econ | 0.9344% | 147.0189 | 0 | 0.035816
Tech | Hospitals | Space Heating | Packaged central unit | TRC | Existing | NE4056 | Programmable Thermostat | Programmable Thermostat | NonEquip | 11 |  | 0% | Tech/Econ | 3.6% | 0 | 0 | 0
Tech | Hospitals | Space Heating | Packaged central unit | TRC | Existing | NE4004 | Low U-Value Windows | Low U-Value Windows | NonEquip | 20 |  | 5.375% | Tech/Econ | 46% | 804.5128 | 0 | 0.0033436
Tech | Hospitals | Space Heating | Packaged central unit | TRC | Existing | NE3926 | Infiltration Reduction - Air Sealing | Infiltration Reduction - Air Sealing | NonEquip | 11 |  | 0% | Tech/Econ | 0.05845% | 0 | 0 | 0
Tech | Hospitals | Space Heating | Packaged central unit | TRC | Existing | NE3848 | Hotel Card Energy Control Systems | Hotel Card Energy Control Systems | NonEquip | 15 |  | 0% | Tech/Econ | 0% | 0 | 0 | 0
Tech | Hospitals | Space Heating | Packaged central unit | TRC | Existing | NE3770 | Green Roof | Green Roof | NonEquip | 15 |  | 0.063% | Tech/Econ | 0.722% | 0.12168 | 0 | 0
Tech | Hospitals | Space Heating | Packaged central unit | TRC | Existing | NE3718 | Floor Insulation | Floor Insulation | NonEquip | 20 |  | 12.82% | Tech/Econ | 0.2451% | 8.4091 | 0 | 0.0020486
Tech | Hospitals | Space Heating | Packaged central unit | TRC | Existing | NE3640 | Facility Energy Management System | Facility Energy Management System | NonEquip | 15 |  | 5.375% | Tech/Econ | 20% | 341.1394 | 0 | 0.043626
Tech | Hospitals | Space Heating | Packaged central unit | TRC | Existing | NE3562 | ECM Motors on Furnaces | ECM Motors on Furnaces | NonEquip | 15 | Forced air furnace | 0% | Tech/Econ | 1.706% | 0 | 0 | 0
Tech | Hospitals | Space Heating | Packaged central unit | TRC | Existing | NE3536 | Duct Sealing Repair | Duct Sealing Repair | NonEquip | 15 |  | 0% | Tech/Econ | 12% | 0 | 0 | 0
Tech | Hospitals | Space Heating | Packaged central unit | TRC | Existing | NE3484 | Duct Insulation | Duct Insulation | NonEquip | 15 |  | 0% | Tech/Econ | 2.045% | 0 | 0 | 0
Tech | Hospitals | Space Heating | Packaged central unit | TRC | Existing | NE3432 | Destratification Fans | Destratification Fans | NonEquip | 10 |  | 0% | Tech/Econ | 15.61% | 0 | 0 | 0
Tech | Hospitals | Space Heating | Packaged central unit | TRC | Existing | NE3380 | Dedicated Outdoor Air System on VRF unit | Dedicated Outdoor Air System on VRF unit | NonEquip | 15 | Residential/split system heat pump | 0% | Tech/Econ | 10% | 0 | 0 | 0
Tech | Hospitals | Space Heating | Packaged central unit | TRC | Existing | NE3328 | Cool Roof | Cool Roof | NonEquip | 15 |  | 72.74% | Tech/Econ | 0.03656% | 7.1117 | 0 | 0
Tech | Hospitals | Space Heating | Packaged central unit | TRC | Existing | NE3224 | Ceiling Insulation(R30 to R38) | Ceiling Insulation(R30 to R38) | NonEquip | 20 |  | 0% | Tech/Econ | 0.09442% | 0 | 0 | 0
Tech | Hospitals | Space Heating | Packaged central unit | TRC | Existing | NE3172 | Ceiling Insulation(R2 to R38) | Ceiling Insulation(R2 to R38) | NonEquip | 20 |  | 0% | Tech/Econ | 6.373% | 0 | 0 | 0
Tech | Hospitals | Space Heating | Packaged central unit | TRC | Existing | NE3120 | Ceiling Insulation(R19 to R38) | Ceiling Insulation(R19 to R38) | NonEquip | 20 |  | 0% | Tech/Econ | 0.3541% | 0 | 0 | 0
Tech | Hospitals | Space Heating | Packaged central unit | TRC | Existing | NE3068 | Ceiling Insulation(R12 to R38) | Ceiling Insulation(R12 to R38) | NonEquip | 20 |  | 0% | Tech/Econ | 0.7672% | 0 | 0 | 0
Tech | Hospitals | Space Heating | Packaged central unit | TRC | Existing | NE2990 | Air Curtains | Air Curtains | NonEquip | 8 |  | 33.45% | Tech/Econ | 0.02369% | 2.1182 | 0 | 0.00023004
Tech | Hospitals | Space Heating | Packaged central unit | TRC | Turnover | ET1215 | High Efficiency DX 135k- less than 240k BTU | High Efficiency DX 135k- less than 240k BTU | Equip | 15 | Packaged central unit | 94.56% | Tech/Econ | 3.03% | 822.451 | 0 | 0
Tech | Hospitals | Space Heating | Packaged central unit | TRC | New | EN1241 | High Efficiency DX 135k- less than 240k BTU | High Efficiency DX 135k- less than 240k BTU | Equip | 15 | Packaged central unit | 94.56% | Tech/Econ | 3.03% | 7.8984 | 0 | 0
Tech | Hospitals | Space Cooling | Packaged air conditioning units (RTUs) | TRC | New | NN5369 | Retro-Commissioning | Retro-Commissioning | NonEquip | 5 |  | 0% | Tech/Econ | 16% | 0 | 0 | 0
Tech | Hospitals | Space Cooling | Packaged air conditioning units (RTUs) | TRC | New | NN5161 | ENERGY STAR certified buildings program | ENERGY STAR certified buildings program | NonEquip | 20 |  | 0% | Tech/Econ | 35% | 0 | 0 | 0
Tech | Hospitals | Space Cooling | Packaged air conditioning units (RTUs) | TRC | New | NN4381 | Window Sun Protection | Window Sun Protection | NonEquip | 10 |  | 15.35% | Tech/Econ | 16% | 244.178 | 0.076029 | -0.0042835
Tech | Hospitals | Space Cooling | Packaged air conditioning units (RTUs) | TRC | New | NN4355 | Waterside Economizer | Waterside Economizer | NonEquip | 20 |  | 19.15% | Tech/Econ | 5.556% | 0 | 0 | 0
Tech | Hospitals | Space Cooling | Packaged air conditioning units (RTUs) | TRC | New | NN4147 | Smart Thermostat | Smart Thermostat | NonEquip | 11 |  | 31.48% | Tech/Econ | 10% | 297.6451 | 0.024879 | 0
Tech | Hospitals | Space Cooling | Packaged air conditioning units (RTUs) | TRC | New | NN4121 | Roof Insulation | Roof Insulation | NonEquip | 20 |  | 58.5% | Tech/Econ | 0.118% | 0 | 0 | 0
Tech | Hospitals | Space Cooling | Packaged air conditioning units (RTUs) | TRC | New | NN4043 | Programmable Thermostat | Programmable Thermostat | NonEquip | 11 |  | 0% | Tech/Econ | 3.6% | 0 | 0 | 0
Tech | Hospitals | Space Cooling | Packaged air conditioning units (RTUs) | TRC | New | NN3991 | Low U-Value Windows | Low U-Value Windows | NonEquip | 20 |  | 13.44% | Tech/Econ | 10% | 130.3421 | 0.048449 | 0
Tech | Hospitals | Space Cooling | Packaged air conditioning units (RTUs) | TRC | New | NN3913 | HVAC tune-up_RTU | HVAC tune-up_RTU | NonEquip | 5 | Packaged air conditioning units (RTUs) | 0% | Tech/Econ | 5% | 0 | 0 | 0
Tech | Hospitals | Space Cooling | Packaged air conditioning units (RTUs) | TRC | New | NN3887 | HVAC tune-up | HVAC tune-up | NonEquip | 5 | Residential-type central air conditioners | 0% | Tech/Econ | 5% | 0 | 0 | 0
Tech | Hospitals | Space Cooling | Packaged air conditioning units (RTUs) | TRC | New | NN3809 | Green Roof | Green Roof | NonEquip | 15 |  | 0.315% | Tech/Econ | 0.1368% | 0 | 0 | 0
Tech | Hospitals | Space Cooling | Packaged air conditioning units (RTUs) | TRC | New | NN3679 | Facility Energy Management System | Facility Energy Management System | NonEquip | 15 |  | 4.276% | Tech/Econ | 20% | 90.9887 | 0.01347 | 0
Tech | Hospitals | Space Cooling | Packaged air conditioning units (RTUs) | TRC | New | NN3627 | Facility Commissioning | Facility Commissioning | NonEquip | 10 |  | 35.83% | Tech/Econ | 16% | 604.8025 | 0.091252 | 0.017121
Tech | Hospitals | Space Cooling | Packaged air conditioning units (RTUs) | TRC | New | NN3601 | Energy Recovery Ventilation System (ERV) | Energy Recovery Ventilation System (ERV) | NonEquip | 15 | Packaged air conditioning units (RTUs) | 38.88% | Tech/Econ | 9.935% | 358.1506 | 0.52515 | 0.10177
Tech | Hospitals | Space Cooling | Packaged air conditioning units (RTUs) | TRC | New | NN3523 | Duct Sealing Repair | Duct Sealing Repair | NonEquip | 15 |  | 0% | Tech/Econ | 12% | 0 | 0 | 0
Tech | Hospitals | Space Cooling | Packaged air conditioning units (RTUs) | TRC | New | NN3471 | Duct Insulation | Duct Insulation | NonEquip | 15 |  | 0% | Tech/Econ | 2.045% | 0 | 0 | 0
Tech | Hospitals | Space Cooling | Packaged air conditioning units (RTUs) | TRC | New | NN3419 | Dedicated Outdoor Air System on VRF unit | Dedicated Outdoor Air System on VRF unit | NonEquip | 15 | Residential-type central air conditioners | 0% | Tech/Econ | 17.5% | 0 | 0 | 0
Tech | Hospitals | Space Cooling | Packaged air conditioning units (RTUs) | TRC | New | NN3367 | Cool Roof | Cool Roof | NonEquip | 15 |  | 72.49% | Tech/Econ | 0.253% | 0 | 0 | 0
Tech | Hospitals | Space Cooling | Packaged air conditioning units (RTUs) | TRC | New | NN3315 | Chilled Water System - Variable Speed Drives | Chilled Water System - Variable Speed Drives | NonEquip | 13 | Central chillers inside | 0% | Tech/Econ | 24.74% | 0 | 0 | 0
Tech | Hospitals | Space Cooling | Packaged air conditioning units (RTUs) | TRC | New | NN3289 | Chilled Water Controls Optimization | Chilled Water Controls Optimization | NonEquip | 10 | Central chillers inside | 0% | Tech/Econ | 12.5% | 0 | 0 | 0
Tech | Hospitals | Space Cooling | Packaged air conditioning units (RTUs) | TRC | New | NN3211 | Ceiling Insulation(R2 to R38) | Ceiling Insulation(R2 to R38) | NonEquip | 20 |  | 0% | Tech/Econ | 1.61% | 0 | 0 | 0
Tech | Hospitals | Space Cooling | Packaged air conditioning units (RTUs) | TRC | New | NN3159 | Ceiling Insulation(R19 to R38) | Ceiling Insulation(R19 to R38) | NonEquip | 20 |  | 0% | Tech/Econ | 0.08942% | 0 | 0 | 0
Tech | Hospitals | Space Cooling | Packaged air conditioning units (RTUs) | TRC | New | NN3107 | Ceiling Insulation(R12 to R38) | Ceiling Insulation(R12 to R38) | NonEquip | 20 |  | 0% | Tech/Econ | 0.1937% | 0 | 0 | 0
Tech | Hospitals | Space Cooling | Packaged air conditioning units (RTUs) | TRC | New | NN3055 | Airside Economizer | Airside Economizer | NonEquip | 10 | Packaged air conditioning units (RTUs) | 4.552% | Tech/Econ | 5.556% | 22.5436 | -0.0021854 | 0.00055863
Tech | Hospitals | Space Cooling | Packaged air conditioning units (RTUs) | TRC | Existing | NE5356 | Retro-Commissioning | Retro-Commissioning | NonEquip | 5 |  | 21.99% | Tech/Econ | 16% | 35135.6576 | 14.815 | 0
Tech | Hospitals | Space Cooling | Packaged air conditioning units (RTUs) | TRC | Existing | NE5148 | ENERGY STAR certified buildings program | ENERGY STAR certified buildings program | NonEquip | 20 |  | 0% | Tech/Econ | 35% | 0 | 0 | 0
Tech | Hospitals | Space Cooling | Packaged air conditioning units (RTUs) | TRC | Existing | NE4368 | Window Sun Protection | Window Sun Protection | NonEquip | 10 |  | 7.839% | Tech/Econ | 16% | 14336.7857 | 4.464 | -0.25151
Tech | Hospitals | Space Cooling | Packaged air conditioning units (RTUs) | TRC | Existing | NE4342 | Waterside Economizer | Waterside Economizer | NonEquip | 20 |  | 12.77% | Tech/Econ | 5.556% | 7439.1557 | 2.4607 | 0
Tech | Hospitals | Space Cooling | Packaged air conditioning units (RTUs) | TRC | Existing | NE4212 | Wall Insulation | Wall Insulation | NonEquip | 20 |  | 0% | Tech/Econ | 8.139% | 0 | 0 | 0
Tech | Hospitals | Space Cooling | Packaged air conditioning units (RTUs) | TRC | Existing | NE4134 | Smart Thermostat | Smart Thermostat | NonEquip | 11 |  | 31.48% | Tech/Econ | 10% | 35529.1047 | 2.9698 | 0
Tech | Hospitals | Space Cooling | Packaged air conditioning units (RTUs) | TRC | Existing | NE4108 | Roof Insulation | Roof Insulation | NonEquip | 20 |  | 58.5% | Tech/Econ | 0.236% | 1327.545 | 0.54905 | 0
Tech | Hospitals | Space Cooling | Packaged air conditioning units (RTUs) | TRC | Existing | NE4030 | Programmable Thermostat | Programmable Thermostat | NonEquip | 11 |  | 0% | Tech/Econ | 3.6% | 0 | 0 | 0
Tech | Hospitals | Space Cooling | Packaged air conditioning units (RTUs) | TRC | Existing | NE3978 | Low U-Value Windows | Low U-Value Windows | NonEquip | 20 |  | 5.375% | Tech/Econ | 46% | 29295.4484 | 10.8892 | 0
Tech | Hospitals | Space Cooling | Packaged air conditioning units (RTUs) | TRC | Existing | NE3900 | HVAC tune-up_RTU | HVAC tune-up_RTU | NonEquip | 5 | Packaged air conditioning units (RTUs) | 0% | Tech/Econ | 5% | 0 | 0 | 0
Tech | Hospitals | Space Cooling | Packaged air conditioning units (RTUs) | TRC | Existing | NE3874 | HVAC tune-up | HVAC tune-up | NonEquip | 5 | Residential-type central air conditioners | 0% | Tech/Econ | 5% | 0 | 0 | 0
Tech | Hospitals | Space Cooling | Packaged air conditioning units (RTUs) | TRC | Existing | NE3796 | Green Roof | Green Roof | NonEquip | 15 |  | 0.063% | Tech/Econ | 0.1368% | 0.82745 | 0.00035152 | 0
Tech | Hospitals | Space Cooling | Packaged air conditioning units (RTUs) | TRC | Existing | NE3744 | Floor Insulation | Floor Insulation | NonEquip | 20 |  | 12.82% | Tech/Econ | 0.06191% | 76.2448 | 0.031533 | 0
Tech | Hospitals | Space Cooling | Packaged air conditioning units (RTUs) | TRC | Existing | NE3666 | Facility Energy Management System | Facility Energy Management System | NonEquip | 15 |  | 5.375% | Tech/Econ | 20% | 12422.2162 | 1.839 | 0
Tech | Hospitals | Space Cooling | Packaged air conditioning units (RTUs) | TRC | Existing | NE3588 | Energy Recovery Ventilation System (ERV) | Energy Recovery Ventilation System (ERV) | NonEquip | 15 | Packaged air conditioning units (RTUs) | 38.35% | Tech/Econ | 9.935% | 41655.8883 | 61.0788 | 11.8369
Tech | Hospitals | Space Cooling | Packaged air conditioning units (RTUs) | TRC | Existing | NE3510 | Duct Sealing Repair | Duct Sealing Repair | NonEquip | 15 |  | 0% | Tech/Econ | 12% | 0 | 0 | 0
Tech | Hospitals | Space Cooling | Packaged air conditioning units (RTUs) | TRC | Existing | NE3458 | Duct Insulation | Duct Insulation | NonEquip | 15 |  | 0% | Tech/Econ | 2.045% | 0 | 0 | 0
Tech | Hospitals | Space Cooling | Packaged air conditioning units (RTUs) | TRC | Existing | NE3406 | Dedicated Outdoor Air System on VRF unit | Dedicated Outdoor Air System on VRF unit | NonEquip | 15 | Residential-type central air conditioners | 0% | Tech/Econ | 17.5% | 0 | 0 | 0
Tech | Hospitals | Space Cooling | Packaged air conditioning units (RTUs) | TRC | Existing | NE3354 | Cool Roof | Cool Roof | NonEquip | 15 |  | 72.74% | Tech/Econ | 0.253% | 1773.5439 | 0.75344 | 0
Tech | Hospitals | Space Cooling | Packaged air conditioning units (RTUs) | TRC | Existing | NE3302 | Chilled Water System - Variable Speed Drives | Chilled Water System - Variable Speed Drives | NonEquip | 13 | Central chillers inside | 0% | Tech/Econ | 24.74% | 0 | 0 | 0
Tech | Hospitals | Space Cooling | Packaged air conditioning units (RTUs) | TRC | Existing | NE3276 | Chilled Water Controls Optimization | Chilled Water Controls Optimization | NonEquip | 10 | Central chillers inside | 0% | Tech/Econ | 12.5% | 0 | 0 | 0
Tech | Hospitals | Space Cooling | Packaged air conditioning units (RTUs) | TRC | Existing | NE3198 | Ceiling Insulation(R2 to R38) | Ceiling Insulation(R2 to R38) | NonEquip | 20 |  | 0% | Tech/Econ | 1.61% | 0 | 0 | 0
Tech | Hospitals | Space Cooling | Packaged air conditioning units (RTUs) | TRC | Existing | NE3146 | Ceiling Insulation(R19 to R38) | Ceiling Insulation(R19 to R38) | NonEquip | 20 |  | 0% | Tech/Econ | 0.08942% | 0 | 0 | 0
Tech | Hospitals | Space Cooling | Packaged air conditioning units (RTUs) | TRC | Existing | NE3094 | Ceiling Insulation(R12 to R38) | Ceiling Insulation(R12 to R38) | NonEquip | 20 |  | 0% | Tech/Econ | 0.1937% | 0 | 0 | 0
Tech | Hospitals | Space Cooling | Packaged air conditioning units (RTUs) | TRC | Existing | NE3042 | Airside Economizer | Airside Economizer | NonEquip | 10 | Packaged air conditioning units (RTUs) | 4.552% | Tech/Econ | 5.556% | 2659.6108 | -0.25783 | 0.065906
Tech | Hospitals | Space Cooling | Packaged air conditioning units (RTUs) | TRC | Turnover | ET1176 | High Efficiency DX 135k- less than 240k BTU | High Efficiency DX 135k- less than 240k BTU | Equip | 15 | Packaged air conditioning units (RTUs) | 94.56% | Tech/Econ | 4.348% | 42819.684 | 17.7065 | 0
Tech | Hospitals | Space Cooling | Packaged air conditioning units (RTUs) | TRC | New | EN1202 | High Efficiency DX 135k- less than 240k BTU | High Efficiency DX 135k- less than 240k BTU | Equip | 15 | Packaged air conditioning units (RTUs) | 94.56% | Tech/Econ | 4.348% | 218.6623 | 0.09042 | 0
Tech | Hospitals | Interior Lighting | Overhead (fluorescent/LED/CFL U-shape) | TRC | New | NN5265 | Retro-Commissioning | Retro-Commissioning | NonEquip | 5 |  | 0% | Tech/Econ | 16% | 0 | 0 | 0
Tech | Hospitals | Interior Lighting | Overhead (fluorescent/LED/CFL U-shape) | TRC | New | NN5005 | ENERGY STAR certified buildings program | ENERGY STAR certified buildings program | NonEquip | 20 |  | 0% | Tech/Econ | 35% | 0 | 0 | 0
Tech | Hospitals | Interior Lighting | Overhead (fluorescent/LED/CFL U-shape) | TRC | New | NN4433 | Interior Lighting Controls | Interior Lighting Controls | NonEquip | 8 | Overhead (fluorescent/LED/CFL U-shape) | 37.72% | Tech/Econ | 28% | 756.8947 | 0 | 0
Tech | Hospitals | Interior Lighting | Overhead (fluorescent/LED/CFL U-shape) | TRC | New | NN4407 | Bi-Level Lighting Control (Interior) | Bi-Level Lighting Control (Interior) | NonEquip | 8 | Overhead (fluorescent/LED/CFL U-shape) | 36% | Tech/Econ | 31% | 900.3046 | 0.0024753 | 0
Tech | Hospitals | Interior Lighting | Overhead (fluorescent/LED/CFL U-shape) | TRC | New | NN3705 | Facility Energy Management System | Facility Energy Management System | NonEquip | 15 |  | 4.276% | Tech/Econ | 24% | 65.7823 | 0.0097386 | 0.0084124
Tech | Hospitals | Interior Lighting | Overhead (fluorescent/LED/CFL U-shape) | TRC | Existing | NE5252 | Retro-Commissioning | Retro-Commissioning | NonEquip | 5 |  | 21.99% | Tech/Econ | 16% | 20451.0856 | 8.6232 | 0.09907
Tech | Hospitals | Interior Lighting | Overhead (fluorescent/LED/CFL U-shape) | TRC | Existing | NE4992 | ENERGY STAR certified buildings program | ENERGY STAR certified buildings program | NonEquip | 20 |  | 0% | Tech/Econ | 35% | 0 | 0 | 0
Tech | Hospitals | Interior Lighting | Overhead (fluorescent/LED/CFL U-shape) | TRC | Existing | NE4420 | Interior Lighting Controls | Interior Lighting Controls | NonEquip | 8 | Overhead (fluorescent/LED/CFL U-shape) | 37.72% | Tech/Econ | 28% | 74072.7978 | 0 | 0
Tech | Hospitals | Interior Lighting | Overhead (fluorescent/LED/CFL U-shape) | TRC | Existing | NE4394 | Bi-Level Lighting Control (Interior) | Bi-Level Lighting Control (Interior) | NonEquip | 8 | Overhead (fluorescent/LED/CFL U-shape) | 36% | Tech/Econ | 31% | 88107.4821 | 0.24224 | 0
Tech | Hospitals | Interior Lighting | Overhead (fluorescent/LED/CFL U-shape) | TRC | Existing | NE3692 | Facility Energy Management System | Facility Energy Management System | NonEquip | 15 |  | 5.375% | Tech/Econ | 24% | 7596.7321 | 1.1246 | 0.97149
Tech | Hospitals | Interior Lighting | Overhead (fluorescent/LED/CFL U-shape) | TRC | Turnover | ET1800 | Premium T8 - Lamp Replacement | Premium T8 - Lamp Replacement | Equip | 8 | Overhead (fluorescent/LED/CFL U-shape) | 0% | Tech/Econ | 12.5% | 0 | 0 | 0
Tech | Hospitals | Interior Lighting | Overhead (fluorescent/LED/CFL U-shape) | TRC | Turnover | ET1761 | Premium T8 - Fixture Replacement | Premium T8 - Fixture Replacement | Equip | 8 | Overhead (fluorescent/LED/CFL U-shape) | 0% | Tech/Econ | 12.5% | 0 | 0 | 0
Tech | Hospitals | Interior Lighting | Overhead (fluorescent/LED/CFL U-shape) | TRC | Turnover | ET1722 | LED Linear - Lamp Replacement | LED Linear - Lamp Replacement | Equip | 15 | Overhead (fluorescent/LED/CFL U-shape) | 24.1% | Tech/Econ | 25.43% | 38441.3047 | 3.9814 | 3.8229
Tech | Hospitals | Interior Lighting | Overhead (fluorescent/LED/CFL U-shape) | TRC | Turnover | ET1683 | LED Linear - Fixture Replacement | LED Linear - Fixture Replacement | Equip | 15 | Overhead (fluorescent/LED/CFL U-shape) | 24.1% | Tech/Econ | 50.28% | 108871.9376 | 11.4089 | 10.5823
Tech | Hospitals | Interior Lighting | Overhead (fluorescent/LED/CFL U-shape) | TRC | New | EN1826 | Premium T8 - Lamp Replacement | Premium T8 - Lamp Replacement | Equip | 8 | Overhead (fluorescent/LED/CFL U-shape) | 0% | Tech/Econ | 12.5% | 0 | 0 | 0
Tech | Hospitals | Interior Lighting | Overhead (fluorescent/LED/CFL U-shape) | TRC | New | EN1787 | Premium T8 - Fixture Replacement | Premium T8 - Fixture Replacement | Equip | 8 | Overhead (fluorescent/LED/CFL U-shape) | 0% | Tech/Econ | 12.5% | 0 | 0 | 0
Tech | Hospitals | Interior Lighting | Overhead (fluorescent/LED/CFL U-shape) | TRC | New | EN1748 | LED Linear - Lamp Replacement | LED Linear - Lamp Replacement | Equip | 15 | Overhead (fluorescent/LED/CFL U-shape) | 0% | Tech/Econ | 25.43% | 0 | 0 | 0
Tech | Hospitals | Interior Lighting | Overhead (fluorescent/LED/CFL U-shape) | TRC | New | EN1709 | LED Linear - Fixture Replacement | LED Linear - Fixture Replacement | Equip | 15 | Overhead (fluorescent/LED/CFL U-shape) | 0% | Tech/Econ | 50.28% | 0 | 0 | 0
Tech | Hospitals | Cooking | Oven | TRC | New | NN5083 | ENERGY STAR certified buildings program | ENERGY STAR certified buildings program | NonEquip | 20 |  | 0% | Tech/Econ | 35% | 0 | 0 | 0
Tech | Hospitals | Cooking | Oven | TRC | Existing | NE5070 | ENERGY STAR certified buildings program | ENERGY STAR certified buildings program | NonEquip | 20 |  | 0% | Tech/Econ | 35% | 0 | 0 | 0
Tech | Hospitals | Cooking | Oven | TRC | Turnover | ET45 | Energy Star Commercial Oven | Energy Star Commercial Oven | Equip | 12 | Oven | 22.46% | Tech/Econ | 34.83% | 7073.5477 | 1.1487 | 0.60108
Tech | Hospitals | Cooking | Oven | TRC | New | EN71 | Energy Star Commercial Oven | Energy Star Commercial Oven | Equip | 12 | Oven | 22.46% | Tech/Econ | 34.83% | 63.5199 | 0.010315 | 0.0053977
Tech | Hospitals | Miscellaneous | Others | TRC | New | NN5447 | Retro-Commissioning | Retro-Commissioning | NonEquip | 5 |  | 0% | Tech/Econ | 16% | 0 | 0 | 0
Tech | Hospitals | Miscellaneous | Others | TRC | New | NN5239 | ENERGY STAR certified buildings program | ENERGY STAR certified buildings program | NonEquip | 20 |  | 0% | Tech/Econ | 35% | 0 | 0 | 0
Tech | Hospitals | Miscellaneous | Others | TRC | New | NN4537 | VSD Controlled Compressor | VSD Controlled Compressor | NonEquip | 15 | Others | 27.75% | Tech/Econ | 20.79% | 295.9692 | 0.038374 | 0.032143
Tech | Hospitals | Miscellaneous | Others | TRC | New | NN4511 | Regenerative Drive Elevator Motor | Regenerative Drive Elevator Motor | NonEquip | 13 | Elevators/Escalators | 0% | Tech/Econ | 6.211% | 0 | 0 | 0
Tech | Hospitals | Miscellaneous | Others | TRC | New | NN4485 | Engine Block Timer | Engine Block Timer | NonEquip | 5 | Others | 4.977% | Tech/Econ | 36% | 99.6146 | 0.012405 | 0.012405
Tech | Hospitals | Miscellaneous | Others | TRC | New | NN4459 | Efficient Motor Belts | Efficient Motor Belts | NonEquip | 10 | Others | 4.977% | Tech/Econ | 1.105% | 2.5942 | 0.00033636 | 0.00028174
Tech | Hospitals | Miscellaneous | Others | TRC | Existing | NE5434 | Retro-Commissioning | Retro-Commissioning | NonEquip | 5 |  | 21.99% | Tech/Econ | 16% | 19652.2922 | 8.2864 | 0.0952
Tech | Hospitals | Miscellaneous | Others | TRC | Existing | NE5226 | ENERGY STAR certified buildings program | ENERGY STAR certified buildings program | NonEquip | 20 |  | 0% | Tech/Econ | 35% | 0 | 0 | 0
Tech | Hospitals | Miscellaneous | Others | TRC | Existing | NE4524 | VSD Controlled Compressor | VSD Controlled Compressor | NonEquip | 15 | Others | 5.549% | Tech/Econ | 20.79% | 6681.9964 | 0.86636 | 0.72568
Tech | Hospitals | Miscellaneous | Others | TRC | Existing | NE4498 | Regenerative Drive Elevator Motor | Regenerative Drive Elevator Motor | NonEquip | 13 | Elevators/Escalators | 0% | Tech/Econ | 6.211% | 0 | 0 | 0
Tech | Hospitals | Miscellaneous | Others | TRC | Existing | NE4472 | Engine Block Timer | Engine Block Timer | NonEquip | 5 | Others | 1.244% | Tech/Econ | 36% | 2773.2587 | 0.34536 | 0.34536
Tech | Hospitals | Miscellaneous | Others | TRC | Existing | NE4446 | Efficient Motor Belts | Efficient Motor Belts | NonEquip | 10 | Others | 1.244% | Tech/Econ | 1.105% | 74.0945 | 0.0096067 | 0.0080468
Tech | Hospitals | Miscellaneous | Others | TRC | Turnover | ET1917 | ENERGY STAR Water Cooler | ENERGY STAR Water Cooler | Equip | 10 | Others | 0% | Tech/Econ | 68.49% | 0 | 0 | 0
Tech | Hospitals | Miscellaneous | Others | TRC | Turnover | ET1878 | ENERGY STAR Commercial Clothes Washer | ENERGY STAR Commercial Clothes Washer | Equip | 7 | Others | 22.05% | Tech/Econ | 27.27% | 37065.3299 | 3.7694 | 4.3387
Tech | Hospitals | Miscellaneous | Others | TRC | Turnover | ET1839 | Efficient Battery Charger | Efficient Battery Charger | Equip | 7 | Others | 17.92% | Tech/Econ | 13.68% | 14031.4789 | 7.6885 | 0
Tech | Hospitals | Miscellaneous | Others | TRC | New | EN1943 | ENERGY STAR Water Cooler | ENERGY STAR Water Cooler | Equip | 10 | Others | 0% | Tech/Econ | 68.49% | 0 | 0 | 0
Tech | Hospitals | Miscellaneous | Others | TRC | New | EN1904 | ENERGY STAR Commercial Clothes Washer | ENERGY STAR Commercial Clothes Washer | Equip | 7 | Others | 22.05% | Tech/Econ | 27.27% | 328.3509 | 0.033392 | 0.038435
Tech | Hospitals | Miscellaneous | Others | TRC | New | EN1865 | Efficient Battery Charger | Efficient Battery Charger | Equip | 7 | Others | 17.92% | Tech/Econ | 13.68% | 118.4987 | 0.064931 | 0
Tech | Hospitals | Office Equipment | Other office | TRC | New | NN5057 | ENERGY STAR certified buildings program | ENERGY STAR certified buildings program | NonEquip | 20 |  | 0% | Tech/Econ | 35% | 0 | 0 | 0
Tech | Hospitals | Office Equipment | Other office | TRC | New | NN4589 | Smart Strip Plug Outlet | Smart Strip Plug Outlet | NonEquip | 4 |  | 43.9% | Tech/Econ | 1.187% | 22.4517 | 0.0033384 | 0.0023202
Tech | Hospitals | Office Equipment | Other office | TRC | New | NN4563 | Network PC Power Management | Network PC Power Management | NonEquip | 5 | Computers | 0% | Tech/Econ | 56.5% | 0 | 0 | 0
Tech | Hospitals | Office Equipment | Other office | TRC | Existing | NE5044 | ENERGY STAR certified buildings program | ENERGY STAR certified buildings program | NonEquip | 20 |  | 0% | Tech/Econ | 35% | 0 | 0 | 0
Tech | Hospitals | Office Equipment | Other office | TRC | Existing | NE4576 | Smart Strip Plug Outlet | Smart Strip Plug Outlet | NonEquip | 4 |  | 43.9% | Tech/Econ | 1.187% | 2500.2059 | 0.37177 | 0.25837
Tech | Hospitals | Office Equipment | Other office | TRC | Existing | NE4550 | Network PC Power Management | Network PC Power Management | NonEquip | 5 | Computers | 0% | Tech/Econ | 56.5% | 0 | 0 | 0
Tech | Hospitals | Office Equipment | Other office | TRC | Turnover | ET2262 | Energy Star Uninterruptable Power Supply | Energy Star Uninterruptable Power Supply | Equip | 10 | Other office | 22.4% | Tech/Econ | 1.878% | 2026.8381 | 0.23137 | 0.23137
Tech | Hospitals | Office Equipment | Other office | TRC | New | EN2288 | Energy Star Uninterruptable Power Supply | Energy Star Uninterruptable Power Supply | Equip | 10 | Other office | 22.4% | Tech/Econ | 1.878% | 18.2008 | 0.0020777 | 0.0020777
Tech | Hospitals | Ventilation and Circulation | Motor/Fan | TRC | New | NN5395 | Retro-Commissioning | Retro-Commissioning | NonEquip | 5 |  | 0% | Tech/Econ | 16% | 0 | 0 | 0
Tech | Hospitals | Ventilation and Circulation | Motor/Fan | TRC | New | NN5187 | ENERGY STAR certified buildings program | ENERGY STAR certified buildings program | NonEquip | 20 |  | 0% | Tech/Econ | 35% | 0 | 0 | 0
Tech | Hospitals | Ventilation and Circulation | Motor/Fan | TRC | New | NN4979 | VAV System | VAV System | NonEquip | 10 |  | 15.96% | Tech/Econ | 30% | 28.3906 | 0.0080804 | 0.0082002
Tech | Hospitals | Ventilation and Circulation | Motor/Fan | TRC | New | NN4953 | Demand Controlled Ventilation | Demand Controlled Ventilation | NonEquip | 10 |  | 17.54% | Tech/Econ | 23.08% | 22.8637 | 0.0023804 | 0.013402
Tech | Hospitals | Ventilation and Circulation | Motor/Fan | TRC | New | NN4927 | CO Sensors for Parking Garage Exhaust | CO Sensors for Parking Garage Exhaust | NonEquip | 15 | Motor/Fan | 59.72% | Tech/Econ | 33% | 145.5737 | 0.0058598 | 0.0058598
Tech | Hospitals | Ventilation and Circulation | Motor/Fan | TRC | Existing | NE5382 | Retro-Commissioning | Retro-Commissioning | NonEquip | 5 |  | 21.99% | Tech/Econ | 16% | 2093.5554 | 0.88275 | 0.010142
Tech | Hospitals | Ventilation and Circulation | Motor/Fan | TRC | Existing | NE5174 | ENERGY STAR certified buildings program | ENERGY STAR certified buildings program | NonEquip | 20 |  | 0% | Tech/Econ | 35% | 0 | 0 | 0
Tech | Hospitals | Ventilation and Circulation | Motor/Fan | TRC | Existing | NE4966 | VAV System | VAV System | NonEquip | 10 |  | 10.64% | Tech/Econ | 30% | 2107.7061 | 0.59988 | 0.60878
Tech | Hospitals | Ventilation and Circulation | Motor/Fan | TRC | Existing | NE4940 | Demand Controlled Ventilation | Demand Controlled Ventilation | NonEquip | 10 |  | 23.39% | Tech/Econ | 23.08% | 3451.681 | 0.35937 | 2.0233
Tech | Hospitals | Ventilation and Circulation | Motor/Fan | TRC | Existing | NE4914 | CO Sensors for Parking Garage Exhaust | CO Sensors for Parking Garage Exhaust | NonEquip | 15 | Motor/Fan | 59.72% | Tech/Econ | 33% | 16211.0269 | 0.65255 | 0.65255
Tech | Hospitals | Ventilation and Circulation | Motor/Fan | TRC | Turnover | ET2691 | High Speed Fans | High Speed Fans | Equip | 7 | Motor/Fan | 11.82% | Tech/Econ | 10.99% | 785.4092 | 0.10183 | 0.085297
Tech | Hospitals | Ventilation and Circulation | Motor/Fan | TRC | Turnover | ET2652 | 10HP Open Drip-Proof(ODP) Motor | 10HP Open Drip-Proof(ODP) Motor | Equip | 15 | Motor/Fan | 29.73% | Tech/Econ | 1.079% | 191.4489 | 0.024822 | 0.020792
Tech | Hospitals | Ventilation and Circulation | Motor/Fan | TRC | New | EN2717 | High Speed Fans | High Speed Fans | Equip | 7 | Motor/Fan | 11.82% | Tech/Econ | 10.99% | 7.0356 | 0.0009122 | 0.00076409
Tech | Hospitals | Ventilation and Circulation | Motor/Fan | TRC | New | EN2678 | 10HP Open Drip-Proof(ODP) Motor | 10HP Open Drip-Proof(ODP) Motor | Equip | 15 | Motor/Fan | 37.16% | Tech/Econ | 1.079% | 1.6415 | 0.00021283 | 0.00017827
Tech | Hospitals | Miscellaneous | Medical equipment | TRC | New | NN5447 | Retro-Commissioning | Retro-Commissioning | NonEquip | 5 |  | 0% | Tech/Econ | 16% | 0 | 0 | 0
Tech | Hospitals | Miscellaneous | Medical equipment | TRC | New | NN5239 | ENERGY STAR certified buildings program | ENERGY STAR certified buildings program | NonEquip | 20 |  | 0% | Tech/Econ | 35% | 0 | 0 | 0
Tech | Hospitals | Miscellaneous | Medical equipment | TRC | New | NN4537 | VSD Controlled Compressor | VSD Controlled Compressor | NonEquip | 15 | Others | 0% | Tech/Econ | 20.79% | 0 | 0 | 0
Tech | Hospitals | Miscellaneous | Medical equipment | TRC | New | NN4511 | Regenerative Drive Elevator Motor | Regenerative Drive Elevator Motor | NonEquip | 13 | Elevators/Escalators | 0% | Tech/Econ | 6.211% | 0 | 0 | 0
Tech | Hospitals | Miscellaneous | Medical equipment | TRC | New | NN4485 | Engine Block Timer | Engine Block Timer | NonEquip | 5 | Others | 0% | Tech/Econ | 36% | 0 | 0 | 0
Tech | Hospitals | Miscellaneous | Medical equipment | TRC | New | NN4459 | Efficient Motor Belts | Efficient Motor Belts | NonEquip | 10 | Others | 0% | Tech/Econ | 1.105% | 0 | 0 | 0
Tech | Hospitals | Miscellaneous | Medical equipment | TRC | Existing | NE5434 | Retro-Commissioning | Retro-Commissioning | NonEquip | 5 |  | 21.99% | Tech/Econ | 16% | 28.3877 | 0.01197 | 0.00013752
Tech | Hospitals | Miscellaneous | Medical equipment | TRC | Existing | NE5226 | ENERGY STAR certified buildings program | ENERGY STAR certified buildings program | NonEquip | 20 |  | 0% | Tech/Econ | 35% | 0 | 0 | 0
Tech | Hospitals | Miscellaneous | Medical equipment | TRC | Existing | NE4524 | VSD Controlled Compressor | VSD Controlled Compressor | NonEquip | 15 | Others | 0% | Tech/Econ | 20.79% | 0 | 0 | 0
Tech | Hospitals | Miscellaneous | Medical equipment | TRC | Existing | NE4498 | Regenerative Drive Elevator Motor | Regenerative Drive Elevator Motor | NonEquip | 13 | Elevators/Escalators | 0% | Tech/Econ | 6.211% | 0 | 0 | 0
Tech | Hospitals | Miscellaneous | Medical equipment | TRC | Existing | NE4472 | Engine Block Timer | Engine Block Timer | NonEquip | 5 | Others | 0% | Tech/Econ | 36% | 0 | 0 | 0
Tech | Hospitals | Miscellaneous | Medical equipment | TRC | Existing | NE4446 | Efficient Motor Belts | Efficient Motor Belts | NonEquip | 10 | Others | 0% | Tech/Econ | 1.105% | 0 | 0 | 0
Tech | Hospitals | Refrigeration | Large cold storage | TRC | New | NN5317 | Retro-Commissioning | Retro-Commissioning | NonEquip | 5 |  | 0% | Tech/Econ | 16% | 0 | 0 | 0
Tech | Hospitals | Refrigeration | Large cold storage | TRC | New | NN5109 | ENERGY STAR certified buildings program | ENERGY STAR certified buildings program | NonEquip | 20 |  | 0% | Tech/Econ | 35% | 0 | 0 | 0
Tech | Hospitals | Refrigeration | Large cold storage | TRC | New | NN4901 | Strip Curtains for Walk-ins | Strip Curtains for Walk-ins | NonEquip | 4 | Walk-in cooler | 0% | Tech/Econ | 2.115% | 0 | 0 | 0
Tech | Hospitals | Refrigeration | Large cold storage | TRC | New | NN4875 | Refrigerated Display Case Lighting Controls | Refrigerated Display Case Lighting Controls | NonEquip | 8 | Display cases | 0% | Tech/Econ | 0.9365% | 0 | 0 | 0
Tech | Hospitals | Refrigeration | Large cold storage | TRC | New | NN4849 | PSC to ECM Evaporator Fan Motor (Walk-In, Refrigerator) | PSC to ECM Evaporator Fan Motor (Walk-In, Refrigerator) | NonEquip | 15 | Walk-in cooler | 0% | Tech/Econ | 37.5% | 0 | 0 | 0
Tech | Hospitals | Refrigeration | Large cold storage | TRC | New | NN4823 | PSC to ECM Evaporator Fan Motor (Reach-In) | PSC to ECM Evaporator Fan Motor (Reach-In) | NonEquip | 15 | Display cases | 0% | Tech/Econ | 37.5% | 0 | 0 | 0
Tech | Hospitals | Refrigeration | Large cold storage | TRC | New | NN4797 | Night Covers for Display Cases | Night Covers for Display Cases | NonEquip | 5 | Display cases | 0% | Tech/Econ | 1.877% | 0 | 0 | 0
Tech | Hospitals | Refrigeration | Large cold storage | TRC | New | NN4771 | High R-Value Glass Doors | High R-Value Glass Doors | NonEquip | 12 | Display cases | 0% | Tech/Econ | 0% | 0 | 0 | 0
Tech | Hospitals | Refrigeration | Large cold storage | TRC | New | NN4745 | High Efficiency Refrigeration Compressor | High Efficiency Refrigeration Compressor | NonEquip | 13 | Display cases | 0% | Tech/Econ | 6.922% | 0 | 0 | 0
Tech | Hospitals | Refrigeration | Large cold storage | TRC | New | NN4719 | Freezer-Cooler Replacement Gaskets | Freezer-Cooler Replacement Gaskets | NonEquip | 4 | Display cases | 0% | Tech/Econ | 0% | 0 | 0 | 0
Tech | Hospitals | Refrigeration | Large cold storage | TRC | New | NN4693 | Floating Head Pressure Controls | Floating Head Pressure Controls | NonEquip | 15 |  | 24.64% | Tech/Econ | 6.05% | 0.094557 | 1.226e-05 | 1.0269e-05
Tech | Hospitals | Refrigeration | Large cold storage | TRC | New | NN4667 | Demand Defrost | Demand Defrost | NonEquip | 10 | Walk-in cooler | 0% | Tech/Econ | 30% | 0 | 0 | 0
Tech | Hospitals | Refrigeration | Large cold storage | TRC | New | NN4641 | Automatic Door Closer for Walk-in Coolers and Freezers | Automatic Door Closer for Walk-in Coolers and Freezers | NonEquip | 8 | Walk-in cooler | 0% | Tech/Econ | 3.131% | 0 | 0 | 0
Tech | Hospitals | Refrigeration | Large cold storage | TRC | New | NN4615 | Anti-Sweat Controls | Anti-Sweat Controls | NonEquip | 8 | Display cases | 0% | Tech/Econ | 85% | 0 | 0 | 0
Tech | Hospitals | Refrigeration | Large cold storage | TRC | Existing | NE5304 | Retro-Commissioning | Retro-Commissioning | NonEquip | 5 |  | 21.99% | Tech/Econ | 16% | 24.8549 | 0.01048 | 0.0001204
Tech | Hospitals | Refrigeration | Large cold storage | TRC | Existing | NE5096 | ENERGY STAR certified buildings program | ENERGY STAR certified buildings program | NonEquip | 20 |  | 0% | Tech/Econ | 35% | 0 | 0 | 0
Tech | Hospitals | Refrigeration | Large cold storage | TRC | Existing | NE4888 | Strip Curtains for Walk-ins | Strip Curtains for Walk-ins | NonEquip | 4 | Walk-in cooler | 0% | Tech/Econ | 2.115% | 0 | 0 | 0
Tech | Hospitals | Refrigeration | Large cold storage | TRC | Existing | NE4862 | Refrigerated Display Case Lighting Controls | Refrigerated Display Case Lighting Controls | NonEquip | 8 | Display cases | 0% | Tech/Econ | 2.524% | 0 | 0 | 0
Tech | Hospitals | Refrigeration | Large cold storage | TRC | Existing | NE4836 | PSC to ECM Evaporator Fan Motor (Walk-In, Refrigerator) | PSC to ECM Evaporator Fan Motor (Walk-In, Refrigerator) | NonEquip | 15 | Walk-in cooler | 0% | Tech/Econ | 37.5% | 0 | 0 | 0
Tech | Hospitals | Refrigeration | Large cold storage | TRC | Existing | NE4810 | PSC to ECM Evaporator Fan Motor (Reach-In) | PSC to ECM Evaporator Fan Motor (Reach-In) | NonEquip | 15 | Display cases | 0% | Tech/Econ | 37.5% | 0 | 0 | 0
Tech | Hospitals | Refrigeration | Large cold storage | TRC | Existing | NE4784 | Night Covers for Display Cases | Night Covers for Display Cases | NonEquip | 5 | Display cases | 0% | Tech/Econ | 1.877% | 0 | 0 | 0
Tech | Hospitals | Refrigeration | Large cold storage | TRC | Existing | NE4758 | High R-Value Glass Doors | High R-Value Glass Doors | NonEquip | 12 | Display cases | 0% | Tech/Econ | 23.81% | 0 | 0 | 0
Tech | Hospitals | Refrigeration | Large cold storage | TRC | Existing | NE4732 | High Efficiency Refrigeration Compressor | High Efficiency Refrigeration Compressor | NonEquip | 13 | Display cases | 0% | Tech/Econ | 6.922% | 0 | 0 | 0
Tech | Hospitals | Refrigeration | Large cold storage | TRC | Existing | NE4706 | Freezer-Cooler Replacement Gaskets | Freezer-Cooler Replacement Gaskets | NonEquip | 4 | Display cases | 0% | Tech/Econ | 3.131% | 0 | 0 | 0
Tech | Hospitals | Refrigeration | Large cold storage | TRC | Existing | NE4680 | Floating Head Pressure Controls | Floating Head Pressure Controls | NonEquip | 15 |  | 24.64% | Tech/Econ | 6.05% | 10.1593 | 0.0013172 | 0.0011033
Tech | Hospitals | Refrigeration | Large cold storage | TRC | Existing | NE4654 | Demand Defrost | Demand Defrost | NonEquip | 10 | Walk-in cooler | 0% | Tech/Econ | 30% | 0 | 0 | 0
Tech | Hospitals | Refrigeration | Large cold storage | TRC | Existing | NE4628 | Automatic Door Closer for Walk-in Coolers and Freezers | Automatic Door Closer for Walk-in Coolers and Freezers | NonEquip | 8 | Walk-in cooler | 0% | Tech/Econ | 3.131% | 0 | 0 | 0
Tech | Hospitals | Refrigeration | Large cold storage | TRC | Existing | NE4602 | Anti-Sweat Controls | Anti-Sweat Controls | NonEquip | 8 | Display cases | 0% | Tech/Econ | 85% | 0 | 0 | 0
Tech | Hospitals | Miscellaneous | Laboratory equipment | TRC | New | NN5447 | Retro-Commissioning | Retro-Commissioning | NonEquip | 5 |  | 0% | Tech/Econ | 16% | 0 | 0 | 0
Tech | Hospitals | Miscellaneous | Laboratory equipment | TRC | New | NN5239 | ENERGY STAR certified buildings program | ENERGY STAR certified buildings program | NonEquip | 20 |  | 0% | Tech/Econ | 35% | 0 | 0 | 0
Tech | Hospitals | Miscellaneous | Laboratory equipment | TRC | New | NN4537 | VSD Controlled Compressor | VSD Controlled Compressor | NonEquip | 15 | Others | 0% | Tech/Econ | 20.79% | 0 | 0 | 0
Tech | Hospitals | Miscellaneous | Laboratory equipment | TRC | New | NN4511 | Regenerative Drive Elevator Motor | Regenerative Drive Elevator Motor | NonEquip | 13 | Elevators/Escalators | 0% | Tech/Econ | 6.211% | 0 | 0 | 0
Tech | Hospitals | Miscellaneous | Laboratory equipment | TRC | New | NN4485 | Engine Block Timer | Engine Block Timer | NonEquip | 5 | Others | 0% | Tech/Econ | 36% | 0 | 0 | 0
Tech | Hospitals | Miscellaneous | Laboratory equipment | TRC | New | NN4459 | Efficient Motor Belts | Efficient Motor Belts | NonEquip | 10 | Others | 0% | Tech/Econ | 1.105% | 0 | 0 | 0
Tech | Hospitals | Miscellaneous | Laboratory equipment | TRC | Existing | NE5434 | Retro-Commissioning | Retro-Commissioning | NonEquip | 5 |  | 21.99% | Tech/Econ | 16% | 700.5377 | 0.29538 | 0.0033936
Tech | Hospitals | Miscellaneous | Laboratory equipment | TRC | Existing | NE5226 | ENERGY STAR certified buildings program | ENERGY STAR certified buildings program | NonEquip | 20 |  | 0% | Tech/Econ | 35% | 0 | 0 | 0
Tech | Hospitals | Miscellaneous | Laboratory equipment | TRC | Existing | NE4524 | VSD Controlled Compressor | VSD Controlled Compressor | NonEquip | 15 | Others | 0% | Tech/Econ | 20.79% | 0 | 0 | 0
Tech | Hospitals | Miscellaneous | Laboratory equipment | TRC | Existing | NE4498 | Regenerative Drive Elevator Motor | Regenerative Drive Elevator Motor | NonEquip | 13 | Elevators/Escalators | 0% | Tech/Econ | 6.211% | 0 | 0 | 0
Tech | Hospitals | Miscellaneous | Laboratory equipment | TRC | Existing | NE4472 | Engine Block Timer | Engine Block Timer | NonEquip | 5 | Others | 0% | Tech/Econ | 36% | 0 | 0 | 0
Tech | Hospitals | Miscellaneous | Laboratory equipment | TRC | Existing | NE4446 | Efficient Motor Belts | Efficient Motor Belts | NonEquip | 10 | Others | 0% | Tech/Econ | 1.105% | 0 | 0 | 0
Tech | Hospitals | Ventilation and Circulation | Individual room ventilation | TRC | New | NN5395 | Retro-Commissioning | Retro-Commissioning | NonEquip | 5 |  | 0% | Tech/Econ | 16% | 0 | 0 | 0
Tech | Hospitals | Ventilation and Circulation | Individual room ventilation | TRC | New | NN5187 | ENERGY STAR certified buildings program | ENERGY STAR certified buildings program | NonEquip | 20 |  | 0% | Tech/Econ | 35% | 0 | 0 | 0
Tech | Hospitals | Ventilation and Circulation | Individual room ventilation | TRC | New | NN4979 | VAV System | VAV System | NonEquip | 10 |  | 15.96% | Tech/Econ | 30% | 13.0768 | 0.0037218 | 0.0037771
Tech | Hospitals | Ventilation and Circulation | Individual room ventilation | TRC | New | NN4953 | Demand Controlled Ventilation | Demand Controlled Ventilation | NonEquip | 10 |  | 17.54% | Tech/Econ | 23.08% | 10.5311 | 0.0010964 | 0.006173
Tech | Hospitals | Ventilation and Circulation | Individual room ventilation | TRC | New | NN4927 | CO Sensors for Parking Garage Exhaust | CO Sensors for Parking Garage Exhaust | NonEquip | 15 | Motor/Fan | 0% | Tech/Econ | 33% | 0 | 0 | 0
Tech | Hospitals | Ventilation and Circulation | Individual room ventilation | TRC | Existing | NE5382 | Retro-Commissioning | Retro-Commissioning | NonEquip | 5 |  | 21.99% | Tech/Econ | 16% | 980.1319 | 0.41327 | 0.004748
Tech | Hospitals | Ventilation and Circulation | Individual room ventilation | TRC | Existing | NE5174 | ENERGY STAR certified buildings program | ENERGY STAR certified buildings program | NonEquip | 20 |  | 0% | Tech/Econ | 35% | 0 | 0 | 0
Tech | Hospitals | Ventilation and Circulation | Individual room ventilation | TRC | Existing | NE4966 | VAV System | VAV System | NonEquip | 10 |  | 10.64% | Tech/Econ | 30% | 970.8195 | 0.27631 | 0.28041
Tech | Hospitals | Ventilation and Circulation | Individual room ventilation | TRC | Existing | NE4940 | Demand Controlled Ventilation | Demand Controlled Ventilation | NonEquip | 10 |  | 23.39% | Tech/Econ | 23.08% | 1589.8606 | 0.16553 | 0.93192
Tech | Hospitals | Ventilation and Circulation | Individual room ventilation | TRC | Existing | NE4914 | CO Sensors for Parking Garage Exhaust | CO Sensors for Parking Garage Exhaust | NonEquip | 15 | Motor/Fan | 0% | Tech/Econ | 33% | 0 | 0 | 0
Tech | Hospitals | Space Heating | Individual room heating | TRC | New | NN5343 | Retro-Commissioning | Retro-Commissioning | NonEquip | 5 |  | 0% | Tech/Econ | 16% | 0 | 0 | 0
Tech | Hospitals | Space Heating | Individual room heating | TRC | New | NN5135 | ENERGY STAR certified buildings program | ENERGY STAR certified buildings program | NonEquip | 20 |  | 0% | Tech/Econ | 35% | 0 | 0 | 0
Tech | Hospitals | Space Heating | Individual room heating | TRC | New | NN4329 | Water Cooled Refrigeration Heat Recovery | Water Cooled Refrigeration Heat Recovery | NonEquip | 20 |  | 4.199% | Tech/Econ | 10% | 0 | 0 | 0
Tech | Hospitals | Space Heating | Individual room heating | TRC | New | NN4277 | Warehouse Loading Dock Seals | Warehouse Loading Dock Seals | NonEquip | 18 |  | 0% | Tech/Econ | 0.1059% | 0 | 0 | 0
Tech | Hospitals | Space Heating | Individual room heating | TRC | New | NN4251 | Wall Insulation | Wall Insulation | NonEquip | 20 |  | 0% | Tech/Econ | 0% | 0 | 0 | 0
Tech | Hospitals | Space Heating | Individual room heating | TRC | New | NN4173 | Smart Thermostat | Smart Thermostat | NonEquip | 11 |  | 31.48% | Tech/Econ | 10% | 0 | 0 | 0
Tech | Hospitals | Space Heating | Individual room heating | TRC | New | NN4095 | Roof Insulation | Roof Insulation | NonEquip | 20 |  | 58.5% | Tech/Econ | 0.4234% | 0 | 0 | 0
Tech | Hospitals | Space Heating | Individual room heating | TRC | New | NN4069 | Programmable Thermostat | Programmable Thermostat | NonEquip | 11 |  | 0% | Tech/Econ | 3.6% | 0 | 0 | 0
Tech | Hospitals | Space Heating | Individual room heating | TRC | New | NN4017 | Low U-Value Windows | Low U-Value Windows | NonEquip | 20 |  | 13.44% | Tech/Econ | 10% | 0 | 0 | 0
Tech | Hospitals | Space Heating | Individual room heating | TRC | New | NN3939 | Infiltration Reduction - Air Sealing | Infiltration Reduction - Air Sealing | NonEquip | 11 |  | 0% | Tech/Econ | 0.05297% | 0 | 0 | 0
Tech | Hospitals | Space Heating | Individual room heating | TRC | New | NN3861 | Hotel Card Energy Control Systems | Hotel Card Energy Control Systems | NonEquip | 15 |  | 0% | Tech/Econ | 0% | 0 | 0 | 0
Tech | Hospitals | Space Heating | Individual room heating | TRC | New | NN3783 | Green Roof | Green Roof | NonEquip | 15 |  | 0.315% | Tech/Econ | 0.6543% | 0 | 0 | 0
Tech | Hospitals | Space Heating | Individual room heating | TRC | New | NN3731 | Floor Insulation | Floor Insulation | NonEquip | 20 |  | 32.06% | Tech/Econ | 0.2221% | 0 | 0 | 0
Tech | Hospitals | Space Heating | Individual room heating | TRC | New | NN3653 | Facility Energy Management System | Facility Energy Management System | NonEquip | 15 |  | 4.276% | Tech/Econ | 20% | 0 | 0 | 0
Tech | Hospitals | Space Heating | Individual room heating | TRC | New | NN3575 | ECM Motors on Furnaces | ECM Motors on Furnaces | NonEquip | 15 | Forced air furnace | 0% | Tech/Econ | 1.706% | 0 | 0 | 0
Tech | Hospitals | Space Heating | Individual room heating | TRC | New | NN3549 | Duct Sealing Repair | Duct Sealing Repair | NonEquip | 15 |  | 0% | Tech/Econ | 12% | 0 | 0 | 0
Tech | Hospitals | Space Heating | Individual room heating | TRC | New | NN3497 | Duct Insulation | Duct Insulation | NonEquip | 15 |  | 0% | Tech/Econ | 2.045% | 0 | 0 | 0
Tech | Hospitals | Space Heating | Individual room heating | TRC | New | NN3445 | Destratification Fans | Destratification Fans | NonEquip | 10 |  | 0% | Tech/Econ | 15.61% | 0 | 0 | 0
Tech | Hospitals | Space Heating | Individual room heating | TRC | New | NN3393 | Dedicated Outdoor Air System on VRF unit | Dedicated Outdoor Air System on VRF unit | NonEquip | 15 | Residential/split system heat pump | 0% | Tech/Econ | 10% | 0 | 0 | 0
Tech | Hospitals | Space Heating | Individual room heating | TRC | New | NN3341 | Cool Roof | Cool Roof | NonEquip | 15 |  | 72.49% | Tech/Econ | 0.03313% | 0 | 0 | 0
Tech | Hospitals | Space Heating | Individual room heating | TRC | New | NN3237 | Ceiling Insulation(R30 to R38) | Ceiling Insulation(R30 to R38) | NonEquip | 20 |  | 0% | Tech/Econ | 0.08557% | 0 | 0 | 0
Tech | Hospitals | Space Heating | Individual room heating | TRC | New | NN3185 | Ceiling Insulation(R2 to R38) | Ceiling Insulation(R2 to R38) | NonEquip | 20 |  | 0% | Tech/Econ | 5.776% | 0 | 0 | 0
Tech | Hospitals | Space Heating | Individual room heating | TRC | New | NN3133 | Ceiling Insulation(R19 to R38) | Ceiling Insulation(R19 to R38) | NonEquip | 20 |  | 0% | Tech/Econ | 0.3209% | 0 | 0 | 0
Tech | Hospitals | Space Heating | Individual room heating | TRC | New | NN3081 | Ceiling Insulation(R12 to R38) | Ceiling Insulation(R12 to R38) | NonEquip | 20 |  | 0% | Tech/Econ | 0.6952% | 0 | 0 | 0
Tech | Hospitals | Space Heating | Individual room heating | TRC | New | NN3003 | Air Curtains | Air Curtains | NonEquip | 8 |  | 28.37% | Tech/Econ | 0.02369% | 0 | 0 | 0
Tech | Hospitals | Space Heating | Individual room heating | TRC | Existing | NE5330 | Retro-Commissioning | Retro-Commissioning | NonEquip | 5 |  | 21.99% | Tech/Econ | 16% | 0 | 0 | 0
Tech | Hospitals | Space Heating | Individual room heating | TRC | Existing | NE5122 | ENERGY STAR certified buildings program | ENERGY STAR certified buildings program | NonEquip | 20 |  | 0% | Tech/Econ | 35% | 0 | 0 | 0
Tech | Hospitals | Space Heating | Individual room heating | TRC | Existing | NE4316 | Water Cooled Refrigeration Heat Recovery | Water Cooled Refrigeration Heat Recovery | NonEquip | 20 |  | 55.99% | Tech/Econ | 10% | 0 | 0 | 0
Tech | Hospitals | Space Heating | Individual room heating | TRC | Existing | NE4264 | Warehouse Loading Dock Seals | Warehouse Loading Dock Seals | NonEquip | 18 |  | 0% | Tech/Econ | 0.1169% | 0 | 0 | 0
Tech | Hospitals | Space Heating | Individual room heating | TRC | Existing | NE4238 | Wall Insulation | Wall Insulation | NonEquip | 20 |  | 0% | Tech/Econ | 4.706% | 0 | 0 | 0
Tech | Hospitals | Space Heating | Individual room heating | TRC | Existing | NE4160 | Smart Thermostat | Smart Thermostat | NonEquip | 11 |  | 31.48% | Tech/Econ | 10% | 0 | 0 | 0
Tech | Hospitals | Space Heating | Individual room heating | TRC | Existing | NE4082 | Roof Insulation | Roof Insulation | NonEquip | 20 |  | 58.5% | Tech/Econ | 0.9344% | 0 | 0 | 0
Tech | Hospitals | Space Heating | Individual room heating | TRC | Existing | NE4056 | Programmable Thermostat | Programmable Thermostat | NonEquip | 11 |  | 0% | Tech/Econ | 3.6% | 0 | 0 | 0
Tech | Hospitals | Space Heating | Individual room heating | TRC | Existing | NE4004 | Low U-Value Windows | Low U-Value Windows | NonEquip | 20 |  | 5.375% | Tech/Econ | 46% | 0 | 0 | 0
Tech | Hospitals | Space Heating | Individual room heating | TRC | Existing | NE3926 | Infiltration Reduction - Air Sealing | Infiltration Reduction - Air Sealing | NonEquip | 11 |  | 0% | Tech/Econ | 0.05845% | 0 | 0 | 0
Tech | Hospitals | Space Heating | Individual room heating | TRC | Existing | NE3848 | Hotel Card Energy Control Systems | Hotel Card Energy Control Systems | NonEquip | 15 |  | 0% | Tech/Econ | 0% | 0 | 0 | 0
Tech | Hospitals | Space Heating | Individual room heating | TRC | Existing | NE3770 | Green Roof | Green Roof | NonEquip | 15 |  | 0.063% | Tech/Econ | 0.722% | 0 | 0 | 0
Tech | Hospitals | Space Heating | Individual room heating | TRC | Existing | NE3718 | Floor Insulation | Floor Insulation | NonEquip | 20 |  | 12.82% | Tech/Econ | 0.2451% | 0 | 0 | 0
Tech | Hospitals | Space Heating | Individual room heating | TRC | Existing | NE3640 | Facility Energy Management System | Facility Energy Management System | NonEquip | 15 |  | 5.375% | Tech/Econ | 20% | 0 | 0 | 0
Tech | Hospitals | Space Heating | Individual room heating | TRC | Existing | NE3562 | ECM Motors on Furnaces | ECM Motors on Furnaces | NonEquip | 15 | Forced air furnace | 0% | Tech/Econ | 1.706% | 0 | 0 | 0
Tech | Hospitals | Space Heating | Individual room heating | TRC | Existing | NE3536 | Duct Sealing Repair | Duct Sealing Repair | NonEquip | 15 |  | 0% | Tech/Econ | 12% | 0 | 0 | 0
Tech | Hospitals | Space Heating | Individual room heating | TRC | Existing | NE3484 | Duct Insulation | Duct Insulation | NonEquip | 15 |  | 0% | Tech/Econ | 2.045% | 0 | 0 | 0
Tech | Hospitals | Space Heating | Individual room heating | TRC | Existing | NE3432 | Destratification Fans | Destratification Fans | NonEquip | 10 |  | 0% | Tech/Econ | 15.61% | 0 | 0 | 0
Tech | Hospitals | Space Heating | Individual room heating | TRC | Existing | NE3380 | Dedicated Outdoor Air System on VRF unit | Dedicated Outdoor Air System on VRF unit | NonEquip | 15 | Residential/split system heat pump | 0% | Tech/Econ | 10% | 0 | 0 | 0
Tech | Hospitals | Space Heating | Individual room heating | TRC | Existing | NE3328 | Cool Roof | Cool Roof | NonEquip | 15 |  | 72.74% | Tech/Econ | 0.03656% | 0 | 0 | 0
Tech | Hospitals | Space Heating | Individual room heating | TRC | Existing | NE3224 | Ceiling Insulation(R30 to R38) | Ceiling Insulation(R30 to R38) | NonEquip | 20 |  | 0% | Tech/Econ | 0.09442% | 0 | 0 | 0
Tech | Hospitals | Space Heating | Individual room heating | TRC | Existing | NE3172 | Ceiling Insulation(R2 to R38) | Ceiling Insulation(R2 to R38) | NonEquip | 20 |  | 0% | Tech/Econ | 6.373% | 0 | 0 | 0
Tech | Hospitals | Space Heating | Individual room heating | TRC | Existing | NE3120 | Ceiling Insulation(R19 to R38) | Ceiling Insulation(R19 to R38) | NonEquip | 20 |  | 0% | Tech/Econ | 0.3541% | 0 | 0 | 0
Tech | Hospitals | Space Heating | Individual room heating | TRC | Existing | NE3068 | Ceiling Insulation(R12 to R38) | Ceiling Insulation(R12 to R38) | NonEquip | 20 |  | 0% | Tech/Econ | 0.7672% | 0 | 0 | 0
Tech | Hospitals | Space Heating | Individual room heating | TRC | Existing | NE2990 | Air Curtains | Air Curtains | NonEquip | 8 |  | 33.45% | Tech/Econ | 0.02369% | 0 | 0 | 0
Tech | Hospitals | Space Cooling | Individual room air conditioners | TRC | New | NN5369 | Retro-Commissioning | Retro-Commissioning | NonEquip | 5 |  | 0% | Tech/Econ | 16% | 0 | 0 | 0
Tech | Hospitals | Space Cooling | Individual room air conditioners | TRC | New | NN5161 | ENERGY STAR certified buildings program | ENERGY STAR certified buildings program | NonEquip | 20 |  | 0% | Tech/Econ | 35% | 0 | 0 | 0
Tech | Hospitals | Space Cooling | Individual room air conditioners | TRC | New | NN4381 | Window Sun Protection | Window Sun Protection | NonEquip | 10 |  | 15.35% | Tech/Econ | 16% | 0 | 0 | 0
Tech | Hospitals | Space Cooling | Individual room air conditioners | TRC | New | NN4355 | Waterside Economizer | Waterside Economizer | NonEquip | 20 |  | 19.15% | Tech/Econ | 5.556% | 0 | 0 | 0
Tech | Hospitals | Space Cooling | Individual room air conditioners | TRC | New | NN4147 | Smart Thermostat | Smart Thermostat | NonEquip | 11 |  | 31.48% | Tech/Econ | 10% | 0 | 0 | 0
Tech | Hospitals | Space Cooling | Individual room air conditioners | TRC | New | NN4121 | Roof Insulation | Roof Insulation | NonEquip | 20 |  | 58.5% | Tech/Econ | 0.118% | 0 | 0 | 0
Tech | Hospitals | Space Cooling | Individual room air conditioners | TRC | New | NN4043 | Programmable Thermostat | Programmable Thermostat | NonEquip | 11 |  | 0% | Tech/Econ | 3.6% | 0 | 0 | 0
Tech | Hospitals | Space Cooling | Individual room air conditioners | TRC | New | NN3991 | Low U-Value Windows | Low U-Value Windows | NonEquip | 20 |  | 13.44% | Tech/Econ | 10% | 0 | 0 | 0
Tech | Hospitals | Space Cooling | Individual room air conditioners | TRC | New | NN3913 | HVAC tune-up_RTU | HVAC tune-up_RTU | NonEquip | 5 | Packaged air conditioning units (RTUs) | 0% | Tech/Econ | 5% | 0 | 0 | 0
Tech | Hospitals | Space Cooling | Individual room air conditioners | TRC | New | NN3887 | HVAC tune-up | HVAC tune-up | NonEquip | 5 | Residential-type central air conditioners | 0% | Tech/Econ | 5% | 0 | 0 | 0
Tech | Hospitals | Space Cooling | Individual room air conditioners | TRC | New | NN3809 | Green Roof | Green Roof | NonEquip | 15 |  | 0.315% | Tech/Econ | 0.1368% | 0 | 0 | 0
Tech | Hospitals | Space Cooling | Individual room air conditioners | TRC | New | NN3757 | Floor Insulation | Floor Insulation | NonEquip | 20 |  | 32.06% | Tech/Econ | 0.06191% | 0 | 0 | 0
Tech | Hospitals | Space Cooling | Individual room air conditioners | TRC | New | NN3679 | Facility Energy Management System | Facility Energy Management System | NonEquip | 15 |  | 4.276% | Tech/Econ | 20% | 0 | 0 | 0
Tech | Hospitals | Space Cooling | Individual room air conditioners | TRC | New | NN3627 | Facility Commissioning | Facility Commissioning | NonEquip | 10 |  | 35.83% | Tech/Econ | 16% | 0 | 0 | 0
Tech | Hospitals | Space Cooling | Individual room air conditioners | TRC | New | NN3601 | Energy Recovery Ventilation System (ERV) | Energy Recovery Ventilation System (ERV) | NonEquip | 15 | Packaged air conditioning units (RTUs) | 0% | Tech/Econ | 9.935% | 0 | 0 | 0
Tech | Hospitals | Space Cooling | Individual room air conditioners | TRC | New | NN3523 | Duct Sealing Repair | Duct Sealing Repair | NonEquip | 15 |  | 0% | Tech/Econ | 12% | 0 | 0 | 0
Tech | Hospitals | Space Cooling | Individual room air conditioners | TRC | New | NN3471 | Duct Insulation | Duct Insulation | NonEquip | 15 |  | 0% | Tech/Econ | 2.045% | 0 | 0 | 0
Tech | Hospitals | Space Cooling | Individual room air conditioners | TRC | New | NN3419 | Dedicated Outdoor Air System on VRF unit | Dedicated Outdoor Air System on VRF unit | NonEquip | 15 | Residential-type central air conditioners | 0% | Tech/Econ | 17.5% | 0 | 0 | 0
Tech | Hospitals | Space Cooling | Individual room air conditioners | TRC | New | NN3367 | Cool Roof | Cool Roof | NonEquip | 15 |  | 72.49% | Tech/Econ | 0.253% | 0 | 0 | 0
Tech | Hospitals | Space Cooling | Individual room air conditioners | TRC | New | NN3315 | Chilled Water System - Variable Speed Drives | Chilled Water System - Variable Speed Drives | NonEquip | 13 | Central chillers inside | 0% | Tech/Econ | 24.74% | 0 | 0 | 0
Tech | Hospitals | Space Cooling | Individual room air conditioners | TRC | New | NN3289 | Chilled Water Controls Optimization | Chilled Water Controls Optimization | NonEquip | 10 | Central chillers inside | 0% | Tech/Econ | 12.5% | 0 | 0 | 0
Tech | Hospitals | Space Cooling | Individual room air conditioners | TRC | New | NN3211 | Ceiling Insulation(R2 to R38) | Ceiling Insulation(R2 to R38) | NonEquip | 20 |  | 0% | Tech/Econ | 1.61% | 0 | 0 | 0
Tech | Hospitals | Space Cooling | Individual room air conditioners | TRC | New | NN3159 | Ceiling Insulation(R19 to R38) | Ceiling Insulation(R19 to R38) | NonEquip | 20 |  | 0% | Tech/Econ | 0.08942% | 0 | 0 | 0
Tech | Hospitals | Space Cooling | Individual room air conditioners | TRC | New | NN3107 | Ceiling Insulation(R12 to R38) | Ceiling Insulation(R12 to R38) | NonEquip | 20 |  | 0% | Tech/Econ | 0.1937% | 0 | 0 | 0
Tech | Hospitals | Space Cooling | Individual room air conditioners | TRC | New | NN3055 | Airside Economizer | Airside Economizer | NonEquip | 10 | Packaged air conditioning units (RTUs) | 0% | Tech/Econ | 5.556% | 0 | 0 | 0
Tech | Hospitals | Space Cooling | Individual room air conditioners | TRC | Existing | NE5356 | Retro-Commissioning | Retro-Commissioning | NonEquip | 5 |  | 21.99% | Tech/Econ | 16% | 0 | 0 | 0
Tech | Hospitals | Space Cooling | Individual room air conditioners | TRC | Existing | NE5148 | ENERGY STAR certified buildings program | ENERGY STAR certified buildings program | NonEquip | 20 |  | 0% | Tech/Econ | 35% | 0 | 0 | 0
Tech | Hospitals | Space Cooling | Individual room air conditioners | TRC | Existing | NE4368 | Window Sun Protection | Window Sun Protection | NonEquip | 10 |  | 7.839% | Tech/Econ | 16% | 0 | 0 | 0
Tech | Hospitals | Space Cooling | Individual room air conditioners | TRC | Existing | NE4342 | Waterside Economizer | Waterside Economizer | NonEquip | 20 |  | 12.77% | Tech/Econ | 5.556% | 0 | 0 | 0
Tech | Hospitals | Space Cooling | Individual room air conditioners | TRC | Existing | NE4212 | Wall Insulation | Wall Insulation | NonEquip | 20 |  | 0% | Tech/Econ | 8.139% | 0 | 0 | 0
Tech | Hospitals | Space Cooling | Individual room air conditioners | TRC | Existing | NE4134 | Smart Thermostat | Smart Thermostat | NonEquip | 11 |  | 31.48% | Tech/Econ | 10% | 0 | 0 | 0
Tech | Hospitals | Space Cooling | Individual room air conditioners | TRC | Existing | NE4108 | Roof Insulation | Roof Insulation | NonEquip | 20 |  | 58.5% | Tech/Econ | 0.236% | 0 | 0 | 0
Tech | Hospitals | Space Cooling | Individual room air conditioners | TRC | Existing | NE4030 | Programmable Thermostat | Programmable Thermostat | NonEquip | 11 |  | 0% | Tech/Econ | 3.6% | 0 | 0 | 0
Tech | Hospitals | Space Cooling | Individual room air conditioners | TRC | Existing | NE3978 | Low U-Value Windows | Low U-Value Windows | NonEquip | 20 |  | 5.375% | Tech/Econ | 46% | 0 | 0 | 0
Tech | Hospitals | Space Cooling | Individual room air conditioners | TRC | Existing | NE3900 | HVAC tune-up_RTU | HVAC tune-up_RTU | NonEquip | 5 | Packaged air conditioning units (RTUs) | 0% | Tech/Econ | 5% | 0 | 0 | 0
Tech | Hospitals | Space Cooling | Individual room air conditioners | TRC | Existing | NE3874 | HVAC tune-up | HVAC tune-up | NonEquip | 5 | Residential-type central air conditioners | 0% | Tech/Econ | 5% | 0 | 0 | 0
Tech | Hospitals | Space Cooling | Individual room air conditioners | TRC | Existing | NE3796 | Green Roof | Green Roof | NonEquip | 15 |  | 0.063% | Tech/Econ | 0.1368% | 0 | 0 | 0
Tech | Hospitals | Space Cooling | Individual room air conditioners | TRC | Existing | NE3744 | Floor Insulation | Floor Insulation | NonEquip | 20 |  | 12.82% | Tech/Econ | 0.06191% | 0 | 0 | 0
Tech | Hospitals | Space Cooling | Individual room air conditioners | TRC | Existing | NE3666 | Facility Energy Management System | Facility Energy Management System | NonEquip | 15 |  | 5.375% | Tech/Econ | 20% | 0 | 0 | 0
Tech | Hospitals | Space Cooling | Individual room air conditioners | TRC | Existing | NE3588 | Energy Recovery Ventilation System (ERV) | Energy Recovery Ventilation System (ERV) | NonEquip | 15 | Packaged air conditioning units (RTUs) | 0% | Tech/Econ | 9.935% | 0 | 0 | 0
Tech | Hospitals | Space Cooling | Individual room air conditioners | TRC | Existing | NE3510 | Duct Sealing Repair | Duct Sealing Repair | NonEquip | 15 |  | 0% | Tech/Econ | 12% | 0 | 0 | 0
Tech | Hospitals | Space Cooling | Individual room air conditioners | TRC | Existing | NE3458 | Duct Insulation | Duct Insulation | NonEquip | 15 |  | 0% | Tech/Econ | 2.045% | 0 | 0 | 0
Tech | Hospitals | Space Cooling | Individual room air conditioners | TRC | Existing | NE3406 | Dedicated Outdoor Air System on VRF unit | Dedicated Outdoor Air System on VRF unit | NonEquip | 15 | Residential-type central air conditioners | 0% | Tech/Econ | 17.5% | 0 | 0 | 0
Tech | Hospitals | Space Cooling | Individual room air conditioners | TRC | Existing | NE3354 | Cool Roof | Cool Roof | NonEquip | 15 |  | 72.74% | Tech/Econ | 0.253% | 0 | 0 | 0
Tech | Hospitals | Space Cooling | Individual room air conditioners | TRC | Existing | NE3302 | Chilled Water System - Variable Speed Drives | Chilled Water System - Variable Speed Drives | NonEquip | 13 | Central chillers inside | 0% | Tech/Econ | 24.74% | 0 | 0 | 0
Tech | Hospitals | Space Cooling | Individual room air conditioners | TRC | Existing | NE3276 | Chilled Water Controls Optimization | Chilled Water Controls Optimization | NonEquip | 10 | Central chillers inside | 0% | Tech/Econ | 12.5% | 0 | 0 | 0
Tech | Hospitals | Space Cooling | Individual room air conditioners | TRC | Existing | NE3198 | Ceiling Insulation(R2 to R38) | Ceiling Insulation(R2 to R38) | NonEquip | 20 |  | 0% | Tech/Econ | 1.61% | 0 | 0 | 0
Tech | Hospitals | Space Cooling | Individual room air conditioners | TRC | Existing | NE3146 | Ceiling Insulation(R19 to R38) | Ceiling Insulation(R19 to R38) | NonEquip | 20 |  | 0% | Tech/Econ | 0.08942% | 0 | 0 | 0
Tech | Hospitals | Space Cooling | Individual room air conditioners | TRC | Existing | NE3094 | Ceiling Insulation(R12 to R38) | Ceiling Insulation(R12 to R38) | NonEquip | 20 |  | 0% | Tech/Econ | 0.1937% | 0 | 0 | 0
Tech | Hospitals | Space Cooling | Individual room air conditioners | TRC | Existing | NE3042 | Airside Economizer | Airside Economizer | NonEquip | 10 | Packaged air conditioning units (RTUs) | 0% | Tech/Econ | 5.556% | 0 | 0 | 0
Tech | Hospitals | Interior Lighting | High bay | TRC | New | NN5265 | Retro-Commissioning | Retro-Commissioning | NonEquip | 5 |  | 0% | Tech/Econ | 16% | 0 | 0 | 0
Tech | Hospitals | Interior Lighting | High bay | TRC | New | NN5005 | ENERGY STAR certified buildings program | ENERGY STAR certified buildings program | NonEquip | 20 |  | 0% | Tech/Econ | 35% | 0 | 0 | 0
Tech | Hospitals | Interior Lighting | High bay | TRC | New | NN4433 | Interior Lighting Controls | Interior Lighting Controls | NonEquip | 8 | Overhead (fluorescent/LED/CFL U-shape) | 0% | Tech/Econ | 28% | 0 | 0 | 0
Tech | Hospitals | Interior Lighting | High bay | TRC | New | NN4407 | Bi-Level Lighting Control (Interior) | Bi-Level Lighting Control (Interior) | NonEquip | 8 | Overhead (fluorescent/LED/CFL U-shape) | 0% | Tech/Econ | 31% | 0 | 0 | 0
Tech | Hospitals | Interior Lighting | High bay | TRC | New | NN3705 | Facility Energy Management System | Facility Energy Management System | NonEquip | 15 |  | 4.276% | Tech/Econ | 24% | 99.4421 | 0.014722 | 0.012717
Tech | Hospitals | Interior Lighting | High bay | TRC | Existing | NE5252 | Retro-Commissioning | Retro-Commissioning | NonEquip | 5 |  | 21.99% | Tech/Econ | 16% | 32933.7178 | 13.8865 | 0.15954
Tech | Hospitals | Interior Lighting | High bay | TRC | Existing | NE4992 | ENERGY STAR certified buildings program | ENERGY STAR certified buildings program | NonEquip | 20 |  | 0% | Tech/Econ | 35% | 0 | 0 | 0
Tech | Hospitals | Interior Lighting | High bay | TRC | Existing | NE4420 | Interior Lighting Controls | Interior Lighting Controls | NonEquip | 8 | Overhead (fluorescent/LED/CFL U-shape) | 0% | Tech/Econ | 28% | 0 | 0 | 0
Tech | Hospitals | Interior Lighting | High bay | TRC | Existing | NE4394 | Bi-Level Lighting Control (Interior) | Bi-Level Lighting Control (Interior) | NonEquip | 8 | Overhead (fluorescent/LED/CFL U-shape) | 0% | Tech/Econ | 31% | 0 | 0 | 0
Tech | Hospitals | Interior Lighting | High bay | TRC | Existing | NE3692 | Facility Energy Management System | Facility Energy Management System | NonEquip | 15 |  | 5.375% | Tech/Econ | 24% | 12233.5135 | 1.8111 | 1.5645
Tech | Hospitals | Interior Lighting | High bay | TRC | Turnover | ET1644 | LED Linear - Fixture Replacement | LED Linear - Fixture Replacement | Equip | 15 | High bay | 24.1% | Tech/Econ | 50.28% | 130771.6253 | 13.7038 | 12.711
Tech | Hospitals | Interior Lighting | High bay | TRC | Turnover | ET1527 | High Bay LED | High Bay LED | Equip | 15 | High bay | 0% | Tech/Econ | 64.78% | 0 | 0 | 0
Tech | Hospitals | Interior Lighting | High bay | TRC | Turnover | ET1488 | High Bay Fluorescent (T5) | High Bay Fluorescent (T5) | Equip | 15 | High bay | 0% | Tech/Econ | 64.14% | 0 | 0 | 0
Tech | Hospitals | Interior Lighting | High bay | TRC | New | EN1670 | LED Linear - Fixture Replacement | LED Linear - Fixture Replacement | Equip | 15 | High bay | 0% | Tech/Econ | 50.28% | 0 | 0 | 0
Tech | Hospitals | Interior Lighting | High bay | TRC | New | EN1553 | High Bay LED | High Bay LED | Equip | 15 | High bay | 0% | Tech/Econ | 64.78% | 0 | 0 | 0
Tech | Hospitals | Interior Lighting | High bay | TRC | New | EN1514 | High Bay Fluorescent (T5) | High Bay Fluorescent (T5) | Equip | 15 | High bay | 0% | Tech/Econ | 64.14% | 0 | 0 | 0
Tech | Hospitals | Cooking | Fryer | TRC | New | NN5083 | ENERGY STAR certified buildings program | ENERGY STAR certified buildings program | NonEquip | 20 |  | 0% | Tech/Econ | 35% | 0 | 0 | 0
Tech | Hospitals | Cooking | Fryer | TRC | Existing | NE5070 | ENERGY STAR certified buildings program | ENERGY STAR certified buildings program | NonEquip | 20 |  | 0% | Tech/Econ | 35% | 0 | 0 | 0
Tech | Hospitals | Cooking | Fryer | TRC | Turnover | ET84 | Energy Star Fryer | Energy Star Fryer | Equip | 12 | Fryer | 29.2% | Tech/Econ | 17.46% | 368.7308 | 0.05977 | 0.018483
Tech | Hospitals | Cooking | Fryer | TRC | New | EN110 | Energy Star Fryer | Energy Star Fryer | Equip | 12 | Fryer | 29.2% | Tech/Econ | 17.46% | 3.3112 | 0.00053673 | 0.00016598
Tech | Hospitals | Space Heating | Forced air furnace | TRC | New | NN5343 | Retro-Commissioning | Retro-Commissioning | NonEquip | 5 |  | 0% | Tech/Econ | 16% | 0 | 0 | 0
Tech | Hospitals | Space Heating | Forced air furnace | TRC | New | NN5135 | ENERGY STAR certified buildings program | ENERGY STAR certified buildings program | NonEquip | 20 |  | 0% | Tech/Econ | 35% | 0 | 0 | 0
Tech | Hospitals | Space Heating | Forced air furnace | TRC | New | NN4329 | Water Cooled Refrigeration Heat Recovery | Water Cooled Refrigeration Heat Recovery | NonEquip | 20 |  | 4.199% | Tech/Econ | 10% | 0.071653 | 0 | 7.7817e-06
Tech | Hospitals | Space Heating | Forced air furnace | TRC | New | NN4277 | Warehouse Loading Dock Seals | Warehouse Loading Dock Seals | NonEquip | 18 |  | 0% | Tech/Econ | 0.1059% | 0 | 0 | 0
Tech | Hospitals | Space Heating | Forced air furnace | TRC | New | NN4251 | Wall Insulation | Wall Insulation | NonEquip | 20 |  | 0% | Tech/Econ | 0% | 0 | 0 | 0
Tech | Hospitals | Space Heating | Forced air furnace | TRC | New | NN4173 | Smart Thermostat | Smart Thermostat | NonEquip | 11 |  | 31.48% | Tech/Econ | 10% | 0.55453 | 0 | 1.3694e-05
Tech | Hospitals | Space Heating | Forced air furnace | TRC | New | NN4095 | Roof Insulation | Roof Insulation | NonEquip | 20 |  | 58.5% | Tech/Econ | 0.4234% | 0.032588 | 0 | 7.9389e-06
Tech | Hospitals | Space Heating | Forced air furnace | TRC | New | NN4069 | Programmable Thermostat | Programmable Thermostat | NonEquip | 11 |  | 0% | Tech/Econ | 3.6% | 0 | 0 | 0
Tech | Hospitals | Space Heating | Forced air furnace | TRC | New | NN4017 | Low U-Value Windows | Low U-Value Windows | NonEquip | 20 |  | 13.44% | Tech/Econ | 10% | 0.22833 | 0 | 9.4895e-07
Tech | Hospitals | Space Heating | Forced air furnace | TRC | New | NN3939 | Infiltration Reduction - Air Sealing | Infiltration Reduction - Air Sealing | NonEquip | 11 |  | 0% | Tech/Econ | 0.05297% | 0 | 0 | 0
Tech | Hospitals | Space Heating | Forced air furnace | TRC | New | NN3861 | Hotel Card Energy Control Systems | Hotel Card Energy Control Systems | NonEquip | 15 |  | 0% | Tech/Econ | 0% | 0 | 0 | 0
Tech | Hospitals | Space Heating | Forced air furnace | TRC | New | NN3783 | Green Roof | Green Roof | NonEquip | 15 |  | 0.315% | Tech/Econ | 0.6543% | 0.00034267 | 0 | 0
Tech | Hospitals | Space Heating | Forced air furnace | TRC | New | NN3731 | Floor Insulation | Floor Insulation | NonEquip | 20 |  | 32.06% | Tech/Econ | 0.2221% | 0 | 0 | 0
Tech | Hospitals | Space Heating | Forced air furnace | TRC | New | NN3653 | Facility Energy Management System | Facility Energy Management System | NonEquip | 15 |  | 4.276% | Tech/Econ | 20% | 0.15196 | 0 | 1.9434e-05
Tech | Hospitals | Space Heating | Forced air furnace | TRC | New | NN3575 | ECM Motors on Furnaces | ECM Motors on Furnaces | NonEquip | 15 | Forced air furnace | 47.78% | Tech/Econ | 1.706% | 0.13667 | 0 | 2.0854e-05
Tech | Hospitals | Space Heating | Forced air furnace | TRC | New | NN3549 | Duct Sealing Repair | Duct Sealing Repair | NonEquip | 15 |  | 0% | Tech/Econ | 12% | 0 | 0 | 0
Tech | Hospitals | Space Heating | Forced air furnace | TRC | New | NN3497 | Duct Insulation | Duct Insulation | NonEquip | 15 |  | 0% | Tech/Econ | 2.045% | 0 | 0 | 0
Tech | Hospitals | Space Heating | Forced air furnace | TRC | New | NN3445 | Destratification Fans | Destratification Fans | NonEquip | 10 |  | 0% | Tech/Econ | 15.61% | 0 | 0 | 0
Tech | Hospitals | Space Heating | Forced air furnace | TRC | New | NN3393 | Dedicated Outdoor Air System on VRF unit | Dedicated Outdoor Air System on VRF unit | NonEquip | 15 | Residential/split system heat pump | 0% | Tech/Econ | 10% | 0 | 0 | 0
Tech | Hospitals | Space Heating | Forced air furnace | TRC | New | NN3341 | Cool Roof | Cool Roof | NonEquip | 15 |  | 72.49% | Tech/Econ | 0.03313% | 0 | 0 | 0
Tech | Hospitals | Space Heating | Forced air furnace | TRC | New | NN3237 | Ceiling Insulation(R30 to R38) | Ceiling Insulation(R30 to R38) | NonEquip | 20 |  | 0% | Tech/Econ | 0.08557% | 0 | 0 | 0
Tech | Hospitals | Space Heating | Forced air furnace | TRC | New | NN3185 | Ceiling Insulation(R2 to R38) | Ceiling Insulation(R2 to R38) | NonEquip | 20 |  | 0% | Tech/Econ | 5.776% | 0 | 0 | 0
Tech | Hospitals | Space Heating | Forced air furnace | TRC | New | NN3133 | Ceiling Insulation(R19 to R38) | Ceiling Insulation(R19 to R38) | NonEquip | 20 |  | 0% | Tech/Econ | 0.3209% | 0 | 0 | 0
Tech | Hospitals | Space Heating | Forced air furnace | TRC | New | NN3081 | Ceiling Insulation(R12 to R38) | Ceiling Insulation(R12 to R38) | NonEquip | 20 |  | 0% | Tech/Econ | 0.6952% | 0 | 0 | 0
Tech | Hospitals | Space Heating | Forced air furnace | TRC | New | NN3003 | Air Curtains | Air Curtains | NonEquip | 8 |  | 28.37% | Tech/Econ | 0.02369% | 0 | 0 | 0
Tech | Hospitals | Space Heating | Forced air furnace | TRC | Existing | NE5330 | Retro-Commissioning | Retro-Commissioning | NonEquip | 5 |  | 21.99% | Tech/Econ | 16% | 67.1687 | 0 | 0.00032538
Tech | Hospitals | Space Heating | Forced air furnace | TRC | Existing | NE5122 | ENERGY STAR certified buildings program | ENERGY STAR certified buildings program | NonEquip | 20 |  | 0% | Tech/Econ | 35% | 0 | 0 | 0
Tech | Hospitals | Space Heating | Forced air furnace | TRC | Existing | NE4316 | Water Cooled Refrigeration Heat Recovery | Water Cooled Refrigeration Heat Recovery | NonEquip | 20 |  | 55.99% | Tech/Econ | 10% | 99.8875 | 0 | 0.010848
Tech | Hospitals | Space Heating | Forced air furnace | TRC | Existing | NE4264 | Warehouse Loading Dock Seals | Warehouse Loading Dock Seals | NonEquip | 18 |  | 0% | Tech/Econ | 0.1169% | 0 | 0 | 0
Tech | Hospitals | Space Heating | Forced air furnace | TRC | Existing | NE4238 | Wall Insulation | Wall Insulation | NonEquip | 20 |  | 0% | Tech/Econ | 4.706% | 0 | 0 | 0
Tech | Hospitals | Space Heating | Forced air furnace | TRC | Existing | NE4160 | Smart Thermostat | Smart Thermostat | NonEquip | 11 |  | 31.48% | Tech/Econ | 10% | 57.978 | 0 | 0.0014317
Tech | Hospitals | Space Heating | Forced air furnace | TRC | Existing | NE4082 | Roof Insulation | Roof Insulation | NonEquip | 20 |  | 58.5% | Tech/Econ | 0.9344% | 9.1299 | 0 | 0.0022241
Tech | Hospitals | Space Heating | Forced air furnace | TRC | Existing | NE4056 | Programmable Thermostat | Programmable Thermostat | NonEquip | 11 |  | 0% | Tech/Econ | 3.6% | 0 | 0 | 0
Tech | Hospitals | Space Heating | Forced air furnace | TRC | Existing | NE4004 | Low U-Value Windows | Low U-Value Windows | NonEquip | 20 |  | 5.375% | Tech/Econ | 46% | 48.9274 | 0 | 0.00020335
Tech | Hospitals | Space Heating | Forced air furnace | TRC | Existing | NE3926 | Infiltration Reduction - Air Sealing | Infiltration Reduction - Air Sealing | NonEquip | 11 |  | 0% | Tech/Econ | 0.05845% | 0 | 0 | 0
Tech | Hospitals | Space Heating | Forced air furnace | TRC | Existing | NE3848 | Hotel Card Energy Control Systems | Hotel Card Energy Control Systems | NonEquip | 15 |  | 0% | Tech/Econ | 0% | 0 | 0 | 0
Tech | Hospitals | Space Heating | Forced air furnace | TRC | Existing | NE3770 | Green Roof | Green Roof | NonEquip | 15 |  | 0.063% | Tech/Econ | 0.722% | 0.007556 | 0 | 0
Tech | Hospitals | Space Heating | Forced air furnace | TRC | Existing | NE3718 | Floor Insulation | Floor Insulation | NonEquip | 20 |  | 12.82% | Tech/Econ | 0.2451% | 0.52221 | 0 | 0.00012722
Tech | Hospitals | Space Heating | Forced air furnace | TRC | Existing | NE3640 | Facility Energy Management System | Facility Energy Management System | NonEquip | 15 |  | 5.375% | Tech/Econ | 20% | 20.7468 | 0 | 0.0026532
Tech | Hospitals | Space Heating | Forced air furnace | TRC | Existing | NE3562 | ECM Motors on Furnaces | ECM Motors on Furnaces | NonEquip | 15 | Forced air furnace | 47.78% | Tech/Econ | 1.706% | 13.7304 | 0 | 0.0020951
Tech | Hospitals | Space Heating | Forced air furnace | TRC | Existing | NE3536 | Duct Sealing Repair | Duct Sealing Repair | NonEquip | 15 |  | 0% | Tech/Econ | 12% | 0 | 0 | 0
Tech | Hospitals | Space Heating | Forced air furnace | TRC | Existing | NE3484 | Duct Insulation | Duct Insulation | NonEquip | 15 |  | 0% | Tech/Econ | 2.045% | 0 | 0 | 0
Tech | Hospitals | Space Heating | Forced air furnace | TRC | Existing | NE3432 | Destratification Fans | Destratification Fans | NonEquip | 10 |  | 0% | Tech/Econ | 15.61% | 0 | 0 | 0
Tech | Hospitals | Space Heating | Forced air furnace | TRC | Existing | NE3380 | Dedicated Outdoor Air System on VRF unit | Dedicated Outdoor Air System on VRF unit | NonEquip | 15 | Residential/split system heat pump | 0% | Tech/Econ | 10% | 0 | 0 | 0
Tech | Hospitals | Space Heating | Forced air furnace | TRC | Existing | NE3328 | Cool Roof | Cool Roof | NonEquip | 15 |  | 72.74% | Tech/Econ | 0.03656% | 0.44164 | 0 | 0
Tech | Hospitals | Space Heating | Forced air furnace | TRC | Existing | NE3224 | Ceiling Insulation(R30 to R38) | Ceiling Insulation(R30 to R38) | NonEquip | 20 |  | 0% | Tech/Econ | 0.09442% | 0 | 0 | 0
Tech | Hospitals | Space Heating | Forced air furnace | TRC | Existing | NE3172 | Ceiling Insulation(R2 to R38) | Ceiling Insulation(R2 to R38) | NonEquip | 20 |  | 0% | Tech/Econ | 6.373% | 0 | 0 | 0
Tech | Hospitals | Space Heating | Forced air furnace | TRC | Existing | NE3120 | Ceiling Insulation(R19 to R38) | Ceiling Insulation(R19 to R38) | NonEquip | 20 |  | 0% | Tech/Econ | 0.3541% | 0 | 0 | 0
Tech | Hospitals | Space Heating | Forced air furnace | TRC | Existing | NE3068 | Ceiling Insulation(R12 to R38) | Ceiling Insulation(R12 to R38) | NonEquip | 20 |  | 0% | Tech/Econ | 0.7672% | 0 | 0 | 0
Tech | Hospitals | Space Heating | Forced air furnace | TRC | Existing | NE2990 | Air Curtains | Air Curtains | NonEquip | 8 |  | 33.45% | Tech/Econ | 0.02369% | 0.13154 | 0 | 1.4286e-05
Tech | Hospitals | Exterior Lighting | Exterior parking/lot lighting | TRC | New | NN5291 | Retro-Commissioning | Retro-Commissioning | NonEquip | 5 |  | 0% | Tech/Econ | 16% | 0 | 0 | 0
Tech | Hospitals | Exterior Lighting | Exterior parking/lot lighting | TRC | New | NN5031 | ENERGY STAR certified buildings program | ENERGY STAR certified buildings program | NonEquip | 20 |  | 0% | Tech/Econ | 35% | 0 | 0 | 0
Tech | Hospitals | Exterior Lighting | Exterior parking/lot lighting | TRC | New | NN2977 | Outdoor Lighting Controls | Outdoor Lighting Controls | NonEquip | 8 | Exterior parking/lot lighting | 30.95% | Tech/Econ | 28% | 0 | 0 | 0
Tech | Hospitals | Exterior Lighting | Exterior parking/lot lighting | TRC | New | NN2951 | Bi-Level Lighting Control (Exterior) | Bi-Level Lighting Control (Exterior) | NonEquip | 9 | Exterior parking/lot lighting | 13.75% | Tech/Econ | 31% | 7.023 | 0 | 0
Tech | Hospitals | Exterior Lighting | Exterior parking/lot lighting | TRC | Existing | NE5278 | Retro-Commissioning | Retro-Commissioning | NonEquip | 5 |  | 21.99% | Tech/Econ | 16% | 7140.9368 | 0 | 0.034592
Tech | Hospitals | Exterior Lighting | Exterior parking/lot lighting | TRC | Existing | NE5018 | ENERGY STAR certified buildings program | ENERGY STAR certified buildings program | NonEquip | 20 |  | 0% | Tech/Econ | 35% | 0 | 0 | 0
Tech | Hospitals | Exterior Lighting | Exterior parking/lot lighting | TRC | Existing | NE2964 | Outdoor Lighting Controls | Outdoor Lighting Controls | NonEquip | 8 | Exterior parking/lot lighting | 30.95% | Tech/Econ | 28% | 19255.2641 | 0 | 0
Tech | Hospitals | Exterior Lighting | Exterior parking/lot lighting | TRC | Existing | NE2938 | Bi-Level Lighting Control (Exterior) | Bi-Level Lighting Control (Exterior) | NonEquip | 9 | Exterior parking/lot lighting | 13.75% | Tech/Econ | 31% | 9896.7791 | 0 | 0
Tech | Hospitals | Exterior Lighting | Exterior parking/lot lighting | TRC | Turnover | ET708 | LED Parking Lighting | LED Parking Lighting | Equip | 18 | Exterior parking/lot lighting | 6.728% | Tech/Econ | 84% | 13903.7026 | 0 | 0
Tech | Hospitals | Exterior Lighting | Exterior parking/lot lighting | TRC | Turnover | ET513 | High Efficiency HID Lighting | High Efficiency HID Lighting | Equip | 13 | Exterior parking/lot lighting | 0% | Tech/Econ | 34.18% | 0 | 0 | 0
Tech | Hospitals | Exterior Lighting | Exterior parking/lot lighting | TRC | New | EN734 | LED Parking Lighting | LED Parking Lighting | Equip | 18 | Exterior parking/lot lighting | 94.94% | Tech/Econ | 84% | 1761.8166 | 0 | 0
Tech | Hospitals | Exterior Lighting | Exterior parking/lot lighting | TRC | New | EN539 | High Efficiency HID Lighting | High Efficiency HID Lighting | Equip | 13 | Exterior parking/lot lighting | 0% | Tech/Econ | 34.18% | 0 | 0 | 0
Tech | Hospitals | Exterior Lighting | Exterior marquis | TRC | New | NN5291 | Retro-Commissioning | Retro-Commissioning | NonEquip | 5 |  | 0% | Tech/Econ | 16% | 0 | 0 | 0
Tech | Hospitals | Exterior Lighting | Exterior marquis | TRC | New | NN5031 | ENERGY STAR certified buildings program | ENERGY STAR certified buildings program | NonEquip | 20 |  | 0% | Tech/Econ | 35% | 0 | 0 | 0
Tech | Hospitals | Exterior Lighting | Exterior marquis | TRC | New | NN2977 | Outdoor Lighting Controls | Outdoor Lighting Controls | NonEquip | 8 | Exterior parking/lot lighting | 0% | Tech/Econ | 28% | 0 | 0 | 0
Tech | Hospitals | Exterior Lighting | Exterior marquis | TRC | New | NN2951 | Bi-Level Lighting Control (Exterior) | Bi-Level Lighting Control (Exterior) | NonEquip | 9 | Exterior parking/lot lighting | 0% | Tech/Econ | 31% | 0 | 0 | 0
Tech | Hospitals | Exterior Lighting | Exterior marquis | TRC | Existing | NE5278 | Retro-Commissioning | Retro-Commissioning | NonEquip | 5 |  | 21.99% | Tech/Econ | 16% | 25.7745 | 0 | 0.00012486
Tech | Hospitals | Exterior Lighting | Exterior marquis | TRC | Existing | NE5018 | ENERGY STAR certified buildings program | ENERGY STAR certified buildings program | NonEquip | 20 |  | 0% | Tech/Econ | 35% | 0 | 0 | 0
Tech | Hospitals | Exterior Lighting | Exterior marquis | TRC | Existing | NE2964 | Outdoor Lighting Controls | Outdoor Lighting Controls | NonEquip | 8 | Exterior parking/lot lighting | 0% | Tech/Econ | 28% | 0 | 0 | 0
Tech | Hospitals | Exterior Lighting | Exterior marquis | TRC | Existing | NE2938 | Bi-Level Lighting Control (Exterior) | Bi-Level Lighting Control (Exterior) | NonEquip | 9 | Exterior parking/lot lighting | 0% | Tech/Econ | 31% | 0 | 0 | 0
Tech | Hospitals | Exterior Lighting | Exterior marquis | TRC | Turnover | ET630 | LED Exterior Lighting | LED Exterior Lighting | Equip | 13 | Exterior marquis | 4.268% | Tech/Econ | 60.51% | 19.4218 | 0 | 0
Tech | Hospitals | Exterior Lighting | Exterior marquis | TRC | Turnover | ET591 | LED Display Lighting (Exterior) | LED Display Lighting (Exterior) | Equip | 15 | Exterior marquis | 4.268% | Tech/Econ | 87.04% | 29.0142 | 0 | 0
Tech | Hospitals | Exterior Lighting | Exterior marquis | TRC | New | EN656 | LED Exterior Lighting | LED Exterior Lighting | Equip | 13 | Exterior marquis | 4.624% | Tech/Econ | 60.51% | 0.18833 | 0 | 0
Tech | Hospitals | Exterior Lighting | Exterior marquis | TRC | New | EN617 | LED Display Lighting (Exterior) | LED Display Lighting (Exterior) | Equip | 15 | Exterior marquis | 4.624% | Tech/Econ | 87.04% | 0.28226 | 0 | 0
Tech | Hospitals | Miscellaneous | Elevators/Escalators | TRC | New | NN5447 | Retro-Commissioning | Retro-Commissioning | NonEquip | 5 |  | 0% | Tech/Econ | 16% | 0 | 0 | 0
Tech | Hospitals | Miscellaneous | Elevators/Escalators | TRC | New | NN5239 | ENERGY STAR certified buildings program | ENERGY STAR certified buildings program | NonEquip | 20 |  | 0% | Tech/Econ | 35% | 0 | 0 | 0
Tech | Hospitals | Miscellaneous | Elevators/Escalators | TRC | New | NN4537 | VSD Controlled Compressor | VSD Controlled Compressor | NonEquip | 15 | Others | 0% | Tech/Econ | 20.79% | 0 | 0 | 0
Tech | Hospitals | Miscellaneous | Elevators/Escalators | TRC | New | NN4511 | Regenerative Drive Elevator Motor | Regenerative Drive Elevator Motor | NonEquip | 13 | Elevators/Escalators | 11.17% | Tech/Econ | 6.211% | 3.4125 | 0.00044245 | 0.00037061
Tech | Hospitals | Miscellaneous | Elevators/Escalators | TRC | New | NN4485 | Engine Block Timer | Engine Block Timer | NonEquip | 5 | Others | 0% | Tech/Econ | 36% | 0 | 0 | 0
Tech | Hospitals | Miscellaneous | Elevators/Escalators | TRC | New | NN4459 | Efficient Motor Belts | Efficient Motor Belts | NonEquip | 10 | Others | 0% | Tech/Econ | 1.105% | 0 | 0 | 0
Tech | Hospitals | Miscellaneous | Elevators/Escalators | TRC | Existing | NE5434 | Retro-Commissioning | Retro-Commissioning | NonEquip | 5 |  | 21.99% | Tech/Econ | 16% | 1928.1648 | 0.81301 | 0.0093405
Tech | Hospitals | Miscellaneous | Elevators/Escalators | TRC | Existing | NE5226 | ENERGY STAR certified buildings program | ENERGY STAR certified buildings program | NonEquip | 20 |  | 0% | Tech/Econ | 35% | 0 | 0 | 0
Tech | Hospitals | Miscellaneous | Elevators/Escalators | TRC | Existing | NE4524 | VSD Controlled Compressor | VSD Controlled Compressor | NonEquip | 15 | Others | 0% | Tech/Econ | 20.79% | 0 | 0 | 0
Tech | Hospitals | Miscellaneous | Elevators/Escalators | TRC | Existing | NE4498 | Regenerative Drive Elevator Motor | Regenerative Drive Elevator Motor | NonEquip | 13 | Elevators/Escalators | 10.45% | Tech/Econ | 6.211% | 343.2206 | 0.0445 | 0.037275
Tech | Hospitals | Miscellaneous | Elevators/Escalators | TRC | Existing | NE4472 | Engine Block Timer | Engine Block Timer | NonEquip | 5 | Others | 0% | Tech/Econ | 36% | 0 | 0 | 0
Tech | Hospitals | Miscellaneous | Elevators/Escalators | TRC | Existing | NE4446 | Efficient Motor Belts | Efficient Motor Belts | NonEquip | 10 | Others | 0% | Tech/Econ | 1.105% | 0 | 0 | 0
Tech | Hospitals | Office Equipment | Document production | TRC | New | NN5057 | ENERGY STAR certified buildings program | ENERGY STAR certified buildings program | NonEquip | 20 |  | 0% | Tech/Econ | 35% | 0 | 0 | 0
Tech | Hospitals | Office Equipment | Document production | TRC | New | NN4589 | Smart Strip Plug Outlet | Smart Strip Plug Outlet | NonEquip | 4 |  | 43.9% | Tech/Econ | 1.187% | 19.1984 | 0.0028547 | 0.001984
Tech | Hospitals | Office Equipment | Document production | TRC | New | NN4563 | Network PC Power Management | Network PC Power Management | NonEquip | 5 | Computers | 0% | Tech/Econ | 56.5% | 0 | 0 | 0
Tech | Hospitals | Office Equipment | Document production | TRC | Existing | NE5044 | ENERGY STAR certified buildings program | ENERGY STAR certified buildings program | NonEquip | 20 |  | 0% | Tech/Econ | 35% | 0 | 0 | 0
Tech | Hospitals | Office Equipment | Document production | TRC | Existing | NE4576 | Smart Strip Plug Outlet | Smart Strip Plug Outlet | NonEquip | 4 |  | 43.9% | Tech/Econ | 1.187% | 2137.9234 | 0.3179 | 0.22093
Tech | Hospitals | Office Equipment | Document production | TRC | Existing | NE4550 | Network PC Power Management | Network PC Power Management | NonEquip | 5 | Computers | 0% | Tech/Econ | 56.5% | 0 | 0 | 0
Tech | Hospitals | Office Equipment | Document production | TRC | Turnover | ET2145 | ENERGY STAR Imaging Equipment | ENERGY STAR Imaging Equipment | Equip | 6 | Document production | 17.92% | Tech/Econ | 44.44% | 35502.1994 | 4.9233 | 3.306
Tech | Hospitals | Office Equipment | Document production | TRC | New | EN2171 | ENERGY STAR Imaging Equipment | ENERGY STAR Imaging Equipment | Equip | 6 | Document production | 17.92% | Tech/Econ | 44.44% | 318.807 | 0.044211 | 0.029688
Tech | Hospitals | Space Cooling | District chilled water piped | TRC | New | NN5369 | Retro-Commissioning | Retro-Commissioning | NonEquip | 5 |  | 0% | Tech/Econ | 16% | 0 | 0 | 0
Tech | Hospitals | Space Cooling | District chilled water piped | TRC | New | NN5161 | ENERGY STAR certified buildings program | ENERGY STAR certified buildings program | NonEquip | 20 |  | 0% | Tech/Econ | 35% | 0 | 0 | 0
Tech | Hospitals | Space Cooling | District chilled water piped | TRC | New | NN4381 | Window Sun Protection | Window Sun Protection | NonEquip | 10 |  | 15.35% | Tech/Econ | 16% | 447.9434 | 0.13948 | -0.0078581
Tech | Hospitals | Space Cooling | District chilled water piped | TRC | New | NN4355 | Waterside Economizer | Waterside Economizer | NonEquip | 20 |  | 19.15% | Tech/Econ | 5.556% | 0 | 0 | 0
Tech | Hospitals | Space Cooling | District chilled water piped | TRC | New | NN4147 | Smart Thermostat | Smart Thermostat | NonEquip | 11 |  | 31.48% | Tech/Econ | 10% | 546.0286 | 0.045641 | 0
Tech | Hospitals | Space Cooling | District chilled water piped | TRC | New | NN4043 | Programmable Thermostat | Programmable Thermostat | NonEquip | 11 |  | 0% | Tech/Econ | 3.6% | 0 | 0 | 0
Tech | Hospitals | Space Cooling | District chilled water piped | TRC | New | NN3991 | Low U-Value Windows | Low U-Value Windows | NonEquip | 20 |  | 13.44% | Tech/Econ | 10% | 239.1119 | 0.088879 | 0
Tech | Hospitals | Space Cooling | District chilled water piped | TRC | New | NN3913 | HVAC tune-up_RTU | HVAC tune-up_RTU | NonEquip | 5 | Packaged air conditioning units (RTUs) | 0% | Tech/Econ | 5% | 0 | 0 | 0
Tech | Hospitals | Space Cooling | District chilled water piped | TRC | New | NN3887 | HVAC tune-up | HVAC tune-up | NonEquip | 5 | Residential-type central air conditioners | 0% | Tech/Econ | 5% | 0 | 0 | 0
Tech | Hospitals | Space Cooling | District chilled water piped | TRC | New | NN3809 | Green Roof | Green Roof | NonEquip | 15 |  | 0.315% | Tech/Econ | 0.1368% | 0 | 0 | 0
Tech | Hospitals | Space Cooling | District chilled water piped | TRC | New | NN3679 | Facility Energy Management System | Facility Energy Management System | NonEquip | 15 |  | 4.276% | Tech/Econ | 20% | 166.9183 | 0.024711 | 0
Tech | Hospitals | Space Cooling | District chilled water piped | TRC | New | NN3627 | Facility Commissioning | Facility Commissioning | NonEquip | 10 |  | 35.83% | Tech/Econ | 16% | 1109.5074 | 0.1674 | 0.031408
Tech | Hospitals | Space Cooling | District chilled water piped | TRC | New | NN3601 | Energy Recovery Ventilation System (ERV) | Energy Recovery Ventilation System (ERV) | NonEquip | 15 | Packaged air conditioning units (RTUs) | 0% | Tech/Econ | 9.935% | 0 | 0 | 0
Tech | Hospitals | Space Cooling | District chilled water piped | TRC | New | NN3523 | Duct Sealing Repair | Duct Sealing Repair | NonEquip | 15 |  | 0% | Tech/Econ | 12% | 0 | 0 | 0
Tech | Hospitals | Space Cooling | District chilled water piped | TRC | New | NN3471 | Duct Insulation | Duct Insulation | NonEquip | 15 |  | 0% | Tech/Econ | 2.045% | 0 | 0 | 0
Tech | Hospitals | Space Cooling | District chilled water piped | TRC | New | NN3419 | Dedicated Outdoor Air System on VRF unit | Dedicated Outdoor Air System on VRF unit | NonEquip | 15 | Residential-type central air conditioners | 0% | Tech/Econ | 17.5% | 0 | 0 | 0
Tech | Hospitals | Space Cooling | District chilled water piped | TRC | New | NN3367 | Cool Roof | Cool Roof | NonEquip | 15 |  | 72.49% | Tech/Econ | 0.253% | 0 | 0 | 0
Tech | Hospitals | Space Cooling | District chilled water piped | TRC | New | NN3315 | Chilled Water System - Variable Speed Drives | Chilled Water System - Variable Speed Drives | NonEquip | 13 | Central chillers inside | 0% | Tech/Econ | 24.74% | 0 | 0 | 0
Tech | Hospitals | Space Cooling | District chilled water piped | TRC | New | NN3289 | Chilled Water Controls Optimization | Chilled Water Controls Optimization | NonEquip | 10 | Central chillers inside | 0% | Tech/Econ | 12.5% | 0 | 0 | 0
Tech | Hospitals | Space Cooling | District chilled water piped | TRC | New | NN3211 | Ceiling Insulation(R2 to R38) | Ceiling Insulation(R2 to R38) | NonEquip | 20 |  | 0% | Tech/Econ | 1.61% | 0 | 0 | 0
Tech | Hospitals | Space Cooling | District chilled water piped | TRC | New | NN3107 | Ceiling Insulation(R12 to R38) | Ceiling Insulation(R12 to R38) | NonEquip | 20 |  | 0% | Tech/Econ | 0.1937% | 0 | 0 | 0
Tech | Hospitals | Space Cooling | District chilled water piped | TRC | New | NN3055 | Airside Economizer | Airside Economizer | NonEquip | 10 | Packaged air conditioning units (RTUs) | 0% | Tech/Econ | 5.556% | 0 | 0 | 0
Tech | Hospitals | Space Cooling | District chilled water piped | TRC | Existing | NE5356 | Retro-Commissioning | Retro-Commissioning | NonEquip | 5 |  | 21.99% | Tech/Econ | 16% | 66578.2064 | 28.0728 | 0
Tech | Hospitals | Space Cooling | District chilled water piped | TRC | Existing | NE5148 | ENERGY STAR certified buildings program | ENERGY STAR certified buildings program | NonEquip | 20 |  | 0% | Tech/Econ | 35% | 0 | 0 | 0
Tech | Hospitals | Space Cooling | District chilled water piped | TRC | Existing | NE4368 | Window Sun Protection | Window Sun Protection | NonEquip | 10 |  | 7.839% | Tech/Econ | 16% | 26300.7687 | 8.1892 | -0.46139
Tech | Hospitals | Space Cooling | District chilled water piped | TRC | Existing | NE4342 | Waterside Economizer | Waterside Economizer | NonEquip | 20 |  | 12.77% | Tech/Econ | 5.556% | 13826.0519 | 4.5734 | 0
Tech | Hospitals | Space Cooling | District chilled water piped | TRC | Existing | NE4212 | Wall Insulation | Wall Insulation | NonEquip | 20 |  | 0% | Tech/Econ | 8.139% | 0 | 0 | 0
Tech | Hospitals | Space Cooling | District chilled water piped | TRC | Existing | NE4134 | Smart Thermostat | Smart Thermostat | NonEquip | 11 |  | 31.48% | Tech/Econ | 10% | 65177.9823 | 5.448 | 0
Tech | Hospitals | Space Cooling | District chilled water piped | TRC | Existing | NE4108 | Roof Insulation | Roof Insulation | NonEquip | 20 |  | 58.5% | Tech/Econ | 0.236% | 2515.5518 | 1.0404 | 0
Tech | Hospitals | Space Cooling | District chilled water piped | TRC | Existing | NE4030 | Programmable Thermostat | Programmable Thermostat | NonEquip | 11 |  | 0% | Tech/Econ | 3.6% | 0 | 0 | 0
Tech | Hospitals | Space Cooling | District chilled water piped | TRC | Existing | NE3978 | Low U-Value Windows | Low U-Value Windows | NonEquip | 20 |  | 5.375% | Tech/Econ | 46% | 53742.368 | 19.9762 | 0
Tech | Hospitals | Space Cooling | District chilled water piped | TRC | Existing | NE3900 | HVAC tune-up_RTU | HVAC tune-up_RTU | NonEquip | 5 | Packaged air conditioning units (RTUs) | 0% | Tech/Econ | 5% | 0 | 0 | 0
Tech | Hospitals | Space Cooling | District chilled water piped | TRC | Existing | NE3874 | HVAC tune-up | HVAC tune-up | NonEquip | 5 | Residential-type central air conditioners | 0% | Tech/Econ | 5% | 0 | 0 | 0
Tech | Hospitals | Space Cooling | District chilled water piped | TRC | Existing | NE3796 | Green Roof | Green Roof | NonEquip | 15 |  | 0.063% | Tech/Econ | 0.1368% | 1.5679 | 0.00066608 | 0
Tech | Hospitals | Space Cooling | District chilled water piped | TRC | Existing | NE3744 | Floor Insulation | Floor Insulation | NonEquip | 20 |  | 12.82% | Tech/Econ | 0.06191% | 144.4755 | 0.059752 | 0
Tech | Hospitals | Space Cooling | District chilled water piped | TRC | Existing | NE3666 | Facility Energy Management System | Facility Energy Management System | NonEquip | 15 |  | 5.375% | Tech/Econ | 20% | 22788.4996 | 3.3737 | 0
Tech | Hospitals | Space Cooling | District chilled water piped | TRC | Existing | NE3588 | Energy Recovery Ventilation System (ERV) | Energy Recovery Ventilation System (ERV) | NonEquip | 15 | Packaged air conditioning units (RTUs) | 0% | Tech/Econ | 9.935% | 0 | 0 | 0
Tech | Hospitals | Space Cooling | District chilled water piped | TRC | Existing | NE3510 | Duct Sealing Repair | Duct Sealing Repair | NonEquip | 15 |  | 0% | Tech/Econ | 12% | 0 | 0 | 0
Tech | Hospitals | Space Cooling | District chilled water piped | TRC | Existing | NE3458 | Duct Insulation | Duct Insulation | NonEquip | 15 |  | 0% | Tech/Econ | 2.045% | 0 | 0 | 0
Tech | Hospitals | Space Cooling | District chilled water piped | TRC | Existing | NE3406 | Dedicated Outdoor Air System on VRF unit | Dedicated Outdoor Air System on VRF unit | NonEquip | 15 | Residential-type central air conditioners | 0% | Tech/Econ | 17.5% | 0 | 0 | 0
Tech | Hospitals | Space Cooling | District chilled water piped | TRC | Existing | NE3354 | Cool Roof | Cool Roof | NonEquip | 15 |  | 72.74% | Tech/Econ | 0.253% | 3360.6706 | 1.4277 | 0
Tech | Hospitals | Space Cooling | District chilled water piped | TRC | Existing | NE3302 | Chilled Water System - Variable Speed Drives | Chilled Water System - Variable Speed Drives | NonEquip | 13 | Central chillers inside | 0% | Tech/Econ | 24.74% | 0 | 0 | 0
Tech | Hospitals | Space Cooling | District chilled water piped | TRC | Existing | NE3276 | Chilled Water Controls Optimization | Chilled Water Controls Optimization | NonEquip | 10 | Central chillers inside | 0% | Tech/Econ | 12.5% | 0 | 0 | 0
Tech | Hospitals | Space Cooling | District chilled water piped | TRC | Existing | NE3198 | Ceiling Insulation(R2 to R38) | Ceiling Insulation(R2 to R38) | NonEquip | 20 |  | 0% | Tech/Econ | 1.61% | 0 | 0 | 0
Tech | Hospitals | Space Cooling | District chilled water piped | TRC | Existing | NE3146 | Ceiling Insulation(R19 to R38) | Ceiling Insulation(R19 to R38) | NonEquip | 20 |  | 0% | Tech/Econ | 0.08942% | 0 | 0 | 0
Tech | Hospitals | Space Cooling | District chilled water piped | TRC | Existing | NE3094 | Ceiling Insulation(R12 to R38) | Ceiling Insulation(R12 to R38) | NonEquip | 20 |  | 0% | Tech/Econ | 0.1937% | 0 | 0 | 0
Tech | Hospitals | Space Cooling | District chilled water piped | TRC | Existing | NE3042 | Airside Economizer | Airside Economizer | NonEquip | 10 | Packaged air conditioning units (RTUs) | 0% | Tech/Econ | 5.556% | 0 | 0 | 0
Tech | Hospitals | Space Cooling | District chilled water piped | TRC | Turnover | ET942 | High Efficiency Chiller (Air Cooled, 50 tons) | High Efficiency Chiller (Air Cooled, 50 tons) | Equip | 20 | District chilled water piped | 31.91% | Tech/Econ | 8.759% | 56064.1041 | 13.0015 | 2.999
Tech | Hospitals | Space Cooling | District chilled water piped | TRC | Turnover | ET1098 | High Efficiency Chiller (Water cooled-positive displacement, 100 tons) | High Efficiency Chiller (Water cooled-positive displacement, 100 tons) | Equip | 20 | District chilled water piped | 31.91% | Tech/Econ | 2.683% | 16343.2877 | 5.2428 | 0.051616
Tech | Hospitals | Space Cooling | District chilled water piped | TRC | Turnover | ET1020 | High Efficiency Chiller (Water cooled-centrifugal, 200 tons) | High Efficiency Chiller (Water cooled-centrifugal, 200 tons) | Equip | 20 | District chilled water piped | 31.91% | Tech/Econ | 4.362% | 26949.2508 | 8.6452 | 0.085112
Tech | Hospitals | Space Cooling | District chilled water piped | TRC | New | EN968 | High Efficiency Chiller (Air Cooled, 50 tons) | High Efficiency Chiller (Air Cooled, 50 tons) | Equip | 20 | District chilled water piped | 31.91% | Tech/Econ | 8.759% | 475.4742 | 0.11026 | 0.025434
Tech | Hospitals | Space Cooling | District chilled water piped | TRC | New | EN1124 | High Efficiency Chiller (Water cooled-positive displacement, 100 tons) | High Efficiency Chiller (Water cooled-positive displacement, 100 tons) | Equip | 20 | District chilled water piped | 31.91% | Tech/Econ | 2.683% | 139.5959 | 0.044782 | 0.00044087
Tech | Hospitals | Space Cooling | District chilled water piped | TRC | New | EN1046 | High Efficiency Chiller (Water cooled-centrifugal, 200 tons) | High Efficiency Chiller (Water cooled-centrifugal, 200 tons) | Equip | 20 | District chilled water piped | 31.91% | Tech/Econ | 4.362% | 230.1865 | 0.073842 | 0.00072698
Tech | Hospitals | Refrigeration | Display cases | TRC | New | NN5317 | Retro-Commissioning | Retro-Commissioning | NonEquip | 5 |  | 0% | Tech/Econ | 16% | 0 | 0 | 0
Tech | Hospitals | Refrigeration | Display cases | TRC | New | NN5109 | ENERGY STAR certified buildings program | ENERGY STAR certified buildings program | NonEquip | 20 |  | 0% | Tech/Econ | 35% | 0 | 0 | 0
Tech | Hospitals | Refrigeration | Display cases | TRC | New | NN4901 | Strip Curtains for Walk-ins | Strip Curtains for Walk-ins | NonEquip | 4 | Walk-in cooler | 0% | Tech/Econ | 2.115% | 0 | 0 | 0
Tech | Hospitals | Refrigeration | Display cases | TRC | New | NN4875 | Refrigerated Display Case Lighting Controls | Refrigerated Display Case Lighting Controls | NonEquip | 8 | Display cases | 0% | Tech/Econ | 0.9365% | 0 | 0 | 0
Tech | Hospitals | Refrigeration | Display cases | TRC | New | NN4849 | PSC to ECM Evaporator Fan Motor (Walk-In, Refrigerator) | PSC to ECM Evaporator Fan Motor (Walk-In, Refrigerator) | NonEquip | 15 | Walk-in cooler | 0% | Tech/Econ | 37.5% | 0 | 0 | 0
Tech | Hospitals | Refrigeration | Display cases | TRC | New | NN4823 | PSC to ECM Evaporator Fan Motor (Reach-In) | PSC to ECM Evaporator Fan Motor (Reach-In) | NonEquip | 15 | Display cases | 68.68% | Tech/Econ | 37.5% | 47.0057 | 0.0060945 | 0.0051049
Tech | Hospitals | Refrigeration | Display cases | TRC | New | NN4797 | Night Covers for Display Cases | Night Covers for Display Cases | NonEquip | 5 | Display cases | 0% | Tech/Econ | 1.877% | 0 | 0 | 0
Tech | Hospitals | Refrigeration | Display cases | TRC | New | NN4771 | High R-Value Glass Doors | High R-Value Glass Doors | NonEquip | 12 | Display cases | 0% | Tech/Econ | 0% | 0 | 0 | 0
Tech | Hospitals | Refrigeration | Display cases | TRC | New | NN4745 | High Efficiency Refrigeration Compressor | High Efficiency Refrigeration Compressor | NonEquip | 13 | Display cases | 4.199% | Tech/Econ | 6.922% | 0.39387 | 5.1067e-05 | 4.2775e-05
Tech | Hospitals | Refrigeration | Display cases | TRC | New | NN4719 | Freezer-Cooler Replacement Gaskets | Freezer-Cooler Replacement Gaskets | NonEquip | 4 | Display cases | 0% | Tech/Econ | 0% | 0 | 0 | 0
Tech | Hospitals | Refrigeration | Display cases | TRC | New | NN4693 | Floating Head Pressure Controls | Floating Head Pressure Controls | NonEquip | 15 |  | 24.64% | Tech/Econ | 6.05% | 2.0138 | 0.00026109 | 0.0002187
Tech | Hospitals | Refrigeration | Display cases | TRC | New | NN4667 | Demand Defrost | Demand Defrost | NonEquip | 10 | Walk-in cooler | 0% | Tech/Econ | 30% | 0 | 0 | 0
Tech | Hospitals | Refrigeration | Display cases | TRC | New | NN4641 | Automatic Door Closer for Walk-in Coolers and Freezers | Automatic Door Closer for Walk-in Coolers and Freezers | NonEquip | 8 | Walk-in cooler | 0% | Tech/Econ | 3.131% | 0 | 0 | 0
Tech | Hospitals | Refrigeration | Display cases | TRC | New | NN4615 | Anti-Sweat Controls | Anti-Sweat Controls | NonEquip | 8 | Display cases | 0% | Tech/Econ | 85% | 0 | 0 | 0
Tech | Hospitals | Refrigeration | Display cases | TRC | Existing | NE5304 | Retro-Commissioning | Retro-Commissioning | NonEquip | 5 |  | 21.99% | Tech/Econ | 16% | 610.585 | 0.25745 | 0.0029578
Tech | Hospitals | Refrigeration | Display cases | TRC | Existing | NE5096 | ENERGY STAR certified buildings program | ENERGY STAR certified buildings program | NonEquip | 20 |  | 0% | Tech/Econ | 35% | 0 | 0 | 0
Tech | Hospitals | Refrigeration | Display cases | TRC | Existing | NE4888 | Strip Curtains for Walk-ins | Strip Curtains for Walk-ins | NonEquip | 4 | Walk-in cooler | 0% | Tech/Econ | 2.115% | 0 | 0 | 0
Tech | Hospitals | Refrigeration | Display cases | TRC | Existing | NE4862 | Refrigerated Display Case Lighting Controls | Refrigerated Display Case Lighting Controls | NonEquip | 8 | Display cases | 0% | Tech/Econ | 2.524% | 0 | 0 | 0
Tech | Hospitals | Refrigeration | Display cases | TRC | Existing | NE4836 | PSC to ECM Evaporator Fan Motor (Walk-In, Refrigerator) | PSC to ECM Evaporator Fan Motor (Walk-In, Refrigerator) | NonEquip | 15 | Walk-in cooler | 0% | Tech/Econ | 37.5% | 0 | 0 | 0
Tech | Hospitals | Refrigeration | Display cases | TRC | Existing | NE4810 | PSC to ECM Evaporator Fan Motor (Reach-In) | PSC to ECM Evaporator Fan Motor (Reach-In) | NonEquip | 15 | Display cases | 17.17% | Tech/Econ | 37.5% | 1206.1847 | 0.15639 | 0.13099
Tech | Hospitals | Refrigeration | Display cases | TRC | Existing | NE4784 | Night Covers for Display Cases | Night Covers for Display Cases | NonEquip | 5 | Display cases | 0% | Tech/Econ | 1.877% | 0 | 0 | 0
Tech | Hospitals | Refrigeration | Display cases | TRC | Existing | NE4758 | High R-Value Glass Doors | High R-Value Glass Doors | NonEquip | 12 | Display cases | 0% | Tech/Econ | 23.81% | 0 | 0 | 0
Tech | Hospitals | Refrigeration | Display cases | TRC | Existing | NE4732 | High Efficiency Refrigeration Compressor | High Efficiency Refrigeration Compressor | NonEquip | 13 | Display cases | 14.15% | Tech/Econ | 6.922% | 171.7067 | 0.022263 | 0.018648
Tech | Hospitals | Refrigeration | Display cases | TRC | Existing | NE4706 | Freezer-Cooler Replacement Gaskets | Freezer-Cooler Replacement Gaskets | NonEquip | 4 | Display cases | 63.61% | Tech/Econ | 3.131% | 328.4824 | 0.042589 | 0.035674
Tech | Hospitals | Refrigeration | Display cases | TRC | Existing | NE4680 | Floating Head Pressure Controls | Floating Head Pressure Controls | NonEquip | 15 |  | 24.64% | Tech/Econ | 6.05% | 249.5736 | 0.032358 | 0.027104
Tech | Hospitals | Refrigeration | Display cases | TRC | Existing | NE4654 | Demand Defrost | Demand Defrost | NonEquip | 10 | Walk-in cooler | 0% | Tech/Econ | 30% | 0 | 0 | 0
Tech | Hospitals | Refrigeration | Display cases | TRC | Existing | NE4628 | Automatic Door Closer for Walk-in Coolers and Freezers | Automatic Door Closer for Walk-in Coolers and Freezers | NonEquip | 8 | Walk-in cooler | 0% | Tech/Econ | 3.131% | 0 | 0 | 0
Tech | Hospitals | Refrigeration | Display cases | TRC | Existing | NE4602 | Anti-Sweat Controls | Anti-Sweat Controls | NonEquip | 8 | Display cases | 9.21% | Tech/Econ | 85% | 1591.0597 | 0.20629 | 0.17279
Tech | Hospitals | Refrigeration | Display cases | TRC | Turnover | ET2613 | Refrigerated Display Case LED Lighting | Refrigerated Display Case LED Lighting | Equip | 8 | Display cases | 0% | Tech/Econ | 6.613% | 0 | 0 | 0
Tech | Hospitals | Refrigeration | Display cases | TRC | Turnover | ET2457 | Energy Star Commercial Solid Door Refrigerator | Energy Star Commercial Solid Door Refrigerator | Equip | 12 | Display cases | 0% | Tech/Econ | 50.28% | 0 | 0 | 0
Tech | Hospitals | Refrigeration | Display cases | TRC | Turnover | ET2418 | Energy Star Commercial Solid Door Freezer | Energy Star Commercial Solid Door Freezer | Equip | 12 | Display cases | 0% | Tech/Econ | 42.11% | 0 | 0 | 0
Tech | Hospitals | Refrigeration | Display cases | TRC | Turnover | ET2379 | Energy Star Commercial Glass Door Refrigerator | Energy Star Commercial Glass Door Refrigerator | Equip | 12 | Display cases | 0% | Tech/Econ | 37.88% | 0 | 0 | 0
Tech | Hospitals | Refrigeration | Display cases | TRC | Turnover | ET2340 | Energy Star Commercial Glass Door Freezer | Energy Star Commercial Glass Door Freezer | Equip | 12 | Display cases | 0% | Tech/Econ | 40.57% | 0 | 0 | 0
Tech | Hospitals | Refrigeration | Display cases | TRC | New | EN2639 | Refrigerated Display Case LED Lighting | Refrigerated Display Case LED Lighting | Equip | 8 | Display cases | 0% | Tech/Econ | 0% | 0 | 0 | 0
Tech | Hospitals | Refrigeration | Display cases | TRC | New | EN2483 | Energy Star Commercial Solid Door Refrigerator | Energy Star Commercial Solid Door Refrigerator | Equip | 12 | Display cases | 0% | Tech/Econ | 50.28% | 0 | 0 | 0
Tech | Hospitals | Refrigeration | Display cases | TRC | New | EN2444 | Energy Star Commercial Solid Door Freezer | Energy Star Commercial Solid Door Freezer | Equip | 12 | Display cases | 0% | Tech/Econ | 42.11% | 0 | 0 | 0
Tech | Hospitals | Refrigeration | Display cases | TRC | New | EN2405 | Energy Star Commercial Glass Door Refrigerator | Energy Star Commercial Glass Door Refrigerator | Equip | 12 | Display cases | 0% | Tech/Econ | 37.88% | 0 | 0 | 0
Tech | Hospitals | Refrigeration | Display cases | TRC | New | EN2366 | Energy Star Commercial Glass Door Freezer | Energy Star Commercial Glass Door Freezer | Equip | 12 | Display cases | 0% | Tech/Econ | 40.57% | 0 | 0 | 0
Tech | Hospitals | Cooking | Cooking Other | TRC | New | NN5083 | ENERGY STAR certified buildings program | ENERGY STAR certified buildings program | NonEquip | 20 |  | 0% | Tech/Econ | 35% | 0 | 0 | 0
Tech | Hospitals | Cooking | Cooking Other | TRC | Existing | NE5070 | ENERGY STAR certified buildings program | ENERGY STAR certified buildings program | NonEquip | 20 |  | 0% | Tech/Econ | 35% | 0 | 0 | 0
Tech | Hospitals | Cooking | Cooking Other | TRC | Turnover | ET6 | Efficient Exhaust Hood | Efficient Exhaust Hood | Equip | 15 | Cooking Other | 11.82% | Tech/Econ | 42.5% | 10991.5294 | 2.403 | 0.94316
Tech | Hospitals | Cooking | Cooking Other | TRC | Turnover | ET240 | Induction Cooktops | Induction Cooktops | Equip | 10 | Cooking Other | 4.728% | Tech/Econ | 18.82% | 1849.4632 | 0.39879 | 0.16421
Tech | Hospitals | Cooking | Cooking Other | TRC | Turnover | ET162 | Energy Star Hot Food Holding Cabinet | Energy Star Hot Food Holding Cabinet | Equip | 12 | Cooking Other | 26.95% | Tech/Econ | 52.67% | 36192.0662 | 6.6652 | 3.2251
Tech | Hospitals | Cooking | Cooking Other | TRC | Turnover | ET123 | Energy Star Griddle | Energy Star Griddle | Equip | 12 | Cooking Other | 41% | Tech/Econ | 12.08% | 10198.0948 | 1.6851 | 0.43126
Tech | Hospitals | Cooking | Cooking Other | TRC | New | EN32 | Efficient Exhaust Hood | Efficient Exhaust Hood | Equip | 15 | Cooking Other | 11.82% | Tech/Econ | 42.5% | 98.7031 | 0.021578 | 0.0084695
Tech | Hospitals | Cooking | Cooking Other | TRC | New | EN266 | Induction Cooktops | Induction Cooktops | Equip | 10 | Cooking Other | 4.728% | Tech/Econ | 18.82% | 16.608 | 0.0035811 | 0.0014746
Tech | Hospitals | Cooking | Cooking Other | TRC | New | EN188 | Energy Star Hot Food Holding Cabinet | Energy Star Hot Food Holding Cabinet | Equip | 12 | Cooking Other | 26.95% | Tech/Econ | 52.67% | 325.0019 | 0.059853 | 0.028961
Tech | Hospitals | Cooking | Cooking Other | TRC | New | EN149 | Energy Star Griddle | Energy Star Griddle | Equip | 12 | Cooking Other | 41% | Tech/Econ | 12.08% | 91.5781 | 0.015132 | 0.0038727
Tech | Hospitals | Office Equipment | Computers | TRC | New | NN5057 | ENERGY STAR certified buildings program | ENERGY STAR certified buildings program | NonEquip | 20 |  | 0% | Tech/Econ | 35% | 0 | 0 | 0
Tech | Hospitals | Office Equipment | Computers | TRC | New | NN4589 | Smart Strip Plug Outlet | Smart Strip Plug Outlet | NonEquip | 4 |  | 43.9% | Tech/Econ | 1.187% | 3.737 | 0.00055567 | 0.00038618
Tech | Hospitals | Office Equipment | Computers | TRC | New | NN4563 | Network PC Power Management | Network PC Power Management | NonEquip | 5 | Computers | 22.4% | Tech/Econ | 56.5% | 122.4805 | 0.016458 | 0.014208
Tech | Hospitals | Office Equipment | Computers | TRC | Existing | NE5044 | ENERGY STAR certified buildings program | ENERGY STAR certified buildings program | NonEquip | 20 |  | 0% | Tech/Econ | 35% | 0 | 0 | 0
Tech | Hospitals | Office Equipment | Computers | TRC | Existing | NE4576 | Smart Strip Plug Outlet | Smart Strip Plug Outlet | NonEquip | 4 |  | 43.9% | Tech/Econ | 1.187% | 416.1511 | 0.061879 | 0.043005
Tech | Hospitals | Office Equipment | Computers | TRC | Existing | NE4550 | Network PC Power Management | Network PC Power Management | NonEquip | 5 | Computers | 22.4% | Tech/Econ | 56.5% | 13639.3712 | 1.8327 | 1.5822
Tech | Hospitals | Office Equipment | Computers | TRC | Turnover | ET2184 | Energy Star PCs | Energy Star PCs | Equip | 4 | Computers | 35% | Tech/Econ | 43.34% | 14282.147 | 2.7408 | 2.7408
Tech | Hospitals | Office Equipment | Computers | TRC | New | EN2210 | Energy Star PCs | Energy Star PCs | Equip | 4 | Computers | 35% | Tech/Econ | 43.34% | 128.2526 | 0.024612 | 0.024612
Tech | Hospitals | Domestic Hot Water | Centralized water heaters | TRC | New | NN5421 | Retro-Commissioning | Retro-Commissioning | NonEquip | 5 |  | 0% | Tech/Econ | 16% | 0 | 0 | 0
Tech | Hospitals | Domestic Hot Water | Centralized water heaters | TRC | New | NN5213 | ENERGY STAR certified buildings program | ENERGY STAR certified buildings program | NonEquip | 20 |  | 0% | Tech/Econ | 35% | 0 | 0 | 0
Tech | Hospitals | Domestic Hot Water | Centralized water heaters | TRC | New | NN2925 | Thermostatic Shower Restriction Valve | Thermostatic Shower Restriction Valve | NonEquip | 10 | Centralized water heaters | 0% | Tech/Econ | 7.687% | 0 | 0 | 0
Tech | Hospitals | Domestic Hot Water | Centralized water heaters | TRC | New | NN2899 | Tank Wrap on Water Heater | Tank Wrap on Water Heater | NonEquip | 7 | Centralized water heaters | 55.99% | Tech/Econ | 1.306% | 0 | 0 | 0
Tech | Hospitals | Domestic Hot Water | Centralized water heaters | TRC | New | NN2873 | Low-Flow Pre-Rinse Sprayers | Low-Flow Pre-Rinse Sprayers | NonEquip | 5 | Centralized water heaters | 24.64% | Tech/Econ | 0.7822% | 0 | 0 | 0
Tech | Hospitals | Domestic Hot Water | Centralized water heaters | TRC | New | NN2847 | Low Flow Shower Head | Low Flow Shower Head | NonEquip | 10 | Centralized water heaters | 74.65% | Tech/Econ | 1.557% | 0 | 0 | 0
Tech | Hospitals | Domestic Hot Water | Centralized water heaters | TRC | New | NN2821 | Hot Water Pipe Insulation | Hot Water Pipe Insulation | NonEquip | 13 | Centralized water heaters | 22.45% | Tech/Econ | 7.009% | 0.32207 | 3.6766e-05 | 3.6766e-05
Tech | Hospitals | Domestic Hot Water | Centralized water heaters | TRC | New | NN2795 | Hot Water Circulation Pump Control | Hot Water Circulation Pump Control | NonEquip | 15 | Centralized water heaters | 0% | Tech/Econ | 3.366% | 0 | 0 | 0
Tech | Hospitals | Domestic Hot Water | Centralized water heaters | TRC | New | NN2769 | Faucet Aerator | Faucet Aerator | NonEquip | 10 | Centralized water heaters | 23.64% | Tech/Econ | 1.1% | 0 | 0 | 0
Tech | Hospitals | Domestic Hot Water | Centralized water heaters | TRC | New | NN2743 | Drain Water Heat Recovery | Drain Water Heat Recovery | NonEquip | 15 | Centralized water heaters | 22.45% | Tech/Econ | 12.27% | 15.0395 | 0.0015358 | 0.0034087
Tech | Hospitals | Domestic Hot Water | Centralized water heaters | TRC | Existing | NE5408 | Retro-Commissioning | Retro-Commissioning | NonEquip | 5 |  | 21.99% | Tech/Econ | 16% | 2138.2275 | 0.90159 | 0.010358
Tech | Hospitals | Domestic Hot Water | Centralized water heaters | TRC | Existing | NE5200 | ENERGY STAR certified buildings program | ENERGY STAR certified buildings program | NonEquip | 20 |  | 0% | Tech/Econ | 35% | 0 | 0 | 0
Tech | Hospitals | Domestic Hot Water | Centralized water heaters | TRC | Existing | NE2912 | Thermostatic Shower Restriction Valve | Thermostatic Shower Restriction Valve | NonEquip | 10 | Centralized water heaters | 74.65% | Tech/Econ | 7.353% | 3208.3231 | 0.29578 | 0.77319
Tech | Hospitals | Domestic Hot Water | Centralized water heaters | TRC | Existing | NE2886 | Tank Wrap on Water Heater | Tank Wrap on Water Heater | NonEquip | 7 | Centralized water heaters | 55.99% | Tech/Econ | 1.306% | 389.1386 | 0.03898 | 0.03977
Tech | Hospitals | Domestic Hot Water | Centralized water heaters | TRC | Existing | NE2860 | Low-Flow Pre-Rinse Sprayers | Low-Flow Pre-Rinse Sprayers | NonEquip | 5 | Centralized water heaters | 24.64% | Tech/Econ | 0.7459% | 96.8657 | 0.0089301 | 0.023344
Tech | Hospitals | Domestic Hot Water | Centralized water heaters | TRC | Existing | NE2834 | Low Flow Shower Head | Low Flow Shower Head | NonEquip | 10 | Centralized water heaters | 74.65% | Tech/Econ | 1.49% | 598.7389 | 0.055198 | 0.14429
Tech | Hospitals | Domestic Hot Water | Centralized water heaters | TRC | Existing | NE2808 | Hot Water Pipe Insulation | Hot Water Pipe Insulation | NonEquip | 13 | Centralized water heaters | 4.299% | Tech/Econ | 6.705% | 159.2193 | 0.018176 | 0.018176
Tech | Hospitals | Domestic Hot Water | Centralized water heaters | TRC | Existing | NE2782 | Hot Water Circulation Pump Control | Hot Water Circulation Pump Control | NonEquip | 15 | Centralized water heaters | 70.18% | Tech/Econ | 3.22% | 1244.5741 | 0.15499 | 0.15499
Tech | Hospitals | Domestic Hot Water | Centralized water heaters | TRC | Existing | NE2756 | Faucet Aerator | Faucet Aerator | NonEquip | 10 | Centralized water heaters | 23.64% | Tech/Econ | 1.053% | 131.5109 | 0.012124 | 0.031694
Tech | Hospitals | Domestic Hot Water | Centralized water heaters | TRC | Existing | NE2730 | Drain Water Heat Recovery | Drain Water Heat Recovery | NonEquip | 15 | Centralized water heaters | 2.67% | Tech/Econ | 12.27% | 192.1411 | 0.019621 | 0.043549
Tech | Hospitals | Domestic Hot Water | Centralized water heaters | TRC | Turnover | ET435 | Solar Water Heater | Solar Water Heater | Equip | 15 | Centralized water heaters | 4.728% | Tech/Econ | 76.67% | 3461.4035 | 0.25871 | 0.036322
Tech | Hospitals | Domestic Hot Water | Centralized water heaters | TRC | Turnover | ET357 | Heat Pump Water Heater | Heat Pump Water Heater | Equip | 10 | Centralized water heaters | 42.25% | Tech/Econ | 65.32% | 25399.1095 | 1.351 | 7.3081
Tech | Hospitals | Domestic Hot Water | Centralized water heaters | TRC | Turnover | ET279 | Energy Star Commercial Dishwasher | Energy Star Commercial Dishwasher | Equip | 15 | Centralized water heaters | 29.7% | Tech/Econ | 29.58% | 5854.0524 | 0.42478 | -4.5193e-05
Tech | Hospitals | Domestic Hot Water | Centralized water heaters | TRC | New | EN461 | Solar Water Heater | Solar Water Heater | Equip | 15 | Centralized water heaters | 4.728% | Tech/Econ | 76.67% | 31.0831 | 0.0023232 | 0.00032617
Tech | Hospitals | Domestic Hot Water | Centralized water heaters | TRC | New | EN383 | Heat Pump Water Heater | Heat Pump Water Heater | Equip | 10 | Centralized water heaters | 42.25% | Tech/Econ | 65.32% | 228.082 | 0.012132 | 0.065626
Tech | Hospitals | Domestic Hot Water | Centralized water heaters | TRC | New | EN305 | Energy Star Commercial Dishwasher | Energy Star Commercial Dishwasher | Equip | 15 | Centralized water heaters | 29.7% | Tech/Econ | 29.58% | 52.5689 | 0.0038145 | -4.0583e-07
Tech | Hospitals | Space Cooling | Central chillers inside | TRC | New | NN5369 | Retro-Commissioning | Retro-Commissioning | NonEquip | 5 |  | 0% | Tech/Econ | 16% | 0 | 0 | 0
Tech | Hospitals | Space Cooling | Central chillers inside | TRC | New | NN5161 | ENERGY STAR certified buildings program | ENERGY STAR certified buildings program | NonEquip | 20 |  | 0% | Tech/Econ | 35% | 0 | 0 | 0
Tech | Hospitals | Space Cooling | Central chillers inside | TRC | New | NN4381 | Window Sun Protection | Window Sun Protection | NonEquip | 10 |  | 15.35% | Tech/Econ | 16% | 180.957 | 0.056344 | -0.0031745
Tech | Hospitals | Space Cooling | Central chillers inside | TRC | New | NN4355 | Waterside Economizer | Waterside Economizer | NonEquip | 20 |  | 19.15% | Tech/Econ | 5.556% | 0 | 0 | 0
Tech | Hospitals | Space Cooling | Central chillers inside | TRC | New | NN4147 | Smart Thermostat | Smart Thermostat | NonEquip | 11 |  | 31.48% | Tech/Econ | 10% | 213.4089 | 0.017838 | 0
Tech | Hospitals | Space Cooling | Central chillers inside | TRC | New | NN4043 | Programmable Thermostat | Programmable Thermostat | NonEquip | 11 |  | 0% | Tech/Econ | 3.6% | 0 | 0 | 0
Tech | Hospitals | Space Cooling | Central chillers inside | TRC | New | NN3991 | Low U-Value Windows | Low U-Value Windows | NonEquip | 20 |  | 13.44% | Tech/Econ | 10% | 93.4541 | 0.034737 | 0
Tech | Hospitals | Space Cooling | Central chillers inside | TRC | New | NN3913 | HVAC tune-up_RTU | HVAC tune-up_RTU | NonEquip | 5 | Packaged air conditioning units (RTUs) | 0% | Tech/Econ | 5% | 0 | 0 | 0
Tech | Hospitals | Space Cooling | Central chillers inside | TRC | New | NN3887 | HVAC tune-up | HVAC tune-up | NonEquip | 5 | Residential-type central air conditioners | 0% | Tech/Econ | 5% | 0 | 0 | 0
Tech | Hospitals | Space Cooling | Central chillers inside | TRC | New | NN3809 | Green Roof | Green Roof | NonEquip | 15 |  | 0.315% | Tech/Econ | 0.1368% | 0 | 0 | 0
Tech | Hospitals | Space Cooling | Central chillers inside | TRC | New | NN3679 | Facility Energy Management System | Facility Energy Management System | NonEquip | 15 |  | 4.276% | Tech/Econ | 20% | 67.4305 | 0.0099826 | 0
Tech | Hospitals | Space Cooling | Central chillers inside | TRC | New | NN3627 | Facility Commissioning | Facility Commissioning | NonEquip | 10 |  | 35.83% | Tech/Econ | 16% | 448.2109 | 0.067626 | 0.012688
Tech | Hospitals | Space Cooling | Central chillers inside | TRC | New | NN3601 | Energy Recovery Ventilation System (ERV) | Energy Recovery Ventilation System (ERV) | NonEquip | 15 | Packaged air conditioning units (RTUs) | 0% | Tech/Econ | 9.935% | 0 | 0 | 0
Tech | Hospitals | Space Cooling | Central chillers inside | TRC | New | NN3523 | Duct Sealing Repair | Duct Sealing Repair | NonEquip | 15 |  | 0% | Tech/Econ | 12% | 0 | 0 | 0
Tech | Hospitals | Space Cooling | Central chillers inside | TRC | New | NN3471 | Duct Insulation | Duct Insulation | NonEquip | 15 |  | 0% | Tech/Econ | 2.045% | 0 | 0 | 0
Tech | Hospitals | Space Cooling | Central chillers inside | TRC | New | NN3419 | Dedicated Outdoor Air System on VRF unit | Dedicated Outdoor Air System on VRF unit | NonEquip | 15 | Residential-type central air conditioners | 0% | Tech/Econ | 17.5% | 0 | 0 | 0
Tech | Hospitals | Space Cooling | Central chillers inside | TRC | New | NN3367 | Cool Roof | Cool Roof | NonEquip | 15 |  | 72.49% | Tech/Econ | 0.253% | 0 | 0 | 0
Tech | Hospitals | Space Cooling | Central chillers inside | TRC | New | NN3315 | Chilled Water System - Variable Speed Drives | Chilled Water System - Variable Speed Drives | NonEquip | 13 | Central chillers inside | 73.99% | Tech/Econ | 24.74% | 1766.7044 | 0.16433 | 0.037351
Tech | Hospitals | Space Cooling | Central chillers inside | TRC | New | NN3289 | Chilled Water Controls Optimization | Chilled Water Controls Optimization | NonEquip | 10 | Central chillers inside | 38.3% | Tech/Econ | 12.5% | 233.7157 | 0.044767 | 0.0048521
Tech | Hospitals | Space Cooling | Central chillers inside | TRC | New | NN3211 | Ceiling Insulation(R2 to R38) | Ceiling Insulation(R2 to R38) | NonEquip | 20 |  | 0% | Tech/Econ | 1.61% | 0 | 0 | 0
Tech | Hospitals | Space Cooling | Central chillers inside | TRC | New | NN3107 | Ceiling Insulation(R12 to R38) | Ceiling Insulation(R12 to R38) | NonEquip | 20 |  | 0% | Tech/Econ | 0.1937% | 0 | 0 | 0
Tech | Hospitals | Space Cooling | Central chillers inside | TRC | New | NN3055 | Airside Economizer | Airside Economizer | NonEquip | 10 | Packaged air conditioning units (RTUs) | 0% | Tech/Econ | 5.556% | 0 | 0 | 0
Tech | Hospitals | Space Cooling | Central chillers inside | TRC | Existing | NE5356 | Retro-Commissioning | Retro-Commissioning | NonEquip | 5 |  | 21.99% | Tech/Econ | 16% | 26037.4121 | 10.9787 | 0
Tech | Hospitals | Space Cooling | Central chillers inside | TRC | Existing | NE5148 | ENERGY STAR certified buildings program | ENERGY STAR certified buildings program | NonEquip | 20 |  | 0% | Tech/Econ | 35% | 0 | 0 | 0
Tech | Hospitals | Space Cooling | Central chillers inside | TRC | Existing | NE4368 | Window Sun Protection | Window Sun Protection | NonEquip | 10 |  | 7.839% | Tech/Econ | 16% | 10624.7979 | 3.3082 | -0.18639
Tech | Hospitals | Space Cooling | Central chillers inside | TRC | Existing | NE4342 | Waterside Economizer | Waterside Economizer | NonEquip | 20 |  | 12.77% | Tech/Econ | 5.556% | 5407.0938 | 1.7885 | 0
Tech | Hospitals | Space Cooling | Central chillers inside | TRC | Existing | NE4212 | Wall Insulation | Wall Insulation | NonEquip | 20 |  | 0% | Tech/Econ | 8.139% | 0 | 0 | 0
Tech | Hospitals | Space Cooling | Central chillers inside | TRC | Existing | NE4134 | Smart Thermostat | Smart Thermostat | NonEquip | 11 |  | 31.48% | Tech/Econ | 10% | 25489.8123 | 2.1306 | 0
Tech | Hospitals | Space Cooling | Central chillers inside | TRC | Existing | NE4108 | Roof Insulation | Roof Insulation | NonEquip | 20 |  | 58.5% | Tech/Econ | 0.236% | 983.7823 | 0.40687 | 0
Tech | Hospitals | Space Cooling | Central chillers inside | TRC | Existing | NE4030 | Programmable Thermostat | Programmable Thermostat | NonEquip | 11 |  | 0% | Tech/Econ | 3.6% | 0 | 0 | 0
Tech | Hospitals | Space Cooling | Central chillers inside | TRC | Existing | NE3978 | Low U-Value Windows | Low U-Value Windows | NonEquip | 20 |  | 5.375% | Tech/Econ | 46% | 26574.9851 | 9.878 | 0
Tech | Hospitals | Space Cooling | Central chillers inside | TRC | Existing | NE3900 | HVAC tune-up_RTU | HVAC tune-up_RTU | NonEquip | 5 | Packaged air conditioning units (RTUs) | 0% | Tech/Econ | 5% | 0 | 0 | 0
Tech | Hospitals | Space Cooling | Central chillers inside | TRC | Existing | NE3874 | HVAC tune-up | HVAC tune-up | NonEquip | 5 | Residential-type central air conditioners | 0% | Tech/Econ | 5% | 0 | 0 | 0
Tech | Hospitals | Space Cooling | Central chillers inside | TRC | Existing | NE3796 | Green Roof | Green Roof | NonEquip | 15 |  | 0.063% | Tech/Econ | 0.1368% | 0.61318 | 0.00026049 | 0
Tech | Hospitals | Space Cooling | Central chillers inside | TRC | Existing | NE3744 | Floor Insulation | Floor Insulation | NonEquip | 20 |  | 12.82% | Tech/Econ | 0.06191% | 56.5015 | 0.023368 | 0
Tech | Hospitals | Space Cooling | Central chillers inside | TRC | Existing | NE3666 | Facility Energy Management System | Facility Energy Management System | NonEquip | 15 |  | 5.375% | Tech/Econ | 20% | 9205.9363 | 1.3629 | 0
Tech | Hospitals | Space Cooling | Central chillers inside | TRC | Existing | NE3588 | Energy Recovery Ventilation System (ERV) | Energy Recovery Ventilation System (ERV) | NonEquip | 15 | Packaged air conditioning units (RTUs) | 0% | Tech/Econ | 9.935% | 0 | 0 | 0
Tech | Hospitals | Space Cooling | Central chillers inside | TRC | Existing | NE3510 | Duct Sealing Repair | Duct Sealing Repair | NonEquip | 15 |  | 0% | Tech/Econ | 12% | 0 | 0 | 0
Tech | Hospitals | Space Cooling | Central chillers inside | TRC | Existing | NE3458 | Duct Insulation | Duct Insulation | NonEquip | 15 |  | 0% | Tech/Econ | 2.045% | 0 | 0 | 0
Tech | Hospitals | Space Cooling | Central chillers inside | TRC | Existing | NE3406 | Dedicated Outdoor Air System on VRF unit | Dedicated Outdoor Air System on VRF unit | NonEquip | 15 | Residential-type central air conditioners | 0% | Tech/Econ | 17.5% | 0 | 0 | 0
Tech | Hospitals | Space Cooling | Central chillers inside | TRC | Existing | NE3354 | Cool Roof | Cool Roof | NonEquip | 15 |  | 72.74% | Tech/Econ | 0.253% | 1314.2914 | 0.55834 | 0
Tech | Hospitals | Space Cooling | Central chillers inside | TRC | Existing | NE3302 | Chilled Water System - Variable Speed Drives | Chilled Water System - Variable Speed Drives | NonEquip | 13 | Central chillers inside | 73.99% | Tech/Econ | 24.74% | 191874.889 | 17.847 | 4.0565
Tech | Hospitals | Space Cooling | Central chillers inside | TRC | Existing | NE3276 | Chilled Water Controls Optimization | Chilled Water Controls Optimization | NonEquip | 10 | Central chillers inside | 25.53% | Tech/Econ | 12.5% | 26697.2255 | 5.1138 | 0.55426
Tech | Hospitals | Space Cooling | Central chillers inside | TRC | Existing | NE3198 | Ceiling Insulation(R2 to R38) | Ceiling Insulation(R2 to R38) | NonEquip | 20 |  | 0% | Tech/Econ | 1.61% | 0 | 0 | 0
Tech | Hospitals | Space Cooling | Central chillers inside | TRC | Existing | NE3146 | Ceiling Insulation(R19 to R38) | Ceiling Insulation(R19 to R38) | NonEquip | 20 |  | 0% | Tech/Econ | 0.08942% | 0 | 0 | 0
Tech | Hospitals | Space Cooling | Central chillers inside | TRC | Existing | NE3094 | Ceiling Insulation(R12 to R38) | Ceiling Insulation(R12 to R38) | NonEquip | 20 |  | 0% | Tech/Econ | 0.1937% | 0 | 0 | 0
Tech | Hospitals | Space Cooling | Central chillers inside | TRC | Existing | NE3042 | Airside Economizer | Airside Economizer | NonEquip | 10 | Packaged air conditioning units (RTUs) | 0% | Tech/Econ | 5.556% | 0 | 0 | 0
Tech | Hospitals | Space Cooling | Central chillers inside | TRC | Turnover | ET981 | High Efficiency Chiller (Water cooled-centrifugal, 200 tons) | High Efficiency Chiller (Water cooled-centrifugal, 200 tons) | Equip | 20 | Central chillers inside | 31.91% | Tech/Econ | 4.362% | 10539.3158 | 3.3809 | 0.033286
Tech | Hospitals | Space Cooling | Central chillers inside | TRC | Turnover | ET903 | High Efficiency Chiller (Air Cooled, 50 tons) | High Efficiency Chiller (Air Cooled, 50 tons) | Equip | 20 | Central chillers inside | 31.91% | Tech/Econ | 8.759% | 21925.5558 | 5.0846 | 1.1728
Tech | Hospitals | Space Cooling | Central chillers inside | TRC | Turnover | ET1059 | High Efficiency Chiller (Water cooled-positive displacement, 100 tons) | High Efficiency Chiller (Water cooled-positive displacement, 100 tons) | Equip | 20 | Central chillers inside | 31.91% | Tech/Econ | 2.683% | 6391.5347 | 2.0504 | 0.020186
Tech | Hospitals | Space Cooling | Central chillers inside | TRC | New | EN929 | High Efficiency Chiller (Air Cooled, 50 tons) | High Efficiency Chiller (Air Cooled, 50 tons) | Equip | 20 | Central chillers inside | 31.91% | Tech/Econ | 8.759% | 0 | 0 | 0
Tech | Hospitals | Space Cooling | Central chillers inside | TRC | New | EN1085 | High Efficiency Chiller (Water cooled-positive displacement, 100 tons) | High Efficiency Chiller (Water cooled-positive displacement, 100 tons) | Equip | 20 | Central chillers inside | 31.91% | Tech/Econ | 2.683% | 0 | 0 | 0
Tech | Hospitals | Space Cooling | Central chillers inside | TRC | New | EN1007 | High Efficiency Chiller (Water cooled-centrifugal, 200 tons) | High Efficiency Chiller (Water cooled-centrifugal, 200 tons) | Equip | 20 | Central chillers inside | 31.91% | Tech/Econ | 4.362% | 0 | 0 | 0
Tech | Hospitals | Ventilation and Circulation | Central air-handling unit | TRC | New | NN5395 | Retro-Commissioning | Retro-Commissioning | NonEquip | 5 |  | 0% | Tech/Econ | 16% | 0 | 0 | 0
Tech | Hospitals | Ventilation and Circulation | Central air-handling unit | TRC | New | NN5187 | ENERGY STAR certified buildings program | ENERGY STAR certified buildings program | NonEquip | 20 |  | 0% | Tech/Econ | 35% | 0 | 0 | 0
Tech | Hospitals | Ventilation and Circulation | Central air-handling unit | TRC | New | NN4979 | VAV System | VAV System | NonEquip | 10 |  | 15.96% | Tech/Econ | 30% | 216.9671 | 0.061752 | 0.062668
Tech | Hospitals | Ventilation and Circulation | Central air-handling unit | TRC | New | NN4953 | Demand Controlled Ventilation | Demand Controlled Ventilation | NonEquip | 10 |  | 17.54% | Tech/Econ | 23.08% | 174.7294 | 0.018192 | 0.10242
Tech | Hospitals | Ventilation and Circulation | Central air-handling unit | TRC | New | NN4927 | CO Sensors for Parking Garage Exhaust | CO Sensors for Parking Garage Exhaust | NonEquip | 15 | Motor/Fan | 0% | Tech/Econ | 33% | 0 | 0 | 0
Tech | Hospitals | Ventilation and Circulation | Central air-handling unit | TRC | Existing | NE5382 | Retro-Commissioning | Retro-Commissioning | NonEquip | 5 |  | 21.99% | Tech/Econ | 16% | 16262.0808 | 6.8569 | 0.078777
Tech | Hospitals | Ventilation and Circulation | Central air-handling unit | TRC | Existing | NE5174 | ENERGY STAR certified buildings program | ENERGY STAR certified buildings program | NonEquip | 20 |  | 0% | Tech/Econ | 35% | 0 | 0 | 0
Tech | Hospitals | Ventilation and Circulation | Central air-handling unit | TRC | Existing | NE4966 | VAV System | VAV System | NonEquip | 10 |  | 10.64% | Tech/Econ | 30% | 16107.5711 | 4.5844 | 4.6524
Tech | Hospitals | Ventilation and Circulation | Central air-handling unit | TRC | Existing | NE4940 | Demand Controlled Ventilation | Demand Controlled Ventilation | NonEquip | 10 |  | 23.39% | Tech/Econ | 23.08% | 26378.5331 | 2.7464 | 15.4622
Tech | Hospitals | Ventilation and Circulation | Central air-handling unit | TRC | Existing | NE4914 | CO Sensors for Parking Garage Exhaust | CO Sensors for Parking Garage Exhaust | NonEquip | 15 | Motor/Fan | 0% | Tech/Econ | 33% | 0 | 0 | 0
Tech | Hospitals | Interior Lighting | case lighting | TRC | New | NN5265 | Retro-Commissioning | Retro-Commissioning | NonEquip | 5 |  | 0% | Tech/Econ | 16% | 0 | 0 | 0
Tech | Hospitals | Interior Lighting | case lighting | TRC | New | NN5005 | ENERGY STAR certified buildings program | ENERGY STAR certified buildings program | NonEquip | 20 |  | 0% | Tech/Econ | 35% | 0 | 0 | 0
Tech | Hospitals | Interior Lighting | case lighting | TRC | New | NN4433 | Interior Lighting Controls | Interior Lighting Controls | NonEquip | 8 | Overhead (fluorescent/LED/CFL U-shape) | 0% | Tech/Econ | 28% | 0 | 0 | 0
Tech | Hospitals | Interior Lighting | case lighting | TRC | New | NN4407 | Bi-Level Lighting Control (Interior) | Bi-Level Lighting Control (Interior) | NonEquip | 8 | Overhead (fluorescent/LED/CFL U-shape) | 0% | Tech/Econ | 31% | 0 | 0 | 0
Tech | Hospitals | Interior Lighting | case lighting | TRC | New | NN3705 | Facility Energy Management System | Facility Energy Management System | NonEquip | 15 |  | 4.276% | Tech/Econ | 24% | 0.2435 | 3.6048e-05 | 3.1139e-05
Tech | Hospitals | Interior Lighting | case lighting | TRC | Existing | NE5252 | Retro-Commissioning | Retro-Commissioning | NonEquip | 5 |  | 21.99% | Tech/Econ | 16% | 91.7632 | 0.038692 | 0.00044452
Tech | Hospitals | Interior Lighting | case lighting | TRC | Existing | NE4992 | ENERGY STAR certified buildings program | ENERGY STAR certified buildings program | NonEquip | 20 |  | 0% | Tech/Econ | 35% | 0 | 0 | 0
Tech | Hospitals | Interior Lighting | case lighting | TRC | Existing | NE4420 | Interior Lighting Controls | Interior Lighting Controls | NonEquip | 8 | Overhead (fluorescent/LED/CFL U-shape) | 0% | Tech/Econ | 28% | 0 | 0 | 0
Tech | Hospitals | Interior Lighting | case lighting | TRC | Existing | NE4394 | Bi-Level Lighting Control (Interior) | Bi-Level Lighting Control (Interior) | NonEquip | 8 | Overhead (fluorescent/LED/CFL U-shape) | 0% | Tech/Econ | 31% | 0 | 0 | 0
Tech | Hospitals | Interior Lighting | case lighting | TRC | Existing | NE3692 | Facility Energy Management System | Facility Energy Management System | NonEquip | 15 |  | 5.375% | Tech/Econ | 24% | 34.0862 | 0.0050462 | 0.004359
Tech | Hospitals | Space Heating | Boilers | TRC | New | NN5343 | Retro-Commissioning | Retro-Commissioning | NonEquip | 5 |  | 0% | Tech/Econ | 16% | 0 | 0 | 0
Tech | Hospitals | Space Heating | Boilers | TRC | New | NN5135 | ENERGY STAR certified buildings program | ENERGY STAR certified buildings program | NonEquip | 20 |  | 0% | Tech/Econ | 35% | 0 | 0 | 0
Tech | Hospitals | Space Heating | Boilers | TRC | New | NN4329 | Water Cooled Refrigeration Heat Recovery | Water Cooled Refrigeration Heat Recovery | NonEquip | 20 |  | 4.199% | Tech/Econ | 10% | 0.43809 | 0 | 4.7578e-05
Tech | Hospitals | Space Heating | Boilers | TRC | New | NN4277 | Warehouse Loading Dock Seals | Warehouse Loading Dock Seals | NonEquip | 18 |  | 0% | Tech/Econ | 0.1059% | 0 | 0 | 0
Tech | Hospitals | Space Heating | Boilers | TRC | New | NN4251 | Wall Insulation | Wall Insulation | NonEquip | 20 |  | 0% | Tech/Econ | 0% | 0 | 0 | 0
Tech | Hospitals | Space Heating | Boilers | TRC | New | NN4173 | Smart Thermostat | Smart Thermostat | NonEquip | 11 |  | 31.48% | Tech/Econ | 10% | 3.3904 | 0 | 8.3723e-05
Tech | Hospitals | Space Heating | Boilers | TRC | New | NN4095 | Roof Insulation | Roof Insulation | NonEquip | 20 |  | 58.5% | Tech/Econ | 0.4234% | 0.20088 | 0 | 4.8938e-05
Tech | Hospitals | Space Heating | Boilers | TRC | New | NN4069 | Programmable Thermostat | Programmable Thermostat | NonEquip | 11 |  | 0% | Tech/Econ | 3.6% | 0 | 0 | 0
Tech | Hospitals | Space Heating | Boilers | TRC | New | NN4017 | Low U-Value Windows | Low U-Value Windows | NonEquip | 20 |  | 13.44% | Tech/Econ | 10% | 1.396 | 0 | 5.8019e-06
Tech | Hospitals | Space Heating | Boilers | TRC | New | NN3939 | Infiltration Reduction - Air Sealing | Infiltration Reduction - Air Sealing | NonEquip | 11 |  | 0% | Tech/Econ | 0.05297% | 0 | 0 | 0
Tech | Hospitals | Space Heating | Boilers | TRC | New | NN3861 | Hotel Card Energy Control Systems | Hotel Card Energy Control Systems | NonEquip | 15 |  | 0% | Tech/Econ | 0% | 0 | 0 | 0
Tech | Hospitals | Space Heating | Boilers | TRC | New | NN3783 | Green Roof | Green Roof | NonEquip | 15 |  | 0.315% | Tech/Econ | 0.6543% | 0.0021123 | 0 | 0
Tech | Hospitals | Space Heating | Boilers | TRC | New | NN3731 | Floor Insulation | Floor Insulation | NonEquip | 20 |  | 32.06% | Tech/Econ | 0.2221% | 0 | 0 | 0
Tech | Hospitals | Space Heating | Boilers | TRC | New | NN3653 | Facility Energy Management System | Facility Energy Management System | NonEquip | 15 |  | 4.276% | Tech/Econ | 20% | 0.92911 | 0 | 0.00011882
Tech | Hospitals | Space Heating | Boilers | TRC | New | NN3575 | ECM Motors on Furnaces | ECM Motors on Furnaces | NonEquip | 15 | Forced air furnace | 0% | Tech/Econ | 1.706% | 0 | 0 | 0
Tech | Hospitals | Space Heating | Boilers | TRC | New | NN3549 | Duct Sealing Repair | Duct Sealing Repair | NonEquip | 15 |  | 0% | Tech/Econ | 12% | 0 | 0 | 0
Tech | Hospitals | Space Heating | Boilers | TRC | New | NN3497 | Duct Insulation | Duct Insulation | NonEquip | 15 |  | 0% | Tech/Econ | 2.045% | 0 | 0 | 0
Tech | Hospitals | Space Heating | Boilers | TRC | New | NN3445 | Destratification Fans | Destratification Fans | NonEquip | 10 |  | 0% | Tech/Econ | 15.61% | 0 | 0 | 0
Tech | Hospitals | Space Heating | Boilers | TRC | New | NN3393 | Dedicated Outdoor Air System on VRF unit | Dedicated Outdoor Air System on VRF unit | NonEquip | 15 | Residential/split system heat pump | 0% | Tech/Econ | 10% | 0 | 0 | 0
Tech | Hospitals | Space Heating | Boilers | TRC | New | NN3341 | Cool Roof | Cool Roof | NonEquip | 15 |  | 72.49% | Tech/Econ | 0.03313% | 0 | 0 | 0
Tech | Hospitals | Space Heating | Boilers | TRC | New | NN3237 | Ceiling Insulation(R30 to R38) | Ceiling Insulation(R30 to R38) | NonEquip | 20 |  | 0% | Tech/Econ | 0.08557% | 0 | 0 | 0
Tech | Hospitals | Space Heating | Boilers | TRC | New | NN3185 | Ceiling Insulation(R2 to R38) | Ceiling Insulation(R2 to R38) | NonEquip | 20 |  | 0% | Tech/Econ | 5.776% | 0 | 0 | 0
Tech | Hospitals | Space Heating | Boilers | TRC | New | NN3133 | Ceiling Insulation(R19 to R38) | Ceiling Insulation(R19 to R38) | NonEquip | 20 |  | 0% | Tech/Econ | 0.3209% | 0 | 0 | 0
Tech | Hospitals | Space Heating | Boilers | TRC | New | NN3081 | Ceiling Insulation(R12 to R38) | Ceiling Insulation(R12 to R38) | NonEquip | 20 |  | 0% | Tech/Econ | 0.6952% | 0 | 0 | 0
Tech | Hospitals | Space Heating | Boilers | TRC | New | NN3003 | Air Curtains | Air Curtains | NonEquip | 8 |  | 28.37% | Tech/Econ | 0.02369% | 0 | 0 | 0
Tech | Hospitals | Space Heating | Boilers | TRC | Existing | NE5330 | Retro-Commissioning | Retro-Commissioning | NonEquip | 5 |  | 21.99% | Tech/Econ | 16% | 410.6719 | 0 | 0.0019894
Tech | Hospitals | Space Heating | Boilers | TRC | Existing | NE5122 | ENERGY STAR certified buildings program | ENERGY STAR certified buildings program | NonEquip | 20 |  | 0% | Tech/Econ | 35% | 0 | 0 | 0
Tech | Hospitals | Space Heating | Boilers | TRC | Existing | NE4316 | Water Cooled Refrigeration Heat Recovery | Water Cooled Refrigeration Heat Recovery | NonEquip | 20 |  | 55.99% | Tech/Econ | 10% | 610.7159 | 0 | 0.066325
Tech | Hospitals | Space Heating | Boilers | TRC | Existing | NE4264 | Warehouse Loading Dock Seals | Warehouse Loading Dock Seals | NonEquip | 18 |  | 0% | Tech/Econ | 0.1169% | 0 | 0 | 0
Tech | Hospitals | Space Heating | Boilers | TRC | Existing | NE4238 | Wall Insulation | Wall Insulation | NonEquip | 20 |  | 0% | Tech/Econ | 4.706% | 0 | 0 | 0
Tech | Hospitals | Space Heating | Boilers | TRC | Existing | NE4160 | Smart Thermostat | Smart Thermostat | NonEquip | 11 |  | 31.48% | Tech/Econ | 10% | 354.4792 | 0 | 0.0087535
Tech | Hospitals | Space Heating | Boilers | TRC | Existing | NE4082 | Roof Insulation | Roof Insulation | NonEquip | 20 |  | 58.5% | Tech/Econ | 0.9344% | 56.2791 | 0 | 0.01371
Tech | Hospitals | Space Heating | Boilers | TRC | Existing | NE4056 | Programmable Thermostat | Programmable Thermostat | NonEquip | 11 |  | 0% | Tech/Econ | 3.6% | 0 | 0 | 0
Tech | Hospitals | Space Heating | Boilers | TRC | Existing | NE4004 | Low U-Value Windows | Low U-Value Windows | NonEquip | 20 |  | 5.375% | Tech/Econ | 46% | 299.144 | 0 | 0.0012433
Tech | Hospitals | Space Heating | Boilers | TRC | Existing | NE3926 | Infiltration Reduction - Air Sealing | Infiltration Reduction - Air Sealing | NonEquip | 11 |  | 0% | Tech/Econ | 0.05845% | 0 | 0 | 0
Tech | Hospitals | Space Heating | Boilers | TRC | Existing | NE3848 | Hotel Card Energy Control Systems | Hotel Card Energy Control Systems | NonEquip | 15 |  | 0% | Tech/Econ | 0% | 0 | 0 | 0
Tech | Hospitals | Space Heating | Boilers | TRC | Existing | NE3770 | Green Roof | Green Roof | NonEquip | 15 |  | 0.063% | Tech/Econ | 0.722% | 0.046578 | 0 | 0
Tech | Hospitals | Space Heating | Boilers | TRC | Existing | NE3718 | Floor Insulation | Floor Insulation | NonEquip | 20 |  | 12.82% | Tech/Econ | 0.2451% | 3.219 | 0 | 0.0007842
Tech | Hospitals | Space Heating | Boilers | TRC | Existing | NE3640 | Facility Energy Management System | Facility Energy Management System | NonEquip | 15 |  | 5.375% | Tech/Econ | 20% | 126.8467 | 0 | 0.016222
Tech | Hospitals | Space Heating | Boilers | TRC | Existing | NE3562 | ECM Motors on Furnaces | ECM Motors on Furnaces | NonEquip | 15 | Forced air furnace | 0% | Tech/Econ | 1.706% | 0 | 0 | 0
Tech | Hospitals | Space Heating | Boilers | TRC | Existing | NE3536 | Duct Sealing Repair | Duct Sealing Repair | NonEquip | 15 |  | 0% | Tech/Econ | 12% | 0 | 0 | 0
Tech | Hospitals | Space Heating | Boilers | TRC | Existing | NE3484 | Duct Insulation | Duct Insulation | NonEquip | 15 |  | 0% | Tech/Econ | 2.045% | 0 | 0 | 0
Tech | Hospitals | Space Heating | Boilers | TRC | Existing | NE3432 | Destratification Fans | Destratification Fans | NonEquip | 10 |  | 0% | Tech/Econ | 15.61% | 0 | 0 | 0
Tech | Hospitals | Space Heating | Boilers | TRC | Existing | NE3380 | Dedicated Outdoor Air System on VRF unit | Dedicated Outdoor Air System on VRF unit | NonEquip | 15 | Residential/split system heat pump | 0% | Tech/Econ | 10% | 0 | 0 | 0
Tech | Hospitals | Space Heating | Boilers | TRC | Existing | NE3328 | Cool Roof | Cool Roof | NonEquip | 15 |  | 72.74% | Tech/Econ | 0.03656% | 2.7224 | 0 | 0
Tech | Hospitals | Space Heating | Boilers | TRC | Existing | NE3224 | Ceiling Insulation(R30 to R38) | Ceiling Insulation(R30 to R38) | NonEquip | 20 |  | 0% | Tech/Econ | 0.09442% | 0 | 0 | 0
Tech | Hospitals | Space Heating | Boilers | TRC | Existing | NE3172 | Ceiling Insulation(R2 to R38) | Ceiling Insulation(R2 to R38) | NonEquip | 20 |  | 0% | Tech/Econ | 6.373% | 0 | 0 | 0
Tech | Hospitals | Space Heating | Boilers | TRC | Existing | NE3120 | Ceiling Insulation(R19 to R38) | Ceiling Insulation(R19 to R38) | NonEquip | 20 |  | 0% | Tech/Econ | 0.3541% | 0 | 0 | 0
Tech | Hospitals | Space Heating | Boilers | TRC | Existing | NE3068 | Ceiling Insulation(R12 to R38) | Ceiling Insulation(R12 to R38) | NonEquip | 20 |  | 0% | Tech/Econ | 0.7672% | 0 | 0 | 0
Tech | Hospitals | Space Heating | Boilers | TRC | Existing | NE2990 | Air Curtains | Air Curtains | NonEquip | 8 |  | 33.45% | Tech/Econ | 0.02369% | 0.81086 | 0 | 8.8061e-05
Tech | Hospitals | Domestic Hot Water | "Point-of-Use" water heaters | TRC | New | NN5421 | Retro-Commissioning | Retro-Commissioning | NonEquip | 5 |  | 0% | Tech/Econ | 16% | 0 | 0 | 0
Tech | Hospitals | Domestic Hot Water | "Point-of-Use" water heaters | TRC | New | NN5213 | ENERGY STAR certified buildings program | ENERGY STAR certified buildings program | NonEquip | 20 |  | 0% | Tech/Econ | 35% | 0 | 0 | 0
Tech | Hospitals | Domestic Hot Water | "Point-of-Use" water heaters | TRC | New | NN2925 | Thermostatic Shower Restriction Valve | Thermostatic Shower Restriction Valve | NonEquip | 10 | Centralized water heaters | 0% | Tech/Econ | 7.687% | 0 | 0 | 0
Tech | Hospitals | Domestic Hot Water | "Point-of-Use" water heaters | TRC | New | NN2899 | Tank Wrap on Water Heater | Tank Wrap on Water Heater | NonEquip | 7 | Centralized water heaters | 0% | Tech/Econ | 1.306% | 0 | 0 | 0
Tech | Hospitals | Domestic Hot Water | "Point-of-Use" water heaters | TRC | New | NN2873 | Low-Flow Pre-Rinse Sprayers | Low-Flow Pre-Rinse Sprayers | NonEquip | 5 | Centralized water heaters | 0% | Tech/Econ | 0.7822% | 0 | 0 | 0
Tech | Hospitals | Domestic Hot Water | "Point-of-Use" water heaters | TRC | New | NN2847 | Low Flow Shower Head | Low Flow Shower Head | NonEquip | 10 | Centralized water heaters | 0% | Tech/Econ | 1.557% | 0 | 0 | 0
Tech | Hospitals | Domestic Hot Water | "Point-of-Use" water heaters | TRC | New | NN2821 | Hot Water Pipe Insulation | Hot Water Pipe Insulation | NonEquip | 13 | Centralized water heaters | 0% | Tech/Econ | 7.009% | 0 | 0 | 0
Tech | Hospitals | Domestic Hot Water | "Point-of-Use" water heaters | TRC | New | NN2795 | Hot Water Circulation Pump Control | Hot Water Circulation Pump Control | NonEquip | 15 | Centralized water heaters | 0% | Tech/Econ | 3.366% | 0 | 0 | 0
Tech | Hospitals | Domestic Hot Water | "Point-of-Use" water heaters | TRC | New | NN2769 | Faucet Aerator | Faucet Aerator | NonEquip | 10 | Centralized water heaters | 0% | Tech/Econ | 1.1% | 0 | 0 | 0
Tech | Hospitals | Domestic Hot Water | "Point-of-Use" water heaters | TRC | New | NN2743 | Drain Water Heat Recovery | Drain Water Heat Recovery | NonEquip | 15 | Centralized water heaters | 0% | Tech/Econ | 12.27% | 0 | 0 | 0
Tech | Hospitals | Domestic Hot Water | "Point-of-Use" water heaters | TRC | Existing | NE5408 | Retro-Commissioning | Retro-Commissioning | NonEquip | 5 |  | 21.99% | Tech/Econ | 16% | 1347.6476 | 0.56824 | 0.0065283
Tech | Hospitals | Domestic Hot Water | "Point-of-Use" water heaters | TRC | Existing | NE5200 | ENERGY STAR certified buildings program | ENERGY STAR certified buildings program | NonEquip | 20 |  | 0% | Tech/Econ | 35% | 0 | 0 | 0
Tech | Hospitals | Domestic Hot Water | "Point-of-Use" water heaters | TRC | Existing | NE2912 | Thermostatic Shower Restriction Valve | Thermostatic Shower Restriction Valve | NonEquip | 10 | Centralized water heaters | 0% | Tech/Econ | 7.353% | 0 | 0 | 0
Tech | Hospitals | Domestic Hot Water | "Point-of-Use" water heaters | TRC | Existing | NE2886 | Tank Wrap on Water Heater | Tank Wrap on Water Heater | NonEquip | 7 | Centralized water heaters | 0% | Tech/Econ | 1.306% | 0 | 0 | 0
Tech | Hospitals | Domestic Hot Water | "Point-of-Use" water heaters | TRC | Existing | NE2860 | Low-Flow Pre-Rinse Sprayers | Low-Flow Pre-Rinse Sprayers | NonEquip | 5 | Centralized water heaters | 0% | Tech/Econ | 0.7459% | 0 | 0 | 0
Tech | Hospitals | Domestic Hot Water | "Point-of-Use" water heaters | TRC | Existing | NE2834 | Low Flow Shower Head | Low Flow Shower Head | NonEquip | 10 | Centralized water heaters | 0% | Tech/Econ | 1.49% | 0 | 0 | 0
Tech | Hospitals | Domestic Hot Water | "Point-of-Use" water heaters | TRC | Existing | NE2808 | Hot Water Pipe Insulation | Hot Water Pipe Insulation | NonEquip | 13 | Centralized water heaters | 0% | Tech/Econ | 6.705% | 0 | 0 | 0
Tech | Hospitals | Domestic Hot Water | "Point-of-Use" water heaters | TRC | Existing | NE2782 | Hot Water Circulation Pump Control | Hot Water Circulation Pump Control | NonEquip | 15 | Centralized water heaters | 0% | Tech/Econ | 3.22% | 0 | 0 | 0
Tech | Hospitals | Domestic Hot Water | "Point-of-Use" water heaters | TRC | Existing | NE2756 | Faucet Aerator | Faucet Aerator | NonEquip | 10 | Centralized water heaters | 0% | Tech/Econ | 1.053% | 0 | 0 | 0
Tech | Hospitals | Domestic Hot Water | "Point-of-Use" water heaters | TRC | Existing | NE2730 | Drain Water Heat Recovery | Drain Water Heat Recovery | NonEquip | 15 | Centralized water heaters | 0% | Tech/Econ | 12.27% | 0 | 0 | 0
Tech | Hospitals | Domestic Hot Water | "Point-of-Use" water heaters | TRC | Turnover | ET396 | Instantaneous Hot Water System | Instantaneous Hot Water System | Equip | 20 | "Point-of-Use" water heaters | 94.56% | Tech/Econ | 5.847% | 2241.7987 | 0.21184 | 0.51096
Tech | Hospitals | Domestic Hot Water | "Point-of-Use" water heaters | TRC | Turnover | ET318 | Energy Star Commercial Dishwasher | Energy Star Commercial Dishwasher | Equip | 15 | "Point-of-Use" water heaters | 29.7% | Tech/Econ | 29.42% | 3881.4588 | 0.28164 | -2.9965e-05
Tech | Hospitals | Domestic Hot Water | "Point-of-Use" water heaters | TRC | New | EN422 | Instantaneous Hot Water System | Instantaneous Hot Water System | Equip | 20 | "Point-of-Use" water heaters | 94.56% | Tech/Econ | 5.847% | 14.9659 | 0.0014142 | 0.0034111
Tech | Hospitals | Domestic Hot Water | "Point-of-Use" water heaters | TRC | New | EN344 | Energy Star Commercial Dishwasher | Energy Star Commercial Dishwasher | Equip | 15 | "Point-of-Use" water heaters | 29.7% | Tech/Econ | 29.42% | 34.8552 | 0.0025291 | -2.6908e-07
Tech | Institutional | Refrigeration | Walk-in cooler | TRC | New | NN5318 | Retro-Commissioning | Retro-Commissioning | NonEquip | 5 |  | 0% | Tech/Econ | 16% | 0 | 0 | 0
Tech | Institutional | Refrigeration | Walk-in cooler | TRC | New | NN5110 | ENERGY STAR certified buildings program | ENERGY STAR certified buildings program | NonEquip | 20 |  | 0% | Tech/Econ | 35% | 0 | 0 | 0
Tech | Institutional | Refrigeration | Walk-in cooler | TRC | New | NN4902 | Strip Curtains for Walk-ins | Strip Curtains for Walk-ins | NonEquip | 4 | Walk-in cooler | 0% | Tech/Econ | 2.115% | 0 | 0 | 0
Tech | Institutional | Refrigeration | Walk-in cooler | TRC | New | NN4876 | Refrigerated Display Case Lighting Controls | Refrigerated Display Case Lighting Controls | NonEquip | 8 | Display cases | 0% | Tech/Econ | 0.9365% | 0 | 0 | 0
Tech | Institutional | Refrigeration | Walk-in cooler | TRC | New | NN4850 | PSC to ECM Evaporator Fan Motor (Walk-In, Refrigerator) | PSC to ECM Evaporator Fan Motor (Walk-In, Refrigerator) | NonEquip | 15 | Walk-in cooler | 0% | Tech/Econ | 37.5% | 0 | 0 | 0
Tech | Institutional | Refrigeration | Walk-in cooler | TRC | New | NN4824 | PSC to ECM Evaporator Fan Motor (Reach-In) | PSC to ECM Evaporator Fan Motor (Reach-In) | NonEquip | 15 | Display cases | 0% | Tech/Econ | 37.5% | 0 | 0 | 0
Tech | Institutional | Refrigeration | Walk-in cooler | TRC | New | NN4798 | Night Covers for Display Cases | Night Covers for Display Cases | NonEquip | 5 | Display cases | 0% | Tech/Econ | 1.877% | 0 | 0 | 0
Tech | Institutional | Refrigeration | Walk-in cooler | TRC | New | NN4772 | High R-Value Glass Doors | High R-Value Glass Doors | NonEquip | 12 | Display cases | 0% | Tech/Econ | 0% | 0 | 0 | 0
Tech | Institutional | Refrigeration | Walk-in cooler | TRC | New | NN4746 | High Efficiency Refrigeration Compressor | High Efficiency Refrigeration Compressor | NonEquip | 13 | Display cases | 0% | Tech/Econ | 6.922% | 0 | 0 | 0
Tech | Institutional | Refrigeration | Walk-in cooler | TRC | New | NN4720 | Freezer-Cooler Replacement Gaskets | Freezer-Cooler Replacement Gaskets | NonEquip | 4 | Display cases | 0% | Tech/Econ | 0% | 0 | 0 | 0
Tech | Institutional | Refrigeration | Walk-in cooler | TRC | New | NN4694 | Floating Head Pressure Controls | Floating Head Pressure Controls | NonEquip | 15 |  | 0% | Tech/Econ | 6.05% | 0 | 0 | 0
Tech | Institutional | Refrigeration | Walk-in cooler | TRC | New | NN4668 | Demand Defrost | Demand Defrost | NonEquip | 10 | Walk-in cooler | 0% | Tech/Econ | 30% | 0 | 0 | 0
Tech | Institutional | Refrigeration | Walk-in cooler | TRC | New | NN4642 | Automatic Door Closer for Walk-in Coolers and Freezers | Automatic Door Closer for Walk-in Coolers and Freezers | NonEquip | 8 | Walk-in cooler | 0% | Tech/Econ | 3.131% | 0 | 0 | 0
Tech | Institutional | Refrigeration | Walk-in cooler | TRC | New | NN4616 | Anti-Sweat Controls | Anti-Sweat Controls | NonEquip | 8 | Display cases | 0% | Tech/Econ | 85% | 0 | 0 | 0
Tech | Institutional | Refrigeration | Walk-in cooler | TRC | Existing | NE5305 | Retro-Commissioning | Retro-Commissioning | NonEquip | 5 |  | 21.99% | Tech/Econ | 16% | 110.4582 | 0.018467 | 0.057254
Tech | Institutional | Refrigeration | Walk-in cooler | TRC | Existing | NE5097 | ENERGY STAR certified buildings program | ENERGY STAR certified buildings program | NonEquip | 20 |  | 0% | Tech/Econ | 35% | 0 | 0 | 0
Tech | Institutional | Refrigeration | Walk-in cooler | TRC | Existing | NE4889 | Strip Curtains for Walk-ins | Strip Curtains for Walk-ins | NonEquip | 4 | Walk-in cooler | 0% | Tech/Econ | 2.115% | 0 | 0 | 0
Tech | Institutional | Refrigeration | Walk-in cooler | TRC | Existing | NE4863 | Refrigerated Display Case Lighting Controls | Refrigerated Display Case Lighting Controls | NonEquip | 8 | Display cases | 0% | Tech/Econ | 2.524% | 0 | 0 | 0
Tech | Institutional | Refrigeration | Walk-in cooler | TRC | Existing | NE4837 | PSC to ECM Evaporator Fan Motor (Walk-In, Refrigerator) | PSC to ECM Evaporator Fan Motor (Walk-In, Refrigerator) | NonEquip | 15 | Walk-in cooler | 0% | Tech/Econ | 37.5% | 0 | 0 | 0
Tech | Institutional | Refrigeration | Walk-in cooler | TRC | Existing | NE4811 | PSC to ECM Evaporator Fan Motor (Reach-In) | PSC to ECM Evaporator Fan Motor (Reach-In) | NonEquip | 15 | Display cases | 0% | Tech/Econ | 37.5% | 0 | 0 | 0
Tech | Institutional | Refrigeration | Walk-in cooler | TRC | Existing | NE4785 | Night Covers for Display Cases | Night Covers for Display Cases | NonEquip | 5 | Display cases | 0% | Tech/Econ | 1.877% | 0 | 0 | 0
Tech | Institutional | Refrigeration | Walk-in cooler | TRC | Existing | NE4759 | High R-Value Glass Doors | High R-Value Glass Doors | NonEquip | 12 | Display cases | 0% | Tech/Econ | 23.81% | 0 | 0 | 0
Tech | Institutional | Refrigeration | Walk-in cooler | TRC | Existing | NE4733 | High Efficiency Refrigeration Compressor | High Efficiency Refrigeration Compressor | NonEquip | 13 | Display cases | 0% | Tech/Econ | 6.922% | 0 | 0 | 0
Tech | Institutional | Refrigeration | Walk-in cooler | TRC | Existing | NE4707 | Freezer-Cooler Replacement Gaskets | Freezer-Cooler Replacement Gaskets | NonEquip | 4 | Display cases | 0% | Tech/Econ | 3.131% | 0 | 0 | 0
Tech | Institutional | Refrigeration | Walk-in cooler | TRC | Existing | NE4681 | Floating Head Pressure Controls | Floating Head Pressure Controls | NonEquip | 15 |  | 0% | Tech/Econ | 6.05% | 0 | 0 | 0
Tech | Institutional | Refrigeration | Walk-in cooler | TRC | Existing | NE4655 | Demand Defrost | Demand Defrost | NonEquip | 10 | Walk-in cooler | 0% | Tech/Econ | 30% | 0 | 0 | 0
Tech | Institutional | Refrigeration | Walk-in cooler | TRC | Existing | NE4629 | Automatic Door Closer for Walk-in Coolers and Freezers | Automatic Door Closer for Walk-in Coolers and Freezers | NonEquip | 8 | Walk-in cooler | 0% | Tech/Econ | 3.131% | 0 | 0 | 0
Tech | Institutional | Refrigeration | Walk-in cooler | TRC | Existing | NE4603 | Anti-Sweat Controls | Anti-Sweat Controls | NonEquip | 8 | Display cases | 0% | Tech/Econ | 85% | 0 | 0 | 0
Tech | Institutional | Refrigeration | Vending and ice makers | TRC | New | NN5318 | Retro-Commissioning | Retro-Commissioning | NonEquip | 5 |  | 0% | Tech/Econ | 16% | 0 | 0 | 0
Tech | Institutional | Refrigeration | Vending and ice makers | TRC | New | NN5110 | ENERGY STAR certified buildings program | ENERGY STAR certified buildings program | NonEquip | 20 |  | 0% | Tech/Econ | 35% | 0 | 0 | 0
Tech | Institutional | Refrigeration | Vending and ice makers | TRC | New | NN4902 | Strip Curtains for Walk-ins | Strip Curtains for Walk-ins | NonEquip | 4 | Walk-in cooler | 0% | Tech/Econ | 2.115% | 0 | 0 | 0
Tech | Institutional | Refrigeration | Vending and ice makers | TRC | New | NN4876 | Refrigerated Display Case Lighting Controls | Refrigerated Display Case Lighting Controls | NonEquip | 8 | Display cases | 0% | Tech/Econ | 0.9365% | 0 | 0 | 0
Tech | Institutional | Refrigeration | Vending and ice makers | TRC | New | NN4850 | PSC to ECM Evaporator Fan Motor (Walk-In, Refrigerator) | PSC to ECM Evaporator Fan Motor (Walk-In, Refrigerator) | NonEquip | 15 | Walk-in cooler | 0% | Tech/Econ | 37.5% | 0 | 0 | 0
Tech | Institutional | Refrigeration | Vending and ice makers | TRC | New | NN4824 | PSC to ECM Evaporator Fan Motor (Reach-In) | PSC to ECM Evaporator Fan Motor (Reach-In) | NonEquip | 15 | Display cases | 0% | Tech/Econ | 37.5% | 0 | 0 | 0
Tech | Institutional | Refrigeration | Vending and ice makers | TRC | New | NN4798 | Night Covers for Display Cases | Night Covers for Display Cases | NonEquip | 5 | Display cases | 0% | Tech/Econ | 1.877% | 0 | 0 | 0
Tech | Institutional | Refrigeration | Vending and ice makers | TRC | New | NN4772 | High R-Value Glass Doors | High R-Value Glass Doors | NonEquip | 12 | Display cases | 0% | Tech/Econ | 0% | 0 | 0 | 0
Tech | Institutional | Refrigeration | Vending and ice makers | TRC | New | NN4746 | High Efficiency Refrigeration Compressor | High Efficiency Refrigeration Compressor | NonEquip | 13 | Display cases | 0% | Tech/Econ | 6.922% | 0 | 0 | 0
Tech | Institutional | Refrigeration | Vending and ice makers | TRC | New | NN4720 | Freezer-Cooler Replacement Gaskets | Freezer-Cooler Replacement Gaskets | NonEquip | 4 | Display cases | 0% | Tech/Econ | 0% | 0 | 0 | 0
Tech | Institutional | Refrigeration | Vending and ice makers | TRC | New | NN4694 | Floating Head Pressure Controls | Floating Head Pressure Controls | NonEquip | 15 |  | 0% | Tech/Econ | 6.05% | 0 | 0 | 0
Tech | Institutional | Refrigeration | Vending and ice makers | TRC | New | NN4668 | Demand Defrost | Demand Defrost | NonEquip | 10 | Walk-in cooler | 0% | Tech/Econ | 30% | 0 | 0 | 0
Tech | Institutional | Refrigeration | Vending and ice makers | TRC | New | NN4642 | Automatic Door Closer for Walk-in Coolers and Freezers | Automatic Door Closer for Walk-in Coolers and Freezers | NonEquip | 8 | Walk-in cooler | 0% | Tech/Econ | 3.131% | 0 | 0 | 0
Tech | Institutional | Refrigeration | Vending and ice makers | TRC | New | NN4616 | Anti-Sweat Controls | Anti-Sweat Controls | NonEquip | 8 | Display cases | 0% | Tech/Econ | 85% | 0 | 0 | 0
Tech | Institutional | Refrigeration | Vending and ice makers | TRC | Existing | NE5305 | Retro-Commissioning | Retro-Commissioning | NonEquip | 5 |  | 21.99% | Tech/Econ | 16% | 3501.4893 | 0.58539 | 1.8149
Tech | Institutional | Refrigeration | Vending and ice makers | TRC | Existing | NE5097 | ENERGY STAR certified buildings program | ENERGY STAR certified buildings program | NonEquip | 20 |  | 0% | Tech/Econ | 35% | 0 | 0 | 0
Tech | Institutional | Refrigeration | Vending and ice makers | TRC | Existing | NE4889 | Strip Curtains for Walk-ins | Strip Curtains for Walk-ins | NonEquip | 4 | Walk-in cooler | 0% | Tech/Econ | 2.115% | 0 | 0 | 0
Tech | Institutional | Refrigeration | Vending and ice makers | TRC | Existing | NE4863 | Refrigerated Display Case Lighting Controls | Refrigerated Display Case Lighting Controls | NonEquip | 8 | Display cases | 0% | Tech/Econ | 2.524% | 0 | 0 | 0
Tech | Institutional | Refrigeration | Vending and ice makers | TRC | Existing | NE4837 | PSC to ECM Evaporator Fan Motor (Walk-In, Refrigerator) | PSC to ECM Evaporator Fan Motor (Walk-In, Refrigerator) | NonEquip | 15 | Walk-in cooler | 0% | Tech/Econ | 37.5% | 0 | 0 | 0
Tech | Institutional | Refrigeration | Vending and ice makers | TRC | Existing | NE4811 | PSC to ECM Evaporator Fan Motor (Reach-In) | PSC to ECM Evaporator Fan Motor (Reach-In) | NonEquip | 15 | Display cases | 0% | Tech/Econ | 37.5% | 0 | 0 | 0
Tech | Institutional | Refrigeration | Vending and ice makers | TRC | Existing | NE4785 | Night Covers for Display Cases | Night Covers for Display Cases | NonEquip | 5 | Display cases | 0% | Tech/Econ | 1.877% | 0 | 0 | 0
Tech | Institutional | Refrigeration | Vending and ice makers | TRC | Existing | NE4759 | High R-Value Glass Doors | High R-Value Glass Doors | NonEquip | 12 | Display cases | 0% | Tech/Econ | 23.81% | 0 | 0 | 0
Tech | Institutional | Refrigeration | Vending and ice makers | TRC | Existing | NE4733 | High Efficiency Refrigeration Compressor | High Efficiency Refrigeration Compressor | NonEquip | 13 | Display cases | 0% | Tech/Econ | 6.922% | 0 | 0 | 0
Tech | Institutional | Refrigeration | Vending and ice makers | TRC | Existing | NE4707 | Freezer-Cooler Replacement Gaskets | Freezer-Cooler Replacement Gaskets | NonEquip | 4 | Display cases | 0% | Tech/Econ | 3.131% | 0 | 0 | 0
Tech | Institutional | Refrigeration | Vending and ice makers | TRC | Existing | NE4681 | Floating Head Pressure Controls | Floating Head Pressure Controls | NonEquip | 15 |  | 0% | Tech/Econ | 6.05% | 0 | 0 | 0
Tech | Institutional | Refrigeration | Vending and ice makers | TRC | Existing | NE4655 | Demand Defrost | Demand Defrost | NonEquip | 10 | Walk-in cooler | 0% | Tech/Econ | 30% | 0 | 0 | 0
Tech | Institutional | Refrigeration | Vending and ice makers | TRC | Existing | NE4629 | Automatic Door Closer for Walk-in Coolers and Freezers | Automatic Door Closer for Walk-in Coolers and Freezers | NonEquip | 8 | Walk-in cooler | 0% | Tech/Econ | 3.131% | 0 | 0 | 0
Tech | Institutional | Refrigeration | Vending and ice makers | TRC | Existing | NE4603 | Anti-Sweat Controls | Anti-Sweat Controls | NonEquip | 8 | Display cases | 0% | Tech/Econ | 85% | 0 | 0 | 0
Tech | Institutional | Refrigeration | Vending and ice makers | TRC | Turnover | ET2575 | Energy Star Vending Machine | Energy Star Vending Machine | Equip | 14 | Vending and ice makers | 0% | Tech/Econ | 36% | 0 | 0 | 0
Tech | Institutional | Refrigeration | Vending and ice makers | TRC | Turnover | ET2497 | Energy Star Ice Maker | Energy Star Ice Maker | Equip | 8 | Vending and ice makers | 0% | Tech/Econ | 11.39% | 0 | 0 | 0
Tech | Institutional | Refrigeration | Vending and ice makers | TRC | New | EN2601 | Energy Star Vending Machine | Energy Star Vending Machine | Equip | 14 | Vending and ice makers | 0% | Tech/Econ | 36% | 0 | 0 | 0
Tech | Institutional | Refrigeration | Vending and ice makers | TRC | New | EN2523 | Energy Star Ice Maker | Energy Star Ice Maker | Equip | 8 | Vending and ice makers | 0% | Tech/Econ | 11.39% | 0 | 0 | 0
Tech | Institutional | Exterior Lighting | Street lighting | TRC | New | NN5292 | Retro-Commissioning | Retro-Commissioning | NonEquip | 5 |  | 0% | Tech/Econ | 16% | 0 | 0 | 0
Tech | Institutional | Exterior Lighting | Street lighting | TRC | New | NN5032 | ENERGY STAR certified buildings program | ENERGY STAR certified buildings program | NonEquip | 20 |  | 0% | Tech/Econ | 35% | 0 | 0 | 0
Tech | Institutional | Exterior Lighting | Street lighting | TRC | New | NN2978 | Outdoor Lighting Controls | Outdoor Lighting Controls | NonEquip | 8 | Exterior parking/lot lighting | 0% | Tech/Econ | 28% | 0 | 0 | 0
Tech | Institutional | Exterior Lighting | Street lighting | TRC | New | NN2952 | Bi-Level Lighting Control (Exterior) | Bi-Level Lighting Control (Exterior) | NonEquip | 9 | Exterior parking/lot lighting | 0% | Tech/Econ | 31% | 0 | 0 | 0
Tech | Institutional | Exterior Lighting | Street lighting | TRC | Existing | NE5279 | Retro-Commissioning | Retro-Commissioning | NonEquip | 5 |  | 21.99% | Tech/Econ | 16% | 0 | 0 | 0
Tech | Institutional | Exterior Lighting | Street lighting | TRC | Existing | NE5019 | ENERGY STAR certified buildings program | ENERGY STAR certified buildings program | NonEquip | 20 |  | 0% | Tech/Econ | 35% | 0 | 0 | 0
Tech | Institutional | Exterior Lighting | Street lighting | TRC | Existing | NE2965 | Outdoor Lighting Controls | Outdoor Lighting Controls | NonEquip | 8 | Exterior parking/lot lighting | 0% | Tech/Econ | 28% | 0 | 0 | 0
Tech | Institutional | Exterior Lighting | Street lighting | TRC | Existing | NE2939 | Bi-Level Lighting Control (Exterior) | Bi-Level Lighting Control (Exterior) | NonEquip | 9 | Exterior parking/lot lighting | 0% | Tech/Econ | 31% | 0 | 0 | 0
Tech | Institutional | Exterior Lighting | Street lighting | TRC | Turnover | ET787 | LED Traffic and Crosswalk Lighting | LED Traffic and Crosswalk Lighting | Equip | 10 | Street lighting | 21.49% | Tech/Econ | 37.14% | 0 | 0 | 0
Tech | Institutional | Exterior Lighting | Street lighting | TRC | Turnover | ET748 | LED Street Lights | LED Street Lights | Equip | 18 | Street lighting | 21.49% | Tech/Econ | 66.53% | 0 | 0 | 0
Tech | Institutional | Exterior Lighting | Street lighting | TRC | New | EN813 | LED Traffic and Crosswalk Lighting | LED Traffic and Crosswalk Lighting | Equip | 10 | Street lighting | 21.49% | Tech/Econ | 37.14% | 0 | 0 | 0
Tech | Institutional | Exterior Lighting | Street lighting | TRC | New | EN774 | LED Street Lights | LED Street Lights | Equip | 18 | Street lighting | 21.49% | Tech/Econ | 66.53% | 0 | 0 | 0
Tech | Institutional | Cooking | Steamer | TRC | New | NN5084 | ENERGY STAR certified buildings program | ENERGY STAR certified buildings program | NonEquip | 20 |  | 0% | Tech/Econ | 35% | 0 | 0 | 0
Tech | Institutional | Cooking | Steamer | TRC | Existing | NE5071 | ENERGY STAR certified buildings program | ENERGY STAR certified buildings program | NonEquip | 20 |  | 0% | Tech/Econ | 35% | 0 | 0 | 0
Tech | Institutional | Cooking | Steamer | TRC | Turnover | ET202 | Energy Star Steamer | Energy Star Steamer | Equip | 12 | Steamer | 0% | Tech/Econ | 56.63% | 0 | 0 | 0
Tech | Institutional | Cooking | Steamer | TRC | New | EN228 | Energy Star Steamer | Energy Star Steamer | Equip | 12 | Steamer | 0% | Tech/Econ | 56.63% | 0 | 0 | 0
Tech | Institutional | Exterior Lighting | Spot lighting/Security/Flood | TRC | New | NN5292 | Retro-Commissioning | Retro-Commissioning | NonEquip | 5 |  | 0% | Tech/Econ | 16% | 0 | 0 | 0
Tech | Institutional | Exterior Lighting | Spot lighting/Security/Flood | TRC | New | NN5032 | ENERGY STAR certified buildings program | ENERGY STAR certified buildings program | NonEquip | 20 |  | 0% | Tech/Econ | 35% | 0 | 0 | 0
Tech | Institutional | Exterior Lighting | Spot lighting/Security/Flood | TRC | New | NN2978 | Outdoor Lighting Controls | Outdoor Lighting Controls | NonEquip | 8 | Exterior parking/lot lighting | 0% | Tech/Econ | 28% | 0 | 0 | 0
Tech | Institutional | Exterior Lighting | Spot lighting/Security/Flood | TRC | New | NN2952 | Bi-Level Lighting Control (Exterior) | Bi-Level Lighting Control (Exterior) | NonEquip | 9 | Exterior parking/lot lighting | 0% | Tech/Econ | 31% | 0 | 0 | 0
Tech | Institutional | Exterior Lighting | Spot lighting/Security/Flood | TRC | Existing | NE5279 | Retro-Commissioning | Retro-Commissioning | NonEquip | 5 |  | 21.99% | Tech/Econ | 16% | 0 | 0 | 0
Tech | Institutional | Exterior Lighting | Spot lighting/Security/Flood | TRC | Existing | NE5019 | ENERGY STAR certified buildings program | ENERGY STAR certified buildings program | NonEquip | 20 |  | 0% | Tech/Econ | 35% | 0 | 0 | 0
Tech | Institutional | Exterior Lighting | Spot lighting/Security/Flood | TRC | Existing | NE2965 | Outdoor Lighting Controls | Outdoor Lighting Controls | NonEquip | 8 | Exterior parking/lot lighting | 0% | Tech/Econ | 28% | 0 | 0 | 0
Tech | Institutional | Exterior Lighting | Spot lighting/Security/Flood | TRC | Existing | NE2939 | Bi-Level Lighting Control (Exterior) | Bi-Level Lighting Control (Exterior) | NonEquip | 9 | Exterior parking/lot lighting | 0% | Tech/Econ | 31% | 0 | 0 | 0
Tech | Institutional | Exterior Lighting | Spot lighting/Security/Flood | TRC | Turnover | ET670 | LED Exterior Lighting | LED Exterior Lighting | Equip | 13 | Spot lighting/Security/Flood | 4.624% | Tech/Econ | 60.51% | 0 | 0 | 0
Tech | Institutional | Exterior Lighting | Spot lighting/Security/Flood | TRC | Turnover | ET553 | LED - 9W Flood | LED - 9W Flood | Equip | 15 | Spot lighting/Security/Flood | 13.31% | Tech/Econ | 86.15% | 0 | 0 | 0
Tech | Institutional | Exterior Lighting | Spot lighting/Security/Flood | TRC | Turnover | ET475 | CFL - 15W Flood | CFL - 15W Flood | Equip | 7.8 | Spot lighting/Security/Flood | 0% | Tech/Econ | 76.92% | 0 | 0 | 0
Tech | Institutional | Exterior Lighting | Spot lighting/Security/Flood | TRC | New | EN696 | LED Exterior Lighting | LED Exterior Lighting | Equip | 13 | Spot lighting/Security/Flood | 4.624% | Tech/Econ | 60.51% | 0 | 0 | 0
Tech | Institutional | Exterior Lighting | Spot lighting/Security/Flood | TRC | New | EN579 | LED - 9W Flood | LED - 9W Flood | Equip | 15 | Spot lighting/Security/Flood | 86.42% | Tech/Econ | 86.15% | 0 | 0 | 0
Tech | Institutional | Exterior Lighting | Spot lighting/Security/Flood | TRC | New | EN501 | CFL - 15W Flood | CFL - 15W Flood | Equip | 7.8 | Spot lighting/Security/Flood | 0% | Tech/Econ | 76.92% | 0 | 0 | 0
Tech | Institutional | Interior Lighting | Spot lighting | TRC | New | NN5266 | Retro-Commissioning | Retro-Commissioning | NonEquip | 5 |  | 0% | Tech/Econ | 16% | 0 | 0 | 0
Tech | Institutional | Interior Lighting | Spot lighting | TRC | New | NN5006 | ENERGY STAR certified buildings program | ENERGY STAR certified buildings program | NonEquip | 20 |  | 0% | Tech/Econ | 35% | 0 | 0 | 0
Tech | Institutional | Interior Lighting | Spot lighting | TRC | New | NN4434 | Interior Lighting Controls | Interior Lighting Controls | NonEquip | 8 | Overhead (fluorescent/LED/CFL U-shape) | 0% | Tech/Econ | 28% | 0 | 0 | 0
Tech | Institutional | Interior Lighting | Spot lighting | TRC | New | NN4408 | Bi-Level Lighting Control (Interior) | Bi-Level Lighting Control (Interior) | NonEquip | 8 | Overhead (fluorescent/LED/CFL U-shape) | 0% | Tech/Econ | 31% | 0 | 0 | 0
Tech | Institutional | Interior Lighting | Spot lighting | TRC | New | NN3706 | Facility Energy Management System | Facility Energy Management System | NonEquip | 15 |  | 1.982% | Tech/Econ | 24% | 0.36243 | 7.5962e-05 | 6.5321e-06
Tech | Institutional | Interior Lighting | Spot lighting | TRC | Existing | NE5253 | Retro-Commissioning | Retro-Commissioning | NonEquip | 5 |  | 21.99% | Tech/Econ | 16% | 157.7077 | 0.026366 | 0.081745
Tech | Institutional | Interior Lighting | Spot lighting | TRC | Existing | NE4993 | ENERGY STAR certified buildings program | ENERGY STAR certified buildings program | NonEquip | 20 |  | 0% | Tech/Econ | 35% | 0 | 0 | 0
Tech | Institutional | Interior Lighting | Spot lighting | TRC | Existing | NE4421 | Interior Lighting Controls | Interior Lighting Controls | NonEquip | 8 | Overhead (fluorescent/LED/CFL U-shape) | 0% | Tech/Econ | 28% | 0 | 0 | 0
Tech | Institutional | Interior Lighting | Spot lighting | TRC | Existing | NE4395 | Bi-Level Lighting Control (Interior) | Bi-Level Lighting Control (Interior) | NonEquip | 8 | Overhead (fluorescent/LED/CFL U-shape) | 0% | Tech/Econ | 31% | 0 | 0 | 0
Tech | Institutional | Interior Lighting | Spot lighting | TRC | Existing | NE3693 | Facility Energy Management System | Facility Energy Management System | NonEquip | 15 |  | 5.375% | Tech/Econ | 24% | 58.5819 | 0.012278 | 0.0010558
Tech | Institutional | Interior Lighting | Spot lighting | TRC | Turnover | ET1606 | LED Display Lighting (Interior) | LED Display Lighting (Interior) | Equip | 15 | Spot lighting | 2.129% | Tech/Econ | 87.04% | 159.0131 | 0.039048 | 0.0088211
Tech | Institutional | Interior Lighting | Spot lighting | TRC | Turnover | ET1567 | LED - 14W | LED - 14W | Equip | 15 | Spot lighting | 86.42% | Tech/Econ | 53.33% | 3882.1605 | 0.93147 | 0.21536
Tech | Institutional | Interior Lighting | Spot lighting | TRC | Turnover | ET1450 | CFL-23W | CFL-23W | Equip | 7.8 | Spot lighting | 0% | Tech/Econ | 23.33% | 0 | 0 | 0
Tech | Institutional | Interior Lighting | Spot lighting | TRC | New | EN1632 | LED Display Lighting (Interior) | LED Display Lighting (Interior) | Equip | 15 | Spot lighting | 0% | Tech/Econ | 87.04% | 0 | 0 | 0
Tech | Institutional | Interior Lighting | Spot lighting | TRC | New | EN1593 | LED - 14W | LED - 14W | Equip | 15 | Spot lighting | 0% | Tech/Econ | 53.33% | 0 | 0 | 0
Tech | Institutional | Interior Lighting | Spot lighting | TRC | New | EN1476 | CFL-23W | CFL-23W | Equip | 7.8 | Spot lighting | 0% | Tech/Econ | 23.33% | 0 | 0 | 0
Tech | Institutional | Office Equipment | Servers | TRC | New | NN5058 | ENERGY STAR certified buildings program | ENERGY STAR certified buildings program | NonEquip | 20 |  | 0% | Tech/Econ | 35% | 0 | 0 | 0
Tech | Institutional | Office Equipment | Servers | TRC | New | NN4590 | Smart Strip Plug Outlet | Smart Strip Plug Outlet | NonEquip | 4 |  | 43.9% | Tech/Econ | 1.187% | 0.14679 | 2.1827e-05 | 0
Tech | Institutional | Office Equipment | Servers | TRC | New | NN4564 | Network PC Power Management | Network PC Power Management | NonEquip | 5 | Computers | 0% | Tech/Econ | 56.5% | 0 | 0 | 0
Tech | Institutional | Office Equipment | Servers | TRC | Existing | NE5045 | ENERGY STAR certified buildings program | ENERGY STAR certified buildings program | NonEquip | 20 |  | 0% | Tech/Econ | 35% | 0 | 0 | 0
Tech | Institutional | Office Equipment | Servers | TRC | Existing | NE4577 | Smart Strip Plug Outlet | Smart Strip Plug Outlet | NonEquip | 4 |  | 43.9% | Tech/Econ | 1.187% | 16.157 | 0.0024024 | 0
Tech | Institutional | Office Equipment | Servers | TRC | Existing | NE4551 | Network PC Power Management | Network PC Power Management | NonEquip | 5 | Computers | 0% | Tech/Econ | 56.5% | 0 | 0 | 0
Tech | Institutional | Office Equipment | Servers | TRC | Turnover | ET2302 | Server Virtualization | Server Virtualization | Equip | 3 | Servers | 92% | Tech/Econ | 85.71% | 12106.7261 | 1.802 | 1.2533
Tech | Institutional | Office Equipment | Servers | TRC | Turnover | ET1138 | High Efficiency Data Center Cooling | High Efficiency Data Center Cooling | Equip | 20 | Servers | 15.96% | Tech/Econ | 28% | 145.0348 | 0.03325 | 0.019204
Tech | Institutional | Office Equipment | Servers | TRC | New | EN2328 | Server Virtualization | Server Virtualization | Equip | 3 | Servers | 92% | Tech/Econ | 85.71% | 107.4851 | 0.015998 | 0.011127
Tech | Institutional | Office Equipment | Servers | TRC | New | EN1164 | High Efficiency Data Center Cooling | High Efficiency Data Center Cooling | Equip | 20 | Servers | 15.96% | Tech/Econ | 28% | 0.64553 | 0.00014799 | 8.5477e-05
Tech | Institutional | Space Cooling | Residential-type central air conditioners | TRC | New | NN5370 | Retro-Commissioning | Retro-Commissioning | NonEquip | 5 |  | 0% | Tech/Econ | 16% | 0 | 0 | 0
Tech | Institutional | Space Cooling | Residential-type central air conditioners | TRC | New | NN5162 | ENERGY STAR certified buildings program | ENERGY STAR certified buildings program | NonEquip | 20 |  | 0% | Tech/Econ | 35% | 0 | 0 | 0
Tech | Institutional | Space Cooling | Residential-type central air conditioners | TRC | New | NN4382 | Window Sun Protection | Window Sun Protection | NonEquip | 10 |  | 15.35% | Tech/Econ | 16% | 4.2957 | 0.0013375 | -7.5357e-05
Tech | Institutional | Space Cooling | Residential-type central air conditioners | TRC | New | NN4356 | Waterside Economizer | Waterside Economizer | NonEquip | 20 |  | 19.15% | Tech/Econ | 5.556% | 0.24085 | 7.9668e-05 | 0
Tech | Institutional | Space Cooling | Residential-type central air conditioners | TRC | New | NN4148 | Smart Thermostat | Smart Thermostat | NonEquip | 11 |  | 31.48% | Tech/Econ | 10% | 5.0631 | 6.0119e-05 | 0
Tech | Institutional | Space Cooling | Residential-type central air conditioners | TRC | New | NN4044 | Programmable Thermostat | Programmable Thermostat | NonEquip | 11 |  | 0% | Tech/Econ | 3.6% | 0 | 0 | 0
Tech | Institutional | Space Cooling | Residential-type central air conditioners | TRC | New | NN3992 | Low U-Value Windows | Low U-Value Windows | NonEquip | 20 |  | 12.54% | Tech/Econ | 10% | 1.954 | 0.00072629 | 0
Tech | Institutional | Space Cooling | Residential-type central air conditioners | TRC | New | NN3914 | HVAC tune-up_RTU | HVAC tune-up_RTU | NonEquip | 5 | Packaged air conditioning units (RTUs) | 0% | Tech/Econ | 5% | 0 | 0 | 0
Tech | Institutional | Space Cooling | Residential-type central air conditioners | TRC | New | NN3888 | HVAC tune-up | HVAC tune-up | NonEquip | 5 | Residential-type central air conditioners | 0% | Tech/Econ | 5% | 0 | 0 | 0
Tech | Institutional | Space Cooling | Residential-type central air conditioners | TRC | New | NN3680 | Facility Energy Management System | Facility Energy Management System | NonEquip | 15 |  | 1.982% | Tech/Econ | 20% | 0.72195 | 0.00015132 | 0
Tech | Institutional | Space Cooling | Residential-type central air conditioners | TRC | New | NN3628 | Facility Commissioning | Facility Commissioning | NonEquip | 10 |  | 35.83% | Tech/Econ | 16% | 9.7836 | 0.0017129 | 3.908e-05
Tech | Institutional | Space Cooling | Residential-type central air conditioners | TRC | New | NN3602 | Energy Recovery Ventilation System (ERV) | Energy Recovery Ventilation System (ERV) | NonEquip | 15 | Packaged air conditioning units (RTUs) | 0% | Tech/Econ | 9.935% | 0 | 0 | 0
Tech | Institutional | Space Cooling | Residential-type central air conditioners | TRC | New | NN3524 | Duct Sealing Repair | Duct Sealing Repair | NonEquip | 15 |  | 0% | Tech/Econ | 12% | 0 | 0 | 0
Tech | Institutional | Space Cooling | Residential-type central air conditioners | TRC | New | NN3472 | Duct Insulation | Duct Insulation | NonEquip | 15 |  | 0% | Tech/Econ | 2.045% | 0 | 0 | 0
Tech | Institutional | Space Cooling | Residential-type central air conditioners | TRC | New | NN3420 | Dedicated Outdoor Air System on VRF unit | Dedicated Outdoor Air System on VRF unit | NonEquip | 15 | Residential-type central air conditioners | 58.91% | Tech/Econ | 17.5% | 6.4787 | 0.0019714 | 0
Tech | Institutional | Space Cooling | Residential-type central air conditioners | TRC | New | NN3368 | Cool Roof | Cool Roof | NonEquip | 15 |  | 72.49% | Tech/Econ | 0.3656% | 0 | 0 | 0
Tech | Institutional | Space Cooling | Residential-type central air conditioners | TRC | New | NN3316 | Chilled Water System - Variable Speed Drives | Chilled Water System - Variable Speed Drives | NonEquip | 13 | Central chillers inside | 0% | Tech/Econ | 24.74% | 0 | 0 | 0
Tech | Institutional | Space Cooling | Residential-type central air conditioners | TRC | New | NN3290 | Chilled Water Controls Optimization | Chilled Water Controls Optimization | NonEquip | 10 | Central chillers inside | 0% | Tech/Econ | 12.5% | 0 | 0 | 0
Tech | Institutional | Space Cooling | Residential-type central air conditioners | TRC | New | NN3212 | Ceiling Insulation(R2 to R38) | Ceiling Insulation(R2 to R38) | NonEquip | 20 |  | 0% | Tech/Econ | 2.325% | 0 | 0 | 0
Tech | Institutional | Space Cooling | Residential-type central air conditioners | TRC | New | NN3108 | Ceiling Insulation(R12 to R38) | Ceiling Insulation(R12 to R38) | NonEquip | 20 |  | 0% | Tech/Econ | 0.2799% | 0 | 0 | 0
Tech | Institutional | Space Cooling | Residential-type central air conditioners | TRC | New | NN3056 | Airside Economizer | Airside Economizer | NonEquip | 10 | Packaged air conditioning units (RTUs) | 0% | Tech/Econ | 5.556% | 0 | 0 | 0
Tech | Institutional | Space Cooling | Residential-type central air conditioners | TRC | Existing | NE5357 | Retro-Commissioning | Retro-Commissioning | NonEquip | 5 |  | 21.99% | Tech/Econ | 16% | 625.6249 | 0.10459 | 0
Tech | Institutional | Space Cooling | Residential-type central air conditioners | TRC | Existing | NE5149 | ENERGY STAR certified buildings program | ENERGY STAR certified buildings program | NonEquip | 20 |  | 0% | Tech/Econ | 35% | 0 | 0 | 0
Tech | Institutional | Space Cooling | Residential-type central air conditioners | TRC | Existing | NE4369 | Window Sun Protection | Window Sun Protection | NonEquip | 10 |  | 6.178% | Tech/Econ | 16% | 169.5913 | 0.052805 | -0.0029751
Tech | Institutional | Space Cooling | Residential-type central air conditioners | TRC | Existing | NE4343 | Waterside Economizer | Waterside Economizer | NonEquip | 20 |  | 12.77% | Tech/Econ | 5.556% | 116.6826 | 0.038596 | 0
Tech | Institutional | Space Cooling | Residential-type central air conditioners | TRC | Existing | NE4291 | Warehouse Loading Dock Seals | Warehouse Loading Dock Seals | NonEquip | 18 |  | 0% | Tech/Econ | 0.2661% | 0 | 0 | 0
Tech | Institutional | Space Cooling | Residential-type central air conditioners | TRC | Existing | NE4213 | Wall Insulation | Wall Insulation | NonEquip | 20 |  | 0% | Tech/Econ | 13.92% | 0 | 0 | 0
Tech | Institutional | Space Cooling | Residential-type central air conditioners | TRC | Existing | NE4135 | Smart Thermostat | Smart Thermostat | NonEquip | 11 |  | 31.48% | Tech/Econ | 10% | 534.6819 | 0.0063487 | 0
Tech | Institutional | Space Cooling | Residential-type central air conditioners | TRC | Existing | NE4109 | Roof Insulation | Roof Insulation | NonEquip | 20 |  | 58.5% | Tech/Econ | 0.3409% | 32.4898 | 0.00065013 | 0
Tech | Institutional | Space Cooling | Residential-type central air conditioners | TRC | Existing | NE4031 | Programmable Thermostat | Programmable Thermostat | NonEquip | 11 |  | 0% | Tech/Econ | 3.6% | 0 | 0 | 0
Tech | Institutional | Space Cooling | Residential-type central air conditioners | TRC | Existing | NE3979 | Low U-Value Windows | Low U-Value Windows | NonEquip | 20 |  | 5.017% | Tech/Econ | 46% | 618.0012 | 0.22971 | 0
Tech | Institutional | Space Cooling | Residential-type central air conditioners | TRC | Existing | NE3953 | Infiltration Reduction - Air Sealing | Infiltration Reduction - Air Sealing | NonEquip | 11 |  | 0% | Tech/Econ | 0.1331% | 0 | 0 | 0
Tech | Institutional | Space Cooling | Residential-type central air conditioners | TRC | Existing | NE3901 | HVAC tune-up_RTU | HVAC tune-up_RTU | NonEquip | 5 | Packaged air conditioning units (RTUs) | 0% | Tech/Econ | 5% | 0 | 0 | 0
Tech | Institutional | Space Cooling | Residential-type central air conditioners | TRC | Existing | NE3875 | HVAC tune-up | HVAC tune-up | NonEquip | 5 | Residential-type central air conditioners | 0% | Tech/Econ | 5% | 0 | 0 | 0
Tech | Institutional | Space Cooling | Residential-type central air conditioners | TRC | Existing | NE3797 | Green Roof | Green Roof | NonEquip | 15 |  | 0.063% | Tech/Econ | 0.1976% | 0.020238 | 8.5976e-06 | 0
Tech | Institutional | Space Cooling | Residential-type central air conditioners | TRC | Existing | NE3667 | Facility Energy Management System | Facility Energy Management System | NonEquip | 15 |  | 5.375% | Tech/Econ | 20% | 215.4537 | 0.045158 | 0
Tech | Institutional | Space Cooling | Residential-type central air conditioners | TRC | Existing | NE3589 | Energy Recovery Ventilation System (ERV) | Energy Recovery Ventilation System (ERV) | NonEquip | 15 | Packaged air conditioning units (RTUs) | 0% | Tech/Econ | 9.935% | 0 | 0 | 0
Tech | Institutional | Space Cooling | Residential-type central air conditioners | TRC | Existing | NE3511 | Duct Sealing Repair | Duct Sealing Repair | NonEquip | 15 |  | 0% | Tech/Econ | 12% | 0 | 0 | 0
Tech | Institutional | Space Cooling | Residential-type central air conditioners | TRC | Existing | NE3459 | Duct Insulation | Duct Insulation | NonEquip | 15 |  | 0% | Tech/Econ | 2.045% | 0 | 0 | 0
Tech | Institutional | Space Cooling | Residential-type central air conditioners | TRC | Existing | NE3407 | Dedicated Outdoor Air System on VRF unit | Dedicated Outdoor Air System on VRF unit | NonEquip | 15 | Residential-type central air conditioners | 58.91% | Tech/Econ | 17.5% | 2044.0626 | 0.62199 | 0
Tech | Institutional | Space Cooling | Residential-type central air conditioners | TRC | Existing | NE3355 | Cool Roof | Cool Roof | NonEquip | 15 |  | 72.74% | Tech/Econ | 0.3656% | 43.4407 | 0.018454 | 0
Tech | Institutional | Space Cooling | Residential-type central air conditioners | TRC | Existing | NE3303 | Chilled Water System - Variable Speed Drives | Chilled Water System - Variable Speed Drives | NonEquip | 13 | Central chillers inside | 0% | Tech/Econ | 24.74% | 0 | 0 | 0
Tech | Institutional | Space Cooling | Residential-type central air conditioners | TRC | Existing | NE3277 | Chilled Water Controls Optimization | Chilled Water Controls Optimization | NonEquip | 10 | Central chillers inside | 0% | Tech/Econ | 12.5% | 0 | 0 | 0
Tech | Institutional | Space Cooling | Residential-type central air conditioners | TRC | Existing | NE3199 | Ceiling Insulation(R2 to R38) | Ceiling Insulation(R2 to R38) | NonEquip | 20 |  | 0% | Tech/Econ | 2.325% | 0 | 0 | 0
Tech | Institutional | Space Cooling | Residential-type central air conditioners | TRC | Existing | NE3095 | Ceiling Insulation(R12 to R38) | Ceiling Insulation(R12 to R38) | NonEquip | 20 |  | 0% | Tech/Econ | 0.2799% | 0 | 0 | 0
Tech | Institutional | Space Cooling | Residential-type central air conditioners | TRC | Existing | NE3043 | Airside Economizer | Airside Economizer | NonEquip | 10 | Packaged air conditioning units (RTUs) | 0% | Tech/Econ | 5.556% | 0 | 0 | 0
Tech | Institutional | Space Cooling | Residential-type central air conditioners | TRC | Turnover | ET826 | Geothermal Heat Pump | Geothermal Heat Pump | Equip | 15 | Residential-type central air conditioners | 30.5% | Tech/Econ | 21.18% | 1383.7289 | 0.59507 | 0
Tech | Institutional | Space Cooling | Residential-type central air conditioners | TRC | Turnover | ET1372 | Variable Refrigerant Flow (VRF) HVAC Systems | Variable Refrigerant Flow (VRF) HVAC Systems | Equip | 15 | Residential-type central air conditioners | 49.09% | Tech/Econ | 36.88% | 4736.2218 | 1.4412 | 0
Tech | Institutional | Space Cooling | Residential-type central air conditioners | TRC | Turnover | ET1294 | High Efficiency PTHP | High Efficiency PTHP | Equip | 15 | Residential-type central air conditioners | 0% | Tech/Econ | 23.64% | 0 | 0 | 0
Tech | Institutional | Space Cooling | Residential-type central air conditioners | TRC | Turnover | ET1255 | High Efficiency PTAC | High Efficiency PTAC | Equip | 15 | Residential-type central air conditioners | 0% | Tech/Econ | 23.64% | 0 | 0 | 0
Tech | Institutional | Space Cooling | Residential-type central air conditioners | TRC | New | EN852 | Geothermal Heat Pump | Geothermal Heat Pump | Equip | 15 | Residential-type central air conditioners | 30.5% | Tech/Econ | 21.18% | 12.5751 | 0.0054079 | 0
Tech | Institutional | Space Cooling | Residential-type central air conditioners | TRC | New | EN1398 | Variable Refrigerant Flow (VRF) HVAC Systems | Variable Refrigerant Flow (VRF) HVAC Systems | Equip | 15 | Residential-type central air conditioners | 49.09% | Tech/Econ | 36.88% | 43.0421 | 0.013097 | 0
Tech | Institutional | Space Cooling | Residential-type central air conditioners | TRC | New | EN1320 | High Efficiency PTHP | High Efficiency PTHP | Equip | 15 | Residential-type central air conditioners | 0% | Tech/Econ | 23.64% | 0 | 0 | 0
Tech | Institutional | Space Cooling | Residential-type central air conditioners | TRC | New | EN1281 | High Efficiency PTAC | High Efficiency PTAC | Equip | 15 | Residential-type central air conditioners | 0% | Tech/Econ | 23.64% | 0 | 0 | 0
Tech | Institutional | Space Heating | Residential/split system heat pump | TRC | New | NN5344 | Retro-Commissioning | Retro-Commissioning | NonEquip | 5 |  | 0% | Tech/Econ | 16% | 0 | 0 | 0
Tech | Institutional | Space Heating | Residential/split system heat pump | TRC | New | NN5136 | ENERGY STAR certified buildings program | ENERGY STAR certified buildings program | NonEquip | 20 |  | 0% | Tech/Econ | 35% | 0 | 0 | 0
Tech | Institutional | Space Heating | Residential/split system heat pump | TRC | New | NN4330 | Water Cooled Refrigeration Heat Recovery | Water Cooled Refrigeration Heat Recovery | NonEquip | 20 |  | 15.4% | Tech/Econ | 10% | 26.4872 | 0 | 0.0017707
Tech | Institutional | Space Heating | Residential/split system heat pump | TRC | New | NN4278 | Warehouse Loading Dock Seals | Warehouse Loading Dock Seals | NonEquip | 18 |  | 0% | Tech/Econ | 0.9549% | 0 | 0 | 0
Tech | Institutional | Space Heating | Residential/split system heat pump | TRC | New | NN4174 | Smart Thermostat | Smart Thermostat | NonEquip | 11 |  | 31.48% | Tech/Econ | 10% | 55.9055 | 0 | -0.009186
Tech | Institutional | Space Heating | Residential/split system heat pump | TRC | New | NN4096 | Roof Insulation | Roof Insulation | NonEquip | 20 |  | 58.5% | Tech/Econ | 0.6117% | 3.7645 | 0 | 0.0016981
Tech | Institutional | Space Heating | Residential/split system heat pump | TRC | New | NN4070 | Programmable Thermostat | Programmable Thermostat | NonEquip | 11 |  | 0% | Tech/Econ | 3.6% | 0 | 0 | 0
Tech | Institutional | Space Heating | Residential/split system heat pump | TRC | New | NN4018 | Low U-Value Windows | Low U-Value Windows | NonEquip | 20 |  | 12.54% | Tech/Econ | 10% | 22.5591 | 0 | 9.3757e-05
Tech | Institutional | Space Heating | Residential/split system heat pump | TRC | New | NN3940 | Infiltration Reduction - Air Sealing | Infiltration Reduction - Air Sealing | NonEquip | 11 |  | 0% | Tech/Econ | 0.4774% | 0 | 0 | 0
Tech | Institutional | Space Heating | Residential/split system heat pump | TRC | New | NN3784 | Green Roof | Green Roof | NonEquip | 15 |  | 0.315% | Tech/Econ | 0.9453% | 0.047865 | 0 | 0
Tech | Institutional | Space Heating | Residential/split system heat pump | TRC | New | NN3732 | Floor Insulation | Floor Insulation | NonEquip | 20 |  | 29.92% | Tech/Econ | 0.3209% | 0 | 0 | 0
Tech | Institutional | Space Heating | Residential/split system heat pump | TRC | New | NN3654 | Facility Energy Management System | Facility Energy Management System | NonEquip | 15 |  | 1.982% | Tech/Econ | 20% | 7.158 | 0 | 0.00012901
Tech | Institutional | Space Heating | Residential/split system heat pump | TRC | New | NN3576 | ECM Motors on Furnaces | ECM Motors on Furnaces | NonEquip | 15 | Forced air furnace | 0% | Tech/Econ | 1.706% | 0 | 0 | 0
Tech | Institutional | Space Heating | Residential/split system heat pump | TRC | New | NN3550 | Duct Sealing Repair | Duct Sealing Repair | NonEquip | 15 |  | 0% | Tech/Econ | 12% | 0 | 0 | 0
Tech | Institutional | Space Heating | Residential/split system heat pump | TRC | New | NN3498 | Duct Insulation | Duct Insulation | NonEquip | 15 |  | 0% | Tech/Econ | 2.045% | 0 | 0 | 0
Tech | Institutional | Space Heating | Residential/split system heat pump | TRC | New | NN3446 | Destratification Fans | Destratification Fans | NonEquip | 10 |  | 0% | Tech/Econ | 12.7% | 0 | 0 | 0
Tech | Institutional | Space Heating | Residential/split system heat pump | TRC | New | NN3394 | Dedicated Outdoor Air System on VRF unit | Dedicated Outdoor Air System on VRF unit | NonEquip | 15 | Residential/split system heat pump | 58.91% | Tech/Econ | 10% | 86.2194 | 0 | 0.026518
Tech | Institutional | Space Heating | Residential/split system heat pump | TRC | New | NN3238 | Ceiling Insulation(R30 to R38) | Ceiling Insulation(R30 to R38) | NonEquip | 20 |  | 0% | Tech/Econ | 0.1236% | 0 | 0 | 0
Tech | Institutional | Space Heating | Residential/split system heat pump | TRC | New | NN3186 | Ceiling Insulation(R2 to R38) | Ceiling Insulation(R2 to R38) | NonEquip | 20 |  | 0% | Tech/Econ | 8.344% | 0 | 0 | 0
Tech | Institutional | Space Heating | Residential/split system heat pump | TRC | New | NN3134 | Ceiling Insulation(R19 to R38) | Ceiling Insulation(R19 to R38) | NonEquip | 20 |  | 0% | Tech/Econ | 0.4636% | 0 | 0 | 0
Tech | Institutional | Space Heating | Residential/split system heat pump | TRC | New | NN3082 | Ceiling Insulation(R12 to R38) | Ceiling Insulation(R12 to R38) | NonEquip | 20 |  | 0% | Tech/Econ | 1.004% | 0 | 0 | 0
Tech | Institutional | Space Heating | Residential/split system heat pump | TRC | New | NN3004 | Air Curtains | Air Curtains | NonEquip | 8 |  | 0% | Tech/Econ | 0.2135% | 0 | 0 | 0
Tech | Institutional | Space Heating | Residential/split system heat pump | TRC | Existing | NE5331 | Retro-Commissioning | Retro-Commissioning | NonEquip | 5 |  | 21.99% | Tech/Econ | 16% | 6150.9443 | 0 | 3.1882
Tech | Institutional | Space Heating | Residential/split system heat pump | TRC | Existing | NE5123 | ENERGY STAR certified buildings program | ENERGY STAR certified buildings program | NonEquip | 20 |  | 0% | Tech/Econ | 35% | 0 | 0 | 0
Tech | Institutional | Space Heating | Residential/split system heat pump | TRC | Existing | NE4317 | Water Cooled Refrigeration Heat Recovery | Water Cooled Refrigeration Heat Recovery | NonEquip | 20 |  | 15.4% | Tech/Econ | 10% | 3026.7465 | 0 | 0.20234
Tech | Institutional | Space Heating | Residential/split system heat pump | TRC | Existing | NE4265 | Warehouse Loading Dock Seals | Warehouse Loading Dock Seals | NonEquip | 18 |  | 0% | Tech/Econ | 1.054% | 0 | 0 | 0
Tech | Institutional | Space Heating | Residential/split system heat pump | TRC | Existing | NE4239 | Wall Insulation | Wall Insulation | NonEquip | 20 |  | 0% | Tech/Econ | 8.051% | 0 | 0 | 0
Tech | Institutional | Space Heating | Residential/split system heat pump | TRC | Existing | NE4161 | Smart Thermostat | Smart Thermostat | NonEquip | 11 |  | 31.48% | Tech/Econ | 10% | 6092.0873 | 0 | -1.001
Tech | Institutional | Space Heating | Residential/split system heat pump | TRC | Existing | NE4083 | Roof Insulation | Roof Insulation | NonEquip | 20 |  | 58.5% | Tech/Econ | 1.35% | 1331.9604 | 0 | 0.60082
Tech | Institutional | Space Heating | Residential/split system heat pump | TRC | Existing | NE4057 | Programmable Thermostat | Programmable Thermostat | NonEquip | 11 |  | 0% | Tech/Econ | 3.6% | 0 | 0 | 0
Tech | Institutional | Space Heating | Residential/split system heat pump | TRC | Existing | NE4005 | Low U-Value Windows | Low U-Value Windows | NonEquip | 20 |  | 5.017% | Tech/Econ | 46% | 5544.6722 | 0 | 0.023044
Tech | Institutional | Space Heating | Residential/split system heat pump | TRC | Existing | NE3927 | Infiltration Reduction - Air Sealing | Infiltration Reduction - Air Sealing | NonEquip | 11 |  | 0% | Tech/Econ | 0.5268% | 0 | 0 | 0
Tech | Institutional | Space Heating | Residential/split system heat pump | TRC | Existing | NE3849 | Hotel Card Energy Control Systems | Hotel Card Energy Control Systems | NonEquip | 15 |  | 0% | Tech/Econ | 0% | 0 | 0 | 0
Tech | Institutional | Space Heating | Residential/split system heat pump | TRC | Existing | NE3771 | Green Roof | Green Roof | NonEquip | 15 |  | 0.063% | Tech/Econ | 1.043% | 1.0997 | 0 | 0
Tech | Institutional | Space Heating | Residential/split system heat pump | TRC | Existing | NE3719 | Floor Insulation | Floor Insulation | NonEquip | 20 |  | 11.97% | Tech/Econ | 0.3541% | 70.9321 | 0 | 0.031996
Tech | Institutional | Space Heating | Residential/split system heat pump | TRC | Existing | NE3641 | Facility Energy Management System | Facility Energy Management System | NonEquip | 15 |  | 5.375% | Tech/Econ | 20% | 2136.184 | 0 | 0.038501
Tech | Institutional | Space Heating | Residential/split system heat pump | TRC | Existing | NE3563 | ECM Motors on Furnaces | ECM Motors on Furnaces | NonEquip | 15 | Forced air furnace | 0% | Tech/Econ | 1.706% | 0 | 0 | 0
Tech | Institutional | Space Heating | Residential/split system heat pump | TRC | Existing | NE3537 | Duct Sealing Repair | Duct Sealing Repair | NonEquip | 15 |  | 0% | Tech/Econ | 12% | 0 | 0 | 0
Tech | Institutional | Space Heating | Residential/split system heat pump | TRC | Existing | NE3485 | Duct Insulation | Duct Insulation | NonEquip | 15 |  | 0% | Tech/Econ | 2.045% | 0 | 0 | 0
Tech | Institutional | Space Heating | Residential/split system heat pump | TRC | Existing | NE3433 | Destratification Fans | Destratification Fans | NonEquip | 10 |  | 0% | Tech/Econ | 12.7% | 0 | 0 | 0
Tech | Institutional | Space Heating | Residential/split system heat pump | TRC | Existing | NE3381 | Dedicated Outdoor Air System on VRF unit | Dedicated Outdoor Air System on VRF unit | NonEquip | 15 | Residential/split system heat pump | 58.91% | Tech/Econ | 10% | 11043.637 | 0 | 3.3966
Tech | Institutional | Space Heating | Residential/split system heat pump | TRC | Existing | NE3329 | Cool Roof | Cool Roof | NonEquip | 15 |  | 72.74% | Tech/Econ | 0.05282% | 64.266 | 0 | 0
Tech | Institutional | Space Heating | Residential/split system heat pump | TRC | Existing | NE3225 | Ceiling Insulation(R30 to R38) | Ceiling Insulation(R30 to R38) | NonEquip | 20 |  | 0% | Tech/Econ | 0.1364% | 0 | 0 | 0
Tech | Institutional | Space Heating | Residential/split system heat pump | TRC | Existing | NE3173 | Ceiling Insulation(R2 to R38) | Ceiling Insulation(R2 to R38) | NonEquip | 20 |  | 0% | Tech/Econ | 9.208% | 0 | 0 | 0
Tech | Institutional | Space Heating | Residential/split system heat pump | TRC | Existing | NE3121 | Ceiling Insulation(R19 to R38) | Ceiling Insulation(R19 to R38) | NonEquip | 20 |  | 0% | Tech/Econ | 0.5115% | 0 | 0 | 0
Tech | Institutional | Space Heating | Residential/split system heat pump | TRC | Existing | NE3069 | Ceiling Insulation(R12 to R38) | Ceiling Insulation(R12 to R38) | NonEquip | 20 |  | 0% | Tech/Econ | 1.108% | 0 | 0 | 0
Tech | Institutional | Space Heating | Residential/split system heat pump | TRC | Existing | NE2991 | Air Curtains | Air Curtains | NonEquip | 8 |  | 0% | Tech/Econ | 0.2135% | 0 | 0 | 0
Tech | Institutional | Space Heating | Residential/split system heat pump | TRC | Turnover | ET865 | Geothermal Heat Pump | Geothermal Heat Pump | Equip | 15 | Residential/split system heat pump | 30.5% | Tech/Econ | 2.941% | 1582.3943 | 0 | 0.52268
Tech | Institutional | Space Heating | Residential/split system heat pump | TRC | Turnover | ET1411 | Variable Refrigerant Flow (VRF) HVAC Systems | Variable Refrigerant Flow (VRF) HVAC Systems | Equip | 15 | Residential/split system heat pump | 49.09% | Tech/Econ | 31.25% | 36011.1139 | 0 | 11.0756
Tech | Institutional | Space Heating | Residential/split system heat pump | TRC | Turnover | ET1333 | High Efficiency PTHP | High Efficiency PTHP | Equip | 15 | Residential/split system heat pump | 0% | Tech/Econ | 9.375% | 0 | 0 | 0
Tech | Institutional | Space Heating | Residential/split system heat pump | TRC | New | EN891 | Geothermal Heat Pump | Geothermal Heat Pump | Equip | 15 | Residential/split system heat pump | 30.5% | Tech/Econ | 2.941% | 0 | 0 | 0
Tech | Institutional | Space Heating | Residential/split system heat pump | TRC | New | EN1437 | Variable Refrigerant Flow (VRF) HVAC Systems | Variable Refrigerant Flow (VRF) HVAC Systems | Equip | 15 | Residential/split system heat pump | 49.09% | Tech/Econ | 31.25% | 327.2636 | 0 | 0.10065
Tech | Institutional | Space Heating | Residential/split system heat pump | TRC | New | EN1359 | High Efficiency PTHP | High Efficiency PTHP | Equip | 15 | Residential/split system heat pump | 0% | Tech/Econ | 9.375% | 0 | 0 | 0
Tech | Institutional | Refrigeration | Residential style | TRC | New | NN5318 | Retro-Commissioning | Retro-Commissioning | NonEquip | 5 |  | 0% | Tech/Econ | 16% | 0 | 0 | 0
Tech | Institutional | Refrigeration | Residential style | TRC | New | NN5110 | ENERGY STAR certified buildings program | ENERGY STAR certified buildings program | NonEquip | 20 |  | 0% | Tech/Econ | 35% | 0 | 0 | 0
Tech | Institutional | Refrigeration | Residential style | TRC | New | NN4902 | Strip Curtains for Walk-ins | Strip Curtains for Walk-ins | NonEquip | 4 | Walk-in cooler | 0% | Tech/Econ | 2.115% | 0 | 0 | 0
Tech | Institutional | Refrigeration | Residential style | TRC | New | NN4876 | Refrigerated Display Case Lighting Controls | Refrigerated Display Case Lighting Controls | NonEquip | 8 | Display cases | 0% | Tech/Econ | 0.9365% | 0 | 0 | 0
Tech | Institutional | Refrigeration | Residential style | TRC | New | NN4850 | PSC to ECM Evaporator Fan Motor (Walk-In, Refrigerator) | PSC to ECM Evaporator Fan Motor (Walk-In, Refrigerator) | NonEquip | 15 | Walk-in cooler | 0% | Tech/Econ | 37.5% | 0 | 0 | 0
Tech | Institutional | Refrigeration | Residential style | TRC | New | NN4824 | PSC to ECM Evaporator Fan Motor (Reach-In) | PSC to ECM Evaporator Fan Motor (Reach-In) | NonEquip | 15 | Display cases | 0% | Tech/Econ | 37.5% | 0 | 0 | 0
Tech | Institutional | Refrigeration | Residential style | TRC | New | NN4798 | Night Covers for Display Cases | Night Covers for Display Cases | NonEquip | 5 | Display cases | 0% | Tech/Econ | 1.877% | 0 | 0 | 0
Tech | Institutional | Refrigeration | Residential style | TRC | New | NN4772 | High R-Value Glass Doors | High R-Value Glass Doors | NonEquip | 12 | Display cases | 0% | Tech/Econ | 0% | 0 | 0 | 0
Tech | Institutional | Refrigeration | Residential style | TRC | New | NN4746 | High Efficiency Refrigeration Compressor | High Efficiency Refrigeration Compressor | NonEquip | 13 | Display cases | 0% | Tech/Econ | 6.922% | 0 | 0 | 0
Tech | Institutional | Refrigeration | Residential style | TRC | New | NN4720 | Freezer-Cooler Replacement Gaskets | Freezer-Cooler Replacement Gaskets | NonEquip | 4 | Display cases | 0% | Tech/Econ | 0% | 0 | 0 | 0
Tech | Institutional | Refrigeration | Residential style | TRC | New | NN4694 | Floating Head Pressure Controls | Floating Head Pressure Controls | NonEquip | 15 |  | 0% | Tech/Econ | 6.05% | 0 | 0 | 0
Tech | Institutional | Refrigeration | Residential style | TRC | New | NN4668 | Demand Defrost | Demand Defrost | NonEquip | 10 | Walk-in cooler | 0% | Tech/Econ | 30% | 0 | 0 | 0
Tech | Institutional | Refrigeration | Residential style | TRC | New | NN4642 | Automatic Door Closer for Walk-in Coolers and Freezers | Automatic Door Closer for Walk-in Coolers and Freezers | NonEquip | 8 | Walk-in cooler | 0% | Tech/Econ | 3.131% | 0 | 0 | 0
Tech | Institutional | Refrigeration | Residential style | TRC | New | NN4616 | Anti-Sweat Controls | Anti-Sweat Controls | NonEquip | 8 | Display cases | 0% | Tech/Econ | 85% | 0 | 0 | 0
Tech | Institutional | Refrigeration | Residential style | TRC | Existing | NE5305 | Retro-Commissioning | Retro-Commissioning | NonEquip | 5 |  | 21.99% | Tech/Econ | 16% | 6603.0024 | 1.1039 | 3.4225
Tech | Institutional | Refrigeration | Residential style | TRC | Existing | NE5097 | ENERGY STAR certified buildings program | ENERGY STAR certified buildings program | NonEquip | 20 |  | 0% | Tech/Econ | 35% | 0 | 0 | 0
Tech | Institutional | Refrigeration | Residential style | TRC | Existing | NE4889 | Strip Curtains for Walk-ins | Strip Curtains for Walk-ins | NonEquip | 4 | Walk-in cooler | 0% | Tech/Econ | 2.115% | 0 | 0 | 0
Tech | Institutional | Refrigeration | Residential style | TRC | Existing | NE4863 | Refrigerated Display Case Lighting Controls | Refrigerated Display Case Lighting Controls | NonEquip | 8 | Display cases | 0% | Tech/Econ | 2.524% | 0 | 0 | 0
Tech | Institutional | Refrigeration | Residential style | TRC | Existing | NE4837 | PSC to ECM Evaporator Fan Motor (Walk-In, Refrigerator) | PSC to ECM Evaporator Fan Motor (Walk-In, Refrigerator) | NonEquip | 15 | Walk-in cooler | 0% | Tech/Econ | 37.5% | 0 | 0 | 0
Tech | Institutional | Refrigeration | Residential style | TRC | Existing | NE4811 | PSC to ECM Evaporator Fan Motor (Reach-In) | PSC to ECM Evaporator Fan Motor (Reach-In) | NonEquip | 15 | Display cases | 0% | Tech/Econ | 37.5% | 0 | 0 | 0
Tech | Institutional | Refrigeration | Residential style | TRC | Existing | NE4785 | Night Covers for Display Cases | Night Covers for Display Cases | NonEquip | 5 | Display cases | 0% | Tech/Econ | 1.877% | 0 | 0 | 0
Tech | Institutional | Refrigeration | Residential style | TRC | Existing | NE4759 | High R-Value Glass Doors | High R-Value Glass Doors | NonEquip | 12 | Display cases | 0% | Tech/Econ | 23.81% | 0 | 0 | 0
Tech | Institutional | Refrigeration | Residential style | TRC | Existing | NE4733 | High Efficiency Refrigeration Compressor | High Efficiency Refrigeration Compressor | NonEquip | 13 | Display cases | 0% | Tech/Econ | 6.922% | 0 | 0 | 0
Tech | Institutional | Refrigeration | Residential style | TRC | Existing | NE4707 | Freezer-Cooler Replacement Gaskets | Freezer-Cooler Replacement Gaskets | NonEquip | 4 | Display cases | 0% | Tech/Econ | 3.131% | 0 | 0 | 0
Tech | Institutional | Refrigeration | Residential style | TRC | Existing | NE4681 | Floating Head Pressure Controls | Floating Head Pressure Controls | NonEquip | 15 |  | 0% | Tech/Econ | 6.05% | 0 | 0 | 0
Tech | Institutional | Refrigeration | Residential style | TRC | Existing | NE4655 | Demand Defrost | Demand Defrost | NonEquip | 10 | Walk-in cooler | 0% | Tech/Econ | 30% | 0 | 0 | 0
Tech | Institutional | Refrigeration | Residential style | TRC | Existing | NE4629 | Automatic Door Closer for Walk-in Coolers and Freezers | Automatic Door Closer for Walk-in Coolers and Freezers | NonEquip | 8 | Walk-in cooler | 0% | Tech/Econ | 3.131% | 0 | 0 | 0
Tech | Institutional | Refrigeration | Residential style | TRC | Existing | NE4603 | Anti-Sweat Controls | Anti-Sweat Controls | NonEquip | 8 | Display cases | 0% | Tech/Econ | 85% | 0 | 0 | 0
Tech | Institutional | Refrigeration | Residential style | TRC | Turnover | ET2536 | Energy Star Refrigerator | Energy Star Refrigerator | Equip | 12 | Residential style | 45.6% | Tech/Econ | 21.99% | 20915.1944 | 2.7537 | 2.1668
Tech | Institutional | Refrigeration | Residential style | TRC | New | EN2562 | Energy Star Refrigerator | Energy Star Refrigerator | Equip | 12 | Residential style | 53.2% | Tech/Econ | 21.99% | 216.6357 | 0.028522 | 0.022443
Tech | Institutional | Cooking | Range | TRC | New | NN5084 | ENERGY STAR certified buildings program | ENERGY STAR certified buildings program | NonEquip | 20 |  | 0% | Tech/Econ | 35% | 0 | 0 | 0
Tech | Institutional | Cooking | Range | TRC | Existing | NE5071 | ENERGY STAR certified buildings program | ENERGY STAR certified buildings program | NonEquip | 20 |  | 0% | Tech/Econ | 35% | 0 | 0 | 0
Tech | Institutional | Miscellaneous | Pool pump | TRC | New | NN5448 | Retro-Commissioning | Retro-Commissioning | NonEquip | 5 |  | 0% | Tech/Econ | 16% | 0 | 0 | 0
Tech | Institutional | Miscellaneous | Pool pump | TRC | New | NN5240 | ENERGY STAR certified buildings program | ENERGY STAR certified buildings program | NonEquip | 20 |  | 0% | Tech/Econ | 35% | 0 | 0 | 0
Tech | Institutional | Miscellaneous | Pool pump | TRC | New | NN4538 | VSD Controlled Compressor | VSD Controlled Compressor | NonEquip | 15 | Others | 0% | Tech/Econ | 20.79% | 0 | 0 | 0
Tech | Institutional | Miscellaneous | Pool pump | TRC | New | NN4512 | Regenerative Drive Elevator Motor | Regenerative Drive Elevator Motor | NonEquip | 13 | Elevators/Escalators | 0% | Tech/Econ | 6.211% | 0 | 0 | 0
Tech | Institutional | Miscellaneous | Pool pump | TRC | New | NN4486 | Engine Block Timer | Engine Block Timer | NonEquip | 5 | Others | 0% | Tech/Econ | 36% | 0 | 0 | 0
Tech | Institutional | Miscellaneous | Pool pump | TRC | New | NN4460 | Efficient Motor Belts | Efficient Motor Belts | NonEquip | 10 | Others | 0% | Tech/Econ | 1.105% | 0 | 0 | 0
Tech | Institutional | Miscellaneous | Pool pump | TRC | Existing | NE5435 | Retro-Commissioning | Retro-Commissioning | NonEquip | 5 |  | 21.99% | Tech/Econ | 16% | 0 | 0 | 0
Tech | Institutional | Miscellaneous | Pool pump | TRC | Existing | NE5227 | ENERGY STAR certified buildings program | ENERGY STAR certified buildings program | NonEquip | 20 |  | 0% | Tech/Econ | 35% | 0 | 0 | 0
Tech | Institutional | Miscellaneous | Pool pump | TRC | Existing | NE4525 | VSD Controlled Compressor | VSD Controlled Compressor | NonEquip | 15 | Others | 0% | Tech/Econ | 20.79% | 0 | 0 | 0
Tech | Institutional | Miscellaneous | Pool pump | TRC | Existing | NE4499 | Regenerative Drive Elevator Motor | Regenerative Drive Elevator Motor | NonEquip | 13 | Elevators/Escalators | 0% | Tech/Econ | 6.211% | 0 | 0 | 0
Tech | Institutional | Miscellaneous | Pool pump | TRC | Existing | NE4473 | Engine Block Timer | Engine Block Timer | NonEquip | 5 | Others | 0% | Tech/Econ | 36% | 0 | 0 | 0
Tech | Institutional | Miscellaneous | Pool pump | TRC | Existing | NE4447 | Efficient Motor Belts | Efficient Motor Belts | NonEquip | 10 | Others | 0% | Tech/Econ | 1.105% | 0 | 0 | 0
Tech | Institutional | Miscellaneous | Pool pump | TRC | Turnover | ET2110 | Variable Speed Pool Pump | Variable Speed Pool Pump | Equip | 10 | Pool pump | 0% | Tech/Econ | 64.36% | 0 | 0 | 0
Tech | Institutional | Miscellaneous | Pool pump | TRC | Turnover | ET2071 | Two Speed Pool Pump | Two Speed Pool Pump | Equip | 10 | Pool pump | 0% | Tech/Econ | 61.79% | 0 | 0 | 0
Tech | Institutional | Miscellaneous | Pool pump | TRC | Turnover | ET2035 | Solar Powered Pool Pump | Solar Powered Pool Pump | Equip | 10 | Pool pump | 0% | Tech/Econ | 81% | 0 | 0 | 0
Tech | Institutional | Miscellaneous | Pool pump | TRC | Turnover | ET1996 | Solar Pool Heater | Solar Pool Heater | Equip | 15 | Pool pump | 0% | Tech/Econ | 86.11% | 0 | 0 | 0
Tech | Institutional | Miscellaneous | Pool pump | TRC | Turnover | ET1957 | Heat Pump Pool Heater | Heat Pump Pool Heater | Equip | 15 | Pool pump | 0% | Tech/Econ | 80% | 0 | 0 | 0
Tech | Institutional | Miscellaneous | Pool pump | TRC | New | EN2134 | Variable Speed Pool Pump | Variable Speed Pool Pump | Equip | 10 | Pool pump | 0% | Tech/Econ | 64.36% | 0 | 0 | 0
Tech | Institutional | Miscellaneous | Pool pump | TRC | New | EN2097 | Two Speed Pool Pump | Two Speed Pool Pump | Equip | 10 | Pool pump | 0% | Tech/Econ | 61.79% | 0 | 0 | 0
Tech | Institutional | Miscellaneous | Pool pump | TRC | New | EN2059 | Solar Powered Pool Pump | Solar Powered Pool Pump | Equip | 10 | Pool pump | 0% | Tech/Econ | 81% | 0 | 0 | 0
Tech | Institutional | Miscellaneous | Pool pump | TRC | New | EN2022 | Solar Pool Heater | Solar Pool Heater | Equip | 15 | Pool pump | 0% | Tech/Econ | 86.11% | 0 | 0 | 0
Tech | Institutional | Miscellaneous | Pool pump | TRC | New | EN1983 | Heat Pump Pool Heater | Heat Pump Pool Heater | Equip | 15 | Pool pump | 0% | Tech/Econ | 80% | 0 | 0 | 0
Tech | Institutional | Space Heating | Packaged central unit | TRC | New | NN5344 | Retro-Commissioning | Retro-Commissioning | NonEquip | 5 |  | 0% | Tech/Econ | 16% | 0 | 0 | 0
Tech | Institutional | Space Heating | Packaged central unit | TRC | New | NN5136 | ENERGY STAR certified buildings program | ENERGY STAR certified buildings program | NonEquip | 20 |  | 0% | Tech/Econ | 35% | 0 | 0 | 0
Tech | Institutional | Space Heating | Packaged central unit | TRC | New | NN4330 | Water Cooled Refrigeration Heat Recovery | Water Cooled Refrigeration Heat Recovery | NonEquip | 20 |  | 15.4% | Tech/Econ | 10% | 55.9993 | 0 | 0.0037437
Tech | Institutional | Space Heating | Packaged central unit | TRC | New | NN4278 | Warehouse Loading Dock Seals | Warehouse Loading Dock Seals | NonEquip | 18 |  | 0% | Tech/Econ | 0.9549% | 0 | 0 | 0
Tech | Institutional | Space Heating | Packaged central unit | TRC | New | NN4174 | Smart Thermostat | Smart Thermostat | NonEquip | 11 |  | 31.48% | Tech/Econ | 10% | 118.1957 | 0 | -0.019421
Tech | Institutional | Space Heating | Packaged central unit | TRC | New | NN4096 | Roof Insulation | Roof Insulation | NonEquip | 20 |  | 58.5% | Tech/Econ | 0.6117% | 8.1456 | 0 | 0.0036743
Tech | Institutional | Space Heating | Packaged central unit | TRC | New | NN4070 | Programmable Thermostat | Programmable Thermostat | NonEquip | 11 |  | 0% | Tech/Econ | 3.6% | 0 | 0 | 0
Tech | Institutional | Space Heating | Packaged central unit | TRC | New | NN4018 | Low U-Value Windows | Low U-Value Windows | NonEquip | 20 |  | 12.54% | Tech/Econ | 10% | 47.6946 | 0 | 0.00019822
Tech | Institutional | Space Heating | Packaged central unit | TRC | New | NN3940 | Infiltration Reduction - Air Sealing | Infiltration Reduction - Air Sealing | NonEquip | 11 |  | 0% | Tech/Econ | 0.4774% | 0 | 0 | 0
Tech | Institutional | Space Heating | Packaged central unit | TRC | New | NN3862 | Hotel Card Energy Control Systems | Hotel Card Energy Control Systems | NonEquip | 15 |  | 0% | Tech/Econ | 0% | 0 | 0 | 0
Tech | Institutional | Space Heating | Packaged central unit | TRC | New | NN3784 | Green Roof | Green Roof | NonEquip | 15 |  | 0.315% | Tech/Econ | 0.9453% | 0.10357 | 0 | 0
Tech | Institutional | Space Heating | Packaged central unit | TRC | New | NN3732 | Floor Insulation | Floor Insulation | NonEquip | 20 |  | 29.92% | Tech/Econ | 0.3209% | 0 | 0 | 0
Tech | Institutional | Space Heating | Packaged central unit | TRC | New | NN3654 | Facility Energy Management System | Facility Energy Management System | NonEquip | 15 |  | 1.982% | Tech/Econ | 20% | 15.1335 | 0 | 0.00027276
Tech | Institutional | Space Heating | Packaged central unit | TRC | New | NN3576 | ECM Motors on Furnaces | ECM Motors on Furnaces | NonEquip | 15 | Forced air furnace | 0% | Tech/Econ | 1.706% | 0 | 0 | 0
Tech | Institutional | Space Heating | Packaged central unit | TRC | New | NN3550 | Duct Sealing Repair | Duct Sealing Repair | NonEquip | 15 |  | 0% | Tech/Econ | 12% | 0 | 0 | 0
Tech | Institutional | Space Heating | Packaged central unit | TRC | New | NN3498 | Duct Insulation | Duct Insulation | NonEquip | 15 |  | 0% | Tech/Econ | 2.045% | 0 | 0 | 0
Tech | Institutional | Space Heating | Packaged central unit | TRC | New | NN3446 | Destratification Fans | Destratification Fans | NonEquip | 10 |  | 0% | Tech/Econ | 12.7% | 0 | 0 | 0
Tech | Institutional | Space Heating | Packaged central unit | TRC | New | NN3394 | Dedicated Outdoor Air System on VRF unit | Dedicated Outdoor Air System on VRF unit | NonEquip | 15 | Residential/split system heat pump | 0% | Tech/Econ | 10% | 0 | 0 | 0
Tech | Institutional | Space Heating | Packaged central unit | TRC | New | NN3342 | Cool Roof | Cool Roof | NonEquip | 15 |  | 72.49% | Tech/Econ | 0.04786% | 0 | 0 | 0
Tech | Institutional | Space Heating | Packaged central unit | TRC | New | NN3238 | Ceiling Insulation(R30 to R38) | Ceiling Insulation(R30 to R38) | NonEquip | 20 |  | 0% | Tech/Econ | 0.1236% | 0 | 0 | 0
Tech | Institutional | Space Heating | Packaged central unit | TRC | New | NN3186 | Ceiling Insulation(R2 to R38) | Ceiling Insulation(R2 to R38) | NonEquip | 20 |  | 0% | Tech/Econ | 8.344% | 0 | 0 | 0
Tech | Institutional | Space Heating | Packaged central unit | TRC | New | NN3134 | Ceiling Insulation(R19 to R38) | Ceiling Insulation(R19 to R38) | NonEquip | 20 |  | 0% | Tech/Econ | 0.4636% | 0 | 0 | 0
Tech | Institutional | Space Heating | Packaged central unit | TRC | New | NN3082 | Ceiling Insulation(R12 to R38) | Ceiling Insulation(R12 to R38) | NonEquip | 20 |  | 0% | Tech/Econ | 1.004% | 0 | 0 | 0
Tech | Institutional | Space Heating | Packaged central unit | TRC | New | NN3004 | Air Curtains | Air Curtains | NonEquip | 8 |  | 0% | Tech/Econ | 0.2135% | 0 | 0 | 0
Tech | Institutional | Space Heating | Packaged central unit | TRC | Existing | NE5331 | Retro-Commissioning | Retro-Commissioning | NonEquip | 5 |  | 21.99% | Tech/Econ | 16% | 13543.986 | 0 | 7.0202
Tech | Institutional | Space Heating | Packaged central unit | TRC | Existing | NE5123 | ENERGY STAR certified buildings program | ENERGY STAR certified buildings program | NonEquip | 20 |  | 0% | Tech/Econ | 35% | 0 | 0 | 0
Tech | Institutional | Space Heating | Packaged central unit | TRC | Existing | NE4317 | Water Cooled Refrigeration Heat Recovery | Water Cooled Refrigeration Heat Recovery | NonEquip | 20 |  | 15.4% | Tech/Econ | 10% | 6399.1697 | 0 | 0.4278
Tech | Institutional | Space Heating | Packaged central unit | TRC | Existing | NE4265 | Warehouse Loading Dock Seals | Warehouse Loading Dock Seals | NonEquip | 18 |  | 0% | Tech/Econ | 1.054% | 0 | 0 | 0
Tech | Institutional | Space Heating | Packaged central unit | TRC | Existing | NE4239 | Wall Insulation | Wall Insulation | NonEquip | 20 |  | 0% | Tech/Econ | 8.051% | 0 | 0 | 0
Tech | Institutional | Space Heating | Packaged central unit | TRC | Existing | NE4161 | Smart Thermostat | Smart Thermostat | NonEquip | 11 |  | 31.48% | Tech/Econ | 10% | 12879.9358 | 0 | -2.1164
Tech | Institutional | Space Heating | Packaged central unit | TRC | Existing | NE4083 | Roof Insulation | Roof Insulation | NonEquip | 20 |  | 58.5% | Tech/Econ | 1.35% | 2932.8917 | 0 | 1.323
Tech | Institutional | Space Heating | Packaged central unit | TRC | Existing | NE4057 | Programmable Thermostat | Programmable Thermostat | NonEquip | 11 |  | 0% | Tech/Econ | 3.6% | 0 | 0 | 0
Tech | Institutional | Space Heating | Packaged central unit | TRC | Existing | NE4005 | Low U-Value Windows | Low U-Value Windows | NonEquip | 20 |  | 5.017% | Tech/Econ | 46% | 9924.0895 | 0 | 0.041245
Tech | Institutional | Space Heating | Packaged central unit | TRC | Existing | NE3927 | Infiltration Reduction - Air Sealing | Infiltration Reduction - Air Sealing | NonEquip | 11 |  | 0% | Tech/Econ | 0.5268% | 0 | 0 | 0
Tech | Institutional | Space Heating | Packaged central unit | TRC | Existing | NE3849 | Hotel Card Energy Control Systems | Hotel Card Energy Control Systems | NonEquip | 15 |  | 0% | Tech/Econ | 0% | 0 | 0 | 0
Tech | Institutional | Space Heating | Packaged central unit | TRC | Existing | NE3771 | Green Roof | Green Roof | NonEquip | 15 |  | 0.063% | Tech/Econ | 1.043% | 2.4214 | 0 | 0
Tech | Institutional | Space Heating | Packaged central unit | TRC | Existing | NE3719 | Floor Insulation | Floor Insulation | NonEquip | 20 |  | 11.97% | Tech/Econ | 0.3541% | 156.188 | 0 | 0.070453
Tech | Institutional | Space Heating | Packaged central unit | TRC | Existing | NE3641 | Facility Energy Management System | Facility Energy Management System | NonEquip | 15 |  | 5.375% | Tech/Econ | 20% | 4516.3359 | 0 | 0.081399
Tech | Institutional | Space Heating | Packaged central unit | TRC | Existing | NE3563 | ECM Motors on Furnaces | ECM Motors on Furnaces | NonEquip | 15 | Forced air furnace | 0% | Tech/Econ | 1.706% | 0 | 0 | 0
Tech | Institutional | Space Heating | Packaged central unit | TRC | Existing | NE3537 | Duct Sealing Repair | Duct Sealing Repair | NonEquip | 15 |  | 0% | Tech/Econ | 12% | 0 | 0 | 0
Tech | Institutional | Space Heating | Packaged central unit | TRC | Existing | NE3485 | Duct Insulation | Duct Insulation | NonEquip | 15 |  | 0% | Tech/Econ | 2.045% | 0 | 0 | 0
Tech | Institutional | Space Heating | Packaged central unit | TRC | Existing | NE3433 | Destratification Fans | Destratification Fans | NonEquip | 10 |  | 0% | Tech/Econ | 12.7% | 0 | 0 | 0
Tech | Institutional | Space Heating | Packaged central unit | TRC | Existing | NE3381 | Dedicated Outdoor Air System on VRF unit | Dedicated Outdoor Air System on VRF unit | NonEquip | 15 | Residential/split system heat pump | 0% | Tech/Econ | 10% | 0 | 0 | 0
Tech | Institutional | Space Heating | Packaged central unit | TRC | Existing | NE3329 | Cool Roof | Cool Roof | NonEquip | 15 |  | 72.74% | Tech/Econ | 0.05282% | 141.5095 | 0 | 0
Tech | Institutional | Space Heating | Packaged central unit | TRC | Existing | NE3225 | Ceiling Insulation(R30 to R38) | Ceiling Insulation(R30 to R38) | NonEquip | 20 |  | 0% | Tech/Econ | 0.1364% | 0 | 0 | 0
Tech | Institutional | Space Heating | Packaged central unit | TRC | Existing | NE3173 | Ceiling Insulation(R2 to R38) | Ceiling Insulation(R2 to R38) | NonEquip | 20 |  | 0% | Tech/Econ | 9.208% | 0 | 0 | 0
Tech | Institutional | Space Heating | Packaged central unit | TRC | Existing | NE3121 | Ceiling Insulation(R19 to R38) | Ceiling Insulation(R19 to R38) | NonEquip | 20 |  | 0% | Tech/Econ | 0.5115% | 0 | 0 | 0
Tech | Institutional | Space Heating | Packaged central unit | TRC | Existing | NE3069 | Ceiling Insulation(R12 to R38) | Ceiling Insulation(R12 to R38) | NonEquip | 20 |  | 0% | Tech/Econ | 1.108% | 0 | 0 | 0
Tech | Institutional | Space Heating | Packaged central unit | TRC | Existing | NE2991 | Air Curtains | Air Curtains | NonEquip | 8 |  | 0% | Tech/Econ | 0.2135% | 0 | 0 | 0
Tech | Institutional | Space Heating | Packaged central unit | TRC | Turnover | ET1216 | High Efficiency DX 135k- less than 240k BTU | High Efficiency DX 135k- less than 240k BTU | Equip | 15 | Packaged central unit | 94.56% | Tech/Econ | 3.03% | 11356.6251 | 0 | 0
Tech | Institutional | Space Heating | Packaged central unit | TRC | New | EN1242 | High Efficiency DX 135k- less than 240k BTU | High Efficiency DX 135k- less than 240k BTU | Equip | 15 | Packaged central unit | 94.56% | Tech/Econ | 3.03% | 102.612 | 0 | 0
Tech | Institutional | Space Cooling | Packaged air conditioning units (RTUs) | TRC | New | NN5370 | Retro-Commissioning | Retro-Commissioning | NonEquip | 5 |  | 0% | Tech/Econ | 16% | 0 | 0 | 0
Tech | Institutional | Space Cooling | Packaged air conditioning units (RTUs) | TRC | New | NN5162 | ENERGY STAR certified buildings program | ENERGY STAR certified buildings program | NonEquip | 20 |  | 0% | Tech/Econ | 35% | 0 | 0 | 0
Tech | Institutional | Space Cooling | Packaged air conditioning units (RTUs) | TRC | New | NN4382 | Window Sun Protection | Window Sun Protection | NonEquip | 10 |  | 15.35% | Tech/Econ | 16% | 1087.9296 | 0.33875 | -0.019085
Tech | Institutional | Space Cooling | Packaged air conditioning units (RTUs) | TRC | New | NN4356 | Waterside Economizer | Waterside Economizer | NonEquip | 20 |  | 19.15% | Tech/Econ | 5.556% | 58.4933 | 0.019348 | 0
Tech | Institutional | Space Cooling | Packaged air conditioning units (RTUs) | TRC | New | NN4304 | Warehouse Loading Dock Seals | Warehouse Loading Dock Seals | NonEquip | 18 |  | 0% | Tech/Econ | 0.2661% | 0 | 0 | 0
Tech | Institutional | Space Cooling | Packaged air conditioning units (RTUs) | TRC | New | NN4148 | Smart Thermostat | Smart Thermostat | NonEquip | 11 |  | 31.48% | Tech/Econ | 10% | 1282.292 | 0.015226 | 0
Tech | Institutional | Space Cooling | Packaged air conditioning units (RTUs) | TRC | New | NN4122 | Roof Insulation | Roof Insulation | NonEquip | 20 |  | 58.5% | Tech/Econ | 0.1705% | 0 | 0 | 0
Tech | Institutional | Space Cooling | Packaged air conditioning units (RTUs) | TRC | New | NN4044 | Programmable Thermostat | Programmable Thermostat | NonEquip | 11 |  | 0% | Tech/Econ | 3.6% | 0 | 0 | 0
Tech | Institutional | Space Cooling | Packaged air conditioning units (RTUs) | TRC | New | NN3992 | Low U-Value Windows | Low U-Value Windows | NonEquip | 20 |  | 12.54% | Tech/Econ | 10% | 494.8612 | 0.18394 | 0
Tech | Institutional | Space Cooling | Packaged air conditioning units (RTUs) | TRC | New | NN3914 | HVAC tune-up_RTU | HVAC tune-up_RTU | NonEquip | 5 | Packaged air conditioning units (RTUs) | 0% | Tech/Econ | 5% | 0 | 0 | 0
Tech | Institutional | Space Cooling | Packaged air conditioning units (RTUs) | TRC | New | NN3888 | HVAC tune-up | HVAC tune-up | NonEquip | 5 | Residential-type central air conditioners | 0% | Tech/Econ | 5% | 0 | 0 | 0
Tech | Institutional | Space Cooling | Packaged air conditioning units (RTUs) | TRC | New | NN3810 | Green Roof | Green Roof | NonEquip | 15 |  | 0.315% | Tech/Econ | 0.1976% | 0 | 0 | 0
Tech | Institutional | Space Cooling | Packaged air conditioning units (RTUs) | TRC | New | NN3680 | Facility Energy Management System | Facility Energy Management System | NonEquip | 15 |  | 1.982% | Tech/Econ | 20% | 176.3127 | 0.036954 | 0
Tech | Institutional | Space Cooling | Packaged air conditioning units (RTUs) | TRC | New | NN3628 | Facility Commissioning | Facility Commissioning | NonEquip | 10 |  | 35.83% | Tech/Econ | 16% | 2477.8079 | 0.43382 | 0.0098975
Tech | Institutional | Space Cooling | Packaged air conditioning units (RTUs) | TRC | New | NN3602 | Energy Recovery Ventilation System (ERV) | Energy Recovery Ventilation System (ERV) | NonEquip | 15 | Packaged air conditioning units (RTUs) | 38.88% | Tech/Econ | 9.935% | 1505.0288 | 2.2068 | 0.42767
Tech | Institutional | Space Cooling | Packaged air conditioning units (RTUs) | TRC | New | NN3524 | Duct Sealing Repair | Duct Sealing Repair | NonEquip | 15 |  | 0% | Tech/Econ | 12% | 0 | 0 | 0
Tech | Institutional | Space Cooling | Packaged air conditioning units (RTUs) | TRC | New | NN3472 | Duct Insulation | Duct Insulation | NonEquip | 15 |  | 0% | Tech/Econ | 2.045% | 0 | 0 | 0
Tech | Institutional | Space Cooling | Packaged air conditioning units (RTUs) | TRC | New | NN3420 | Dedicated Outdoor Air System on VRF unit | Dedicated Outdoor Air System on VRF unit | NonEquip | 15 | Residential-type central air conditioners | 0% | Tech/Econ | 17.5% | 0 | 0 | 0
Tech | Institutional | Space Cooling | Packaged air conditioning units (RTUs) | TRC | New | NN3368 | Cool Roof | Cool Roof | NonEquip | 15 |  | 72.49% | Tech/Econ | 0.3656% | 0 | 0 | 0
Tech | Institutional | Space Cooling | Packaged air conditioning units (RTUs) | TRC | New | NN3316 | Chilled Water System - Variable Speed Drives | Chilled Water System - Variable Speed Drives | NonEquip | 13 | Central chillers inside | 0% | Tech/Econ | 24.74% | 0 | 0 | 0
Tech | Institutional | Space Cooling | Packaged air conditioning units (RTUs) | TRC | New | NN3290 | Chilled Water Controls Optimization | Chilled Water Controls Optimization | NonEquip | 10 | Central chillers inside | 0% | Tech/Econ | 12.5% | 0 | 0 | 0
Tech | Institutional | Space Cooling | Packaged air conditioning units (RTUs) | TRC | New | NN3212 | Ceiling Insulation(R2 to R38) | Ceiling Insulation(R2 to R38) | NonEquip | 20 |  | 0% | Tech/Econ | 2.325% | 0 | 0 | 0
Tech | Institutional | Space Cooling | Packaged air conditioning units (RTUs) | TRC | New | NN3108 | Ceiling Insulation(R12 to R38) | Ceiling Insulation(R12 to R38) | NonEquip | 20 |  | 0% | Tech/Econ | 0.2799% | 0 | 0 | 0
Tech | Institutional | Space Cooling | Packaged air conditioning units (RTUs) | TRC | New | NN3056 | Airside Economizer | Airside Economizer | NonEquip | 10 | Packaged air conditioning units (RTUs) | 4.552% | Tech/Econ | 5.556% | 94.7332 | -0.015869 | 1.5914e-07
Tech | Institutional | Space Cooling | Packaged air conditioning units (RTUs) | TRC | Existing | NE5357 | Retro-Commissioning | Retro-Commissioning | NonEquip | 5 |  | 21.99% | Tech/Econ | 16% | 149226.5966 | 24.948 | 0
Tech | Institutional | Space Cooling | Packaged air conditioning units (RTUs) | TRC | Existing | NE5149 | ENERGY STAR certified buildings program | ENERGY STAR certified buildings program | NonEquip | 20 |  | 0% | Tech/Econ | 35% | 0 | 0 | 0
Tech | Institutional | Space Cooling | Packaged air conditioning units (RTUs) | TRC | Existing | NE4369 | Window Sun Protection | Window Sun Protection | NonEquip | 10 |  | 6.178% | Tech/Econ | 16% | 47861.9599 | 14.9027 | -0.83963
Tech | Institutional | Space Cooling | Packaged air conditioning units (RTUs) | TRC | Existing | NE4343 | Waterside Economizer | Waterside Economizer | NonEquip | 20 |  | 12.77% | Tech/Econ | 5.556% | 31595.2496 | 10.451 | 0
Tech | Institutional | Space Cooling | Packaged air conditioning units (RTUs) | TRC | Existing | NE4291 | Warehouse Loading Dock Seals | Warehouse Loading Dock Seals | NonEquip | 18 |  | 0% | Tech/Econ | 0.2661% | 0 | 0 | 0
Tech | Institutional | Space Cooling | Packaged air conditioning units (RTUs) | TRC | Existing | NE4213 | Wall Insulation | Wall Insulation | NonEquip | 20 |  | 0% | Tech/Econ | 13.92% | 0 | 0 | 0
Tech | Institutional | Space Cooling | Packaged air conditioning units (RTUs) | TRC | Existing | NE4135 | Smart Thermostat | Smart Thermostat | NonEquip | 11 |  | 31.48% | Tech/Econ | 10% | 150897.6277 | 1.7917 | 0
Tech | Institutional | Space Cooling | Packaged air conditioning units (RTUs) | TRC | Existing | NE4109 | Roof Insulation | Roof Insulation | NonEquip | 20 |  | 58.5% | Tech/Econ | 0.3409% | 8139.0721 | 0.16287 | 0
Tech | Institutional | Space Cooling | Packaged air conditioning units (RTUs) | TRC | Existing | NE4031 | Programmable Thermostat | Programmable Thermostat | NonEquip | 11 |  | 0% | Tech/Econ | 3.6% | 0 | 0 | 0
Tech | Institutional | Space Cooling | Packaged air conditioning units (RTUs) | TRC | Existing | NE3979 | Low U-Value Windows | Low U-Value Windows | NonEquip | 20 |  | 5.017% | Tech/Econ | 46% | 115620.4423 | 42.9765 | 0
Tech | Institutional | Space Cooling | Packaged air conditioning units (RTUs) | TRC | Existing | NE3953 | Infiltration Reduction - Air Sealing | Infiltration Reduction - Air Sealing | NonEquip | 11 |  | 0% | Tech/Econ | 0.1331% | 0 | 0 | 0
Tech | Institutional | Space Cooling | Packaged air conditioning units (RTUs) | TRC | Existing | NE3901 | HVAC tune-up_RTU | HVAC tune-up_RTU | NonEquip | 5 | Packaged air conditioning units (RTUs) | 0% | Tech/Econ | 5% | 0 | 0 | 0
Tech | Institutional | Space Cooling | Packaged air conditioning units (RTUs) | TRC | Existing | NE3875 | HVAC tune-up | HVAC tune-up | NonEquip | 5 | Residential-type central air conditioners | 0% | Tech/Econ | 5% | 0 | 0 | 0
Tech | Institutional | Space Cooling | Packaged air conditioning units (RTUs) | TRC | Existing | NE3797 | Green Roof | Green Roof | NonEquip | 15 |  | 0.063% | Tech/Econ | 0.1976% | 5.0699 | 0.0021538 | 0
Tech | Institutional | Space Cooling | Packaged air conditioning units (RTUs) | TRC | Existing | NE3667 | Facility Energy Management System | Facility Energy Management System | NonEquip | 15 |  | 5.375% | Tech/Econ | 20% | 52617.4984 | 11.0283 | 0
Tech | Institutional | Space Cooling | Packaged air conditioning units (RTUs) | TRC | Existing | NE3589 | Energy Recovery Ventilation System (ERV) | Energy Recovery Ventilation System (ERV) | NonEquip | 15 | Packaged air conditioning units (RTUs) | 38.35% | Tech/Econ | 9.935% | 176919.0275 | 259.4113 | 50.2731
Tech | Institutional | Space Cooling | Packaged air conditioning units (RTUs) | TRC | Existing | NE3511 | Duct Sealing Repair | Duct Sealing Repair | NonEquip | 15 |  | 0% | Tech/Econ | 12% | 0 | 0 | 0
Tech | Institutional | Space Cooling | Packaged air conditioning units (RTUs) | TRC | Existing | NE3459 | Duct Insulation | Duct Insulation | NonEquip | 15 |  | 0% | Tech/Econ | 2.045% | 0 | 0 | 0
Tech | Institutional | Space Cooling | Packaged air conditioning units (RTUs) | TRC | Existing | NE3407 | Dedicated Outdoor Air System on VRF unit | Dedicated Outdoor Air System on VRF unit | NonEquip | 15 | Residential-type central air conditioners | 0% | Tech/Econ | 17.5% | 0 | 0 | 0
Tech | Institutional | Space Cooling | Packaged air conditioning units (RTUs) | TRC | Existing | NE3355 | Cool Roof | Cool Roof | NonEquip | 15 |  | 72.74% | Tech/Econ | 0.3656% | 10882.3754 | 4.623 | 0
Tech | Institutional | Space Cooling | Packaged air conditioning units (RTUs) | TRC | Existing | NE3303 | Chilled Water System - Variable Speed Drives | Chilled Water System - Variable Speed Drives | NonEquip | 13 | Central chillers inside | 0% | Tech/Econ | 24.74% | 0 | 0 | 0
Tech | Institutional | Space Cooling | Packaged air conditioning units (RTUs) | TRC | Existing | NE3277 | Chilled Water Controls Optimization | Chilled Water Controls Optimization | NonEquip | 10 | Central chillers inside | 0% | Tech/Econ | 12.5% | 0 | 0 | 0
Tech | Institutional | Space Cooling | Packaged air conditioning units (RTUs) | TRC | Existing | NE3199 | Ceiling Insulation(R2 to R38) | Ceiling Insulation(R2 to R38) | NonEquip | 20 |  | 0% | Tech/Econ | 2.325% | 0 | 0 | 0
Tech | Institutional | Space Cooling | Packaged air conditioning units (RTUs) | TRC | Existing | NE3095 | Ceiling Insulation(R12 to R38) | Ceiling Insulation(R12 to R38) | NonEquip | 20 |  | 0% | Tech/Econ | 0.2799% | 0 | 0 | 0
Tech | Institutional | Space Cooling | Packaged air conditioning units (RTUs) | TRC | Existing | NE3043 | Airside Economizer | Airside Economizer | NonEquip | 10 | Packaged air conditioning units (RTUs) | 4.552% | Tech/Econ | 5.556% | 11295.78 | -1.8922 | 1.8976e-05
Tech | Institutional | Space Cooling | Packaged air conditioning units (RTUs) | TRC | Turnover | ET1177 | High Efficiency DX 135k- less than 240k BTU | High Efficiency DX 135k- less than 240k BTU | Equip | 15 | Packaged air conditioning units (RTUs) | 94.56% | Tech/Econ | 4.348% | 181861.8495 | 75.2024 | 0
Tech | Institutional | Space Cooling | Packaged air conditioning units (RTUs) | TRC | New | EN1203 | High Efficiency DX 135k- less than 240k BTU | High Efficiency DX 135k- less than 240k BTU | Equip | 15 | Packaged air conditioning units (RTUs) | 94.56% | Tech/Econ | 4.348% | 917.4292 | 0.37937 | 0
Tech | Institutional | Interior Lighting | Overhead (fluorescent/LED/CFL U-shape) | TRC | New | NN5266 | Retro-Commissioning | Retro-Commissioning | NonEquip | 5 |  | 0% | Tech/Econ | 16% | 0 | 0 | 0
Tech | Institutional | Interior Lighting | Overhead (fluorescent/LED/CFL U-shape) | TRC | New | NN5006 | ENERGY STAR certified buildings program | ENERGY STAR certified buildings program | NonEquip | 20 |  | 0% | Tech/Econ | 35% | 0 | 0 | 0
Tech | Institutional | Interior Lighting | Overhead (fluorescent/LED/CFL U-shape) | TRC | New | NN4434 | Interior Lighting Controls | Interior Lighting Controls | NonEquip | 8 | Overhead (fluorescent/LED/CFL U-shape) | 15.09% | Tech/Econ | 28% | 1040.0449 | 0 | 0
Tech | Institutional | Interior Lighting | Overhead (fluorescent/LED/CFL U-shape) | TRC | New | NN4408 | Bi-Level Lighting Control (Interior) | Bi-Level Lighting Control (Interior) | NonEquip | 8 | Overhead (fluorescent/LED/CFL U-shape) | 22.45% | Tech/Econ | 31% | 1842.0464 | 0.0050645 | 0
Tech | Institutional | Interior Lighting | Overhead (fluorescent/LED/CFL U-shape) | TRC | New | NN3706 | Facility Energy Management System | Facility Energy Management System | NonEquip | 15 |  | 1.982% | Tech/Econ | 24% | 112.1613 | 0.023508 | 0.0020215
Tech | Institutional | Interior Lighting | Overhead (fluorescent/LED/CFL U-shape) | TRC | Existing | NE5253 | Retro-Commissioning | Retro-Commissioning | NonEquip | 5 |  | 21.99% | Tech/Econ | 16% | 76094.2138 | 12.7216 | 39.4419
Tech | Institutional | Interior Lighting | Overhead (fluorescent/LED/CFL U-shape) | TRC | Existing | NE4993 | ENERGY STAR certified buildings program | ENERGY STAR certified buildings program | NonEquip | 20 |  | 0% | Tech/Econ | 35% | 0 | 0 | 0
Tech | Institutional | Interior Lighting | Overhead (fluorescent/LED/CFL U-shape) | TRC | Existing | NE4421 | Interior Lighting Controls | Interior Lighting Controls | NonEquip | 8 | Overhead (fluorescent/LED/CFL U-shape) | 15.09% | Tech/Econ | 28% | 102950.0428 | 0 | 0
Tech | Institutional | Interior Lighting | Overhead (fluorescent/LED/CFL U-shape) | TRC | Existing | NE4395 | Bi-Level Lighting Control (Interior) | Bi-Level Lighting Control (Interior) | NonEquip | 8 | Overhead (fluorescent/LED/CFL U-shape) | 22.45% | Tech/Econ | 31% | 182337.0909 | 0.50132 | 0
Tech | Institutional | Interior Lighting | Overhead (fluorescent/LED/CFL U-shape) | TRC | Existing | NE3693 | Facility Energy Management System | Facility Energy Management System | NonEquip | 15 |  | 5.375% | Tech/Econ | 24% | 28265.8519 | 5.9243 | 0.50944
Tech | Institutional | Interior Lighting | Overhead (fluorescent/LED/CFL U-shape) | TRC | Turnover | ET1801 | Premium T8 - Lamp Replacement | Premium T8 - Lamp Replacement | Equip | 8 | Overhead (fluorescent/LED/CFL U-shape) | 0% | Tech/Econ | 12.5% | 0 | 0 | 0
Tech | Institutional | Interior Lighting | Overhead (fluorescent/LED/CFL U-shape) | TRC | Turnover | ET1762 | Premium T8 - Fixture Replacement | Premium T8 - Fixture Replacement | Equip | 8 | Overhead (fluorescent/LED/CFL U-shape) | 0% | Tech/Econ | 12.5% | 0 | 0 | 0
Tech | Institutional | Interior Lighting | Overhead (fluorescent/LED/CFL U-shape) | TRC | Turnover | ET1723 | LED Linear - Lamp Replacement | LED Linear - Lamp Replacement | Equip | 15 | Overhead (fluorescent/LED/CFL U-shape) | 24.1% | Tech/Econ | 25.43% | 143032.0584 | 34.5505 | 7.9328
Tech | Institutional | Interior Lighting | Overhead (fluorescent/LED/CFL U-shape) | TRC | Turnover | ET1684 | LED Linear - Fixture Replacement | LED Linear - Fixture Replacement | Equip | 15 | Overhead (fluorescent/LED/CFL U-shape) | 24.1% | Tech/Econ | 50.28% | 361216.5362 | 87.5603 | 20.0305
Tech | Institutional | Interior Lighting | Overhead (fluorescent/LED/CFL U-shape) | TRC | New | EN1827 | Premium T8 - Lamp Replacement | Premium T8 - Lamp Replacement | Equip | 8 | Overhead (fluorescent/LED/CFL U-shape) | 0% | Tech/Econ | 12.5% | 0 | 0 | 0
Tech | Institutional | Interior Lighting | Overhead (fluorescent/LED/CFL U-shape) | TRC | New | EN1788 | Premium T8 - Fixture Replacement | Premium T8 - Fixture Replacement | Equip | 8 | Overhead (fluorescent/LED/CFL U-shape) | 0% | Tech/Econ | 12.5% | 0 | 0 | 0
Tech | Institutional | Interior Lighting | Overhead (fluorescent/LED/CFL U-shape) | TRC | New | EN1749 | LED Linear - Lamp Replacement | LED Linear - Lamp Replacement | Equip | 15 | Overhead (fluorescent/LED/CFL U-shape) | 0% | Tech/Econ | 25.43% | 0 | 0 | 0
Tech | Institutional | Interior Lighting | Overhead (fluorescent/LED/CFL U-shape) | TRC | New | EN1710 | LED Linear - Fixture Replacement | LED Linear - Fixture Replacement | Equip | 15 | Overhead (fluorescent/LED/CFL U-shape) | 0% | Tech/Econ | 50.28% | 0 | 0 | 0
Tech | Institutional | Cooking | Oven | TRC | New | NN5084 | ENERGY STAR certified buildings program | ENERGY STAR certified buildings program | NonEquip | 20 |  | 0% | Tech/Econ | 35% | 0 | 0 | 0
Tech | Institutional | Cooking | Oven | TRC | Existing | NE5071 | ENERGY STAR certified buildings program | ENERGY STAR certified buildings program | NonEquip | 20 |  | 0% | Tech/Econ | 35% | 0 | 0 | 0
Tech | Institutional | Cooking | Oven | TRC | Turnover | ET46 | Energy Star Commercial Oven | Energy Star Commercial Oven | Equip | 12 | Oven | 0% | Tech/Econ | 34.83% | 0 | 0 | 0
Tech | Institutional | Cooking | Oven | TRC | New | EN72 | Energy Star Commercial Oven | Energy Star Commercial Oven | Equip | 12 | Oven | 0% | Tech/Econ | 34.83% | 0 | 0 | 0
Tech | Institutional | Miscellaneous | Others | TRC | New | NN5448 | Retro-Commissioning | Retro-Commissioning | NonEquip | 5 |  | 0% | Tech/Econ | 16% | 0 | 0 | 0
Tech | Institutional | Miscellaneous | Others | TRC | New | NN5240 | ENERGY STAR certified buildings program | ENERGY STAR certified buildings program | NonEquip | 20 |  | 0% | Tech/Econ | 35% | 0 | 0 | 0
Tech | Institutional | Miscellaneous | Others | TRC | New | NN4538 | VSD Controlled Compressor | VSD Controlled Compressor | NonEquip | 15 | Others | 27.75% | Tech/Econ | 20.79% | 869.7985 | 0.13115 | 0.061384
Tech | Institutional | Miscellaneous | Others | TRC | New | NN4512 | Regenerative Drive Elevator Motor | Regenerative Drive Elevator Motor | NonEquip | 13 | Elevators/Escalators | 0% | Tech/Econ | 6.211% | 0 | 0 | 0
Tech | Institutional | Miscellaneous | Others | TRC | New | NN4486 | Engine Block Timer | Engine Block Timer | NonEquip | 5 | Others | 4.793% | Tech/Econ | 36% | 264.7744 | 0.012593 | 0.013229
Tech | Institutional | Miscellaneous | Others | TRC | New | NN4460 | Efficient Motor Belts | Efficient Motor Belts | NonEquip | 10 | Others | 4.793% | Tech/Econ | 1.105% | 7.3416 | 0.0010064 | 0.00024852
Tech | Institutional | Miscellaneous | Others | TRC | Existing | NE5435 | Retro-Commissioning | Retro-Commissioning | NonEquip | 5 |  | 21.99% | Tech/Econ | 16% | 57628.0906 | 9.6344 | 29.8703
Tech | Institutional | Miscellaneous | Others | TRC | Existing | NE5227 | ENERGY STAR certified buildings program | ENERGY STAR certified buildings program | NonEquip | 20 |  | 0% | Tech/Econ | 35% | 0 | 0 | 0
Tech | Institutional | Miscellaneous | Others | TRC | Existing | NE4525 | VSD Controlled Compressor | VSD Controlled Compressor | NonEquip | 15 | Others | 5.549% | Tech/Econ | 20.79% | 19594.1872 | 2.9545 | 1.3828
Tech | Institutional | Miscellaneous | Others | TRC | Existing | NE4499 | Regenerative Drive Elevator Motor | Regenerative Drive Elevator Motor | NonEquip | 13 | Elevators/Escalators | 0% | Tech/Econ | 6.211% | 0 | 0 | 0
Tech | Institutional | Miscellaneous | Others | TRC | Existing | NE4473 | Engine Block Timer | Engine Block Timer | NonEquip | 5 | Others | 4.793% | Tech/Econ | 36% | 29823.2282 | 1.4184 | 1.4901
Tech | Institutional | Miscellaneous | Others | TRC | Existing | NE4447 | Efficient Motor Belts | Efficient Motor Belts | NonEquip | 10 | Others | 4.793% | Tech/Econ | 1.105% | 836.906 | 0.11473 | 0.028329
Tech | Institutional | Miscellaneous | Others | TRC | Turnover | ET1918 | ENERGY STAR Water Cooler | ENERGY STAR Water Cooler | Equip | 10 | Others | 3.235% | Tech/Econ | 68.49% | 39168.264 | 6.812 | 6.812
Tech | Institutional | Miscellaneous | Others | TRC | Turnover | ET1879 | ENERGY STAR Commercial Clothes Washer | ENERGY STAR Commercial Clothes Washer | Equip | 7 | Others | 0% | Tech/Econ | 27.27% | 0 | 0 | 0
Tech | Institutional | Miscellaneous | Others | TRC | Turnover | ET1840 | Efficient Battery Charger | Efficient Battery Charger | Equip | 7 | Others | 17.92% | Tech/Econ | 13.68% | 41145.701 | 22.5456 | 0
Tech | Institutional | Miscellaneous | Others | TRC | New | EN1944 | ENERGY STAR Water Cooler | ENERGY STAR Water Cooler | Equip | 10 | Others | 3.235% | Tech/Econ | 68.49% | 347.7408 | 0.060477 | 0.060477
Tech | Institutional | Miscellaneous | Others | TRC | New | EN1905 | ENERGY STAR Commercial Clothes Washer | ENERGY STAR Commercial Clothes Washer | Equip | 7 | Others | 0% | Tech/Econ | 27.27% | 0 | 0 | 0
Tech | Institutional | Miscellaneous | Others | TRC | New | EN1866 | Efficient Battery Charger | Efficient Battery Charger | Equip | 7 | Others | 17.92% | Tech/Econ | 13.68% | 348.2456 | 0.19082 | 0
Tech | Institutional | Office Equipment | Other office | TRC | New | NN5058 | ENERGY STAR certified buildings program | ENERGY STAR certified buildings program | NonEquip | 20 |  | 0% | Tech/Econ | 35% | 0 | 0 | 0
Tech | Institutional | Office Equipment | Other office | TRC | New | NN4590 | Smart Strip Plug Outlet | Smart Strip Plug Outlet | NonEquip | 4 |  | 43.9% | Tech/Econ | 1.187% | 44.1685 | 0.0065676 | 0
Tech | Institutional | Office Equipment | Other office | TRC | New | NN4564 | Network PC Power Management | Network PC Power Management | NonEquip | 5 | Computers | 0% | Tech/Econ | 56.5% | 0 | 0 | 0
Tech | Institutional | Office Equipment | Other office | TRC | Existing | NE5045 | ENERGY STAR certified buildings program | ENERGY STAR certified buildings program | NonEquip | 20 |  | 0% | Tech/Econ | 35% | 0 | 0 | 0
Tech | Institutional | Office Equipment | Other office | TRC | Existing | NE4577 | Smart Strip Plug Outlet | Smart Strip Plug Outlet | NonEquip | 4 |  | 43.9% | Tech/Econ | 1.187% | 4974.9812 | 0.73975 | 0
Tech | Institutional | Office Equipment | Other office | TRC | Existing | NE4551 | Network PC Power Management | Network PC Power Management | NonEquip | 5 | Computers | 0% | Tech/Econ | 56.5% | 0 | 0 | 0
Tech | Institutional | Office Equipment | Other office | TRC | Turnover | ET2263 | Energy Star Uninterruptable Power Supply | Energy Star Uninterruptable Power Supply | Equip | 10 | Other office | 22.4% | Tech/Econ | 1.878% | 4033.0605 | 0.4604 | 0.4604
Tech | Institutional | Office Equipment | Other office | TRC | New | EN2289 | Energy Star Uninterruptable Power Supply | Energy Star Uninterruptable Power Supply | Equip | 10 | Other office | 22.4% | Tech/Econ | 1.878% | 35.806 | 0.0040874 | 0.0040874
Tech | Institutional | Ventilation and Circulation | Motor/Fan | TRC | New | NN5396 | Retro-Commissioning | Retro-Commissioning | NonEquip | 5 |  | 0% | Tech/Econ | 16% | 0 | 0 | 0
Tech | Institutional | Ventilation and Circulation | Motor/Fan | TRC | New | NN5188 | ENERGY STAR certified buildings program | ENERGY STAR certified buildings program | NonEquip | 20 |  | 0% | Tech/Econ | 35% | 0 | 0 | 0
Tech | Institutional | Ventilation and Circulation | Motor/Fan | TRC | New | NN4980 | VAV System | VAV System | NonEquip | 10 |  | 15.96% | Tech/Econ | 30% | 0 | 0 | 0
Tech | Institutional | Ventilation and Circulation | Motor/Fan | TRC | New | NN4954 | Demand Controlled Ventilation | Demand Controlled Ventilation | NonEquip | 10 |  | 17.54% | Tech/Econ | 20.47% | 0 | 0 | 0
Tech | Institutional | Ventilation and Circulation | Motor/Fan | TRC | New | NN4928 | CO Sensors for Parking Garage Exhaust | CO Sensors for Parking Garage Exhaust | NonEquip | 15 | Motor/Fan | 59.72% | Tech/Econ | 33% | 0 | 0 | 0
Tech | Institutional | Ventilation and Circulation | Motor/Fan | TRC | Existing | NE5383 | Retro-Commissioning | Retro-Commissioning | NonEquip | 5 |  | 21.99% | Tech/Econ | 16% | 0 | 0 | 0
Tech | Institutional | Ventilation and Circulation | Motor/Fan | TRC | Existing | NE5175 | ENERGY STAR certified buildings program | ENERGY STAR certified buildings program | NonEquip | 20 |  | 0% | Tech/Econ | 35% | 0 | 0 | 0
Tech | Institutional | Ventilation and Circulation | Motor/Fan | TRC | Existing | NE4967 | VAV System | VAV System | NonEquip | 10 |  | 10.64% | Tech/Econ | 30% | 0 | 0 | 0
Tech | Institutional | Ventilation and Circulation | Motor/Fan | TRC | Existing | NE4941 | Demand Controlled Ventilation | Demand Controlled Ventilation | NonEquip | 10 |  | 23.39% | Tech/Econ | 20.47% | 0 | 0 | 0
Tech | Institutional | Ventilation and Circulation | Motor/Fan | TRC | Existing | NE4915 | CO Sensors for Parking Garage Exhaust | CO Sensors for Parking Garage Exhaust | NonEquip | 15 | Motor/Fan | 59.72% | Tech/Econ | 33% | 0 | 0 | 0
Tech | Institutional | Ventilation and Circulation | Motor/Fan | TRC | Turnover | ET2692 | High Speed Fans | High Speed Fans | Equip | 7 | Motor/Fan | 18.39% | Tech/Econ | 10.99% | 0 | 0 | 0
Tech | Institutional | Ventilation and Circulation | Motor/Fan | TRC | Turnover | ET2653 | 10HP Open Drip-Proof(ODP) Motor | 10HP Open Drip-Proof(ODP) Motor | Equip | 15 | Motor/Fan | 0% | Tech/Econ | 1.079% | 0 | 0 | 0
Tech | Institutional | Ventilation and Circulation | Motor/Fan | TRC | New | EN2718 | High Speed Fans | High Speed Fans | Equip | 7 | Motor/Fan | 18.39% | Tech/Econ | 10.99% | 0 | 0 | 0
Tech | Institutional | Ventilation and Circulation | Motor/Fan | TRC | New | EN2679 | 10HP Open Drip-Proof(ODP) Motor | 10HP Open Drip-Proof(ODP) Motor | Equip | 15 | Motor/Fan | 0% | Tech/Econ | 1.079% | 0 | 0 | 0
Tech | Institutional | Miscellaneous | Medical equipment | TRC | New | NN5448 | Retro-Commissioning | Retro-Commissioning | NonEquip | 5 |  | 0% | Tech/Econ | 16% | 0 | 0 | 0
Tech | Institutional | Miscellaneous | Medical equipment | TRC | New | NN5240 | ENERGY STAR certified buildings program | ENERGY STAR certified buildings program | NonEquip | 20 |  | 0% | Tech/Econ | 35% | 0 | 0 | 0
Tech | Institutional | Miscellaneous | Medical equipment | TRC | New | NN4538 | VSD Controlled Compressor | VSD Controlled Compressor | NonEquip | 15 | Others | 0% | Tech/Econ | 20.79% | 0 | 0 | 0
Tech | Institutional | Miscellaneous | Medical equipment | TRC | New | NN4512 | Regenerative Drive Elevator Motor | Regenerative Drive Elevator Motor | NonEquip | 13 | Elevators/Escalators | 0% | Tech/Econ | 6.211% | 0 | 0 | 0
Tech | Institutional | Miscellaneous | Medical equipment | TRC | New | NN4486 | Engine Block Timer | Engine Block Timer | NonEquip | 5 | Others | 0% | Tech/Econ | 36% | 0 | 0 | 0
Tech | Institutional | Miscellaneous | Medical equipment | TRC | New | NN4460 | Efficient Motor Belts | Efficient Motor Belts | NonEquip | 10 | Others | 0% | Tech/Econ | 1.105% | 0 | 0 | 0
Tech | Institutional | Miscellaneous | Medical equipment | TRC | Existing | NE5435 | Retro-Commissioning | Retro-Commissioning | NonEquip | 5 |  | 21.99% | Tech/Econ | 16% | 0 | 0 | 0
Tech | Institutional | Miscellaneous | Medical equipment | TRC | Existing | NE5227 | ENERGY STAR certified buildings program | ENERGY STAR certified buildings program | NonEquip | 20 |  | 0% | Tech/Econ | 35% | 0 | 0 | 0
Tech | Institutional | Miscellaneous | Medical equipment | TRC | Existing | NE4525 | VSD Controlled Compressor | VSD Controlled Compressor | NonEquip | 15 | Others | 0% | Tech/Econ | 20.79% | 0 | 0 | 0
Tech | Institutional | Miscellaneous | Medical equipment | TRC | Existing | NE4499 | Regenerative Drive Elevator Motor | Regenerative Drive Elevator Motor | NonEquip | 13 | Elevators/Escalators | 0% | Tech/Econ | 6.211% | 0 | 0 | 0
Tech | Institutional | Miscellaneous | Medical equipment | TRC | Existing | NE4473 | Engine Block Timer | Engine Block Timer | NonEquip | 5 | Others | 0% | Tech/Econ | 36% | 0 | 0 | 0
Tech | Institutional | Miscellaneous | Medical equipment | TRC | Existing | NE4447 | Efficient Motor Belts | Efficient Motor Belts | NonEquip | 10 | Others | 0% | Tech/Econ | 1.105% | 0 | 0 | 0
Tech | Institutional | Refrigeration | Large cold storage | TRC | New | NN5318 | Retro-Commissioning | Retro-Commissioning | NonEquip | 5 |  | 0% | Tech/Econ | 16% | 0 | 0 | 0
Tech | Institutional | Refrigeration | Large cold storage | TRC | New | NN5110 | ENERGY STAR certified buildings program | ENERGY STAR certified buildings program | NonEquip | 20 |  | 0% | Tech/Econ | 35% | 0 | 0 | 0
Tech | Institutional | Refrigeration | Large cold storage | TRC | New | NN4902 | Strip Curtains for Walk-ins | Strip Curtains for Walk-ins | NonEquip | 4 | Walk-in cooler | 0% | Tech/Econ | 2.115% | 0 | 0 | 0
Tech | Institutional | Refrigeration | Large cold storage | TRC | New | NN4876 | Refrigerated Display Case Lighting Controls | Refrigerated Display Case Lighting Controls | NonEquip | 8 | Display cases | 0% | Tech/Econ | 0.9365% | 0 | 0 | 0
Tech | Institutional | Refrigeration | Large cold storage | TRC | New | NN4850 | PSC to ECM Evaporator Fan Motor (Walk-In, Refrigerator) | PSC to ECM Evaporator Fan Motor (Walk-In, Refrigerator) | NonEquip | 15 | Walk-in cooler | 0% | Tech/Econ | 37.5% | 0 | 0 | 0
Tech | Institutional | Refrigeration | Large cold storage | TRC | New | NN4824 | PSC to ECM Evaporator Fan Motor (Reach-In) | PSC to ECM Evaporator Fan Motor (Reach-In) | NonEquip | 15 | Display cases | 0% | Tech/Econ | 37.5% | 0 | 0 | 0
Tech | Institutional | Refrigeration | Large cold storage | TRC | New | NN4798 | Night Covers for Display Cases | Night Covers for Display Cases | NonEquip | 5 | Display cases | 0% | Tech/Econ | 1.877% | 0 | 0 | 0
Tech | Institutional | Refrigeration | Large cold storage | TRC | New | NN4772 | High R-Value Glass Doors | High R-Value Glass Doors | NonEquip | 12 | Display cases | 0% | Tech/Econ | 0% | 0 | 0 | 0
Tech | Institutional | Refrigeration | Large cold storage | TRC | New | NN4746 | High Efficiency Refrigeration Compressor | High Efficiency Refrigeration Compressor | NonEquip | 13 | Display cases | 0% | Tech/Econ | 6.922% | 0 | 0 | 0
Tech | Institutional | Refrigeration | Large cold storage | TRC | New | NN4720 | Freezer-Cooler Replacement Gaskets | Freezer-Cooler Replacement Gaskets | NonEquip | 4 | Display cases | 0% | Tech/Econ | 0% | 0 | 0 | 0
Tech | Institutional | Refrigeration | Large cold storage | TRC | New | NN4694 | Floating Head Pressure Controls | Floating Head Pressure Controls | NonEquip | 15 |  | 0% | Tech/Econ | 6.05% | 0 | 0 | 0
Tech | Institutional | Refrigeration | Large cold storage | TRC | New | NN4668 | Demand Defrost | Demand Defrost | NonEquip | 10 | Walk-in cooler | 0% | Tech/Econ | 30% | 0 | 0 | 0
Tech | Institutional | Refrigeration | Large cold storage | TRC | New | NN4642 | Automatic Door Closer for Walk-in Coolers and Freezers | Automatic Door Closer for Walk-in Coolers and Freezers | NonEquip | 8 | Walk-in cooler | 0% | Tech/Econ | 3.131% | 0 | 0 | 0
Tech | Institutional | Refrigeration | Large cold storage | TRC | New | NN4616 | Anti-Sweat Controls | Anti-Sweat Controls | NonEquip | 8 | Display cases | 0% | Tech/Econ | 85% | 0 | 0 | 0
Tech | Institutional | Refrigeration | Large cold storage | TRC | Existing | NE5305 | Retro-Commissioning | Retro-Commissioning | NonEquip | 5 |  | 21.99% | Tech/Econ | 16% | 0 | 0 | 0
Tech | Institutional | Refrigeration | Large cold storage | TRC | Existing | NE5097 | ENERGY STAR certified buildings program | ENERGY STAR certified buildings program | NonEquip | 20 |  | 0% | Tech/Econ | 35% | 0 | 0 | 0
Tech | Institutional | Refrigeration | Large cold storage | TRC | Existing | NE4889 | Strip Curtains for Walk-ins | Strip Curtains for Walk-ins | NonEquip | 4 | Walk-in cooler | 0% | Tech/Econ | 2.115% | 0 | 0 | 0
Tech | Institutional | Refrigeration | Large cold storage | TRC | Existing | NE4863 | Refrigerated Display Case Lighting Controls | Refrigerated Display Case Lighting Controls | NonEquip | 8 | Display cases | 0% | Tech/Econ | 2.524% | 0 | 0 | 0
Tech | Institutional | Refrigeration | Large cold storage | TRC | Existing | NE4837 | PSC to ECM Evaporator Fan Motor (Walk-In, Refrigerator) | PSC to ECM Evaporator Fan Motor (Walk-In, Refrigerator) | NonEquip | 15 | Walk-in cooler | 0% | Tech/Econ | 37.5% | 0 | 0 | 0
Tech | Institutional | Refrigeration | Large cold storage | TRC | Existing | NE4811 | PSC to ECM Evaporator Fan Motor (Reach-In) | PSC to ECM Evaporator Fan Motor (Reach-In) | NonEquip | 15 | Display cases | 0% | Tech/Econ | 37.5% | 0 | 0 | 0
Tech | Institutional | Refrigeration | Large cold storage | TRC | Existing | NE4785 | Night Covers for Display Cases | Night Covers for Display Cases | NonEquip | 5 | Display cases | 0% | Tech/Econ | 1.877% | 0 | 0 | 0
Tech | Institutional | Refrigeration | Large cold storage | TRC | Existing | NE4759 | High R-Value Glass Doors | High R-Value Glass Doors | NonEquip | 12 | Display cases | 0% | Tech/Econ | 23.81% | 0 | 0 | 0
Tech | Institutional | Refrigeration | Large cold storage | TRC | Existing | NE4733 | High Efficiency Refrigeration Compressor | High Efficiency Refrigeration Compressor | NonEquip | 13 | Display cases | 0% | Tech/Econ | 6.922% | 0 | 0 | 0
Tech | Institutional | Refrigeration | Large cold storage | TRC | Existing | NE4707 | Freezer-Cooler Replacement Gaskets | Freezer-Cooler Replacement Gaskets | NonEquip | 4 | Display cases | 0% | Tech/Econ | 3.131% | 0 | 0 | 0
Tech | Institutional | Refrigeration | Large cold storage | TRC | Existing | NE4681 | Floating Head Pressure Controls | Floating Head Pressure Controls | NonEquip | 15 |  | 0% | Tech/Econ | 6.05% | 0 | 0 | 0
Tech | Institutional | Refrigeration | Large cold storage | TRC | Existing | NE4655 | Demand Defrost | Demand Defrost | NonEquip | 10 | Walk-in cooler | 0% | Tech/Econ | 30% | 0 | 0 | 0
Tech | Institutional | Refrigeration | Large cold storage | TRC | Existing | NE4629 | Automatic Door Closer for Walk-in Coolers and Freezers | Automatic Door Closer for Walk-in Coolers and Freezers | NonEquip | 8 | Walk-in cooler | 0% | Tech/Econ | 3.131% | 0 | 0 | 0
Tech | Institutional | Refrigeration | Large cold storage | TRC | Existing | NE4603 | Anti-Sweat Controls | Anti-Sweat Controls | NonEquip | 8 | Display cases | 0% | Tech/Econ | 85% | 0 | 0 | 0
Tech | Institutional | Miscellaneous | Laboratory equipment | TRC | New | NN5448 | Retro-Commissioning | Retro-Commissioning | NonEquip | 5 |  | 0% | Tech/Econ | 16% | 0 | 0 | 0
Tech | Institutional | Miscellaneous | Laboratory equipment | TRC | New | NN5240 | ENERGY STAR certified buildings program | ENERGY STAR certified buildings program | NonEquip | 20 |  | 0% | Tech/Econ | 35% | 0 | 0 | 0
Tech | Institutional | Miscellaneous | Laboratory equipment | TRC | New | NN4538 | VSD Controlled Compressor | VSD Controlled Compressor | NonEquip | 15 | Others | 0% | Tech/Econ | 20.79% | 0 | 0 | 0
Tech | Institutional | Miscellaneous | Laboratory equipment | TRC | New | NN4512 | Regenerative Drive Elevator Motor | Regenerative Drive Elevator Motor | NonEquip | 13 | Elevators/Escalators | 0% | Tech/Econ | 6.211% | 0 | 0 | 0
Tech | Institutional | Miscellaneous | Laboratory equipment | TRC | New | NN4486 | Engine Block Timer | Engine Block Timer | NonEquip | 5 | Others | 0% | Tech/Econ | 36% | 0 | 0 | 0
Tech | Institutional | Miscellaneous | Laboratory equipment | TRC | New | NN4460 | Efficient Motor Belts | Efficient Motor Belts | NonEquip | 10 | Others | 0% | Tech/Econ | 1.105% | 0 | 0 | 0
Tech | Institutional | Miscellaneous | Laboratory equipment | TRC | Existing | NE5435 | Retro-Commissioning | Retro-Commissioning | NonEquip | 5 |  | 21.99% | Tech/Econ | 16% | 0 | 0 | 0
Tech | Institutional | Miscellaneous | Laboratory equipment | TRC | Existing | NE5227 | ENERGY STAR certified buildings program | ENERGY STAR certified buildings program | NonEquip | 20 |  | 0% | Tech/Econ | 35% | 0 | 0 | 0
Tech | Institutional | Miscellaneous | Laboratory equipment | TRC | Existing | NE4525 | VSD Controlled Compressor | VSD Controlled Compressor | NonEquip | 15 | Others | 0% | Tech/Econ | 20.79% | 0 | 0 | 0
Tech | Institutional | Miscellaneous | Laboratory equipment | TRC | Existing | NE4499 | Regenerative Drive Elevator Motor | Regenerative Drive Elevator Motor | NonEquip | 13 | Elevators/Escalators | 0% | Tech/Econ | 6.211% | 0 | 0 | 0
Tech | Institutional | Miscellaneous | Laboratory equipment | TRC | Existing | NE4473 | Engine Block Timer | Engine Block Timer | NonEquip | 5 | Others | 0% | Tech/Econ | 36% | 0 | 0 | 0
Tech | Institutional | Miscellaneous | Laboratory equipment | TRC | Existing | NE4447 | Efficient Motor Belts | Efficient Motor Belts | NonEquip | 10 | Others | 0% | Tech/Econ | 1.105% | 0 | 0 | 0
Tech | Institutional | Ventilation and Circulation | Individual room ventilation | TRC | New | NN5396 | Retro-Commissioning | Retro-Commissioning | NonEquip | 5 |  | 0% | Tech/Econ | 16% | 0 | 0 | 0
Tech | Institutional | Ventilation and Circulation | Individual room ventilation | TRC | New | NN5188 | ENERGY STAR certified buildings program | ENERGY STAR certified buildings program | NonEquip | 20 |  | 0% | Tech/Econ | 35% | 0 | 0 | 0
Tech | Institutional | Ventilation and Circulation | Individual room ventilation | TRC | New | NN4980 | VAV System | VAV System | NonEquip | 10 |  | 15.96% | Tech/Econ | 30% | 2.6328 | 0.00074932 | 0.00076044
Tech | Institutional | Ventilation and Circulation | Individual room ventilation | TRC | New | NN4954 | Demand Controlled Ventilation | Demand Controlled Ventilation | NonEquip | 10 |  | 17.54% | Tech/Econ | 20.47% | 1.8805 | 0.00019579 | 0.0011023
Tech | Institutional | Ventilation and Circulation | Individual room ventilation | TRC | New | NN4928 | CO Sensors for Parking Garage Exhaust | CO Sensors for Parking Garage Exhaust | NonEquip | 15 | Motor/Fan | 0% | Tech/Econ | 33% | 0 | 0 | 0
Tech | Institutional | Ventilation and Circulation | Individual room ventilation | TRC | Existing | NE5383 | Retro-Commissioning | Retro-Commissioning | NonEquip | 5 |  | 21.99% | Tech/Econ | 16% | 200.8808 | 0.033584 | 0.10412
Tech | Institutional | Ventilation and Circulation | Individual room ventilation | TRC | Existing | NE5175 | ENERGY STAR certified buildings program | ENERGY STAR certified buildings program | NonEquip | 20 |  | 0% | Tech/Econ | 35% | 0 | 0 | 0
Tech | Institutional | Ventilation and Circulation | Individual room ventilation | TRC | Existing | NE4967 | VAV System | VAV System | NonEquip | 10 |  | 10.64% | Tech/Econ | 30% | 197.6967 | 0.056267 | 0.057102
Tech | Institutional | Ventilation and Circulation | Individual room ventilation | TRC | Existing | NE4941 | Demand Controlled Ventilation | Demand Controlled Ventilation | NonEquip | 10 |  | 23.39% | Tech/Econ | 20.47% | 287.1566 | 0.029897 | 0.16832
Tech | Institutional | Ventilation and Circulation | Individual room ventilation | TRC | Existing | NE4915 | CO Sensors for Parking Garage Exhaust | CO Sensors for Parking Garage Exhaust | NonEquip | 15 | Motor/Fan | 0% | Tech/Econ | 33% | 0 | 0 | 0
Tech | Institutional | Space Heating | Individual room heating | TRC | New | NN5344 | Retro-Commissioning | Retro-Commissioning | NonEquip | 5 |  | 0% | Tech/Econ | 16% | 0 | 0 | 0
Tech | Institutional | Space Heating | Individual room heating | TRC | New | NN5136 | ENERGY STAR certified buildings program | ENERGY STAR certified buildings program | NonEquip | 20 |  | 0% | Tech/Econ | 35% | 0 | 0 | 0
Tech | Institutional | Space Heating | Individual room heating | TRC | New | NN4330 | Water Cooled Refrigeration Heat Recovery | Water Cooled Refrigeration Heat Recovery | NonEquip | 20 |  | 15.4% | Tech/Econ | 10% | 0.030339 | 0 | 2.0282e-06
Tech | Institutional | Space Heating | Individual room heating | TRC | New | NN4278 | Warehouse Loading Dock Seals | Warehouse Loading Dock Seals | NonEquip | 18 |  | 0% | Tech/Econ | 0.9549% | 0 | 0 | 0
Tech | Institutional | Space Heating | Individual room heating | TRC | New | NN4252 | Wall Insulation | Wall Insulation | NonEquip | 20 |  | 0% | Tech/Econ | 0% | 0 | 0 | 0
Tech | Institutional | Space Heating | Individual room heating | TRC | New | NN4174 | Smart Thermostat | Smart Thermostat | NonEquip | 11 |  | 31.48% | Tech/Econ | 10% | 0.064036 | 0 | -1.0522e-05
Tech | Institutional | Space Heating | Individual room heating | TRC | New | NN4096 | Roof Insulation | Roof Insulation | NonEquip | 20 |  | 58.5% | Tech/Econ | 0.6117% | 0.0045433 | 0 | 2.0494e-06
Tech | Institutional | Space Heating | Individual room heating | TRC | New | NN4070 | Programmable Thermostat | Programmable Thermostat | NonEquip | 11 |  | 0% | Tech/Econ | 3.6% | 0 | 0 | 0
Tech | Institutional | Space Heating | Individual room heating | TRC | New | NN4018 | Low U-Value Windows | Low U-Value Windows | NonEquip | 20 |  | 12.54% | Tech/Econ | 10% | 0.02584 | 0 | 1.0739e-07
Tech | Institutional | Space Heating | Individual room heating | TRC | New | NN3940 | Infiltration Reduction - Air Sealing | Infiltration Reduction - Air Sealing | NonEquip | 11 |  | 0% | Tech/Econ | 0.4774% | 0 | 0 | 0
Tech | Institutional | Space Heating | Individual room heating | TRC | New | NN3862 | Hotel Card Energy Control Systems | Hotel Card Energy Control Systems | NonEquip | 15 |  | 0% | Tech/Econ | 0% | 0 | 0 | 0
Tech | Institutional | Space Heating | Individual room heating | TRC | New | NN3784 | Green Roof | Green Roof | NonEquip | 15 |  | 0.315% | Tech/Econ | 0.9453% | 5.7767e-05 | 0 | 0
Tech | Institutional | Space Heating | Individual room heating | TRC | New | NN3732 | Floor Insulation | Floor Insulation | NonEquip | 20 |  | 29.92% | Tech/Econ | 0.3209% | 0 | 0 | 0
Tech | Institutional | Space Heating | Individual room heating | TRC | New | NN3654 | Facility Energy Management System | Facility Energy Management System | NonEquip | 15 |  | 1.982% | Tech/Econ | 20% | 0.008199 | 0 | 1.4777e-07
Tech | Institutional | Space Heating | Individual room heating | TRC | New | NN3576 | ECM Motors on Furnaces | ECM Motors on Furnaces | NonEquip | 15 | Forced air furnace | 0% | Tech/Econ | 1.706% | 0 | 0 | 0
Tech | Institutional | Space Heating | Individual room heating | TRC | New | NN3550 | Duct Sealing Repair | Duct Sealing Repair | NonEquip | 15 |  | 0% | Tech/Econ | 12% | 0 | 0 | 0
Tech | Institutional | Space Heating | Individual room heating | TRC | New | NN3498 | Duct Insulation | Duct Insulation | NonEquip | 15 |  | 0% | Tech/Econ | 2.045% | 0 | 0 | 0
Tech | Institutional | Space Heating | Individual room heating | TRC | New | NN3446 | Destratification Fans | Destratification Fans | NonEquip | 10 |  | 0% | Tech/Econ | 12.7% | 0 | 0 | 0
Tech | Institutional | Space Heating | Individual room heating | TRC | New | NN3394 | Dedicated Outdoor Air System on VRF unit | Dedicated Outdoor Air System on VRF unit | NonEquip | 15 | Residential/split system heat pump | 0% | Tech/Econ | 10% | 0 | 0 | 0
Tech | Institutional | Space Heating | Individual room heating | TRC | New | NN3342 | Cool Roof | Cool Roof | NonEquip | 15 |  | 72.49% | Tech/Econ | 0.04786% | 0 | 0 | 0
Tech | Institutional | Space Heating | Individual room heating | TRC | New | NN3238 | Ceiling Insulation(R30 to R38) | Ceiling Insulation(R30 to R38) | NonEquip | 20 |  | 0% | Tech/Econ | 0.1236% | 0 | 0 | 0
Tech | Institutional | Space Heating | Individual room heating | TRC | New | NN3186 | Ceiling Insulation(R2 to R38) | Ceiling Insulation(R2 to R38) | NonEquip | 20 |  | 0% | Tech/Econ | 8.344% | 0 | 0 | 0
Tech | Institutional | Space Heating | Individual room heating | TRC | New | NN3134 | Ceiling Insulation(R19 to R38) | Ceiling Insulation(R19 to R38) | NonEquip | 20 |  | 0% | Tech/Econ | 0.4636% | 0 | 0 | 0
Tech | Institutional | Space Heating | Individual room heating | TRC | New | NN3082 | Ceiling Insulation(R12 to R38) | Ceiling Insulation(R12 to R38) | NonEquip | 20 |  | 0% | Tech/Econ | 1.004% | 0 | 0 | 0
Tech | Institutional | Space Heating | Individual room heating | TRC | New | NN3004 | Air Curtains | Air Curtains | NonEquip | 8 |  | 0% | Tech/Econ | 0.2135% | 0 | 0 | 0
Tech | Institutional | Space Heating | Individual room heating | TRC | Existing | NE5331 | Retro-Commissioning | Retro-Commissioning | NonEquip | 5 |  | 21.99% | Tech/Econ | 16% | 7.9218 | 0 | 0.0041061
Tech | Institutional | Space Heating | Individual room heating | TRC | Existing | NE5123 | ENERGY STAR certified buildings program | ENERGY STAR certified buildings program | NonEquip | 20 |  | 0% | Tech/Econ | 35% | 0 | 0 | 0
Tech | Institutional | Space Heating | Individual room heating | TRC | Existing | NE4317 | Water Cooled Refrigeration Heat Recovery | Water Cooled Refrigeration Heat Recovery | NonEquip | 20 |  | 15.4% | Tech/Econ | 10% | 3.345 | 0 | 0.00022362
Tech | Institutional | Space Heating | Individual room heating | TRC | Existing | NE4265 | Warehouse Loading Dock Seals | Warehouse Loading Dock Seals | NonEquip | 18 |  | 0% | Tech/Econ | 1.054% | 0 | 0 | 0
Tech | Institutional | Space Heating | Individual room heating | TRC | Existing | NE4239 | Wall Insulation | Wall Insulation | NonEquip | 20 |  | 0% | Tech/Econ | 8.051% | 0 | 0 | 0
Tech | Institutional | Space Heating | Individual room heating | TRC | Existing | NE4161 | Smart Thermostat | Smart Thermostat | NonEquip | 11 |  | 31.48% | Tech/Econ | 10% | 6.7326 | 0 | -0.0011063
Tech | Institutional | Space Heating | Individual room heating | TRC | Existing | NE4083 | Roof Insulation | Roof Insulation | NonEquip | 20 |  | 58.5% | Tech/Econ | 1.35% | 1.6359 | 0 | 0.0007379
Tech | Institutional | Space Heating | Individual room heating | TRC | Existing | NE4057 | Programmable Thermostat | Programmable Thermostat | NonEquip | 11 |  | 0% | Tech/Econ | 3.6% | 0 | 0 | 0
Tech | Institutional | Space Heating | Individual room heating | TRC | Existing | NE4005 | Low U-Value Windows | Low U-Value Windows | NonEquip | 20 |  | 5.017% | Tech/Econ | 46% | 5.3767 | 0 | 2.2346e-05
Tech | Institutional | Space Heating | Individual room heating | TRC | Existing | NE3927 | Infiltration Reduction - Air Sealing | Infiltration Reduction - Air Sealing | NonEquip | 11 |  | 0% | Tech/Econ | 0.5268% | 0 | 0 | 0
Tech | Institutional | Space Heating | Individual room heating | TRC | Existing | NE3849 | Hotel Card Energy Control Systems | Hotel Card Energy Control Systems | NonEquip | 15 |  | 0% | Tech/Econ | 0% | 0 | 0 | 0
Tech | Institutional | Space Heating | Individual room heating | TRC | Existing | NE3771 | Green Roof | Green Roof | NonEquip | 15 |  | 0.063% | Tech/Econ | 1.043% | 0.0013506 | 0 | 0
Tech | Institutional | Space Heating | Individual room heating | TRC | Existing | NE3719 | Floor Insulation | Floor Insulation | NonEquip | 20 |  | 11.97% | Tech/Econ | 0.3541% | 0.087116 | 0 | 3.9296e-05
Tech | Institutional | Space Heating | Individual room heating | TRC | Existing | NE3641 | Facility Energy Management System | Facility Energy Management System | NonEquip | 15 |  | 5.375% | Tech/Econ | 20% | 2.4469 | 0 | 4.41e-05
Tech | Institutional | Space Heating | Individual room heating | TRC | Existing | NE3563 | ECM Motors on Furnaces | ECM Motors on Furnaces | NonEquip | 15 | Forced air furnace | 0% | Tech/Econ | 1.706% | 0 | 0 | 0
Tech | Institutional | Space Heating | Individual room heating | TRC | Existing | NE3537 | Duct Sealing Repair | Duct Sealing Repair | NonEquip | 15 |  | 0% | Tech/Econ | 12% | 0 | 0 | 0
Tech | Institutional | Space Heating | Individual room heating | TRC | Existing | NE3485 | Duct Insulation | Duct Insulation | NonEquip | 15 |  | 0% | Tech/Econ | 2.045% | 0 | 0 | 0
Tech | Institutional | Space Heating | Individual room heating | TRC | Existing | NE3433 | Destratification Fans | Destratification Fans | NonEquip | 10 |  | 0% | Tech/Econ | 12.7% | 0 | 0 | 0
Tech | Institutional | Space Heating | Individual room heating | TRC | Existing | NE3381 | Dedicated Outdoor Air System on VRF unit | Dedicated Outdoor Air System on VRF unit | NonEquip | 15 | Residential/split system heat pump | 0% | Tech/Econ | 10% | 0 | 0 | 0
Tech | Institutional | Space Heating | Individual room heating | TRC | Existing | NE3329 | Cool Roof | Cool Roof | NonEquip | 15 |  | 72.74% | Tech/Econ | 0.05282% | 0.078928 | 0 | 0
Tech | Institutional | Space Heating | Individual room heating | TRC | Existing | NE3225 | Ceiling Insulation(R30 to R38) | Ceiling Insulation(R30 to R38) | NonEquip | 20 |  | 0% | Tech/Econ | 0.1364% | 0 | 0 | 0
Tech | Institutional | Space Heating | Individual room heating | TRC | Existing | NE3173 | Ceiling Insulation(R2 to R38) | Ceiling Insulation(R2 to R38) | NonEquip | 20 |  | 0% | Tech/Econ | 9.208% | 0 | 0 | 0
Tech | Institutional | Space Heating | Individual room heating | TRC | Existing | NE3121 | Ceiling Insulation(R19 to R38) | Ceiling Insulation(R19 to R38) | NonEquip | 20 |  | 0% | Tech/Econ | 0.5115% | 0 | 0 | 0
Tech | Institutional | Space Heating | Individual room heating | TRC | Existing | NE3069 | Ceiling Insulation(R12 to R38) | Ceiling Insulation(R12 to R38) | NonEquip | 20 |  | 0% | Tech/Econ | 1.108% | 0 | 0 | 0
Tech | Institutional | Space Heating | Individual room heating | TRC | Existing | NE2991 | Air Curtains | Air Curtains | NonEquip | 8 |  | 0% | Tech/Econ | 0.2135% | 0 | 0 | 0
Tech | Institutional | Space Cooling | Individual room air conditioners | TRC | New | NN5370 | Retro-Commissioning | Retro-Commissioning | NonEquip | 5 |  | 0% | Tech/Econ | 16% | 0 | 0 | 0
Tech | Institutional | Space Cooling | Individual room air conditioners | TRC | New | NN5162 | ENERGY STAR certified buildings program | ENERGY STAR certified buildings program | NonEquip | 20 |  | 0% | Tech/Econ | 35% | 0 | 0 | 0
Tech | Institutional | Space Cooling | Individual room air conditioners | TRC | New | NN4382 | Window Sun Protection | Window Sun Protection | NonEquip | 10 |  | 15.35% | Tech/Econ | 16% | 117.4714 | 0.036577 | -0.0020608
Tech | Institutional | Space Cooling | Individual room air conditioners | TRC | New | NN4356 | Waterside Economizer | Waterside Economizer | NonEquip | 20 |  | 19.15% | Tech/Econ | 5.556% | 6.5864 | 0.0021786 | 0
Tech | Institutional | Space Cooling | Individual room air conditioners | TRC | New | NN4304 | Warehouse Loading Dock Seals | Warehouse Loading Dock Seals | NonEquip | 18 |  | 0% | Tech/Econ | 0.2661% | 0 | 0 | 0
Tech | Institutional | Space Cooling | Individual room air conditioners | TRC | New | NN4148 | Smart Thermostat | Smart Thermostat | NonEquip | 11 |  | 31.48% | Tech/Econ | 10% | 138.458 | 0.001644 | 0
Tech | Institutional | Space Cooling | Individual room air conditioners | TRC | New | NN4122 | Roof Insulation | Roof Insulation | NonEquip | 20 |  | 58.5% | Tech/Econ | 0.1705% | 0 | 0 | 0
Tech | Institutional | Space Cooling | Individual room air conditioners | TRC | New | NN4044 | Programmable Thermostat | Programmable Thermostat | NonEquip | 11 |  | 0% | Tech/Econ | 3.6% | 0 | 0 | 0
Tech | Institutional | Space Cooling | Individual room air conditioners | TRC | New | NN3992 | Low U-Value Windows | Low U-Value Windows | NonEquip | 20 |  | 12.54% | Tech/Econ | 10% | 53.4336 | 0.019861 | 0
Tech | Institutional | Space Cooling | Individual room air conditioners | TRC | New | NN3966 | Infiltration Reduction - Air Sealing | Infiltration Reduction - Air Sealing | NonEquip | 11 |  | 0% | Tech/Econ | 0.1331% | 0 | 0 | 0
Tech | Institutional | Space Cooling | Individual room air conditioners | TRC | New | NN3914 | HVAC tune-up_RTU | HVAC tune-up_RTU | NonEquip | 5 | Packaged air conditioning units (RTUs) | 0% | Tech/Econ | 5% | 0 | 0 | 0
Tech | Institutional | Space Cooling | Individual room air conditioners | TRC | New | NN3888 | HVAC tune-up | HVAC tune-up | NonEquip | 5 | Residential-type central air conditioners | 0% | Tech/Econ | 5% | 0 | 0 | 0
Tech | Institutional | Space Cooling | Individual room air conditioners | TRC | New | NN3810 | Green Roof | Green Roof | NonEquip | 15 |  | 0.315% | Tech/Econ | 0.1976% | 0 | 0 | 0
Tech | Institutional | Space Cooling | Individual room air conditioners | TRC | New | NN3680 | Facility Energy Management System | Facility Energy Management System | NonEquip | 15 |  | 1.982% | Tech/Econ | 20% | 19.0377 | 0.0039902 | 0
Tech | Institutional | Space Cooling | Individual room air conditioners | TRC | New | NN3628 | Facility Commissioning | Facility Commissioning | NonEquip | 10 |  | 35.83% | Tech/Econ | 16% | 267.5462 | 0.046843 | 0.0010687
Tech | Institutional | Space Cooling | Individual room air conditioners | TRC | New | NN3602 | Energy Recovery Ventilation System (ERV) | Energy Recovery Ventilation System (ERV) | NonEquip | 15 | Packaged air conditioning units (RTUs) | 0% | Tech/Econ | 9.935% | 0 | 0 | 0
Tech | Institutional | Space Cooling | Individual room air conditioners | TRC | New | NN3524 | Duct Sealing Repair | Duct Sealing Repair | NonEquip | 15 |  | 0% | Tech/Econ | 12% | 0 | 0 | 0
Tech | Institutional | Space Cooling | Individual room air conditioners | TRC | New | NN3472 | Duct Insulation | Duct Insulation | NonEquip | 15 |  | 0% | Tech/Econ | 2.045% | 0 | 0 | 0
Tech | Institutional | Space Cooling | Individual room air conditioners | TRC | New | NN3420 | Dedicated Outdoor Air System on VRF unit | Dedicated Outdoor Air System on VRF unit | NonEquip | 15 | Residential-type central air conditioners | 0% | Tech/Econ | 17.5% | 0 | 0 | 0
Tech | Institutional | Space Cooling | Individual room air conditioners | TRC | New | NN3368 | Cool Roof | Cool Roof | NonEquip | 15 |  | 72.49% | Tech/Econ | 0.3656% | 0 | 0 | 0
Tech | Institutional | Space Cooling | Individual room air conditioners | TRC | New | NN3316 | Chilled Water System - Variable Speed Drives | Chilled Water System - Variable Speed Drives | NonEquip | 13 | Central chillers inside | 0% | Tech/Econ | 24.74% | 0 | 0 | 0
Tech | Institutional | Space Cooling | Individual room air conditioners | TRC | New | NN3290 | Chilled Water Controls Optimization | Chilled Water Controls Optimization | NonEquip | 10 | Central chillers inside | 0% | Tech/Econ | 12.5% | 0 | 0 | 0
Tech | Institutional | Space Cooling | Individual room air conditioners | TRC | New | NN3212 | Ceiling Insulation(R2 to R38) | Ceiling Insulation(R2 to R38) | NonEquip | 20 |  | 0% | Tech/Econ | 2.325% | 0 | 0 | 0
Tech | Institutional | Space Cooling | Individual room air conditioners | TRC | New | NN3108 | Ceiling Insulation(R12 to R38) | Ceiling Insulation(R12 to R38) | NonEquip | 20 |  | 0% | Tech/Econ | 0.2799% | 0 | 0 | 0
Tech | Institutional | Space Cooling | Individual room air conditioners | TRC | New | NN3056 | Airside Economizer | Airside Economizer | NonEquip | 10 | Packaged air conditioning units (RTUs) | 0% | Tech/Econ | 5.556% | 0 | 0 | 0
Tech | Institutional | Space Cooling | Individual room air conditioners | TRC | Existing | NE5357 | Retro-Commissioning | Retro-Commissioning | NonEquip | 5 |  | 21.99% | Tech/Econ | 16% | 18394.0417 | 3.0751 | 0
Tech | Institutional | Space Cooling | Individual room air conditioners | TRC | Existing | NE5149 | ENERGY STAR certified buildings program | ENERGY STAR certified buildings program | NonEquip | 20 |  | 0% | Tech/Econ | 35% | 0 | 0 | 0
Tech | Institutional | Space Cooling | Individual room air conditioners | TRC | Existing | NE4369 | Window Sun Protection | Window Sun Protection | NonEquip | 10 |  | 6.178% | Tech/Econ | 16% | 4986.1659 | 1.5525 | -0.087471
Tech | Institutional | Space Cooling | Individual room air conditioners | TRC | Existing | NE4343 | Waterside Economizer | Waterside Economizer | NonEquip | 20 |  | 12.77% | Tech/Econ | 5.556% | 3430.5949 | 1.1348 | 0
Tech | Institutional | Space Cooling | Individual room air conditioners | TRC | Existing | NE4291 | Warehouse Loading Dock Seals | Warehouse Loading Dock Seals | NonEquip | 18 |  | 0% | Tech/Econ | 0.2661% | 0 | 0 | 0
Tech | Institutional | Space Cooling | Individual room air conditioners | TRC | Existing | NE4213 | Wall Insulation | Wall Insulation | NonEquip | 20 |  | 0% | Tech/Econ | 13.92% | 0 | 0 | 0
Tech | Institutional | Space Cooling | Individual room air conditioners | TRC | Existing | NE4135 | Smart Thermostat | Smart Thermostat | NonEquip | 11 |  | 31.48% | Tech/Econ | 10% | 15720.2215 | 0.18666 | 0
Tech | Institutional | Space Cooling | Individual room air conditioners | TRC | Existing | NE4109 | Roof Insulation | Roof Insulation | NonEquip | 20 |  | 58.5% | Tech/Econ | 0.3409% | 955.236 | 0.019115 | 0
Tech | Institutional | Space Cooling | Individual room air conditioners | TRC | Existing | NE4031 | Programmable Thermostat | Programmable Thermostat | NonEquip | 11 |  | 0% | Tech/Econ | 3.6% | 0 | 0 | 0
Tech | Institutional | Space Cooling | Individual room air conditioners | TRC | Existing | NE3979 | Low U-Value Windows | Low U-Value Windows | NonEquip | 20 |  | 5.017% | Tech/Econ | 46% | 12484.3478 | 4.6405 | 0
Tech | Institutional | Space Cooling | Individual room air conditioners | TRC | Existing | NE3953 | Infiltration Reduction - Air Sealing | Infiltration Reduction - Air Sealing | NonEquip | 11 |  | 0% | Tech/Econ | 0.1331% | 0 | 0 | 0
Tech | Institutional | Space Cooling | Individual room air conditioners | TRC | Existing | NE3901 | HVAC tune-up_RTU | HVAC tune-up_RTU | NonEquip | 5 | Packaged air conditioning units (RTUs) | 0% | Tech/Econ | 5% | 0 | 0 | 0
Tech | Institutional | Space Cooling | Individual room air conditioners | TRC | Existing | NE3875 | HVAC tune-up | HVAC tune-up | NonEquip | 5 | Residential-type central air conditioners | 0% | Tech/Econ | 5% | 0 | 0 | 0
Tech | Institutional | Space Cooling | Individual room air conditioners | TRC | Existing | NE3797 | Green Roof | Green Roof | NonEquip | 15 |  | 0.063% | Tech/Econ | 0.1976% | 0.59502 | 0.00025278 | 0
Tech | Institutional | Space Cooling | Individual room air conditioners | TRC | Existing | NE3667 | Facility Energy Management System | Facility Energy Management System | NonEquip | 15 |  | 5.375% | Tech/Econ | 20% | 5681.4793 | 1.1908 | 0
Tech | Institutional | Space Cooling | Individual room air conditioners | TRC | Existing | NE3589 | Energy Recovery Ventilation System (ERV) | Energy Recovery Ventilation System (ERV) | NonEquip | 15 | Packaged air conditioning units (RTUs) | 0% | Tech/Econ | 9.935% | 0 | 0 | 0
Tech | Institutional | Space Cooling | Individual room air conditioners | TRC | Existing | NE3511 | Duct Sealing Repair | Duct Sealing Repair | NonEquip | 15 |  | 0% | Tech/Econ | 12% | 0 | 0 | 0
Tech | Institutional | Space Cooling | Individual room air conditioners | TRC | Existing | NE3459 | Duct Insulation | Duct Insulation | NonEquip | 15 |  | 0% | Tech/Econ | 2.045% | 0 | 0 | 0
Tech | Institutional | Space Cooling | Individual room air conditioners | TRC | Existing | NE3407 | Dedicated Outdoor Air System on VRF unit | Dedicated Outdoor Air System on VRF unit | NonEquip | 15 | Residential-type central air conditioners | 0% | Tech/Econ | 17.5% | 0 | 0 | 0
Tech | Institutional | Space Cooling | Individual room air conditioners | TRC | Existing | NE3355 | Cool Roof | Cool Roof | NonEquip | 15 |  | 72.74% | Tech/Econ | 0.3656% | 1277.2018 | 0.54258 | 0
Tech | Institutional | Space Cooling | Individual room air conditioners | TRC | Existing | NE3303 | Chilled Water System - Variable Speed Drives | Chilled Water System - Variable Speed Drives | NonEquip | 13 | Central chillers inside | 0% | Tech/Econ | 24.74% | 0 | 0 | 0
Tech | Institutional | Space Cooling | Individual room air conditioners | TRC | Existing | NE3277 | Chilled Water Controls Optimization | Chilled Water Controls Optimization | NonEquip | 10 | Central chillers inside | 0% | Tech/Econ | 12.5% | 0 | 0 | 0
Tech | Institutional | Space Cooling | Individual room air conditioners | TRC | Existing | NE3199 | Ceiling Insulation(R2 to R38) | Ceiling Insulation(R2 to R38) | NonEquip | 20 |  | 0% | Tech/Econ | 2.325% | 0 | 0 | 0
Tech | Institutional | Space Cooling | Individual room air conditioners | TRC | Existing | NE3095 | Ceiling Insulation(R12 to R38) | Ceiling Insulation(R12 to R38) | NonEquip | 20 |  | 0% | Tech/Econ | 0.2799% | 0 | 0 | 0
Tech | Institutional | Space Cooling | Individual room air conditioners | TRC | Existing | NE3043 | Airside Economizer | Airside Economizer | NonEquip | 10 | Packaged air conditioning units (RTUs) | 0% | Tech/Econ | 5.556% | 0 | 0 | 0
Tech | Institutional | Interior Lighting | High bay | TRC | New | NN5266 | Retro-Commissioning | Retro-Commissioning | NonEquip | 5 |  | 0% | Tech/Econ | 16% | 0 | 0 | 0
Tech | Institutional | Interior Lighting | High bay | TRC | New | NN5006 | ENERGY STAR certified buildings program | ENERGY STAR certified buildings program | NonEquip | 20 |  | 0% | Tech/Econ | 35% | 0 | 0 | 0
Tech | Institutional | Interior Lighting | High bay | TRC | New | NN4434 | Interior Lighting Controls | Interior Lighting Controls | NonEquip | 8 | Overhead (fluorescent/LED/CFL U-shape) | 0% | Tech/Econ | 28% | 0 | 0 | 0
Tech | Institutional | Interior Lighting | High bay | TRC | New | NN4408 | Bi-Level Lighting Control (Interior) | Bi-Level Lighting Control (Interior) | NonEquip | 8 | Overhead (fluorescent/LED/CFL U-shape) | 0% | Tech/Econ | 31% | 0 | 0 | 0
Tech | Institutional | Interior Lighting | High bay | TRC | New | NN3706 | Facility Energy Management System | Facility Energy Management System | NonEquip | 15 |  | 1.982% | Tech/Econ | 24% | 150.9954 | 0.031648 | 0.0027214
Tech | Institutional | Interior Lighting | High bay | TRC | Existing | NE5253 | Retro-Commissioning | Retro-Commissioning | NonEquip | 5 |  | 21.99% | Tech/Econ | 16% | 109127.8014 | 18.2442 | 56.5642
Tech | Institutional | Interior Lighting | High bay | TRC | Existing | NE4993 | ENERGY STAR certified buildings program | ENERGY STAR certified buildings program | NonEquip | 20 |  | 0% | Tech/Econ | 35% | 0 | 0 | 0
Tech | Institutional | Interior Lighting | High bay | TRC | Existing | NE4421 | Interior Lighting Controls | Interior Lighting Controls | NonEquip | 8 | Overhead (fluorescent/LED/CFL U-shape) | 0% | Tech/Econ | 28% | 0 | 0 | 0
Tech | Institutional | Interior Lighting | High bay | TRC | Existing | NE4395 | Bi-Level Lighting Control (Interior) | Bi-Level Lighting Control (Interior) | NonEquip | 8 | Overhead (fluorescent/LED/CFL U-shape) | 0% | Tech/Econ | 31% | 0 | 0 | 0
Tech | Institutional | Interior Lighting | High bay | TRC | Existing | NE3693 | Facility Energy Management System | Facility Energy Management System | NonEquip | 15 |  | 5.375% | Tech/Econ | 24% | 40536.4629 | 8.4962 | 0.7306
Tech | Institutional | Interior Lighting | High bay | TRC | Turnover | ET1645 | LED Linear - Fixture Replacement | LED Linear - Fixture Replacement | Equip | 15 | High bay | 24.1% | Tech/Econ | 50.28% | 433319.4341 | 105.0384 | 24.0288
Tech | Institutional | Interior Lighting | High bay | TRC | Turnover | ET1528 | High Bay LED | High Bay LED | Equip | 15 | High bay | 0% | Tech/Econ | 64.78% | 0 | 0 | 0
Tech | Institutional | Interior Lighting | High bay | TRC | Turnover | ET1489 | High Bay Fluorescent (T5) | High Bay Fluorescent (T5) | Equip | 15 | High bay | 0% | Tech/Econ | 64.14% | 0 | 0 | 0
Tech | Institutional | Interior Lighting | High bay | TRC | New | EN1671 | LED Linear - Fixture Replacement | LED Linear - Fixture Replacement | Equip | 15 | High bay | 0% | Tech/Econ | 50.28% | 0 | 0 | 0
Tech | Institutional | Interior Lighting | High bay | TRC | New | EN1554 | High Bay LED | High Bay LED | Equip | 15 | High bay | 0% | Tech/Econ | 64.78% | 0 | 0 | 0
Tech | Institutional | Interior Lighting | High bay | TRC | New | EN1515 | High Bay Fluorescent (T5) | High Bay Fluorescent (T5) | Equip | 15 | High bay | 0% | Tech/Econ | 64.14% | 0 | 0 | 0
Tech | Institutional | Cooking | Fryer | TRC | New | NN5084 | ENERGY STAR certified buildings program | ENERGY STAR certified buildings program | NonEquip | 20 |  | 0% | Tech/Econ | 35% | 0 | 0 | 0
Tech | Institutional | Cooking | Fryer | TRC | Existing | NE5071 | ENERGY STAR certified buildings program | ENERGY STAR certified buildings program | NonEquip | 20 |  | 0% | Tech/Econ | 35% | 0 | 0 | 0
Tech | Institutional | Cooking | Fryer | TRC | Turnover | ET85 | Energy Star Fryer | Energy Star Fryer | Equip | 12 | Fryer | 0% | Tech/Econ | 17.46% | 0 | 0 | 0
Tech | Institutional | Cooking | Fryer | TRC | New | EN111 | Energy Star Fryer | Energy Star Fryer | Equip | 12 | Fryer | 0% | Tech/Econ | 17.46% | 0 | 0 | 0
Tech | Institutional | Space Heating | Forced air furnace | TRC | New | NN5344 | Retro-Commissioning | Retro-Commissioning | NonEquip | 5 |  | 0% | Tech/Econ | 16% | 0 | 0 | 0
Tech | Institutional | Space Heating | Forced air furnace | TRC | New | NN5136 | ENERGY STAR certified buildings program | ENERGY STAR certified buildings program | NonEquip | 20 |  | 0% | Tech/Econ | 35% | 0 | 0 | 0
Tech | Institutional | Space Heating | Forced air furnace | TRC | New | NN4330 | Water Cooled Refrigeration Heat Recovery | Water Cooled Refrigeration Heat Recovery | NonEquip | 20 |  | 15.4% | Tech/Econ | 10% | 2.101 | 0 | 0.00014046
Tech | Institutional | Space Heating | Forced air furnace | TRC | New | NN4278 | Warehouse Loading Dock Seals | Warehouse Loading Dock Seals | NonEquip | 18 |  | 0% | Tech/Econ | 0.9549% | 0 | 0 | 0
Tech | Institutional | Space Heating | Forced air furnace | TRC | New | NN4252 | Wall Insulation | Wall Insulation | NonEquip | 20 |  | 0% | Tech/Econ | 0% | 0 | 0 | 0
Tech | Institutional | Space Heating | Forced air furnace | TRC | New | NN4174 | Smart Thermostat | Smart Thermostat | NonEquip | 11 |  | 31.48% | Tech/Econ | 10% | 4.4345 | 0 | -0.00072865
Tech | Institutional | Space Heating | Forced air furnace | TRC | New | NN4096 | Roof Insulation | Roof Insulation | NonEquip | 20 |  | 58.5% | Tech/Econ | 0.6117% | 0.31206 | 0 | 0.00014076
Tech | Institutional | Space Heating | Forced air furnace | TRC | New | NN4070 | Programmable Thermostat | Programmable Thermostat | NonEquip | 11 |  | 0% | Tech/Econ | 3.6% | 0 | 0 | 0
Tech | Institutional | Space Heating | Forced air furnace | TRC | New | NN4018 | Low U-Value Windows | Low U-Value Windows | NonEquip | 20 |  | 12.54% | Tech/Econ | 10% | 1.7894 | 0 | 7.4369e-06
Tech | Institutional | Space Heating | Forced air furnace | TRC | New | NN3940 | Infiltration Reduction - Air Sealing | Infiltration Reduction - Air Sealing | NonEquip | 11 |  | 0% | Tech/Econ | 0.4774% | 0 | 0 | 0
Tech | Institutional | Space Heating | Forced air furnace | TRC | New | NN3862 | Hotel Card Energy Control Systems | Hotel Card Energy Control Systems | NonEquip | 15 |  | 0% | Tech/Econ | 0% | 0 | 0 | 0
Tech | Institutional | Space Heating | Forced air furnace | TRC | New | NN3784 | Green Roof | Green Roof | NonEquip | 15 |  | 0.315% | Tech/Econ | 0.9453% | 0.0039677 | 0 | 0
Tech | Institutional | Space Heating | Forced air furnace | TRC | New | NN3732 | Floor Insulation | Floor Insulation | NonEquip | 20 |  | 29.92% | Tech/Econ | 0.3209% | 0 | 0 | 0
Tech | Institutional | Space Heating | Forced air furnace | TRC | New | NN3654 | Facility Energy Management System | Facility Energy Management System | NonEquip | 15 |  | 1.982% | Tech/Econ | 20% | 0.56778 | 0 | 1.0233e-05
Tech | Institutional | Space Heating | Forced air furnace | TRC | New | NN3576 | ECM Motors on Furnaces | ECM Motors on Furnaces | NonEquip | 15 | Forced air furnace | 47.78% | Tech/Econ | 1.706% | 1.0953 | 0 | 0
Tech | Institutional | Space Heating | Forced air furnace | TRC | New | NN3550 | Duct Sealing Repair | Duct Sealing Repair | NonEquip | 15 |  | 0% | Tech/Econ | 12% | 0 | 0 | 0
Tech | Institutional | Space Heating | Forced air furnace | TRC | New | NN3498 | Duct Insulation | Duct Insulation | NonEquip | 15 |  | 0% | Tech/Econ | 2.045% | 0 | 0 | 0
Tech | Institutional | Space Heating | Forced air furnace | TRC | New | NN3446 | Destratification Fans | Destratification Fans | NonEquip | 10 |  | 0% | Tech/Econ | 12.7% | 0 | 0 | 0
Tech | Institutional | Space Heating | Forced air furnace | TRC | New | NN3394 | Dedicated Outdoor Air System on VRF unit | Dedicated Outdoor Air System on VRF unit | NonEquip | 15 | Residential/split system heat pump | 0% | Tech/Econ | 10% | 0 | 0 | 0
Tech | Institutional | Space Heating | Forced air furnace | TRC | New | NN3342 | Cool Roof | Cool Roof | NonEquip | 15 |  | 72.49% | Tech/Econ | 0.04786% | 0 | 0 | 0
Tech | Institutional | Space Heating | Forced air furnace | TRC | New | NN3238 | Ceiling Insulation(R30 to R38) | Ceiling Insulation(R30 to R38) | NonEquip | 20 |  | 0% | Tech/Econ | 0.1236% | 0 | 0 | 0
Tech | Institutional | Space Heating | Forced air furnace | TRC | New | NN3186 | Ceiling Insulation(R2 to R38) | Ceiling Insulation(R2 to R38) | NonEquip | 20 |  | 0% | Tech/Econ | 8.344% | 0 | 0 | 0
Tech | Institutional | Space Heating | Forced air furnace | TRC | New | NN3134 | Ceiling Insulation(R19 to R38) | Ceiling Insulation(R19 to R38) | NonEquip | 20 |  | 0% | Tech/Econ | 0.4636% | 0 | 0 | 0
Tech | Institutional | Space Heating | Forced air furnace | TRC | New | NN3082 | Ceiling Insulation(R12 to R38) | Ceiling Insulation(R12 to R38) | NonEquip | 20 |  | 0% | Tech/Econ | 1.004% | 0 | 0 | 0
Tech | Institutional | Space Heating | Forced air furnace | TRC | New | NN3004 | Air Curtains | Air Curtains | NonEquip | 8 |  | 0% | Tech/Econ | 0.2135% | 0 | 0 | 0
Tech | Institutional | Space Heating | Forced air furnace | TRC | Existing | NE5331 | Retro-Commissioning | Retro-Commissioning | NonEquip | 5 |  | 21.99% | Tech/Econ | 16% | 548.5838 | 0 | 0.28435
Tech | Institutional | Space Heating | Forced air furnace | TRC | Existing | NE5123 | ENERGY STAR certified buildings program | ENERGY STAR certified buildings program | NonEquip | 20 |  | 0% | Tech/Econ | 35% | 0 | 0 | 0
Tech | Institutional | Space Heating | Forced air furnace | TRC | Existing | NE4317 | Water Cooled Refrigeration Heat Recovery | Water Cooled Refrigeration Heat Recovery | NonEquip | 20 |  | 15.4% | Tech/Econ | 10% | 231.6379 | 0 | 0.015485
Tech | Institutional | Space Heating | Forced air furnace | TRC | Existing | NE4265 | Warehouse Loading Dock Seals | Warehouse Loading Dock Seals | NonEquip | 18 |  | 0% | Tech/Econ | 1.054% | 0 | 0 | 0
Tech | Institutional | Space Heating | Forced air furnace | TRC | Existing | NE4239 | Wall Insulation | Wall Insulation | NonEquip | 20 |  | 0% | Tech/Econ | 8.051% | 0 | 0 | 0
Tech | Institutional | Space Heating | Forced air furnace | TRC | Existing | NE4161 | Smart Thermostat | Smart Thermostat | NonEquip | 11 |  | 31.48% | Tech/Econ | 10% | 466.2295 | 0 | -0.076608
Tech | Institutional | Space Heating | Forced air furnace | TRC | Existing | NE4083 | Roof Insulation | Roof Insulation | NonEquip | 20 |  | 58.5% | Tech/Econ | 1.35% | 112.3591 | 0 | 0.050683
Tech | Institutional | Space Heating | Forced air furnace | TRC | Existing | NE4057 | Programmable Thermostat | Programmable Thermostat | NonEquip | 11 |  | 0% | Tech/Econ | 3.6% | 0 | 0 | 0
Tech | Institutional | Space Heating | Forced air furnace | TRC | Existing | NE4005 | Low U-Value Windows | Low U-Value Windows | NonEquip | 20 |  | 5.017% | Tech/Econ | 46% | 372.3331 | 0 | 0.0015474
Tech | Institutional | Space Heating | Forced air furnace | TRC | Existing | NE3927 | Infiltration Reduction - Air Sealing | Infiltration Reduction - Air Sealing | NonEquip | 11 |  | 0% | Tech/Econ | 0.5268% | 0 | 0 | 0
Tech | Institutional | Space Heating | Forced air furnace | TRC | Existing | NE3849 | Hotel Card Energy Control Systems | Hotel Card Energy Control Systems | NonEquip | 15 |  | 0% | Tech/Econ | 0% | 0 | 0 | 0
Tech | Institutional | Space Heating | Forced air furnace | TRC | Existing | NE3771 | Green Roof | Green Roof | NonEquip | 15 |  | 0.063% | Tech/Econ | 1.043% | 0.092763 | 0 | 0
Tech | Institutional | Space Heating | Forced air furnace | TRC | Existing | NE3719 | Floor Insulation | Floor Insulation | NonEquip | 20 |  | 11.97% | Tech/Econ | 0.3541% | 5.9836 | 0 | 0.0026991
Tech | Institutional | Space Heating | Forced air furnace | TRC | Existing | NE3641 | Facility Energy Management System | Facility Energy Management System | NonEquip | 15 |  | 5.375% | Tech/Econ | 20% | 169.4444 | 0 | 0.0030539
Tech | Institutional | Space Heating | Forced air furnace | TRC | Existing | NE3563 | ECM Motors on Furnaces | ECM Motors on Furnaces | NonEquip | 15 | Forced air furnace | 47.78% | Tech/Econ | 1.706% | 116.9618 | 0 | 0
Tech | Institutional | Space Heating | Forced air furnace | TRC | Existing | NE3537 | Duct Sealing Repair | Duct Sealing Repair | NonEquip | 15 |  | 0% | Tech/Econ | 12% | 0 | 0 | 0
Tech | Institutional | Space Heating | Forced air furnace | TRC | Existing | NE3485 | Duct Insulation | Duct Insulation | NonEquip | 15 |  | 0% | Tech/Econ | 2.045% | 0 | 0 | 0
Tech | Institutional | Space Heating | Forced air furnace | TRC | Existing | NE3433 | Destratification Fans | Destratification Fans | NonEquip | 10 |  | 0% | Tech/Econ | 12.7% | 0 | 0 | 0
Tech | Institutional | Space Heating | Forced air furnace | TRC | Existing | NE3381 | Dedicated Outdoor Air System on VRF unit | Dedicated Outdoor Air System on VRF unit | NonEquip | 15 | Residential/split system heat pump | 0% | Tech/Econ | 10% | 0 | 0 | 0
Tech | Institutional | Space Heating | Forced air furnace | TRC | Existing | NE3329 | Cool Roof | Cool Roof | NonEquip | 15 |  | 72.74% | Tech/Econ | 0.05282% | 5.4212 | 0 | 0
Tech | Institutional | Space Heating | Forced air furnace | TRC | Existing | NE3225 | Ceiling Insulation(R30 to R38) | Ceiling Insulation(R30 to R38) | NonEquip | 20 |  | 0% | Tech/Econ | 0.1364% | 0 | 0 | 0
Tech | Institutional | Space Heating | Forced air furnace | TRC | Existing | NE3173 | Ceiling Insulation(R2 to R38) | Ceiling Insulation(R2 to R38) | NonEquip | 20 |  | 0% | Tech/Econ | 9.208% | 0 | 0 | 0
Tech | Institutional | Space Heating | Forced air furnace | TRC | Existing | NE3121 | Ceiling Insulation(R19 to R38) | Ceiling Insulation(R19 to R38) | NonEquip | 20 |  | 0% | Tech/Econ | 0.5115% | 0 | 0 | 0
Tech | Institutional | Space Heating | Forced air furnace | TRC | Existing | NE3069 | Ceiling Insulation(R12 to R38) | Ceiling Insulation(R12 to R38) | NonEquip | 20 |  | 0% | Tech/Econ | 1.108% | 0 | 0 | 0
Tech | Institutional | Space Heating | Forced air furnace | TRC | Existing | NE2991 | Air Curtains | Air Curtains | NonEquip | 8 |  | 0% | Tech/Econ | 0.2135% | 0 | 0 | 0
Tech | Institutional | Exterior Lighting | Exterior parking/lot lighting | TRC | New | NN5292 | Retro-Commissioning | Retro-Commissioning | NonEquip | 5 |  | 0% | Tech/Econ | 16% | 0 | 0 | 0
Tech | Institutional | Exterior Lighting | Exterior parking/lot lighting | TRC | New | NN5032 | ENERGY STAR certified buildings program | ENERGY STAR certified buildings program | NonEquip | 20 |  | 0% | Tech/Econ | 35% | 0 | 0 | 0
Tech | Institutional | Exterior Lighting | Exterior parking/lot lighting | TRC | New | NN2978 | Outdoor Lighting Controls | Outdoor Lighting Controls | NonEquip | 8 | Exterior parking/lot lighting | 30.95% | Tech/Econ | 28% | 579.8974 | 0 | 0
Tech | Institutional | Exterior Lighting | Exterior parking/lot lighting | TRC | New | NN2952 | Bi-Level Lighting Control (Exterior) | Bi-Level Lighting Control (Exterior) | NonEquip | 9 | Exterior parking/lot lighting | 8.579% | Tech/Econ | 31% | 182.8476 | 0 | 0
Tech | Institutional | Exterior Lighting | Exterior parking/lot lighting | TRC | Existing | NE5279 | Retro-Commissioning | Retro-Commissioning | NonEquip | 5 |  | 21.99% | Tech/Econ | 16% | 24223.4239 | 0 | 12.5557
Tech | Institutional | Exterior Lighting | Exterior parking/lot lighting | TRC | Existing | NE5019 | ENERGY STAR certified buildings program | ENERGY STAR certified buildings program | NonEquip | 20 |  | 0% | Tech/Econ | 35% | 0 | 0 | 0
Tech | Institutional | Exterior Lighting | Exterior parking/lot lighting | TRC | Existing | NE2965 | Outdoor Lighting Controls | Outdoor Lighting Controls | NonEquip | 8 | Exterior parking/lot lighting | 30.95% | Tech/Econ | 28% | 65317.5397 | 0 | 0
Tech | Institutional | Exterior Lighting | Exterior parking/lot lighting | TRC | Existing | NE2939 | Bi-Level Lighting Control (Exterior) | Bi-Level Lighting Control (Exterior) | NonEquip | 9 | Exterior parking/lot lighting | 8.579% | Tech/Econ | 31% | 20595.285 | 0 | 0
Tech | Institutional | Exterior Lighting | Exterior parking/lot lighting | TRC | Turnover | ET709 | LED Parking Lighting | LED Parking Lighting | Equip | 18 | Exterior parking/lot lighting | 7.084% | Tech/Econ | 84% | 48994.2119 | 0 | 0
Tech | Institutional | Exterior Lighting | Exterior parking/lot lighting | TRC | Turnover | ET514 | High Efficiency HID Lighting | High Efficiency HID Lighting | Equip | 13 | Exterior parking/lot lighting | 0% | Tech/Econ | 34.18% | 0 | 0 | 0
Tech | Institutional | Exterior Lighting | Exterior parking/lot lighting | TRC | New | EN735 | LED Parking Lighting | LED Parking Lighting | Equip | 18 | Exterior parking/lot lighting | 7.084% | Tech/Econ | 84% | 434.9769 | 0 | 0
Tech | Institutional | Exterior Lighting | Exterior parking/lot lighting | TRC | New | EN540 | High Efficiency HID Lighting | High Efficiency HID Lighting | Equip | 13 | Exterior parking/lot lighting | 0% | Tech/Econ | 34.18% | 0 | 0 | 0
Tech | Institutional | Exterior Lighting | Exterior marquis | TRC | New | NN5292 | Retro-Commissioning | Retro-Commissioning | NonEquip | 5 |  | 0% | Tech/Econ | 16% | 0 | 0 | 0
Tech | Institutional | Exterior Lighting | Exterior marquis | TRC | New | NN5032 | ENERGY STAR certified buildings program | ENERGY STAR certified buildings program | NonEquip | 20 |  | 0% | Tech/Econ | 35% | 0 | 0 | 0
Tech | Institutional | Exterior Lighting | Exterior marquis | TRC | New | NN2978 | Outdoor Lighting Controls | Outdoor Lighting Controls | NonEquip | 8 | Exterior parking/lot lighting | 0% | Tech/Econ | 28% | 0 | 0 | 0
Tech | Institutional | Exterior Lighting | Exterior marquis | TRC | New | NN2952 | Bi-Level Lighting Control (Exterior) | Bi-Level Lighting Control (Exterior) | NonEquip | 9 | Exterior parking/lot lighting | 0% | Tech/Econ | 31% | 0 | 0 | 0
Tech | Institutional | Exterior Lighting | Exterior marquis | TRC | Existing | NE5279 | Retro-Commissioning | Retro-Commissioning | NonEquip | 5 |  | 21.99% | Tech/Econ | 16% | 0 | 0 | 0
Tech | Institutional | Exterior Lighting | Exterior marquis | TRC | Existing | NE5019 | ENERGY STAR certified buildings program | ENERGY STAR certified buildings program | NonEquip | 20 |  | 0% | Tech/Econ | 35% | 0 | 0 | 0
Tech | Institutional | Exterior Lighting | Exterior marquis | TRC | Existing | NE2965 | Outdoor Lighting Controls | Outdoor Lighting Controls | NonEquip | 8 | Exterior parking/lot lighting | 0% | Tech/Econ | 28% | 0 | 0 | 0
Tech | Institutional | Exterior Lighting | Exterior marquis | TRC | Existing | NE2939 | Bi-Level Lighting Control (Exterior) | Bi-Level Lighting Control (Exterior) | NonEquip | 9 | Exterior parking/lot lighting | 0% | Tech/Econ | 31% | 0 | 0 | 0
Tech | Institutional | Exterior Lighting | Exterior marquis | TRC | Turnover | ET631 | LED Exterior Lighting | LED Exterior Lighting | Equip | 13 | Exterior marquis | 4.624% | Tech/Econ | 60.51% | 0 | 0 | 0
Tech | Institutional | Exterior Lighting | Exterior marquis | TRC | Turnover | ET592 | LED Display Lighting (Exterior) | LED Display Lighting (Exterior) | Equip | 15 | Exterior marquis | 4.624% | Tech/Econ | 87.04% | 0 | 0 | 0
Tech | Institutional | Exterior Lighting | Exterior marquis | TRC | New | EN657 | LED Exterior Lighting | LED Exterior Lighting | Equip | 13 | Exterior marquis | 4.624% | Tech/Econ | 60.51% | 0 | 0 | 0
Tech | Institutional | Exterior Lighting | Exterior marquis | TRC | New | EN618 | LED Display Lighting (Exterior) | LED Display Lighting (Exterior) | Equip | 15 | Exterior marquis | 4.624% | Tech/Econ | 87.04% | 0 | 0 | 0
Tech | Institutional | Miscellaneous | Elevators/Escalators | TRC | New | NN5448 | Retro-Commissioning | Retro-Commissioning | NonEquip | 5 |  | 0% | Tech/Econ | 16% | 0 | 0 | 0
Tech | Institutional | Miscellaneous | Elevators/Escalators | TRC | New | NN5240 | ENERGY STAR certified buildings program | ENERGY STAR certified buildings program | NonEquip | 20 |  | 0% | Tech/Econ | 35% | 0 | 0 | 0
Tech | Institutional | Miscellaneous | Elevators/Escalators | TRC | New | NN4538 | VSD Controlled Compressor | VSD Controlled Compressor | NonEquip | 15 | Others | 0% | Tech/Econ | 20.79% | 0 | 0 | 0
Tech | Institutional | Miscellaneous | Elevators/Escalators | TRC | New | NN4512 | Regenerative Drive Elevator Motor | Regenerative Drive Elevator Motor | NonEquip | 13 | Elevators/Escalators | 11.17% | Tech/Econ | 6.211% | 5.9965 | 0.00083461 | 7.6457e-05
Tech | Institutional | Miscellaneous | Elevators/Escalators | TRC | New | NN4486 | Engine Block Timer | Engine Block Timer | NonEquip | 5 | Others | 0% | Tech/Econ | 36% | 0 | 0 | 0
Tech | Institutional | Miscellaneous | Elevators/Escalators | TRC | New | NN4460 | Efficient Motor Belts | Efficient Motor Belts | NonEquip | 10 | Others | 0% | Tech/Econ | 1.105% | 0 | 0 | 0
Tech | Institutional | Miscellaneous | Elevators/Escalators | TRC | Existing | NE5435 | Retro-Commissioning | Retro-Commissioning | NonEquip | 5 |  | 21.99% | Tech/Econ | 16% | 3427.0303 | 0.57294 | 1.7763
Tech | Institutional | Miscellaneous | Elevators/Escalators | TRC | Existing | NE5227 | ENERGY STAR certified buildings program | ENERGY STAR certified buildings program | NonEquip | 20 |  | 0% | Tech/Econ | 35% | 0 | 0 | 0
Tech | Institutional | Miscellaneous | Elevators/Escalators | TRC | Existing | NE4525 | VSD Controlled Compressor | VSD Controlled Compressor | NonEquip | 15 | Others | 0% | Tech/Econ | 20.79% | 0 | 0 | 0
Tech | Institutional | Miscellaneous | Elevators/Escalators | TRC | Existing | NE4499 | Regenerative Drive Elevator Motor | Regenerative Drive Elevator Motor | NonEquip | 13 | Elevators/Escalators | 10.45% | Tech/Econ | 6.211% | 610.0242 | 0.084905 | 0.007778
Tech | Institutional | Miscellaneous | Elevators/Escalators | TRC | Existing | NE4473 | Engine Block Timer | Engine Block Timer | NonEquip | 5 | Others | 0% | Tech/Econ | 36% | 0 | 0 | 0
Tech | Institutional | Miscellaneous | Elevators/Escalators | TRC | Existing | NE4447 | Efficient Motor Belts | Efficient Motor Belts | NonEquip | 10 | Others | 0% | Tech/Econ | 1.105% | 0 | 0 | 0
Tech | Institutional | Office Equipment | Document production | TRC | New | NN5058 | ENERGY STAR certified buildings program | ENERGY STAR certified buildings program | NonEquip | 20 |  | 0% | Tech/Econ | 35% | 0 | 0 | 0
Tech | Institutional | Office Equipment | Document production | TRC | New | NN4590 | Smart Strip Plug Outlet | Smart Strip Plug Outlet | NonEquip | 4 |  | 43.9% | Tech/Econ | 1.187% | 28.6885 | 0.0042658 | 0
Tech | Institutional | Office Equipment | Document production | TRC | New | NN4564 | Network PC Power Management | Network PC Power Management | NonEquip | 5 | Computers | 0% | Tech/Econ | 56.5% | 0 | 0 | 0
Tech | Institutional | Office Equipment | Document production | TRC | Existing | NE5045 | ENERGY STAR certified buildings program | ENERGY STAR certified buildings program | NonEquip | 20 |  | 0% | Tech/Econ | 35% | 0 | 0 | 0
Tech | Institutional | Office Equipment | Document production | TRC | Existing | NE4577 | Smart Strip Plug Outlet | Smart Strip Plug Outlet | NonEquip | 4 |  | 43.9% | Tech/Econ | 1.187% | 3231.3702 | 0.48049 | 0
Tech | Institutional | Office Equipment | Document production | TRC | Existing | NE4551 | Network PC Power Management | Network PC Power Management | NonEquip | 5 | Computers | 0% | Tech/Econ | 56.5% | 0 | 0 | 0
Tech | Institutional | Office Equipment | Document production | TRC | Turnover | ET2146 | ENERGY STAR Imaging Equipment | ENERGY STAR Imaging Equipment | Equip | 6 | Document production | 17.92% | Tech/Econ | 44.44% | 53659.8944 | 7.4414 | 4.9969
Tech | Institutional | Office Equipment | Document production | TRC | New | EN2172 | ENERGY STAR Imaging Equipment | ENERGY STAR Imaging Equipment | Equip | 6 | Document production | 17.92% | Tech/Econ | 44.44% | 476.3994 | 0.066065 | 0.044363
Tech | Institutional | Space Cooling | District chilled water piped | TRC | New | NN5370 | Retro-Commissioning | Retro-Commissioning | NonEquip | 5 |  | 0% | Tech/Econ | 16% | 0 | 0 | 0
Tech | Institutional | Space Cooling | District chilled water piped | TRC | New | NN5162 | ENERGY STAR certified buildings program | ENERGY STAR certified buildings program | NonEquip | 20 |  | 0% | Tech/Econ | 35% | 0 | 0 | 0
Tech | Institutional | Space Cooling | District chilled water piped | TRC | New | NN4382 | Window Sun Protection | Window Sun Protection | NonEquip | 10 |  | 15.35% | Tech/Econ | 16% | 20.2303 | 0.0062991 | -0.00035489
Tech | Institutional | Space Cooling | District chilled water piped | TRC | New | NN4356 | Waterside Economizer | Waterside Economizer | NonEquip | 20 |  | 19.15% | Tech/Econ | 5.556% | 1.1026 | 0.0003647 | 0
Tech | Institutional | Space Cooling | District chilled water piped | TRC | New | NN4304 | Warehouse Loading Dock Seals | Warehouse Loading Dock Seals | NonEquip | 18 |  | 0% | Tech/Econ | 0.2661% | 0 | 0 | 0
Tech | Institutional | Space Cooling | District chilled water piped | TRC | New | NN4148 | Smart Thermostat | Smart Thermostat | NonEquip | 11 |  | 31.48% | Tech/Econ | 10% | 23.8446 | 0.00028313 | 0
Tech | Institutional | Space Cooling | District chilled water piped | TRC | New | NN4044 | Programmable Thermostat | Programmable Thermostat | NonEquip | 11 |  | 0% | Tech/Econ | 3.6% | 0 | 0 | 0
Tech | Institutional | Space Cooling | District chilled water piped | TRC | New | NN3992 | Low U-Value Windows | Low U-Value Windows | NonEquip | 20 |  | 12.54% | Tech/Econ | 10% | 9.2021 | 0.0034204 | 0
Tech | Institutional | Space Cooling | District chilled water piped | TRC | New | NN3914 | HVAC tune-up_RTU | HVAC tune-up_RTU | NonEquip | 5 | Packaged air conditioning units (RTUs) | 0% | Tech/Econ | 5% | 0 | 0 | 0
Tech | Institutional | Space Cooling | District chilled water piped | TRC | New | NN3888 | HVAC tune-up | HVAC tune-up | NonEquip | 5 | Residential-type central air conditioners | 0% | Tech/Econ | 5% | 0 | 0 | 0
Tech | Institutional | Space Cooling | District chilled water piped | TRC | New | NN3680 | Facility Energy Management System | Facility Energy Management System | NonEquip | 15 |  | 1.982% | Tech/Econ | 20% | 3.2786 | 0.00068717 | 0
Tech | Institutional | Space Cooling | District chilled water piped | TRC | New | NN3628 | Facility Commissioning | Facility Commissioning | NonEquip | 10 |  | 35.83% | Tech/Econ | 16% | 46.0755 | 0.008067 | 0.00018405
Tech | Institutional | Space Cooling | District chilled water piped | TRC | New | NN3602 | Energy Recovery Ventilation System (ERV) | Energy Recovery Ventilation System (ERV) | NonEquip | 15 | Packaged air conditioning units (RTUs) | 0% | Tech/Econ | 9.935% | 0 | 0 | 0
Tech | Institutional | Space Cooling | District chilled water piped | TRC | New | NN3524 | Duct Sealing Repair | Duct Sealing Repair | NonEquip | 15 |  | 0% | Tech/Econ | 12% | 0 | 0 | 0
Tech | Institutional | Space Cooling | District chilled water piped | TRC | New | NN3472 | Duct Insulation | Duct Insulation | NonEquip | 15 |  | 0% | Tech/Econ | 2.045% | 0 | 0 | 0
Tech | Institutional | Space Cooling | District chilled water piped | TRC | New | NN3420 | Dedicated Outdoor Air System on VRF unit | Dedicated Outdoor Air System on VRF unit | NonEquip | 15 | Residential-type central air conditioners | 0% | Tech/Econ | 17.5% | 0 | 0 | 0
Tech | Institutional | Space Cooling | District chilled water piped | TRC | New | NN3368 | Cool Roof | Cool Roof | NonEquip | 15 |  | 72.49% | Tech/Econ | 0.3656% | 0 | 0 | 0
Tech | Institutional | Space Cooling | District chilled water piped | TRC | New | NN3316 | Chilled Water System - Variable Speed Drives | Chilled Water System - Variable Speed Drives | NonEquip | 13 | Central chillers inside | 0% | Tech/Econ | 24.74% | 0 | 0 | 0
Tech | Institutional | Space Cooling | District chilled water piped | TRC | New | NN3290 | Chilled Water Controls Optimization | Chilled Water Controls Optimization | NonEquip | 10 | Central chillers inside | 0% | Tech/Econ | 12.5% | 0 | 0 | 0
Tech | Institutional | Space Cooling | District chilled water piped | TRC | New | NN3212 | Ceiling Insulation(R2 to R38) | Ceiling Insulation(R2 to R38) | NonEquip | 20 |  | 0% | Tech/Econ | 2.325% | 0 | 0 | 0
Tech | Institutional | Space Cooling | District chilled water piped | TRC | New | NN3108 | Ceiling Insulation(R12 to R38) | Ceiling Insulation(R12 to R38) | NonEquip | 20 |  | 0% | Tech/Econ | 0.2799% | 0 | 0 | 0
Tech | Institutional | Space Cooling | District chilled water piped | TRC | New | NN3056 | Airside Economizer | Airside Economizer | NonEquip | 10 | Packaged air conditioning units (RTUs) | 0% | Tech/Econ | 5.556% | 0 | 0 | 0
Tech | Institutional | Space Cooling | District chilled water piped | TRC | Existing | NE5357 | Retro-Commissioning | Retro-Commissioning | NonEquip | 5 |  | 21.99% | Tech/Econ | 16% | 2866.2639 | 0.47919 | 0
Tech | Institutional | Space Cooling | District chilled water piped | TRC | Existing | NE5149 | ENERGY STAR certified buildings program | ENERGY STAR certified buildings program | NonEquip | 20 |  | 0% | Tech/Econ | 35% | 0 | 0 | 0
Tech | Institutional | Space Cooling | District chilled water piped | TRC | Existing | NE4369 | Window Sun Protection | Window Sun Protection | NonEquip | 10 |  | 6.178% | Tech/Econ | 16% | 890.0062 | 0.27712 | -0.015613
Tech | Institutional | Space Cooling | District chilled water piped | TRC | Existing | NE4343 | Waterside Economizer | Waterside Economizer | NonEquip | 20 |  | 12.77% | Tech/Econ | 5.556% | 595.2265 | 0.19689 | 0
Tech | Institutional | Space Cooling | District chilled water piped | TRC | Existing | NE4291 | Warehouse Loading Dock Seals | Warehouse Loading Dock Seals | NonEquip | 18 |  | 0% | Tech/Econ | 0.2661% | 0 | 0 | 0
Tech | Institutional | Space Cooling | District chilled water piped | TRC | Existing | NE4213 | Wall Insulation | Wall Insulation | NonEquip | 20 |  | 0% | Tech/Econ | 13.92% | 0 | 0 | 0
Tech | Institutional | Space Cooling | District chilled water piped | TRC | Existing | NE4135 | Smart Thermostat | Smart Thermostat | NonEquip | 11 |  | 31.48% | Tech/Econ | 10% | 2805.9827 | 0.033318 | 0
Tech | Institutional | Space Cooling | District chilled water piped | TRC | Existing | NE4109 | Roof Insulation | Roof Insulation | NonEquip | 20 |  | 58.5% | Tech/Econ | 0.3409% | 156.3309 | 0.0031282 | 0
Tech | Institutional | Space Cooling | District chilled water piped | TRC | Existing | NE4031 | Programmable Thermostat | Programmable Thermostat | NonEquip | 11 |  | 0% | Tech/Econ | 3.6% | 0 | 0 | 0
Tech | Institutional | Space Cooling | District chilled water piped | TRC | Existing | NE3979 | Low U-Value Windows | Low U-Value Windows | NonEquip | 20 |  | 5.017% | Tech/Econ | 46% | 2149.9938 | 0.79916 | 0
Tech | Institutional | Space Cooling | District chilled water piped | TRC | Existing | NE3953 | Infiltration Reduction - Air Sealing | Infiltration Reduction - Air Sealing | NonEquip | 11 |  | 0% | Tech/Econ | 0.1331% | 0 | 0 | 0
Tech | Institutional | Space Cooling | District chilled water piped | TRC | Existing | NE3901 | HVAC tune-up_RTU | HVAC tune-up_RTU | NonEquip | 5 | Packaged air conditioning units (RTUs) | 0% | Tech/Econ | 5% | 0 | 0 | 0
Tech | Institutional | Space Cooling | District chilled water piped | TRC | Existing | NE3875 | HVAC tune-up | HVAC tune-up | NonEquip | 5 | Residential-type central air conditioners | 0% | Tech/Econ | 5% | 0 | 0 | 0
Tech | Institutional | Space Cooling | District chilled water piped | TRC | Existing | NE3797 | Green Roof | Green Roof | NonEquip | 15 |  | 0.063% | Tech/Econ | 0.1976% | 0.09738 | 4.1369e-05 | 0
Tech | Institutional | Space Cooling | District chilled water piped | TRC | Existing | NE3667 | Facility Energy Management System | Facility Energy Management System | NonEquip | 15 |  | 5.375% | Tech/Econ | 20% | 978.4368 | 0.20507 | 0
Tech | Institutional | Space Cooling | District chilled water piped | TRC | Existing | NE3589 | Energy Recovery Ventilation System (ERV) | Energy Recovery Ventilation System (ERV) | NonEquip | 15 | Packaged air conditioning units (RTUs) | 0% | Tech/Econ | 9.935% | 0 | 0 | 0
Tech | Institutional | Space Cooling | District chilled water piped | TRC | Existing | NE3511 | Duct Sealing Repair | Duct Sealing Repair | NonEquip | 15 |  | 0% | Tech/Econ | 12% | 0 | 0 | 0
Tech | Institutional | Space Cooling | District chilled water piped | TRC | Existing | NE3459 | Duct Insulation | Duct Insulation | NonEquip | 15 |  | 0% | Tech/Econ | 2.045% | 0 | 0 | 0
Tech | Institutional | Space Cooling | District chilled water piped | TRC | Existing | NE3407 | Dedicated Outdoor Air System on VRF unit | Dedicated Outdoor Air System on VRF unit | NonEquip | 15 | Residential-type central air conditioners | 0% | Tech/Econ | 17.5% | 0 | 0 | 0
Tech | Institutional | Space Cooling | District chilled water piped | TRC | Existing | NE3355 | Cool Roof | Cool Roof | NonEquip | 15 |  | 72.74% | Tech/Econ | 0.3656% | 209.0228 | 0.088797 | 0
Tech | Institutional | Space Cooling | District chilled water piped | TRC | Existing | NE3303 | Chilled Water System - Variable Speed Drives | Chilled Water System - Variable Speed Drives | NonEquip | 13 | Central chillers inside | 0% | Tech/Econ | 24.74% | 0 | 0 | 0
Tech | Institutional | Space Cooling | District chilled water piped | TRC | Existing | NE3277 | Chilled Water Controls Optimization | Chilled Water Controls Optimization | NonEquip | 10 | Central chillers inside | 0% | Tech/Econ | 12.5% | 0 | 0 | 0
Tech | Institutional | Space Cooling | District chilled water piped | TRC | Existing | NE3199 | Ceiling Insulation(R2 to R38) | Ceiling Insulation(R2 to R38) | NonEquip | 20 |  | 0% | Tech/Econ | 2.325% | 0 | 0 | 0
Tech | Institutional | Space Cooling | District chilled water piped | TRC | Existing | NE3095 | Ceiling Insulation(R12 to R38) | Ceiling Insulation(R12 to R38) | NonEquip | 20 |  | 0% | Tech/Econ | 0.2799% | 0 | 0 | 0
Tech | Institutional | Space Cooling | District chilled water piped | TRC | Existing | NE3043 | Airside Economizer | Airside Economizer | NonEquip | 10 | Packaged air conditioning units (RTUs) | 0% | Tech/Econ | 5.556% | 0 | 0 | 0
Tech | Institutional | Space Cooling | District chilled water piped | TRC | Turnover | ET943 | High Efficiency Chiller (Air Cooled, 50 tons) | High Efficiency Chiller (Air Cooled, 50 tons) | Equip | 20 | District chilled water piped | 31.91% | Tech/Econ | 8.759% | 2413.6204 | 0.55973 | 0.12911
Tech | Institutional | Space Cooling | District chilled water piped | TRC | Turnover | ET1099 | High Efficiency Chiller (Water cooled-positive displacement, 100 tons) | High Efficiency Chiller (Water cooled-positive displacement, 100 tons) | Equip | 20 | District chilled water piped | 31.91% | Tech/Econ | 2.683% | 703.5962 | 0.22571 | 0.0022221
Tech | Institutional | Space Cooling | District chilled water piped | TRC | Turnover | ET1021 | High Efficiency Chiller (Water cooled-centrifugal, 200 tons) | High Efficiency Chiller (Water cooled-centrifugal, 200 tons) | Equip | 20 | District chilled water piped | 31.91% | Tech/Econ | 4.362% | 1160.1944 | 0.37218 | 0.0036642
Tech | Institutional | Space Cooling | District chilled water piped | TRC | New | EN969 | High Efficiency Chiller (Air Cooled, 50 tons) | High Efficiency Chiller (Air Cooled, 50 tons) | Equip | 20 | District chilled water piped | 31.91% | Tech/Econ | 8.759% | 20.2531 | 0.0046968 | 0.0010834
Tech | Institutional | Space Cooling | District chilled water piped | TRC | New | EN1125 | High Efficiency Chiller (Water cooled-positive displacement, 100 tons) | High Efficiency Chiller (Water cooled-positive displacement, 100 tons) | Equip | 20 | District chilled water piped | 31.91% | Tech/Econ | 2.683% | 5.9369 | 0.0019045 | 1.875e-05
Tech | Institutional | Space Cooling | District chilled water piped | TRC | New | EN1047 | High Efficiency Chiller (Water cooled-centrifugal, 200 tons) | High Efficiency Chiller (Water cooled-centrifugal, 200 tons) | Equip | 20 | District chilled water piped | 31.91% | Tech/Econ | 4.362% | 9.7896 | 0.0031404 | 3.0918e-05
Tech | Institutional | Refrigeration | Display cases | TRC | New | NN5318 | Retro-Commissioning | Retro-Commissioning | NonEquip | 5 |  | 0% | Tech/Econ | 16% | 0 | 0 | 0
Tech | Institutional | Refrigeration | Display cases | TRC | New | NN5110 | ENERGY STAR certified buildings program | ENERGY STAR certified buildings program | NonEquip | 20 |  | 0% | Tech/Econ | 35% | 0 | 0 | 0
Tech | Institutional | Refrigeration | Display cases | TRC | New | NN4902 | Strip Curtains for Walk-ins | Strip Curtains for Walk-ins | NonEquip | 4 | Walk-in cooler | 0% | Tech/Econ | 2.115% | 0 | 0 | 0
Tech | Institutional | Refrigeration | Display cases | TRC | New | NN4876 | Refrigerated Display Case Lighting Controls | Refrigerated Display Case Lighting Controls | NonEquip | 8 | Display cases | 0% | Tech/Econ | 0.9365% | 0 | 0 | 0
Tech | Institutional | Refrigeration | Display cases | TRC | New | NN4850 | PSC to ECM Evaporator Fan Motor (Walk-In, Refrigerator) | PSC to ECM Evaporator Fan Motor (Walk-In, Refrigerator) | NonEquip | 15 | Walk-in cooler | 0% | Tech/Econ | 37.5% | 0 | 0 | 0
Tech | Institutional | Refrigeration | Display cases | TRC | New | NN4824 | PSC to ECM Evaporator Fan Motor (Reach-In) | PSC to ECM Evaporator Fan Motor (Reach-In) | NonEquip | 15 | Display cases | 0% | Tech/Econ | 37.5% | 0 | 0 | 0
Tech | Institutional | Refrigeration | Display cases | TRC | New | NN4798 | Night Covers for Display Cases | Night Covers for Display Cases | NonEquip | 5 | Display cases | 0% | Tech/Econ | 1.877% | 0 | 0 | 0
Tech | Institutional | Refrigeration | Display cases | TRC | New | NN4772 | High R-Value Glass Doors | High R-Value Glass Doors | NonEquip | 12 | Display cases | 0% | Tech/Econ | 0% | 0 | 0 | 0
Tech | Institutional | Refrigeration | Display cases | TRC | New | NN4746 | High Efficiency Refrigeration Compressor | High Efficiency Refrigeration Compressor | NonEquip | 13 | Display cases | 0% | Tech/Econ | 6.922% | 0 | 0 | 0
Tech | Institutional | Refrigeration | Display cases | TRC | New | NN4720 | Freezer-Cooler Replacement Gaskets | Freezer-Cooler Replacement Gaskets | NonEquip | 4 | Display cases | 0% | Tech/Econ | 0% | 0 | 0 | 0
Tech | Institutional | Refrigeration | Display cases | TRC | New | NN4694 | Floating Head Pressure Controls | Floating Head Pressure Controls | NonEquip | 15 |  | 0% | Tech/Econ | 6.05% | 0 | 0 | 0
Tech | Institutional | Refrigeration | Display cases | TRC | New | NN4668 | Demand Defrost | Demand Defrost | NonEquip | 10 | Walk-in cooler | 0% | Tech/Econ | 30% | 0 | 0 | 0
Tech | Institutional | Refrigeration | Display cases | TRC | New | NN4642 | Automatic Door Closer for Walk-in Coolers and Freezers | Automatic Door Closer for Walk-in Coolers and Freezers | NonEquip | 8 | Walk-in cooler | 0% | Tech/Econ | 3.131% | 0 | 0 | 0
Tech | Institutional | Refrigeration | Display cases | TRC | New | NN4616 | Anti-Sweat Controls | Anti-Sweat Controls | NonEquip | 8 | Display cases | 0% | Tech/Econ | 85% | 0 | 0 | 0
Tech | Institutional | Refrigeration | Display cases | TRC | Existing | NE5305 | Retro-Commissioning | Retro-Commissioning | NonEquip | 5 |  | 21.99% | Tech/Econ | 16% | 107.3549 | 0.017948 | 0.055645
Tech | Institutional | Refrigeration | Display cases | TRC | Existing | NE5097 | ENERGY STAR certified buildings program | ENERGY STAR certified buildings program | NonEquip | 20 |  | 0% | Tech/Econ | 35% | 0 | 0 | 0
Tech | Institutional | Refrigeration | Display cases | TRC | Existing | NE4889 | Strip Curtains for Walk-ins | Strip Curtains for Walk-ins | NonEquip | 4 | Walk-in cooler | 0% | Tech/Econ | 2.115% | 0 | 0 | 0
Tech | Institutional | Refrigeration | Display cases | TRC | Existing | NE4863 | Refrigerated Display Case Lighting Controls | Refrigerated Display Case Lighting Controls | NonEquip | 8 | Display cases | 0% | Tech/Econ | 2.524% | 0 | 0 | 0
Tech | Institutional | Refrigeration | Display cases | TRC | Existing | NE4837 | PSC to ECM Evaporator Fan Motor (Walk-In, Refrigerator) | PSC to ECM Evaporator Fan Motor (Walk-In, Refrigerator) | NonEquip | 15 | Walk-in cooler | 0% | Tech/Econ | 37.5% | 0 | 0 | 0
Tech | Institutional | Refrigeration | Display cases | TRC | Existing | NE4811 | PSC to ECM Evaporator Fan Motor (Reach-In) | PSC to ECM Evaporator Fan Motor (Reach-In) | NonEquip | 15 | Display cases | 0% | Tech/Econ | 37.5% | 0 | 0 | 0
Tech | Institutional | Refrigeration | Display cases | TRC | Existing | NE4785 | Night Covers for Display Cases | Night Covers for Display Cases | NonEquip | 5 | Display cases | 0% | Tech/Econ | 1.877% | 0 | 0 | 0
Tech | Institutional | Refrigeration | Display cases | TRC | Existing | NE4759 | High R-Value Glass Doors | High R-Value Glass Doors | NonEquip | 12 | Display cases | 0% | Tech/Econ | 23.81% | 0 | 0 | 0
Tech | Institutional | Refrigeration | Display cases | TRC | Existing | NE4733 | High Efficiency Refrigeration Compressor | High Efficiency Refrigeration Compressor | NonEquip | 13 | Display cases | 0% | Tech/Econ | 6.922% | 0 | 0 | 0
Tech | Institutional | Refrigeration | Display cases | TRC | Existing | NE4707 | Freezer-Cooler Replacement Gaskets | Freezer-Cooler Replacement Gaskets | NonEquip | 4 | Display cases | 0% | Tech/Econ | 3.131% | 0 | 0 | 0
Tech | Institutional | Refrigeration | Display cases | TRC | Existing | NE4681 | Floating Head Pressure Controls | Floating Head Pressure Controls | NonEquip | 15 |  | 0% | Tech/Econ | 6.05% | 0 | 0 | 0
Tech | Institutional | Refrigeration | Display cases | TRC | Existing | NE4655 | Demand Defrost | Demand Defrost | NonEquip | 10 | Walk-in cooler | 0% | Tech/Econ | 30% | 0 | 0 | 0
Tech | Institutional | Refrigeration | Display cases | TRC | Existing | NE4629 | Automatic Door Closer for Walk-in Coolers and Freezers | Automatic Door Closer for Walk-in Coolers and Freezers | NonEquip | 8 | Walk-in cooler | 0% | Tech/Econ | 3.131% | 0 | 0 | 0
Tech | Institutional | Refrigeration | Display cases | TRC | Existing | NE4603 | Anti-Sweat Controls | Anti-Sweat Controls | NonEquip | 8 | Display cases | 0% | Tech/Econ | 85% | 0 | 0 | 0
Tech | Institutional | Refrigeration | Display cases | TRC | Turnover | ET2614 | Refrigerated Display Case LED Lighting | Refrigerated Display Case LED Lighting | Equip | 8 | Display cases | 0% | Tech/Econ | 6.613% | 0 | 0 | 0
Tech | Institutional | Refrigeration | Display cases | TRC | Turnover | ET2458 | Energy Star Commercial Solid Door Refrigerator | Energy Star Commercial Solid Door Refrigerator | Equip | 12 | Display cases | 0% | Tech/Econ | 50.28% | 0 | 0 | 0
Tech | Institutional | Refrigeration | Display cases | TRC | Turnover | ET2419 | Energy Star Commercial Solid Door Freezer | Energy Star Commercial Solid Door Freezer | Equip | 12 | Display cases | 0% | Tech/Econ | 42.11% | 0 | 0 | 0
Tech | Institutional | Refrigeration | Display cases | TRC | Turnover | ET2380 | Energy Star Commercial Glass Door Refrigerator | Energy Star Commercial Glass Door Refrigerator | Equip | 12 | Display cases | 0% | Tech/Econ | 37.88% | 0 | 0 | 0
Tech | Institutional | Refrigeration | Display cases | TRC | Turnover | ET2341 | Energy Star Commercial Glass Door Freezer | Energy Star Commercial Glass Door Freezer | Equip | 12 | Display cases | 0% | Tech/Econ | 40.57% | 0 | 0 | 0
Tech | Institutional | Refrigeration | Display cases | TRC | New | EN2640 | Refrigerated Display Case LED Lighting | Refrigerated Display Case LED Lighting | Equip | 8 | Display cases | 0% | Tech/Econ | 0% | 0 | 0 | 0
Tech | Institutional | Refrigeration | Display cases | TRC | New | EN2484 | Energy Star Commercial Solid Door Refrigerator | Energy Star Commercial Solid Door Refrigerator | Equip | 12 | Display cases | 0% | Tech/Econ | 50.28% | 0 | 0 | 0
Tech | Institutional | Refrigeration | Display cases | TRC | New | EN2445 | Energy Star Commercial Solid Door Freezer | Energy Star Commercial Solid Door Freezer | Equip | 12 | Display cases | 0% | Tech/Econ | 42.11% | 0 | 0 | 0
Tech | Institutional | Refrigeration | Display cases | TRC | New | EN2406 | Energy Star Commercial Glass Door Refrigerator | Energy Star Commercial Glass Door Refrigerator | Equip | 12 | Display cases | 0% | Tech/Econ | 37.88% | 0 | 0 | 0
Tech | Institutional | Refrigeration | Display cases | TRC | New | EN2367 | Energy Star Commercial Glass Door Freezer | Energy Star Commercial Glass Door Freezer | Equip | 12 | Display cases | 0% | Tech/Econ | 40.57% | 0 | 0 | 0
Tech | Institutional | Cooking | Cooking Other | TRC | New | NN5084 | ENERGY STAR certified buildings program | ENERGY STAR certified buildings program | NonEquip | 20 |  | 0% | Tech/Econ | 35% | 0 | 0 | 0
Tech | Institutional | Cooking | Cooking Other | TRC | Existing | NE5071 | ENERGY STAR certified buildings program | ENERGY STAR certified buildings program | NonEquip | 20 |  | 0% | Tech/Econ | 35% | 0 | 0 | 0
Tech | Institutional | Cooking | Cooking Other | TRC | Turnover | ET7 | Efficient Exhaust Hood | Efficient Exhaust Hood | Equip | 15 | Cooking Other | 0% | Tech/Econ | 42.5% | 0 | 0 | 0
Tech | Institutional | Cooking | Cooking Other | TRC | Turnover | ET241 | Induction Cooktops | Induction Cooktops | Equip | 10 | Cooking Other | 0% | Tech/Econ | 18.82% | 0 | 0 | 0
Tech | Institutional | Cooking | Cooking Other | TRC | Turnover | ET163 | Energy Star Hot Food Holding Cabinet | Energy Star Hot Food Holding Cabinet | Equip | 12 | Cooking Other | 0% | Tech/Econ | 52.67% | 0 | 0 | 0
Tech | Institutional | Cooking | Cooking Other | TRC | Turnover | ET124 | Energy Star Griddle | Energy Star Griddle | Equip | 12 | Cooking Other | 0% | Tech/Econ | 12.08% | 0 | 0 | 0
Tech | Institutional | Cooking | Cooking Other | TRC | New | EN33 | Efficient Exhaust Hood | Efficient Exhaust Hood | Equip | 15 | Cooking Other | 0% | Tech/Econ | 42.5% | 0 | 0 | 0
Tech | Institutional | Cooking | Cooking Other | TRC | New | EN267 | Induction Cooktops | Induction Cooktops | Equip | 10 | Cooking Other | 0% | Tech/Econ | 18.82% | 0 | 0 | 0
Tech | Institutional | Cooking | Cooking Other | TRC | New | EN189 | Energy Star Hot Food Holding Cabinet | Energy Star Hot Food Holding Cabinet | Equip | 12 | Cooking Other | 0% | Tech/Econ | 52.67% | 0 | 0 | 0
Tech | Institutional | Cooking | Cooking Other | TRC | New | EN150 | Energy Star Griddle | Energy Star Griddle | Equip | 12 | Cooking Other | 0% | Tech/Econ | 12.08% | 0 | 0 | 0
Tech | Institutional | Office Equipment | Computers | TRC | New | NN5058 | ENERGY STAR certified buildings program | ENERGY STAR certified buildings program | NonEquip | 20 |  | 0% | Tech/Econ | 35% | 0 | 0 | 0
Tech | Institutional | Office Equipment | Computers | TRC | New | NN4590 | Smart Strip Plug Outlet | Smart Strip Plug Outlet | NonEquip | 4 |  | 43.9% | Tech/Econ | 1.187% | 5.7124 | 0.0008494 | 0
Tech | Institutional | Office Equipment | Computers | TRC | New | NN4564 | Network PC Power Management | Network PC Power Management | NonEquip | 5 | Computers | 22.4% | Tech/Econ | 56.5% | 187.224 | 0.02785 | 0
Tech | Institutional | Office Equipment | Computers | TRC | Existing | NE5045 | ENERGY STAR certified buildings program | ENERGY STAR certified buildings program | NonEquip | 20 |  | 0% | Tech/Econ | 35% | 0 | 0 | 0
Tech | Institutional | Office Equipment | Computers | TRC | Existing | NE4577 | Smart Strip Plug Outlet | Smart Strip Plug Outlet | NonEquip | 4 |  | 43.9% | Tech/Econ | 1.187% | 643.4233 | 0.095673 | 0
Tech | Institutional | Office Equipment | Computers | TRC | Existing | NE4551 | Network PC Power Management | Network PC Power Management | NonEquip | 5 | Computers | 22.4% | Tech/Econ | 56.5% | 21088.2262 | 3.1369 | 0
Tech | Institutional | Office Equipment | Computers | TRC | Turnover | ET2185 | Energy Star PCs | Energy Star PCs | Equip | 4 | Computers | 35% | Tech/Econ | 43.34% | 22082.0405 | 3.1449 | 0
Tech | Institutional | Office Equipment | Computers | TRC | New | EN2211 | Energy Star PCs | Energy Star PCs | Equip | 4 | Computers | 35% | Tech/Econ | 43.34% | 196.0472 | 0.027921 | 0
Tech | Institutional | Domestic Hot Water | Centralized water heaters | TRC | New | NN5422 | Retro-Commissioning | Retro-Commissioning | NonEquip | 5 |  | 0% | Tech/Econ | 16% | 0 | 0 | 0
Tech | Institutional | Domestic Hot Water | Centralized water heaters | TRC | New | NN5214 | ENERGY STAR certified buildings program | ENERGY STAR certified buildings program | NonEquip | 20 |  | 0% | Tech/Econ | 35% | 0 | 0 | 0
Tech | Institutional | Domestic Hot Water | Centralized water heaters | TRC | New | NN2926 | Thermostatic Shower Restriction Valve | Thermostatic Shower Restriction Valve | NonEquip | 10 | Centralized water heaters | 0% | Tech/Econ | 3.279% | 0 | 0 | 0
Tech | Institutional | Domestic Hot Water | Centralized water heaters | TRC | New | NN2900 | Tank Wrap on Water Heater | Tank Wrap on Water Heater | NonEquip | 7 | Centralized water heaters | 55.99% | Tech/Econ | 1.097% | 0 | 0 | 0
Tech | Institutional | Domestic Hot Water | Centralized water heaters | TRC | New | NN2874 | Low-Flow Pre-Rinse Sprayers | Low-Flow Pre-Rinse Sprayers | NonEquip | 5 | Centralized water heaters | 0% | Tech/Econ | 0.3944% | 0 | 0 | 0
Tech | Institutional | Domestic Hot Water | Centralized water heaters | TRC | New | NN2848 | Low Flow Shower Head | Low Flow Shower Head | NonEquip | 10 | Centralized water heaters | 0% | Tech/Econ | 0.6644% | 0 | 0 | 0
Tech | Institutional | Domestic Hot Water | Centralized water heaters | TRC | New | NN2822 | Hot Water Pipe Insulation | Hot Water Pipe Insulation | NonEquip | 13 | Centralized water heaters | 22.62% | Tech/Econ | 5.89% | 165.5698 | 0.018497 | 0.020788
Tech | Institutional | Domestic Hot Water | Centralized water heaters | TRC | New | NN2796 | Hot Water Circulation Pump Control | Hot Water Circulation Pump Control | NonEquip | 15 | Centralized water heaters | 34.31% | Tech/Econ | 2.828% | 26.979 | 0.0012831 | 0.001348
Tech | Institutional | Domestic Hot Water | Centralized water heaters | TRC | New | NN2770 | Faucet Aerator | Faucet Aerator | NonEquip | 10 | Centralized water heaters | 23.64% | Tech/Econ | 2.305% | 0 | 0 | 0
Tech | Institutional | Domestic Hot Water | Centralized water heaters | TRC | New | NN2744 | Drain Water Heat Recovery | Drain Water Heat Recovery | NonEquip | 15 | Centralized water heaters | 22.62% | Tech/Econ | 12.27% | 354.854 | 0.085894 | 0.040845
Tech | Institutional | Domestic Hot Water | Centralized water heaters | TRC | Existing | NE5409 | Retro-Commissioning | Retro-Commissioning | NonEquip | 5 |  | 21.99% | Tech/Econ | 16% | 50654.1851 | 8.4685 | 26.2556
Tech | Institutional | Domestic Hot Water | Centralized water heaters | TRC | Existing | NE5201 | ENERGY STAR certified buildings program | ENERGY STAR certified buildings program | NonEquip | 20 |  | 0% | Tech/Econ | 35% | 0 | 0 | 0
Tech | Institutional | Domestic Hot Water | Centralized water heaters | TRC | Existing | NE2913 | Thermostatic Shower Restriction Valve | Thermostatic Shower Restriction Valve | NonEquip | 10 | Centralized water heaters | 0% | Tech/Econ | 3.137% | 0 | 0 | 0
Tech | Institutional | Domestic Hot Water | Centralized water heaters | TRC | Existing | NE2887 | Tank Wrap on Water Heater | Tank Wrap on Water Heater | NonEquip | 7 | Centralized water heaters | 55.99% | Tech/Econ | 1.097% | 8274.7685 | 0.82887 | 0.84569
Tech | Institutional | Domestic Hot Water | Centralized water heaters | TRC | Existing | NE2861 | Low-Flow Pre-Rinse Sprayers | Low-Flow Pre-Rinse Sprayers | NonEquip | 5 | Centralized water heaters | 0% | Tech/Econ | 0.3761% | 0 | 0 | 0
Tech | Institutional | Domestic Hot Water | Centralized water heaters | TRC | Existing | NE2835 | Low Flow Shower Head | Low Flow Shower Head | NonEquip | 10 | Centralized water heaters | 0% | Tech/Econ | 0.6356% | 0 | 0 | 0
Tech | Institutional | Domestic Hot Water | Centralized water heaters | TRC | Existing | NE2809 | Hot Water Pipe Insulation | Hot Water Pipe Insulation | NonEquip | 13 | Centralized water heaters | 22.62% | Tech/Econ | 5.634% | 17645.8745 | 1.9713 | 2.2155
Tech | Institutional | Domestic Hot Water | Centralized water heaters | TRC | Existing | NE2783 | Hot Water Circulation Pump Control | Hot Water Circulation Pump Control | NonEquip | 15 | Centralized water heaters | 34.31% | Tech/Econ | 2.706% | 12688.7358 | 0.60349 | 0.63398
Tech | Institutional | Domestic Hot Water | Centralized water heaters | TRC | Existing | NE2757 | Faucet Aerator | Faucet Aerator | NonEquip | 10 | Centralized water heaters | 23.64% | Tech/Econ | 2.205% | 7057.8232 | 1.471 | 0.88589
Tech | Institutional | Domestic Hot Water | Centralized water heaters | TRC | Existing | NE2731 | Drain Water Heat Recovery | Drain Water Heat Recovery | NonEquip | 15 | Centralized water heaters | 2.67% | Tech/Econ | 12.27% | 4551.7842 | 1.1018 | 0.52393
Tech | Institutional | Domestic Hot Water | Centralized water heaters | TRC | Turnover | ET436 | Solar Water Heater | Solar Water Heater | Equip | 15 | Centralized water heaters | 13.24% | Tech/Econ | 76.67% | 208616.9018 | 15.5924 | 2.1891
Tech | Institutional | Domestic Hot Water | Centralized water heaters | TRC | Turnover | ET358 | Heat Pump Water Heater | Heat Pump Water Heater | Equip | 10 | Centralized water heaters | 33.74% | Tech/Econ | 65.32% | 407030.3063 | 68.7855 | 45.7506
Tech | Institutional | Domestic Hot Water | Centralized water heaters | TRC | Turnover | ET280 | Energy Star Commercial Dishwasher | Energy Star Commercial Dishwasher | Equip | 15 | Centralized water heaters | 0% | Tech/Econ | 29.58% | 0 | 0 | 0
Tech | Institutional | Domestic Hot Water | Centralized water heaters | TRC | New | EN462 | Solar Water Heater | Solar Water Heater | Equip | 15 | Centralized water heaters | 13.24% | Tech/Econ | 76.67% | 1852.1275 | 0.13843 | 0.019435
Tech | Institutional | Domestic Hot Water | Centralized water heaters | TRC | New | EN384 | Heat Pump Water Heater | Heat Pump Water Heater | Equip | 10 | Centralized water heaters | 33.74% | Tech/Econ | 65.32% | 3613.667 | 0.61069 | 0.40618
Tech | Institutional | Domestic Hot Water | Centralized water heaters | TRC | New | EN306 | Energy Star Commercial Dishwasher | Energy Star Commercial Dishwasher | Equip | 15 | Centralized water heaters | 0% | Tech/Econ | 29.58% | 0 | 0 | 0
Tech | Institutional | Space Cooling | Central chillers inside | TRC | New | NN5370 | Retro-Commissioning | Retro-Commissioning | NonEquip | 5 |  | 0% | Tech/Econ | 16% | 0 | 0 | 0
Tech | Institutional | Space Cooling | Central chillers inside | TRC | New | NN5162 | ENERGY STAR certified buildings program | ENERGY STAR certified buildings program | NonEquip | 20 |  | 0% | Tech/Econ | 35% | 0 | 0 | 0
Tech | Institutional | Space Cooling | Central chillers inside | TRC | New | NN4382 | Window Sun Protection | Window Sun Protection | NonEquip | 10 |  | 15.35% | Tech/Econ | 16% | 509.993 | 0.1588 | -0.0089466
Tech | Institutional | Space Cooling | Central chillers inside | TRC | New | NN4356 | Waterside Economizer | Waterside Economizer | NonEquip | 20 |  | 19.15% | Tech/Econ | 5.556% | 27.6645 | 0.0091508 | 0
Tech | Institutional | Space Cooling | Central chillers inside | TRC | New | NN4304 | Warehouse Loading Dock Seals | Warehouse Loading Dock Seals | NonEquip | 18 |  | 0% | Tech/Econ | 0.2661% | 0 | 0 | 0
Tech | Institutional | Space Cooling | Central chillers inside | TRC | New | NN4148 | Smart Thermostat | Smart Thermostat | NonEquip | 11 |  | 31.48% | Tech/Econ | 10% | 581.5609 | 0.0069054 | 0
Tech | Institutional | Space Cooling | Central chillers inside | TRC | New | NN4044 | Programmable Thermostat | Programmable Thermostat | NonEquip | 11 |  | 0% | Tech/Econ | 3.6% | 0 | 0 | 0
Tech | Institutional | Space Cooling | Central chillers inside | TRC | New | NN3992 | Low U-Value Windows | Low U-Value Windows | NonEquip | 20 |  | 12.54% | Tech/Econ | 10% | 224.4355 | 0.083423 | 0
Tech | Institutional | Space Cooling | Central chillers inside | TRC | New | NN3914 | HVAC tune-up_RTU | HVAC tune-up_RTU | NonEquip | 5 | Packaged air conditioning units (RTUs) | 0% | Tech/Econ | 5% | 0 | 0 | 0
Tech | Institutional | Space Cooling | Central chillers inside | TRC | New | NN3888 | HVAC tune-up | HVAC tune-up | NonEquip | 5 | Residential-type central air conditioners | 0% | Tech/Econ | 5% | 0 | 0 | 0
Tech | Institutional | Space Cooling | Central chillers inside | TRC | New | NN3680 | Facility Energy Management System | Facility Energy Management System | NonEquip | 15 |  | 1.982% | Tech/Econ | 20% | 82.6508 | 0.017323 | 0
Tech | Institutional | Space Cooling | Central chillers inside | TRC | New | NN3628 | Facility Commissioning | Facility Commissioning | NonEquip | 10 |  | 35.83% | Tech/Econ | 16% | 1161.5316 | 0.20336 | 0.0046397
Tech | Institutional | Space Cooling | Central chillers inside | TRC | New | NN3602 | Energy Recovery Ventilation System (ERV) | Energy Recovery Ventilation System (ERV) | NonEquip | 15 | Packaged air conditioning units (RTUs) | 0% | Tech/Econ | 9.935% | 0 | 0 | 0
Tech | Institutional | Space Cooling | Central chillers inside | TRC | New | NN3524 | Duct Sealing Repair | Duct Sealing Repair | NonEquip | 15 |  | 0% | Tech/Econ | 12% | 0 | 0 | 0
Tech | Institutional | Space Cooling | Central chillers inside | TRC | New | NN3472 | Duct Insulation | Duct Insulation | NonEquip | 15 |  | 0% | Tech/Econ | 2.045% | 0 | 0 | 0
Tech | Institutional | Space Cooling | Central chillers inside | TRC | New | NN3420 | Dedicated Outdoor Air System on VRF unit | Dedicated Outdoor Air System on VRF unit | NonEquip | 15 | Residential-type central air conditioners | 0% | Tech/Econ | 17.5% | 0 | 0 | 0
Tech | Institutional | Space Cooling | Central chillers inside | TRC | New | NN3368 | Cool Roof | Cool Roof | NonEquip | 15 |  | 72.49% | Tech/Econ | 0.3656% | 0 | 0 | 0
Tech | Institutional | Space Cooling | Central chillers inside | TRC | New | NN3316 | Chilled Water System - Variable Speed Drives | Chilled Water System - Variable Speed Drives | NonEquip | 13 | Central chillers inside | 73.99% | Tech/Econ | 24.74% | 4672.0231 | 0.43456 | 0.098773
Tech | Institutional | Space Cooling | Central chillers inside | TRC | New | NN3290 | Chilled Water Controls Optimization | Chilled Water Controls Optimization | NonEquip | 10 | Central chillers inside | 38.3% | Tech/Econ | 12.5% | 620.9177 | 0.20525 | 4.6495e-05
Tech | Institutional | Space Cooling | Central chillers inside | TRC | New | NN3212 | Ceiling Insulation(R2 to R38) | Ceiling Insulation(R2 to R38) | NonEquip | 20 |  | 0% | Tech/Econ | 2.325% | 0 | 0 | 0
Tech | Institutional | Space Cooling | Central chillers inside | TRC | New | NN3108 | Ceiling Insulation(R12 to R38) | Ceiling Insulation(R12 to R38) | NonEquip | 20 |  | 0% | Tech/Econ | 0.2799% | 0 | 0 | 0
Tech | Institutional | Space Cooling | Central chillers inside | TRC | New | NN3056 | Airside Economizer | Airside Economizer | NonEquip | 10 | Packaged air conditioning units (RTUs) | 0% | Tech/Econ | 5.556% | 0 | 0 | 0
Tech | Institutional | Space Cooling | Central chillers inside | TRC | Existing | NE5357 | Retro-Commissioning | Retro-Commissioning | NonEquip | 5 |  | 21.99% | Tech/Econ | 16% | 69950.4476 | 11.6944 | 0
Tech | Institutional | Space Cooling | Central chillers inside | TRC | Existing | NE5149 | ENERGY STAR certified buildings program | ENERGY STAR certified buildings program | NonEquip | 20 |  | 0% | Tech/Econ | 35% | 0 | 0 | 0
Tech | Institutional | Space Cooling | Central chillers inside | TRC | Existing | NE4369 | Window Sun Protection | Window Sun Protection | NonEquip | 10 |  | 6.178% | Tech/Econ | 16% | 22436.4372 | 6.986 | -0.39359
Tech | Institutional | Space Cooling | Central chillers inside | TRC | Existing | NE4343 | Waterside Economizer | Waterside Economizer | NonEquip | 20 |  | 12.77% | Tech/Econ | 5.556% | 14526.3527 | 4.805 | 0
Tech | Institutional | Space Cooling | Central chillers inside | TRC | Existing | NE4291 | Warehouse Loading Dock Seals | Warehouse Loading Dock Seals | NonEquip | 18 |  | 0% | Tech/Econ | 0.2661% | 0 | 0 | 0
Tech | Institutional | Space Cooling | Central chillers inside | TRC | Existing | NE4213 | Wall Insulation | Wall Insulation | NonEquip | 20 |  | 0% | Tech/Econ | 13.92% | 0 | 0 | 0
Tech | Institutional | Space Cooling | Central chillers inside | TRC | Existing | NE4135 | Smart Thermostat | Smart Thermostat | NonEquip | 11 |  | 31.48% | Tech/Econ | 10% | 68479.3012 | 0.81311 | 0
Tech | Institutional | Space Cooling | Central chillers inside | TRC | Existing | NE4109 | Roof Insulation | Roof Insulation | NonEquip | 20 |  | 58.5% | Tech/Econ | 0.3409% | 3815.2162 | 0.076344 | 0
Tech | Institutional | Space Cooling | Central chillers inside | TRC | Existing | NE4031 | Programmable Thermostat | Programmable Thermostat | NonEquip | 11 |  | 0% | Tech/Econ | 3.6% | 0 | 0 | 0
Tech | Institutional | Space Cooling | Central chillers inside | TRC | Existing | NE3979 | Low U-Value Windows | Low U-Value Windows | NonEquip | 20 |  | 5.017% | Tech/Econ | 46% | 66344.0593 | 24.6603 | 0
Tech | Institutional | Space Cooling | Central chillers inside | TRC | Existing | NE3953 | Infiltration Reduction - Air Sealing | Infiltration Reduction - Air Sealing | NonEquip | 11 |  | 0% | Tech/Econ | 0.1331% | 0 | 0 | 0
Tech | Institutional | Space Cooling | Central chillers inside | TRC | Existing | NE3901 | HVAC tune-up_RTU | HVAC tune-up_RTU | NonEquip | 5 | Packaged air conditioning units (RTUs) | 0% | Tech/Econ | 5% | 0 | 0 | 0
Tech | Institutional | Space Cooling | Central chillers inside | TRC | Existing | NE3875 | HVAC tune-up | HVAC tune-up | NonEquip | 5 | Residential-type central air conditioners | 0% | Tech/Econ | 5% | 0 | 0 | 0
Tech | Institutional | Space Cooling | Central chillers inside | TRC | Existing | NE3797 | Green Roof | Green Roof | NonEquip | 15 |  | 0.063% | Tech/Econ | 0.1976% | 2.3765 | 0.0010096 | 0
Tech | Institutional | Space Cooling | Central chillers inside | TRC | Existing | NE3667 | Facility Energy Management System | Facility Energy Management System | NonEquip | 15 |  | 5.375% | Tech/Econ | 20% | 24665.7095 | 5.1698 | 0
Tech | Institutional | Space Cooling | Central chillers inside | TRC | Existing | NE3589 | Energy Recovery Ventilation System (ERV) | Energy Recovery Ventilation System (ERV) | NonEquip | 15 | Packaged air conditioning units (RTUs) | 0% | Tech/Econ | 9.935% | 0 | 0 | 0
Tech | Institutional | Space Cooling | Central chillers inside | TRC | Existing | NE3511 | Duct Sealing Repair | Duct Sealing Repair | NonEquip | 15 |  | 0% | Tech/Econ | 12% | 0 | 0 | 0
Tech | Institutional | Space Cooling | Central chillers inside | TRC | Existing | NE3459 | Duct Insulation | Duct Insulation | NonEquip | 15 |  | 0% | Tech/Econ | 2.045% | 0 | 0 | 0
Tech | Institutional | Space Cooling | Central chillers inside | TRC | Existing | NE3407 | Dedicated Outdoor Air System on VRF unit | Dedicated Outdoor Air System on VRF unit | NonEquip | 15 | Residential-type central air conditioners | 0% | Tech/Econ | 17.5% | 0 | 0 | 0
Tech | Institutional | Space Cooling | Central chillers inside | TRC | Existing | NE3355 | Cool Roof | Cool Roof | NonEquip | 15 |  | 72.74% | Tech/Econ | 0.3656% | 5101.1485 | 2.1671 | 0
Tech | Institutional | Space Cooling | Central chillers inside | TRC | Existing | NE3303 | Chilled Water System - Variable Speed Drives | Chilled Water System - Variable Speed Drives | NonEquip | 13 | Central chillers inside | 73.99% | Tech/Econ | 24.74% | 514095.4819 | 47.818 | 10.8687
Tech | Institutional | Space Cooling | Central chillers inside | TRC | Existing | NE3277 | Chilled Water Controls Optimization | Chilled Water Controls Optimization | NonEquip | 10 | Central chillers inside | 25.53% | Tech/Econ | 12.5% | 71723.0602 | 23.7087 | 0.0053707
Tech | Institutional | Space Cooling | Central chillers inside | TRC | Existing | NE3199 | Ceiling Insulation(R2 to R38) | Ceiling Insulation(R2 to R38) | NonEquip | 20 |  | 0% | Tech/Econ | 2.325% | 0 | 0 | 0
Tech | Institutional | Space Cooling | Central chillers inside | TRC | Existing | NE3095 | Ceiling Insulation(R12 to R38) | Ceiling Insulation(R12 to R38) | NonEquip | 20 |  | 0% | Tech/Econ | 0.2799% | 0 | 0 | 0
Tech | Institutional | Space Cooling | Central chillers inside | TRC | Existing | NE3043 | Airside Economizer | Airside Economizer | NonEquip | 10 | Packaged air conditioning units (RTUs) | 0% | Tech/Econ | 5.556% | 0 | 0 | 0
Tech | Institutional | Space Cooling | Central chillers inside | TRC | Turnover | ET982 | High Efficiency Chiller (Water cooled-centrifugal, 200 tons) | High Efficiency Chiller (Water cooled-centrifugal, 200 tons) | Equip | 20 | Central chillers inside | 31.91% | Tech/Econ | 4.362% | 28314.2528 | 9.083 | 0.089423
Tech | Institutional | Space Cooling | Central chillers inside | TRC | Turnover | ET904 | High Efficiency Chiller (Air Cooled, 50 tons) | High Efficiency Chiller (Air Cooled, 50 tons) | Equip | 20 | Central chillers inside | 31.91% | Tech/Econ | 8.759% | 58903.7972 | 13.66 | 3.1509
Tech | Institutional | Space Cooling | Central chillers inside | TRC | Turnover | ET1060 | High Efficiency Chiller (Water cooled-positive displacement, 100 tons) | High Efficiency Chiller (Water cooled-positive displacement, 100 tons) | Equip | 20 | Central chillers inside | 31.91% | Tech/Econ | 2.683% | 17171.0887 | 5.5084 | 0.05423
Tech | Institutional | Space Cooling | Central chillers inside | TRC | New | EN930 | High Efficiency Chiller (Air Cooled, 50 tons) | High Efficiency Chiller (Air Cooled, 50 tons) | Equip | 20 | Central chillers inside | 31.91% | Tech/Econ | 8.759% | 0 | 0 | 0
Tech | Institutional | Space Cooling | Central chillers inside | TRC | New | EN1086 | High Efficiency Chiller (Water cooled-positive displacement, 100 tons) | High Efficiency Chiller (Water cooled-positive displacement, 100 tons) | Equip | 20 | Central chillers inside | 31.91% | Tech/Econ | 2.683% | 0 | 0 | 0
Tech | Institutional | Space Cooling | Central chillers inside | TRC | New | EN1008 | High Efficiency Chiller (Water cooled-centrifugal, 200 tons) | High Efficiency Chiller (Water cooled-centrifugal, 200 tons) | Equip | 20 | Central chillers inside | 31.91% | Tech/Econ | 4.362% | 0 | 0 | 0
Tech | Institutional | Ventilation and Circulation | Central air-handling unit | TRC | New | NN5396 | Retro-Commissioning | Retro-Commissioning | NonEquip | 5 |  | 0% | Tech/Econ | 16% | 0 | 0 | 0
Tech | Institutional | Ventilation and Circulation | Central air-handling unit | TRC | New | NN5188 | ENERGY STAR certified buildings program | ENERGY STAR certified buildings program | NonEquip | 20 |  | 0% | Tech/Econ | 35% | 0 | 0 | 0
Tech | Institutional | Ventilation and Circulation | Central air-handling unit | TRC | New | NN4980 | VAV System | VAV System | NonEquip | 10 |  | 15.96% | Tech/Econ | 30% | 285.2954 | 0.081199 | 0.082404
Tech | Institutional | Ventilation and Circulation | Central air-handling unit | TRC | New | NN4954 | Demand Controlled Ventilation | Demand Controlled Ventilation | NonEquip | 10 |  | 17.54% | Tech/Econ | 20.47% | 203.7821 | 0.021217 | 0.11945
Tech | Institutional | Ventilation and Circulation | Central air-handling unit | TRC | New | NN4928 | CO Sensors for Parking Garage Exhaust | CO Sensors for Parking Garage Exhaust | NonEquip | 15 | Motor/Fan | 0% | Tech/Econ | 33% | 0 | 0 | 0
Tech | Institutional | Ventilation and Circulation | Central air-handling unit | TRC | Existing | NE5383 | Retro-Commissioning | Retro-Commissioning | NonEquip | 5 |  | 21.99% | Tech/Econ | 16% | 21768.1339 | 3.6392 | 11.2831
Tech | Institutional | Ventilation and Circulation | Central air-handling unit | TRC | Existing | NE5175 | ENERGY STAR certified buildings program | ENERGY STAR certified buildings program | NonEquip | 20 |  | 0% | Tech/Econ | 35% | 0 | 0 | 0
Tech | Institutional | Ventilation and Circulation | Central air-handling unit | TRC | Existing | NE4967 | VAV System | VAV System | NonEquip | 10 |  | 10.64% | Tech/Econ | 30% | 21423.0934 | 6.0973 | 6.1878
Tech | Institutional | Ventilation and Circulation | Central air-handling unit | TRC | Existing | NE4941 | Demand Controlled Ventilation | Demand Controlled Ventilation | NonEquip | 10 |  | 23.39% | Tech/Econ | 20.47% | 31117.2839 | 3.2398 | 18.2399
Tech | Institutional | Ventilation and Circulation | Central air-handling unit | TRC | Existing | NE4915 | CO Sensors for Parking Garage Exhaust | CO Sensors for Parking Garage Exhaust | NonEquip | 15 | Motor/Fan | 0% | Tech/Econ | 33% | 0 | 0 | 0
Tech | Institutional | Interior Lighting | case lighting | TRC | New | NN5266 | Retro-Commissioning | Retro-Commissioning | NonEquip | 5 |  | 0% | Tech/Econ | 16% | 0 | 0 | 0
Tech | Institutional | Interior Lighting | case lighting | TRC | New | NN5006 | ENERGY STAR certified buildings program | ENERGY STAR certified buildings program | NonEquip | 20 |  | 0% | Tech/Econ | 35% | 0 | 0 | 0
Tech | Institutional | Interior Lighting | case lighting | TRC | New | NN4434 | Interior Lighting Controls | Interior Lighting Controls | NonEquip | 8 | Overhead (fluorescent/LED/CFL U-shape) | 0% | Tech/Econ | 28% | 0 | 0 | 0
Tech | Institutional | Interior Lighting | case lighting | TRC | New | NN4408 | Bi-Level Lighting Control (Interior) | Bi-Level Lighting Control (Interior) | NonEquip | 8 | Overhead (fluorescent/LED/CFL U-shape) | 0% | Tech/Econ | 31% | 0 | 0 | 0
Tech | Institutional | Interior Lighting | case lighting | TRC | New | NN3706 | Facility Energy Management System | Facility Energy Management System | NonEquip | 15 |  | 1.982% | Tech/Econ | 24% | 0.36243 | 7.5962e-05 | 6.5321e-06
Tech | Institutional | Interior Lighting | case lighting | TRC | Existing | NE5253 | Retro-Commissioning | Retro-Commissioning | NonEquip | 5 |  | 21.99% | Tech/Econ | 16% | 298.0535 | 0.049829 | 0.15449
Tech | Institutional | Interior Lighting | case lighting | TRC | Existing | NE4993 | ENERGY STAR certified buildings program | ENERGY STAR certified buildings program | NonEquip | 20 |  | 0% | Tech/Econ | 35% | 0 | 0 | 0
Tech | Institutional | Interior Lighting | case lighting | TRC | Existing | NE4421 | Interior Lighting Controls | Interior Lighting Controls | NonEquip | 8 | Overhead (fluorescent/LED/CFL U-shape) | 0% | Tech/Econ | 28% | 0 | 0 | 0
Tech | Institutional | Interior Lighting | case lighting | TRC | Existing | NE4395 | Bi-Level Lighting Control (Interior) | Bi-Level Lighting Control (Interior) | NonEquip | 8 | Overhead (fluorescent/LED/CFL U-shape) | 0% | Tech/Econ | 31% | 0 | 0 | 0
Tech | Institutional | Interior Lighting | case lighting | TRC | Existing | NE3693 | Facility Energy Management System | Facility Energy Management System | NonEquip | 15 |  | 5.375% | Tech/Econ | 24% | 110.7145 | 0.023205 | 0.0019954
Tech | Institutional | Space Heating | Boilers | TRC | New | NN5344 | Retro-Commissioning | Retro-Commissioning | NonEquip | 5 |  | 0% | Tech/Econ | 16% | 0 | 0 | 0
Tech | Institutional | Space Heating | Boilers | TRC | New | NN5136 | ENERGY STAR certified buildings program | ENERGY STAR certified buildings program | NonEquip | 20 |  | 0% | Tech/Econ | 35% | 0 | 0 | 0
Tech | Institutional | Space Heating | Boilers | TRC | New | NN4330 | Water Cooled Refrigeration Heat Recovery | Water Cooled Refrigeration Heat Recovery | NonEquip | 20 |  | 15.4% | Tech/Econ | 10% | 2.3005 | 0 | 0.00015379
Tech | Institutional | Space Heating | Boilers | TRC | New | NN4278 | Warehouse Loading Dock Seals | Warehouse Loading Dock Seals | NonEquip | 18 |  | 0% | Tech/Econ | 0.9549% | 0 | 0 | 0
Tech | Institutional | Space Heating | Boilers | TRC | New | NN4252 | Wall Insulation | Wall Insulation | NonEquip | 20 |  | 0% | Tech/Econ | 0% | 0 | 0 | 0
Tech | Institutional | Space Heating | Boilers | TRC | New | NN4174 | Smart Thermostat | Smart Thermostat | NonEquip | 11 |  | 31.48% | Tech/Econ | 10% | 4.8555 | 0 | -0.00079783
Tech | Institutional | Space Heating | Boilers | TRC | New | NN4096 | Roof Insulation | Roof Insulation | NonEquip | 20 |  | 58.5% | Tech/Econ | 0.6117% | 0.34449 | 0 | 0.00015539
Tech | Institutional | Space Heating | Boilers | TRC | New | NN4070 | Programmable Thermostat | Programmable Thermostat | NonEquip | 11 |  | 0% | Tech/Econ | 3.6% | 0 | 0 | 0
Tech | Institutional | Space Heating | Boilers | TRC | New | NN4018 | Low U-Value Windows | Low U-Value Windows | NonEquip | 20 |  | 12.54% | Tech/Econ | 10% | 1.9593 | 0 | 8.143e-06
Tech | Institutional | Space Heating | Boilers | TRC | New | NN3940 | Infiltration Reduction - Air Sealing | Infiltration Reduction - Air Sealing | NonEquip | 11 |  | 0% | Tech/Econ | 0.4774% | 0 | 0 | 0
Tech | Institutional | Space Heating | Boilers | TRC | New | NN3862 | Hotel Card Energy Control Systems | Hotel Card Energy Control Systems | NonEquip | 15 |  | 0% | Tech/Econ | 0% | 0 | 0 | 0
Tech | Institutional | Space Heating | Boilers | TRC | New | NN3784 | Green Roof | Green Roof | NonEquip | 15 |  | 0.315% | Tech/Econ | 0.9453% | 0.0043802 | 0 | 0
Tech | Institutional | Space Heating | Boilers | TRC | New | NN3732 | Floor Insulation | Floor Insulation | NonEquip | 20 |  | 29.92% | Tech/Econ | 0.3209% | 0 | 0 | 0
Tech | Institutional | Space Heating | Boilers | TRC | New | NN3654 | Facility Energy Management System | Facility Energy Management System | NonEquip | 15 |  | 1.982% | Tech/Econ | 20% | 0.62169 | 0 | 1.1205e-05
Tech | Institutional | Space Heating | Boilers | TRC | New | NN3576 | ECM Motors on Furnaces | ECM Motors on Furnaces | NonEquip | 15 | Forced air furnace | 0% | Tech/Econ | 1.706% | 0 | 0 | 0
Tech | Institutional | Space Heating | Boilers | TRC | New | NN3550 | Duct Sealing Repair | Duct Sealing Repair | NonEquip | 15 |  | 0% | Tech/Econ | 12% | 0 | 0 | 0
Tech | Institutional | Space Heating | Boilers | TRC | New | NN3498 | Duct Insulation | Duct Insulation | NonEquip | 15 |  | 0% | Tech/Econ | 2.045% | 0 | 0 | 0
Tech | Institutional | Space Heating | Boilers | TRC | New | NN3446 | Destratification Fans | Destratification Fans | NonEquip | 10 |  | 0% | Tech/Econ | 12.7% | 0 | 0 | 0
Tech | Institutional | Space Heating | Boilers | TRC | New | NN3394 | Dedicated Outdoor Air System on VRF unit | Dedicated Outdoor Air System on VRF unit | NonEquip | 15 | Residential/split system heat pump | 0% | Tech/Econ | 10% | 0 | 0 | 0
Tech | Institutional | Space Heating | Boilers | TRC | New | NN3342 | Cool Roof | Cool Roof | NonEquip | 15 |  | 72.49% | Tech/Econ | 0.04786% | 0 | 0 | 0
Tech | Institutional | Space Heating | Boilers | TRC | New | NN3238 | Ceiling Insulation(R30 to R38) | Ceiling Insulation(R30 to R38) | NonEquip | 20 |  | 0% | Tech/Econ | 0.1236% | 0 | 0 | 0
Tech | Institutional | Space Heating | Boilers | TRC | New | NN3186 | Ceiling Insulation(R2 to R38) | Ceiling Insulation(R2 to R38) | NonEquip | 20 |  | 0% | Tech/Econ | 8.344% | 0 | 0 | 0
Tech | Institutional | Space Heating | Boilers | TRC | New | NN3134 | Ceiling Insulation(R19 to R38) | Ceiling Insulation(R19 to R38) | NonEquip | 20 |  | 0% | Tech/Econ | 0.4636% | 0 | 0 | 0
Tech | Institutional | Space Heating | Boilers | TRC | New | NN3082 | Ceiling Insulation(R12 to R38) | Ceiling Insulation(R12 to R38) | NonEquip | 20 |  | 0% | Tech/Econ | 1.004% | 0 | 0 | 0
Tech | Institutional | Space Heating | Boilers | TRC | New | NN3004 | Air Curtains | Air Curtains | NonEquip | 8 |  | 0% | Tech/Econ | 0.2135% | 0 | 0 | 0
Tech | Institutional | Space Heating | Boilers | TRC | Existing | NE5331 | Retro-Commissioning | Retro-Commissioning | NonEquip | 5 |  | 21.99% | Tech/Econ | 16% | 600.6696 | 0 | 0.31134
Tech | Institutional | Space Heating | Boilers | TRC | Existing | NE5123 | ENERGY STAR certified buildings program | ENERGY STAR certified buildings program | NonEquip | 20 |  | 0% | Tech/Econ | 35% | 0 | 0 | 0
Tech | Institutional | Space Heating | Boilers | TRC | Existing | NE4317 | Water Cooled Refrigeration Heat Recovery | Water Cooled Refrigeration Heat Recovery | NonEquip | 20 |  | 15.4% | Tech/Econ | 10% | 253.631 | 0 | 0.016956
Tech | Institutional | Space Heating | Boilers | TRC | Existing | NE4265 | Warehouse Loading Dock Seals | Warehouse Loading Dock Seals | NonEquip | 18 |  | 0% | Tech/Econ | 1.054% | 0 | 0 | 0
Tech | Institutional | Space Heating | Boilers | TRC | Existing | NE4239 | Wall Insulation | Wall Insulation | NonEquip | 20 |  | 0% | Tech/Econ | 8.051% | 0 | 0 | 0
Tech | Institutional | Space Heating | Boilers | TRC | Existing | NE4161 | Smart Thermostat | Smart Thermostat | NonEquip | 11 |  | 31.48% | Tech/Econ | 10% | 510.496 | 0 | -0.083882
Tech | Institutional | Space Heating | Boilers | TRC | Existing | NE4083 | Roof Insulation | Roof Insulation | NonEquip | 20 |  | 58.5% | Tech/Econ | 1.35% | 124.0385 | 0 | 0.055951
Tech | Institutional | Space Heating | Boilers | TRC | Existing | NE4057 | Programmable Thermostat | Programmable Thermostat | NonEquip | 11 |  | 0% | Tech/Econ | 3.6% | 0 | 0 | 0
Tech | Institutional | Space Heating | Boilers | TRC | Existing | NE4005 | Low U-Value Windows | Low U-Value Windows | NonEquip | 20 |  | 5.017% | Tech/Econ | 46% | 407.6846 | 0 | 0.0016944
Tech | Institutional | Space Heating | Boilers | TRC | Existing | NE3927 | Infiltration Reduction - Air Sealing | Infiltration Reduction - Air Sealing | NonEquip | 11 |  | 0% | Tech/Econ | 0.5268% | 0 | 0 | 0
Tech | Institutional | Space Heating | Boilers | TRC | Existing | NE3849 | Hotel Card Energy Control Systems | Hotel Card Energy Control Systems | NonEquip | 15 |  | 0% | Tech/Econ | 0% | 0 | 0 | 0
Tech | Institutional | Space Heating | Boilers | TRC | Existing | NE3771 | Green Roof | Green Roof | NonEquip | 15 |  | 0.063% | Tech/Econ | 1.043% | 0.10241 | 0 | 0
Tech | Institutional | Space Heating | Boilers | TRC | Existing | NE3719 | Floor Insulation | Floor Insulation | NonEquip | 20 |  | 11.97% | Tech/Econ | 0.3541% | 6.6055 | 0 | 0.0029796
Tech | Institutional | Space Heating | Boilers | TRC | Existing | NE3641 | Facility Energy Management System | Facility Energy Management System | NonEquip | 15 |  | 5.375% | Tech/Econ | 20% | 185.5325 | 0 | 0.0033439
Tech | Institutional | Space Heating | Boilers | TRC | Existing | NE3563 | ECM Motors on Furnaces | ECM Motors on Furnaces | NonEquip | 15 | Forced air furnace | 0% | Tech/Econ | 1.706% | 0 | 0 | 0
Tech | Institutional | Space Heating | Boilers | TRC | Existing | NE3537 | Duct Sealing Repair | Duct Sealing Repair | NonEquip | 15 |  | 0% | Tech/Econ | 12% | 0 | 0 | 0
Tech | Institutional | Space Heating | Boilers | TRC | Existing | NE3485 | Duct Insulation | Duct Insulation | NonEquip | 15 |  | 0% | Tech/Econ | 2.045% | 0 | 0 | 0
Tech | Institutional | Space Heating | Boilers | TRC | Existing | NE3433 | Destratification Fans | Destratification Fans | NonEquip | 10 |  | 0% | Tech/Econ | 12.7% | 0 | 0 | 0
Tech | Institutional | Space Heating | Boilers | TRC | Existing | NE3381 | Dedicated Outdoor Air System on VRF unit | Dedicated Outdoor Air System on VRF unit | NonEquip | 15 | Residential/split system heat pump | 0% | Tech/Econ | 10% | 0 | 0 | 0
Tech | Institutional | Space Heating | Boilers | TRC | Existing | NE3329 | Cool Roof | Cool Roof | NonEquip | 15 |  | 72.74% | Tech/Econ | 0.05282% | 5.9848 | 0 | 0
Tech | Institutional | Space Heating | Boilers | TRC | Existing | NE3225 | Ceiling Insulation(R30 to R38) | Ceiling Insulation(R30 to R38) | NonEquip | 20 |  | 0% | Tech/Econ | 0.1364% | 0 | 0 | 0
Tech | Institutional | Space Heating | Boilers | TRC | Existing | NE3173 | Ceiling Insulation(R2 to R38) | Ceiling Insulation(R2 to R38) | NonEquip | 20 |  | 0% | Tech/Econ | 9.208% | 0 | 0 | 0
Tech | Institutional | Space Heating | Boilers | TRC | Existing | NE3121 | Ceiling Insulation(R19 to R38) | Ceiling Insulation(R19 to R38) | NonEquip | 20 |  | 0% | Tech/Econ | 0.5115% | 0 | 0 | 0
Tech | Institutional | Space Heating | Boilers | TRC | Existing | NE3069 | Ceiling Insulation(R12 to R38) | Ceiling Insulation(R12 to R38) | NonEquip | 20 |  | 0% | Tech/Econ | 1.108% | 0 | 0 | 0
Tech | Institutional | Space Heating | Boilers | TRC | Existing | NE2991 | Air Curtains | Air Curtains | NonEquip | 8 |  | 0% | Tech/Econ | 0.2135% | 0 | 0 | 0
Tech | Institutional | Domestic Hot Water | "Point-of-Use" water heaters | TRC | New | NN5422 | Retro-Commissioning | Retro-Commissioning | NonEquip | 5 |  | 0% | Tech/Econ | 16% | 0 | 0 | 0
Tech | Institutional | Domestic Hot Water | "Point-of-Use" water heaters | TRC | New | NN5214 | ENERGY STAR certified buildings program | ENERGY STAR certified buildings program | NonEquip | 20 |  | 0% | Tech/Econ | 35% | 0 | 0 | 0
Tech | Institutional | Domestic Hot Water | "Point-of-Use" water heaters | TRC | New | NN2926 | Thermostatic Shower Restriction Valve | Thermostatic Shower Restriction Valve | NonEquip | 10 | Centralized water heaters | 0% | Tech/Econ | 3.279% | 0 | 0 | 0
Tech | Institutional | Domestic Hot Water | "Point-of-Use" water heaters | TRC | New | NN2900 | Tank Wrap on Water Heater | Tank Wrap on Water Heater | NonEquip | 7 | Centralized water heaters | 0% | Tech/Econ | 1.097% | 0 | 0 | 0
Tech | Institutional | Domestic Hot Water | "Point-of-Use" water heaters | TRC | New | NN2874 | Low-Flow Pre-Rinse Sprayers | Low-Flow Pre-Rinse Sprayers | NonEquip | 5 | Centralized water heaters | 0% | Tech/Econ | 0.3944% | 0 | 0 | 0
Tech | Institutional | Domestic Hot Water | "Point-of-Use" water heaters | TRC | New | NN2848 | Low Flow Shower Head | Low Flow Shower Head | NonEquip | 10 | Centralized water heaters | 0% | Tech/Econ | 0.6644% | 0 | 0 | 0
Tech | Institutional | Domestic Hot Water | "Point-of-Use" water heaters | TRC | New | NN2822 | Hot Water Pipe Insulation | Hot Water Pipe Insulation | NonEquip | 13 | Centralized water heaters | 0% | Tech/Econ | 5.89% | 0 | 0 | 0
Tech | Institutional | Domestic Hot Water | "Point-of-Use" water heaters | TRC | New | NN2796 | Hot Water Circulation Pump Control | Hot Water Circulation Pump Control | NonEquip | 15 | Centralized water heaters | 0% | Tech/Econ | 2.828% | 0 | 0 | 0
Tech | Institutional | Domestic Hot Water | "Point-of-Use" water heaters | TRC | New | NN2770 | Faucet Aerator | Faucet Aerator | NonEquip | 10 | Centralized water heaters | 0% | Tech/Econ | 2.305% | 0 | 0 | 0
Tech | Institutional | Domestic Hot Water | "Point-of-Use" water heaters | TRC | New | NN2744 | Drain Water Heat Recovery | Drain Water Heat Recovery | NonEquip | 15 | Centralized water heaters | 0% | Tech/Econ | 12.27% | 0 | 0 | 0
Tech | Institutional | Domestic Hot Water | "Point-of-Use" water heaters | TRC | Existing | NE5409 | Retro-Commissioning | Retro-Commissioning | NonEquip | 5 |  | 21.99% | Tech/Econ | 16% | 682.0378 | 0.11402 | 0.35352
Tech | Institutional | Domestic Hot Water | "Point-of-Use" water heaters | TRC | Existing | NE5201 | ENERGY STAR certified buildings program | ENERGY STAR certified buildings program | NonEquip | 20 |  | 0% | Tech/Econ | 35% | 0 | 0 | 0
Tech | Institutional | Domestic Hot Water | "Point-of-Use" water heaters | TRC | Existing | NE2913 | Thermostatic Shower Restriction Valve | Thermostatic Shower Restriction Valve | NonEquip | 10 | Centralized water heaters | 0% | Tech/Econ | 3.137% | 0 | 0 | 0
Tech | Institutional | Domestic Hot Water | "Point-of-Use" water heaters | TRC | Existing | NE2887 | Tank Wrap on Water Heater | Tank Wrap on Water Heater | NonEquip | 7 | Centralized water heaters | 0% | Tech/Econ | 1.097% | 0 | 0 | 0
Tech | Institutional | Domestic Hot Water | "Point-of-Use" water heaters | TRC | Existing | NE2861 | Low-Flow Pre-Rinse Sprayers | Low-Flow Pre-Rinse Sprayers | NonEquip | 5 | Centralized water heaters | 0% | Tech/Econ | 0.3761% | 0 | 0 | 0
Tech | Institutional | Domestic Hot Water | "Point-of-Use" water heaters | TRC | Existing | NE2835 | Low Flow Shower Head | Low Flow Shower Head | NonEquip | 10 | Centralized water heaters | 0% | Tech/Econ | 0.6356% | 0 | 0 | 0
Tech | Institutional | Domestic Hot Water | "Point-of-Use" water heaters | TRC | Existing | NE2809 | Hot Water Pipe Insulation | Hot Water Pipe Insulation | NonEquip | 13 | Centralized water heaters | 0% | Tech/Econ | 5.634% | 0 | 0 | 0
Tech | Institutional | Domestic Hot Water | "Point-of-Use" water heaters | TRC | Existing | NE2783 | Hot Water Circulation Pump Control | Hot Water Circulation Pump Control | NonEquip | 15 | Centralized water heaters | 0% | Tech/Econ | 2.706% | 0 | 0 | 0
Tech | Institutional | Domestic Hot Water | "Point-of-Use" water heaters | TRC | Existing | NE2757 | Faucet Aerator | Faucet Aerator | NonEquip | 10 | Centralized water heaters | 0% | Tech/Econ | 2.205% | 0 | 0 | 0
Tech | Institutional | Domestic Hot Water | "Point-of-Use" water heaters | TRC | Existing | NE2731 | Drain Water Heat Recovery | Drain Water Heat Recovery | NonEquip | 15 | Centralized water heaters | 0% | Tech/Econ | 12.27% | 0 | 0 | 0
Tech | Institutional | Domestic Hot Water | "Point-of-Use" water heaters | TRC | Turnover | ET397 | Instantaneous Hot Water System | Instantaneous Hot Water System | Equip | 20 | "Point-of-Use" water heaters | 94.56% | Tech/Econ | 5.847% | 1134.5632 | 0.12569 | 0.14483
Tech | Institutional | Domestic Hot Water | "Point-of-Use" water heaters | TRC | Turnover | ET319 | Energy Star Commercial Dishwasher | Energy Star Commercial Dishwasher | Equip | 15 | "Point-of-Use" water heaters | 0% | Tech/Econ | 29.42% | 0 | 0 | 0
Tech | Institutional | Domestic Hot Water | "Point-of-Use" water heaters | TRC | New | EN423 | Instantaneous Hot Water System | Instantaneous Hot Water System | Equip | 20 | "Point-of-Use" water heaters | 94.56% | Tech/Econ | 5.847% | 10.0728 | 0.0011159 | 0.0012858
Tech | Institutional | Domestic Hot Water | "Point-of-Use" water heaters | TRC | New | EN345 | Energy Star Commercial Dishwasher | Energy Star Commercial Dishwasher | Equip | 15 | "Point-of-Use" water heaters | 0% | Tech/Econ | 29.42% | 0 | 0 | 0
Tech | Lodging/Hospitality | Refrigeration | Walk-in cooler | TRC | New | NN5319 | Retro-Commissioning | Retro-Commissioning | NonEquip | 5 |  | 0% | Tech/Econ | 16% | 0 | 0 | 0
Tech | Lodging/Hospitality | Refrigeration | Walk-in cooler | TRC | New | NN5111 | ENERGY STAR certified buildings program | ENERGY STAR certified buildings program | NonEquip | 20 |  | 0% | Tech/Econ | 35% | 0 | 0 | 0
Tech | Lodging/Hospitality | Refrigeration | Walk-in cooler | TRC | New | NN4903 | Strip Curtains for Walk-ins | Strip Curtains for Walk-ins | NonEquip | 4 | Walk-in cooler | 3.76% | Tech/Econ | 2.115% | 0 | 0 | 0
Tech | Lodging/Hospitality | Refrigeration | Walk-in cooler | TRC | New | NN4877 | Refrigerated Display Case Lighting Controls | Refrigerated Display Case Lighting Controls | NonEquip | 8 | Display cases | 0% | Tech/Econ | 0.9365% | 0 | 0 | 0
Tech | Lodging/Hospitality | Refrigeration | Walk-in cooler | TRC | New | NN4851 | PSC to ECM Evaporator Fan Motor (Walk-In, Refrigerator) | PSC to ECM Evaporator Fan Motor (Walk-In, Refrigerator) | NonEquip | 15 | Walk-in cooler | 68.68% | Tech/Econ | 37.5% | 269.5356 | 0.034947 | 0.029272
Tech | Lodging/Hospitality | Refrigeration | Walk-in cooler | TRC | New | NN4825 | PSC to ECM Evaporator Fan Motor (Reach-In) | PSC to ECM Evaporator Fan Motor (Reach-In) | NonEquip | 15 | Display cases | 0% | Tech/Econ | 37.5% | 0 | 0 | 0
Tech | Lodging/Hospitality | Refrigeration | Walk-in cooler | TRC | New | NN4799 | Night Covers for Display Cases | Night Covers for Display Cases | NonEquip | 5 | Display cases | 0% | Tech/Econ | 1.877% | 0 | 0 | 0
Tech | Lodging/Hospitality | Refrigeration | Walk-in cooler | TRC | New | NN4773 | High R-Value Glass Doors | High R-Value Glass Doors | NonEquip | 12 | Display cases | 0% | Tech/Econ | 0% | 0 | 0 | 0
Tech | Lodging/Hospitality | Refrigeration | Walk-in cooler | TRC | New | NN4747 | High Efficiency Refrigeration Compressor | High Efficiency Refrigeration Compressor | NonEquip | 13 | Display cases | 0% | Tech/Econ | 6.922% | 0 | 0 | 0
Tech | Lodging/Hospitality | Refrigeration | Walk-in cooler | TRC | New | NN4721 | Freezer-Cooler Replacement Gaskets | Freezer-Cooler Replacement Gaskets | NonEquip | 4 | Display cases | 0% | Tech/Econ | 0% | 0 | 0 | 0
Tech | Lodging/Hospitality | Refrigeration | Walk-in cooler | TRC | New | NN4695 | Floating Head Pressure Controls | Floating Head Pressure Controls | NonEquip | 15 |  | 27.37% | Tech/Econ | 6.05% | 12.8675 | 0.0016683 | 0.0013974
Tech | Lodging/Hospitality | Refrigeration | Walk-in cooler | TRC | New | NN4669 | Demand Defrost | Demand Defrost | NonEquip | 10 | Walk-in cooler | 0% | Tech/Econ | 30% | 0 | 0 | 0
Tech | Lodging/Hospitality | Refrigeration | Walk-in cooler | TRC | New | NN4643 | Automatic Door Closer for Walk-in Coolers and Freezers | Automatic Door Closer for Walk-in Coolers and Freezers | NonEquip | 8 | Walk-in cooler | 55.99% | Tech/Econ | 3.131% | 7.4917 | 0.00097134 | 0.00081362
Tech | Lodging/Hospitality | Refrigeration | Walk-in cooler | TRC | New | NN4617 | Anti-Sweat Controls | Anti-Sweat Controls | NonEquip | 8 | Display cases | 0% | Tech/Econ | 85% | 0 | 0 | 0
Tech | Lodging/Hospitality | Refrigeration | Walk-in cooler | TRC | Existing | NE5306 | Retro-Commissioning | Retro-Commissioning | NonEquip | 5 |  | 21.99% | Tech/Econ | 16% | 1163.3354 | 0.35918 | 0.69594
Tech | Lodging/Hospitality | Refrigeration | Walk-in cooler | TRC | Existing | NE5098 | ENERGY STAR certified buildings program | ENERGY STAR certified buildings program | NonEquip | 20 |  | 0% | Tech/Econ | 35% | 0 | 0 | 0
Tech | Lodging/Hospitality | Refrigeration | Walk-in cooler | TRC | Existing | NE4890 | Strip Curtains for Walk-ins | Strip Curtains for Walk-ins | NonEquip | 4 | Walk-in cooler | 3.76% | Tech/Econ | 2.115% | 24.5191 | 0.003179 | 0.0026628
Tech | Lodging/Hospitality | Refrigeration | Walk-in cooler | TRC | Existing | NE4864 | Refrigerated Display Case Lighting Controls | Refrigerated Display Case Lighting Controls | NonEquip | 8 | Display cases | 0% | Tech/Econ | 2.524% | 0 | 0 | 0
Tech | Lodging/Hospitality | Refrigeration | Walk-in cooler | TRC | Existing | NE4838 | PSC to ECM Evaporator Fan Motor (Walk-In, Refrigerator) | PSC to ECM Evaporator Fan Motor (Walk-In, Refrigerator) | NonEquip | 15 | Walk-in cooler | 17.17% | Tech/Econ | 37.5% | 2812.2698 | 0.36463 | 0.30542
Tech | Lodging/Hospitality | Refrigeration | Walk-in cooler | TRC | Existing | NE4812 | PSC to ECM Evaporator Fan Motor (Reach-In) | PSC to ECM Evaporator Fan Motor (Reach-In) | NonEquip | 15 | Display cases | 0% | Tech/Econ | 37.5% | 0 | 0 | 0
Tech | Lodging/Hospitality | Refrigeration | Walk-in cooler | TRC | Existing | NE4786 | Night Covers for Display Cases | Night Covers for Display Cases | NonEquip | 5 | Display cases | 0% | Tech/Econ | 1.877% | 0 | 0 | 0
Tech | Lodging/Hospitality | Refrigeration | Walk-in cooler | TRC | Existing | NE4760 | High R-Value Glass Doors | High R-Value Glass Doors | NonEquip | 12 | Display cases | 0% | Tech/Econ | 23.81% | 0 | 0 | 0
Tech | Lodging/Hospitality | Refrigeration | Walk-in cooler | TRC | Existing | NE4734 | High Efficiency Refrigeration Compressor | High Efficiency Refrigeration Compressor | NonEquip | 13 | Display cases | 0% | Tech/Econ | 6.922% | 0 | 0 | 0
Tech | Lodging/Hospitality | Refrigeration | Walk-in cooler | TRC | Existing | NE4708 | Freezer-Cooler Replacement Gaskets | Freezer-Cooler Replacement Gaskets | NonEquip | 4 | Display cases | 0% | Tech/Econ | 3.131% | 0 | 0 | 0
Tech | Lodging/Hospitality | Refrigeration | Walk-in cooler | TRC | Existing | NE4682 | Floating Head Pressure Controls | Floating Head Pressure Controls | NonEquip | 15 |  | 27.37% | Tech/Econ | 6.05% | 528.3417 | 0.068502 | 0.057379
Tech | Lodging/Hospitality | Refrigeration | Walk-in cooler | TRC | Existing | NE4656 | Demand Defrost | Demand Defrost | NonEquip | 10 | Walk-in cooler | 63.61% | Tech/Econ | 30% | 7797.9463 | 1.011 | 0.84688
Tech | Lodging/Hospitality | Refrigeration | Walk-in cooler | TRC | Existing | NE4630 | Automatic Door Closer for Walk-in Coolers and Freezers | Automatic Door Closer for Walk-in Coolers and Freezers | NonEquip | 8 | Walk-in cooler | 55.99% | Tech/Econ | 3.131% | 549.9653 | 0.071306 | 0.059728
Tech | Lodging/Hospitality | Refrigeration | Walk-in cooler | TRC | Existing | NE4604 | Anti-Sweat Controls | Anti-Sweat Controls | NonEquip | 8 | Display cases | 0% | Tech/Econ | 85% | 0 | 0 | 0
Tech | Lodging/Hospitality | Refrigeration | Vending and ice makers | TRC | New | NN5319 | Retro-Commissioning | Retro-Commissioning | NonEquip | 5 |  | 0% | Tech/Econ | 16% | 0 | 0 | 0
Tech | Lodging/Hospitality | Refrigeration | Vending and ice makers | TRC | New | NN5111 | ENERGY STAR certified buildings program | ENERGY STAR certified buildings program | NonEquip | 20 |  | 0% | Tech/Econ | 35% | 0 | 0 | 0
Tech | Lodging/Hospitality | Refrigeration | Vending and ice makers | TRC | New | NN4903 | Strip Curtains for Walk-ins | Strip Curtains for Walk-ins | NonEquip | 4 | Walk-in cooler | 0% | Tech/Econ | 2.115% | 0 | 0 | 0
Tech | Lodging/Hospitality | Refrigeration | Vending and ice makers | TRC | New | NN4877 | Refrigerated Display Case Lighting Controls | Refrigerated Display Case Lighting Controls | NonEquip | 8 | Display cases | 0% | Tech/Econ | 0.9365% | 0 | 0 | 0
Tech | Lodging/Hospitality | Refrigeration | Vending and ice makers | TRC | New | NN4851 | PSC to ECM Evaporator Fan Motor (Walk-In, Refrigerator) | PSC to ECM Evaporator Fan Motor (Walk-In, Refrigerator) | NonEquip | 15 | Walk-in cooler | 0% | Tech/Econ | 37.5% | 0 | 0 | 0
Tech | Lodging/Hospitality | Refrigeration | Vending and ice makers | TRC | New | NN4825 | PSC to ECM Evaporator Fan Motor (Reach-In) | PSC to ECM Evaporator Fan Motor (Reach-In) | NonEquip | 15 | Display cases | 0% | Tech/Econ | 37.5% | 0 | 0 | 0
Tech | Lodging/Hospitality | Refrigeration | Vending and ice makers | TRC | New | NN4799 | Night Covers for Display Cases | Night Covers for Display Cases | NonEquip | 5 | Display cases | 0% | Tech/Econ | 1.877% | 0 | 0 | 0
Tech | Lodging/Hospitality | Refrigeration | Vending and ice makers | TRC | New | NN4773 | High R-Value Glass Doors | High R-Value Glass Doors | NonEquip | 12 | Display cases | 0% | Tech/Econ | 0% | 0 | 0 | 0
Tech | Lodging/Hospitality | Refrigeration | Vending and ice makers | TRC | New | NN4747 | High Efficiency Refrigeration Compressor | High Efficiency Refrigeration Compressor | NonEquip | 13 | Display cases | 0% | Tech/Econ | 6.922% | 0 | 0 | 0
Tech | Lodging/Hospitality | Refrigeration | Vending and ice makers | TRC | New | NN4721 | Freezer-Cooler Replacement Gaskets | Freezer-Cooler Replacement Gaskets | NonEquip | 4 | Display cases | 0% | Tech/Econ | 0% | 0 | 0 | 0
Tech | Lodging/Hospitality | Refrigeration | Vending and ice makers | TRC | New | NN4695 | Floating Head Pressure Controls | Floating Head Pressure Controls | NonEquip | 15 |  | 27.37% | Tech/Econ | 6.05% | 141.3783 | 0.01833 | 0.015354
Tech | Lodging/Hospitality | Refrigeration | Vending and ice makers | TRC | New | NN4669 | Demand Defrost | Demand Defrost | NonEquip | 10 | Walk-in cooler | 0% | Tech/Econ | 30% | 0 | 0 | 0
Tech | Lodging/Hospitality | Refrigeration | Vending and ice makers | TRC | New | NN4643 | Automatic Door Closer for Walk-in Coolers and Freezers | Automatic Door Closer for Walk-in Coolers and Freezers | NonEquip | 8 | Walk-in cooler | 0% | Tech/Econ | 3.131% | 0 | 0 | 0
Tech | Lodging/Hospitality | Refrigeration | Vending and ice makers | TRC | New | NN4617 | Anti-Sweat Controls | Anti-Sweat Controls | NonEquip | 8 | Display cases | 0% | Tech/Econ | 85% | 0 | 0 | 0
Tech | Lodging/Hospitality | Refrigeration | Vending and ice makers | TRC | Existing | NE5306 | Retro-Commissioning | Retro-Commissioning | NonEquip | 5 |  | 21.99% | Tech/Econ | 16% | 12534.8352 | 3.8701 | 7.4987
Tech | Lodging/Hospitality | Refrigeration | Vending and ice makers | TRC | Existing | NE5098 | ENERGY STAR certified buildings program | ENERGY STAR certified buildings program | NonEquip | 20 |  | 0% | Tech/Econ | 35% | 0 | 0 | 0
Tech | Lodging/Hospitality | Refrigeration | Vending and ice makers | TRC | Existing | NE4890 | Strip Curtains for Walk-ins | Strip Curtains for Walk-ins | NonEquip | 4 | Walk-in cooler | 0% | Tech/Econ | 2.115% | 0 | 0 | 0
Tech | Lodging/Hospitality | Refrigeration | Vending and ice makers | TRC | Existing | NE4864 | Refrigerated Display Case Lighting Controls | Refrigerated Display Case Lighting Controls | NonEquip | 8 | Display cases | 0% | Tech/Econ | 2.524% | 0 | 0 | 0
Tech | Lodging/Hospitality | Refrigeration | Vending and ice makers | TRC | Existing | NE4838 | PSC to ECM Evaporator Fan Motor (Walk-In, Refrigerator) | PSC to ECM Evaporator Fan Motor (Walk-In, Refrigerator) | NonEquip | 15 | Walk-in cooler | 0% | Tech/Econ | 37.5% | 0 | 0 | 0
Tech | Lodging/Hospitality | Refrigeration | Vending and ice makers | TRC | Existing | NE4812 | PSC to ECM Evaporator Fan Motor (Reach-In) | PSC to ECM Evaporator Fan Motor (Reach-In) | NonEquip | 15 | Display cases | 0% | Tech/Econ | 37.5% | 0 | 0 | 0
Tech | Lodging/Hospitality | Refrigeration | Vending and ice makers | TRC | Existing | NE4786 | Night Covers for Display Cases | Night Covers for Display Cases | NonEquip | 5 | Display cases | 0% | Tech/Econ | 1.877% | 0 | 0 | 0
Tech | Lodging/Hospitality | Refrigeration | Vending and ice makers | TRC | Existing | NE4760 | High R-Value Glass Doors | High R-Value Glass Doors | NonEquip | 12 | Display cases | 0% | Tech/Econ | 23.81% | 0 | 0 | 0
Tech | Lodging/Hospitality | Refrigeration | Vending and ice makers | TRC | Existing | NE4734 | High Efficiency Refrigeration Compressor | High Efficiency Refrigeration Compressor | NonEquip | 13 | Display cases | 0% | Tech/Econ | 6.922% | 0 | 0 | 0
Tech | Lodging/Hospitality | Refrigeration | Vending and ice makers | TRC | Existing | NE4708 | Freezer-Cooler Replacement Gaskets | Freezer-Cooler Replacement Gaskets | NonEquip | 4 | Display cases | 0% | Tech/Econ | 3.131% | 0 | 0 | 0
Tech | Lodging/Hospitality | Refrigeration | Vending and ice makers | TRC | Existing | NE4682 | Floating Head Pressure Controls | Floating Head Pressure Controls | NonEquip | 15 |  | 27.37% | Tech/Econ | 6.05% | 5692.835 | 0.73811 | 0.61826
Tech | Lodging/Hospitality | Refrigeration | Vending and ice makers | TRC | Existing | NE4656 | Demand Defrost | Demand Defrost | NonEquip | 10 | Walk-in cooler | 0% | Tech/Econ | 30% | 0 | 0 | 0
Tech | Lodging/Hospitality | Refrigeration | Vending and ice makers | TRC | Existing | NE4630 | Automatic Door Closer for Walk-in Coolers and Freezers | Automatic Door Closer for Walk-in Coolers and Freezers | NonEquip | 8 | Walk-in cooler | 0% | Tech/Econ | 3.131% | 0 | 0 | 0
Tech | Lodging/Hospitality | Refrigeration | Vending and ice makers | TRC | Existing | NE4604 | Anti-Sweat Controls | Anti-Sweat Controls | NonEquip | 8 | Display cases | 0% | Tech/Econ | 85% | 0 | 0 | 0
Tech | Lodging/Hospitality | Refrigeration | Vending and ice makers | TRC | Turnover | ET2576 | Energy Star Vending Machine | Energy Star Vending Machine | Equip | 14 | Vending and ice makers | 4.15% | Tech/Econ | 36% | 5612.4163 | 0.88076 | 0.54741
Tech | Lodging/Hospitality | Refrigeration | Vending and ice makers | TRC | Turnover | ET2498 | Energy Star Ice Maker | Energy Star Ice Maker | Equip | 8 | Vending and ice makers | 32.68% | Tech/Econ | 11.39% | 13774.4829 | 1.7859 | 1.4959
Tech | Lodging/Hospitality | Refrigeration | Vending and ice makers | TRC | New | EN2602 | Energy Star Vending Machine | Energy Star Vending Machine | Equip | 14 | Vending and ice makers | 4.15% | Tech/Econ | 36% | 134.4773 | 0.021104 | 0.013116
Tech | Lodging/Hospitality | Refrigeration | Vending and ice makers | TRC | New | EN2524 | Energy Star Ice Maker | Energy Star Ice Maker | Equip | 8 | Vending and ice makers | 32.68% | Tech/Econ | 11.39% | 330.046 | 0.042792 | 0.035844
Tech | Lodging/Hospitality | Exterior Lighting | Street lighting | TRC | New | NN5293 | Retro-Commissioning | Retro-Commissioning | NonEquip | 5 |  | 0% | Tech/Econ | 16% | 0 | 0 | 0
Tech | Lodging/Hospitality | Exterior Lighting | Street lighting | TRC | New | NN5033 | ENERGY STAR certified buildings program | ENERGY STAR certified buildings program | NonEquip | 20 |  | 0% | Tech/Econ | 35% | 0 | 0 | 0
Tech | Lodging/Hospitality | Exterior Lighting | Street lighting | TRC | New | NN2979 | Outdoor Lighting Controls | Outdoor Lighting Controls | NonEquip | 8 | Exterior parking/lot lighting | 0% | Tech/Econ | 28% | 0 | 0 | 0
Tech | Lodging/Hospitality | Exterior Lighting | Street lighting | TRC | New | NN2953 | Bi-Level Lighting Control (Exterior) | Bi-Level Lighting Control (Exterior) | NonEquip | 9 | Exterior parking/lot lighting | 0% | Tech/Econ | 31% | 0 | 0 | 0
Tech | Lodging/Hospitality | Exterior Lighting | Street lighting | TRC | Existing | NE5280 | Retro-Commissioning | Retro-Commissioning | NonEquip | 5 |  | 21.99% | Tech/Econ | 16% | 0 | 0 | 0
Tech | Lodging/Hospitality | Exterior Lighting | Street lighting | TRC | Existing | NE5020 | ENERGY STAR certified buildings program | ENERGY STAR certified buildings program | NonEquip | 20 |  | 0% | Tech/Econ | 35% | 0 | 0 | 0
Tech | Lodging/Hospitality | Exterior Lighting | Street lighting | TRC | Existing | NE2966 | Outdoor Lighting Controls | Outdoor Lighting Controls | NonEquip | 8 | Exterior parking/lot lighting | 0% | Tech/Econ | 28% | 0 | 0 | 0
Tech | Lodging/Hospitality | Exterior Lighting | Street lighting | TRC | Existing | NE2940 | Bi-Level Lighting Control (Exterior) | Bi-Level Lighting Control (Exterior) | NonEquip | 9 | Exterior parking/lot lighting | 0% | Tech/Econ | 31% | 0 | 0 | 0
Tech | Lodging/Hospitality | Exterior Lighting | Street lighting | TRC | Turnover | ET788 | LED Traffic and Crosswalk Lighting | LED Traffic and Crosswalk Lighting | Equip | 10 | Street lighting | 0% | Tech/Econ | 37.14% | 0 | 0 | 0
Tech | Lodging/Hospitality | Exterior Lighting | Street lighting | TRC | Turnover | ET749 | LED Street Lights | LED Street Lights | Equip | 18 | Street lighting | 0% | Tech/Econ | 66.53% | 0 | 0 | 0
Tech | Lodging/Hospitality | Exterior Lighting | Street lighting | TRC | New | EN814 | LED Traffic and Crosswalk Lighting | LED Traffic and Crosswalk Lighting | Equip | 10 | Street lighting | 0% | Tech/Econ | 37.14% | 0 | 0 | 0
Tech | Lodging/Hospitality | Exterior Lighting | Street lighting | TRC | New | EN775 | LED Street Lights | LED Street Lights | Equip | 18 | Street lighting | 0% | Tech/Econ | 66.53% | 0 | 0 | 0
Tech | Lodging/Hospitality | Cooking | Steamer | TRC | New | NN5085 | ENERGY STAR certified buildings program | ENERGY STAR certified buildings program | NonEquip | 20 |  | 0% | Tech/Econ | 35% | 0 | 0 | 0
Tech | Lodging/Hospitality | Cooking | Steamer | TRC | Existing | NE5072 | ENERGY STAR certified buildings program | ENERGY STAR certified buildings program | NonEquip | 20 |  | 0% | Tech/Econ | 35% | 0 | 0 | 0
Tech | Lodging/Hospitality | Cooking | Steamer | TRC | Turnover | ET203 | Energy Star Steamer | Energy Star Steamer | Equip | 12 | Steamer | 11.72% | Tech/Econ | 56.63% | 152.897 | 0.022466 | 0.013045
Tech | Lodging/Hospitality | Cooking | Steamer | TRC | New | EN229 | Energy Star Steamer | Energy Star Steamer | Equip | 12 | Steamer | 11.72% | Tech/Econ | 56.63% | 3.6635 | 0.00053831 | 0.00031257
Tech | Lodging/Hospitality | Exterior Lighting | Spot lighting/Security/Flood | TRC | New | NN5293 | Retro-Commissioning | Retro-Commissioning | NonEquip | 5 |  | 0% | Tech/Econ | 16% | 0 | 0 | 0
Tech | Lodging/Hospitality | Exterior Lighting | Spot lighting/Security/Flood | TRC | New | NN5033 | ENERGY STAR certified buildings program | ENERGY STAR certified buildings program | NonEquip | 20 |  | 0% | Tech/Econ | 35% | 0 | 0 | 0
Tech | Lodging/Hospitality | Exterior Lighting | Spot lighting/Security/Flood | TRC | New | NN2979 | Outdoor Lighting Controls | Outdoor Lighting Controls | NonEquip | 8 | Exterior parking/lot lighting | 0% | Tech/Econ | 28% | 0 | 0 | 0
Tech | Lodging/Hospitality | Exterior Lighting | Spot lighting/Security/Flood | TRC | New | NN2953 | Bi-Level Lighting Control (Exterior) | Bi-Level Lighting Control (Exterior) | NonEquip | 9 | Exterior parking/lot lighting | 0% | Tech/Econ | 31% | 0 | 0 | 0
Tech | Lodging/Hospitality | Exterior Lighting | Spot lighting/Security/Flood | TRC | Existing | NE5280 | Retro-Commissioning | Retro-Commissioning | NonEquip | 5 |  | 21.99% | Tech/Econ | 16% | 0 | 0 | 0
Tech | Lodging/Hospitality | Exterior Lighting | Spot lighting/Security/Flood | TRC | Existing | NE5020 | ENERGY STAR certified buildings program | ENERGY STAR certified buildings program | NonEquip | 20 |  | 0% | Tech/Econ | 35% | 0 | 0 | 0
Tech | Lodging/Hospitality | Exterior Lighting | Spot lighting/Security/Flood | TRC | Existing | NE2966 | Outdoor Lighting Controls | Outdoor Lighting Controls | NonEquip | 8 | Exterior parking/lot lighting | 0% | Tech/Econ | 28% | 0 | 0 | 0
Tech | Lodging/Hospitality | Exterior Lighting | Spot lighting/Security/Flood | TRC | Existing | NE2940 | Bi-Level Lighting Control (Exterior) | Bi-Level Lighting Control (Exterior) | NonEquip | 9 | Exterior parking/lot lighting | 0% | Tech/Econ | 31% | 0 | 0 | 0
Tech | Lodging/Hospitality | Exterior Lighting | Spot lighting/Security/Flood | TRC | Turnover | ET671 | LED Exterior Lighting | LED Exterior Lighting | Equip | 13 | Spot lighting/Security/Flood | 4.268% | Tech/Econ | 60.51% | 0 | 0 | 0
Tech | Lodging/Hospitality | Exterior Lighting | Spot lighting/Security/Flood | TRC | Turnover | ET554 | LED - 9W Flood | LED - 9W Flood | Equip | 15 | Spot lighting/Security/Flood | 13.31% | Tech/Econ | 86.15% | 0 | 0 | 0
Tech | Lodging/Hospitality | Exterior Lighting | Spot lighting/Security/Flood | TRC | Turnover | ET476 | CFL - 15W Flood | CFL - 15W Flood | Equip | 7.8 | Spot lighting/Security/Flood | 0% | Tech/Econ | 76.92% | 0 | 0 | 0
Tech | Lodging/Hospitality | Exterior Lighting | Spot lighting/Security/Flood | TRC | New | EN697 | LED Exterior Lighting | LED Exterior Lighting | Equip | 13 | Spot lighting/Security/Flood | 4.624% | Tech/Econ | 60.51% | 0 | 0 | 0
Tech | Lodging/Hospitality | Exterior Lighting | Spot lighting/Security/Flood | TRC | New | EN580 | LED - 9W Flood | LED - 9W Flood | Equip | 15 | Spot lighting/Security/Flood | 86.42% | Tech/Econ | 86.15% | 0 | 0 | 0
Tech | Lodging/Hospitality | Exterior Lighting | Spot lighting/Security/Flood | TRC | New | EN502 | CFL - 15W Flood | CFL - 15W Flood | Equip | 7.8 | Spot lighting/Security/Flood | 0% | Tech/Econ | 76.92% | 0 | 0 | 0
Tech | Lodging/Hospitality | Interior Lighting | Spot lighting | TRC | New | NN5267 | Retro-Commissioning | Retro-Commissioning | NonEquip | 5 |  | 0% | Tech/Econ | 16% | 0 | 0 | 0
Tech | Lodging/Hospitality | Interior Lighting | Spot lighting | TRC | New | NN5007 | ENERGY STAR certified buildings program | ENERGY STAR certified buildings program | NonEquip | 20 |  | 0% | Tech/Econ | 35% | 0 | 0 | 0
Tech | Lodging/Hospitality | Interior Lighting | Spot lighting | TRC | New | NN4435 | Interior Lighting Controls | Interior Lighting Controls | NonEquip | 8 | Overhead (fluorescent/LED/CFL U-shape) | 0% | Tech/Econ | 28% | 0 | 0 | 0
Tech | Lodging/Hospitality | Interior Lighting | Spot lighting | TRC | New | NN4409 | Bi-Level Lighting Control (Interior) | Bi-Level Lighting Control (Interior) | NonEquip | 8 | Overhead (fluorescent/LED/CFL U-shape) | 0% | Tech/Econ | 31% | 0 | 0 | 0
Tech | Lodging/Hospitality | Interior Lighting | Spot lighting | TRC | New | NN3707 | Facility Energy Management System | Facility Energy Management System | NonEquip | 15 |  | 4.276% | Tech/Econ | 24% | 0.010368 | 2.7055e-06 | 1.244e-06
Tech | Lodging/Hospitality | Interior Lighting | Spot lighting | TRC | Existing | NE5254 | Retro-Commissioning | Retro-Commissioning | NonEquip | 5 |  | 21.99% | Tech/Econ | 16% | 0.78357 | 0.00024192 | 0.00046875
Tech | Lodging/Hospitality | Interior Lighting | Spot lighting | TRC | Existing | NE4994 | ENERGY STAR certified buildings program | ENERGY STAR certified buildings program | NonEquip | 20 |  | 0% | Tech/Econ | 35% | 0 | 0 | 0
Tech | Lodging/Hospitality | Interior Lighting | Spot lighting | TRC | Existing | NE4422 | Interior Lighting Controls | Interior Lighting Controls | NonEquip | 8 | Overhead (fluorescent/LED/CFL U-shape) | 0% | Tech/Econ | 28% | 0 | 0 | 0
Tech | Lodging/Hospitality | Interior Lighting | Spot lighting | TRC | Existing | NE4396 | Bi-Level Lighting Control (Interior) | Bi-Level Lighting Control (Interior) | NonEquip | 8 | Overhead (fluorescent/LED/CFL U-shape) | 0% | Tech/Econ | 31% | 0 | 0 | 0
Tech | Lodging/Hospitality | Interior Lighting | Spot lighting | TRC | Existing | NE3694 | Facility Energy Management System | Facility Energy Management System | NonEquip | 15 |  | 0.7167% | Tech/Econ | 24% | 0.038374 | 1.0014e-05 | 4.6043e-06
Tech | Lodging/Hospitality | Interior Lighting | Spot lighting | TRC | Turnover | ET1607 | LED Display Lighting (Interior) | LED Display Lighting (Interior) | Equip | 15 | Spot lighting | 2.129% | Tech/Econ | 87.04% | 0.7812 | 0.00018948 | 1.3643e-08
Tech | Lodging/Hospitality | Interior Lighting | Spot lighting | TRC | Turnover | ET1568 | LED - 14W | LED - 14W | Equip | 15 | Spot lighting | 86.42% | Tech/Econ | 53.33% | 19.0724 | 0.0045936 | 1.2436e-06
Tech | Lodging/Hospitality | Interior Lighting | Spot lighting | TRC | Turnover | ET1451 | CFL-23W | CFL-23W | Equip | 7.8 | Spot lighting | 0% | Tech/Econ | 23.33% | 0 | 0 | 0
Tech | Lodging/Hospitality | Interior Lighting | Spot lighting | TRC | New | EN1633 | LED Display Lighting (Interior) | LED Display Lighting (Interior) | Equip | 15 | Spot lighting | 0% | Tech/Econ | 87.04% | 0 | 0 | 0
Tech | Lodging/Hospitality | Interior Lighting | Spot lighting | TRC | New | EN1594 | LED - 14W | LED - 14W | Equip | 15 | Spot lighting | 0% | Tech/Econ | 53.33% | 0 | 0 | 0
Tech | Lodging/Hospitality | Interior Lighting | Spot lighting | TRC | New | EN1477 | CFL-23W | CFL-23W | Equip | 7.8 | Spot lighting | 0% | Tech/Econ | 23.33% | 0 | 0 | 0
Tech | Lodging/Hospitality | Office Equipment | Servers | TRC | New | NN5059 | ENERGY STAR certified buildings program | ENERGY STAR certified buildings program | NonEquip | 20 |  | 0% | Tech/Econ | 35% | 0 | 0 | 0
Tech | Lodging/Hospitality | Office Equipment | Servers | TRC | New | NN4591 | Smart Strip Plug Outlet | Smart Strip Plug Outlet | NonEquip | 4 |  | 43.9% | Tech/Econ | 1.187% | 5.3807 | 0.00080008 | 0.00055604
Tech | Lodging/Hospitality | Office Equipment | Servers | TRC | New | NN4565 | Network PC Power Management | Network PC Power Management | NonEquip | 5 | Computers | 0% | Tech/Econ | 56.5% | 0 | 0 | 0
Tech | Lodging/Hospitality | Office Equipment | Servers | TRC | Existing | NE5046 | ENERGY STAR certified buildings program | ENERGY STAR certified buildings program | NonEquip | 20 |  | 0% | Tech/Econ | 35% | 0 | 0 | 0
Tech | Lodging/Hospitality | Office Equipment | Servers | TRC | Existing | NE4578 | Smart Strip Plug Outlet | Smart Strip Plug Outlet | NonEquip | 4 |  | 43.9% | Tech/Econ | 1.187% | 228.0759 | 0.033914 | 0.023569
Tech | Lodging/Hospitality | Office Equipment | Servers | TRC | Existing | NE4552 | Network PC Power Management | Network PC Power Management | NonEquip | 5 | Computers | 0% | Tech/Econ | 56.5% | 0 | 0 | 0
Tech | Lodging/Hospitality | Office Equipment | Servers | TRC | Turnover | ET2303 | Server Virtualization | Server Virtualization | Equip | 3 | Servers | 37.33% | Tech/Econ | 85.71% | 23117.1395 | 3.4407 | 2.3931
Tech | Lodging/Hospitality | Office Equipment | Servers | TRC | Turnover | ET2225 | Energy Star Servers | Energy Star Servers | Equip | 4 | Servers | 47.28% | Tech/Econ | 23.08% | 5361.2006 | 0.79796 | 0.555
Tech | Lodging/Hospitality | Office Equipment | Servers | TRC | Turnover | ET1139 | High Efficiency Data Center Cooling | High Efficiency Data Center Cooling | Equip | 20 | Servers | 0% | Tech/Econ | 28% | 0 | 0 | 0
Tech | Lodging/Hospitality | Office Equipment | Servers | TRC | New | EN2329 | Server Virtualization | Server Virtualization | Equip | 3 | Servers | 38.55% | Tech/Econ | 85.71% | 572.0301 | 0.085141 | 0.059217
Tech | Lodging/Hospitality | Office Equipment | Servers | TRC | New | EN2251 | Energy Star Servers | Energy Star Servers | Equip | 4 | Servers | 47.28% | Tech/Econ | 23.08% | 126.4801 | 0.018825 | 0.013093
Tech | Lodging/Hospitality | Office Equipment | Servers | TRC | New | EN1165 | High Efficiency Data Center Cooling | High Efficiency Data Center Cooling | Equip | 20 | Servers | 0% | Tech/Econ | 28% | 0 | 0 | 0
Tech | Lodging/Hospitality | Space Cooling | Residential-type central air conditioners | TRC | New | NN5371 | Retro-Commissioning | Retro-Commissioning | NonEquip | 5 |  | 0% | Tech/Econ | 16% | 0 | 0 | 0
Tech | Lodging/Hospitality | Space Cooling | Residential-type central air conditioners | TRC | New | NN5163 | ENERGY STAR certified buildings program | ENERGY STAR certified buildings program | NonEquip | 20 |  | 0% | Tech/Econ | 35% | 0 | 0 | 0
Tech | Lodging/Hospitality | Space Cooling | Residential-type central air conditioners | TRC | New | NN4383 | Window Sun Protection | Window Sun Protection | NonEquip | 10 |  | 15.35% | Tech/Econ | 16% | 0 | 0 | 0
Tech | Lodging/Hospitality | Space Cooling | Residential-type central air conditioners | TRC | New | NN4357 | Waterside Economizer | Waterside Economizer | NonEquip | 20 |  | 0% | Tech/Econ | 5.556% | 0 | 0 | 0
Tech | Lodging/Hospitality | Space Cooling | Residential-type central air conditioners | TRC | New | NN4149 | Smart Thermostat | Smart Thermostat | NonEquip | 11 |  | 45.33% | Tech/Econ | 10% | 0 | 0 | 0
Tech | Lodging/Hospitality | Space Cooling | Residential-type central air conditioners | TRC | New | NN4045 | Programmable Thermostat | Programmable Thermostat | NonEquip | 11 |  | 0% | Tech/Econ | 3.6% | 0 | 0 | 0
Tech | Lodging/Hospitality | Space Cooling | Residential-type central air conditioners | TRC | New | NN3993 | Low U-Value Windows | Low U-Value Windows | NonEquip | 20 |  | 26.88% | Tech/Econ | 10% | 0 | 0 | 0
Tech | Lodging/Hospitality | Space Cooling | Residential-type central air conditioners | TRC | New | NN3915 | HVAC tune-up_RTU | HVAC tune-up_RTU | NonEquip | 5 | Packaged air conditioning units (RTUs) | 0% | Tech/Econ | 5% | 0 | 0 | 0
Tech | Lodging/Hospitality | Space Cooling | Residential-type central air conditioners | TRC | New | NN3889 | HVAC tune-up | HVAC tune-up | NonEquip | 5 | Residential-type central air conditioners | 0% | Tech/Econ | 5% | 0 | 0 | 0
Tech | Lodging/Hospitality | Space Cooling | Residential-type central air conditioners | TRC | New | NN3837 | Hotel Card Energy Control Systems | Hotel Card Energy Control Systems | NonEquip | 15 |  | 41.26% | Tech/Econ | 6.606% | 0 | 0 | 0
Tech | Lodging/Hospitality | Space Cooling | Residential-type central air conditioners | TRC | New | NN3681 | Facility Energy Management System | Facility Energy Management System | NonEquip | 15 |  | 4.276% | Tech/Econ | 20% | 0 | 0 | 0
Tech | Lodging/Hospitality | Space Cooling | Residential-type central air conditioners | TRC | New | NN3629 | Facility Commissioning | Facility Commissioning | NonEquip | 10 |  | 71.67% | Tech/Econ | 16% | 0 | 0 | 0
Tech | Lodging/Hospitality | Space Cooling | Residential-type central air conditioners | TRC | New | NN3603 | Energy Recovery Ventilation System (ERV) | Energy Recovery Ventilation System (ERV) | NonEquip | 15 | Packaged air conditioning units (RTUs) | 0% | Tech/Econ | 9.935% | 0 | 0 | 0