## Avoided Costs
AVOIDABLE GENERATION ASSUMPTIONS |  | DEF-ECCR-0051
AGT P2 Brown field- SIMPLE CYCLE COMBUSTION TURBINE |  | unit 1
(1) Base Year |  | 2013
(2) In Service Year for Avoided Generation Unit |  | 2015-06-01
(3) Winter Capacity | MW | 214.139
(4) Base Year Avoided Generating Unit Cost (including transmission upgrade cost) | $//KW | 494.957
(5) Generator Cost Escalation Rate |  | 2.25%
(6) Generator Fixed O&M Cost (including non-escalating gas pipeline reservation cost) | $/kw-year | 62.0683
(7) Generator Fixed O&M Cost Escalation Rate |  | 2.75 % through 2015, 2.25% beyond
(8) Avoided Gen Unit Variable O&M Cost | c/Kwh | 1.0186
(9) Generator Variable O&M Cost Escalation Rate |  | 2.75 % through 2015, 2.25% beyond
(10) Generator Capacity Factor |  | 4.832%
(11) Avoided Generating Unit Fuel Cost | c/Kwh | 5.0264
(12) Avoided Generating Unit Fuel Escalation Rate |  | 4.546%
CC3X1 P1 - COMBINED CYCLE |  | unit 2
(1) Base Year |  | 2013
(2) In Service Year for Avoided Generation Unit |  | 2018-06-01
(3) Winter Capacity | MW | 1306.742
(4) Base Year Avoided Generating Unit Cost (including transmission upgrade cost) | $//KW | 1074.9735
(5) Generator Cost Escalation Rate |  | 2.25%
(6) Generator Fixed O&M Cost (including non-escalating gas pipeline reservation cost) | $/kw-year | 63.3591
(7) Generator Fixed O&M Cost Escalation Rate |  | 2.75 % through 2015, 2.25% beyond
(8) Avoided Gen Unit Variable O&M Cost | c/Kwh | 0.47277
(9) Generator Variable O&M Cost Escalation Rate |  | 2.75 % through 2015, 2.25% beyond
(10) Generator Capacity Factor |  | 77.54%
(11) Avoided Generating Unit Fuel Cost | c/Kwh | 3.8068
(12) Avoided Generating Unit Fuel Escalation Rate |  | 4.113%
CC3X1 P2 - COMBINED CYCLE |  | unit 3
(1) Base Year |  | 2013
(2) In Service Year for Avoided Generation Unit |  | 2020-06-01
(3) Winter Capacity | MW | 1306.742
(4) Base Year Avoided Generating Unit Cost (including transmission upgrade cost) | $//KW | 781.4289
(5) Generator Cost Escalation Rate |  | 2.25%
(6) Generator Fixed O&M Cost (including non-escalating gas pipeline reservation cost) | $/kw-year | 60.3187
(7) Generator Fixed O&M Cost Escalation Rate |  | 2.75 % through 2015, 2.25% beyond
(8) Avoided Gen Unit Variable O&M Cost | c/Kwh | 0.49424
(9) Generator Variable O&M Cost Escalation Rate |  | 2.75 % through 2015, 2.25% beyond
(10) Generator Capacity Factor |  | 84.23%
(11) Avoided Generating Unit Fuel Cost | c/Kwh | 4.273
(12) Avoided Generating Unit Fuel Escalation Rate |  | 3.934%
AGT P2 Brown field- SIMPLE CYCLE COMBUSTION TURBINE |  | unit 4
(1) Base Year |  | 2013
(2) In Service Year for Avoided Generation Unit |  | 2021-06-01
(3) Winter Capacity | MW | 214.139
(4) Base Year Avoided Generating Unit Cost (including transmission upgrade cost) | $//KW | 494.957
(5) Generator Cost Escalation Rate |  | 2.25%
(6) Generator Fixed O&M Cost (including non-escalating gas pipeline reservation cost) | $/kw-year | 62.4626
(7) Generator Fixed O&M Cost Escalation Rate |  | 2.75 % through 2015, 2.25% beyond
(8) Avoided Gen Unit Variable O&M Cost | c/Kwh | 1.0342
(9) Generator Variable O&M Cost Escalation Rate |  | 2.75 % through 2015, 2.25% beyond
(10) Generator Capacity Factor |  | 2.864%
(11) Avoided Generating Unit Fuel Cost | c/Kwh | 7.214
(12) Avoided Generating Unit Fuel Escalation Rate |  | 3.053%
AVOIDABLE GENERATION ASSUMPTIONS |  | DEF-ECCR-0052
AGT P2 Brown field- SIMPLE CYCLE COMBUSTION TURBINE |  | unit 5
(1) Base Year |  | 2013
(2) In Service Year for Avoided Generation Unit |  | 2022-06-01
(3) Winter Capacity | MW | 214.139
(4) Base Year Avoided Generating Unit Cost (including transmission upgrade cost) | $//KW | 494.957
(5) Generator Cost Escalation Rate |  | 2.25%
(6) Generator Fixed O&M Cost (including non-escalating gas pipeline reservation cost) | $/kw-year | 62.5336
(7) Generator Fixed O&M Cost Escalation Rate |  | 2.75 % through 2015, 2.25% beyond
(8) Avoided Gen Unit Variable O&M Cost | c/Kwh | 1.037
(9) Generator Variable O&M Cost Escalation Rate |  | 2.75 % through 2015, 2.25% beyond
(10) Generator Capacity Factor |  | 3.095%
(11) Avoided Generating Unit Fuel Cost | c/Kwh | 7.6099
(12) Avoided Generating Unit Fuel Escalation Rate |  | 3.58%
AGT P2 Brown field- SIMPLE CYCLE COMBUSTION TURBINE |  | unit 6
(1) Base Year |  | 2013
(2) In Service Year for Avoided Generation Unit |  | 2023-06-01
(3) Winter Capacity | MW | 214.139
(4) Base Year Avoided Generating Unit Cost (including transmission upgrade cost) | $//KW | 494.957
(5) Generator Cost Escalation Rate |  | 2.25%
(6) Generator Fixed O&M Cost (including non-escalating gas pipeline reservation cost) | $/kw-year | 62.6062
(7) Generator Fixed O&M Cost Escalation Rate |  | 2.75 % through 2015, 2.25% beyond
(8) Avoided Gen Unit Variable O&M Cost | c/Kwh | 1.0398
(9) Generator Variable O&M Cost Escalation Rate |  | 2.75 % through 2015, 2.25% beyond
(10) Generator Capacity Factor |  | 3.332%
(11) Avoided Generating Unit Fuel Cost | c/Kwh | 7.9543
(12) Avoided Generating Unit Fuel Escalation Rate |  | 3.118%
AGT P2 Brown field- SIMPLE CYCLE COMBUSTION TURBINE |  | unit 7
(1) Base Year |  | 2013
(2) In Service Year for Avoided Generation Unit |  | 2027-06-01
(3) Winter Capacity | MW | 214.139
(4) Base Year Avoided Generating Unit Cost (including transmission upgrade cost) | $//KW | 494.957
(5) Generator Cost Escalation Rate |  | 2.25%
(6) Generator Fixed O&M Cost (including non-escalating gas pipeline reservation cost) | $/kw-year | 62.9133
(7) Generator Fixed O&M Cost Escalation Rate |  | 2.75 % through 2015, 2.25% beyond
(8) Avoided Gen Unit Variable O&M Cost | c/Kwh | 1.052
(9) Generator Variable O&M Cost Escalation Rate |  | 2.75 % through 2015, 2.25% beyond
(10) Generator Capacity Factor |  | 2.926%
(11) Avoided Generating Unit Fuel Cost | c/Kwh | 9.7498
(12) Avoided Generating Unit Fuel Escalation Rate |  | 3.118%
CC2X1 P1 - COMBINED CYCLE |  | unit 8
(1) Base Year |  | 2013
(2) In Service Year for Avoided Generation Unit |  | 2028-06-01
(3) Winter Capacity | MW | 865.8516
(4) Base Year Avoided Generating Unit Cost (including transmission upgrade cost) | $//KW | 1150.1219
(5) Generator Cost Escalation Rate |  | 2.25%
(6) Generator Fixed O&M Cost (including non-escalating gas pipeline reservation cost) | $/kw-year | 66.9148
(7) Generator Fixed O&M Cost Escalation Rate |  | 2.75 % through 2015, 2.25% beyond
(8) Avoided Gen Unit Variable O&M Cost | c/Kwh | 0.59505
(9) Generator Variable O&M Cost Escalation Rate |  | 2.75 % through 2015, 2.25% beyond
(10) Generator Capacity Factor |  | 40.8%
(11) Avoided Generating Unit Fuel Cost | c/Kwh | 6.376
(12) Avoided Generating Unit Fuel Escalation Rate |  | 3.231%
AVOIDABLE GENERATION ASSUMPTIONS |  | DEF-ECCR-0053
CC2X1 P2 - COMBINED CYCLE |  | unit 9
(1) Base Year |  | 2013
(2) In Service Year for Avoided Generation Unit |  | 2031-06-01
(3) Winter Capacity | MW | 865.8516
(4) Base Year Avoided Generating Unit Cost (including transmission upgrade cost) | $//KW | 753.1716
(5) Generator Cost Escalation Rate |  | 2.25%
(6) Generator Fixed O&M Cost (including non-escalating gas pipeline reservation cost) | $/kw-year | 62.2982
(7) Generator Fixed O&M Cost Escalation Rate |  | 2.75 % through 2015, 2.25% beyond
(8) Avoided Gen Unit Variable O&M Cost | c/Kwh | 0.63604
(9) Generator Variable O&M Cost Escalation Rate |  | 2.75 % through 2015, 2.25% beyond
(10) Generator Capacity Factor |  | 44.11%
(11) Avoided Generating Unit Fuel Cost | c/Kwh | 7.1666
(12) Avoided Generating Unit Fuel Escalation Rate |  | 3.018%
CC2X1 P1 - COMBINED CYCLE |  | unit 10
(1) Base Year |  | 2013
(2) In Service Year for Avoided Generation Unit |  | 2035-06-01
(3) Winter Capacity | MW | 865.8516
(4) Base Year Avoided Generating Unit Cost (including transmission upgrade cost) | $//KW | 1150.1219
(5) Generator Cost Escalation Rate |  | 2.25%
(6) Generator Fixed O&M Cost (including non-escalating gas pipeline reservation cost) | $/kw-year | 68.3161
(7) Generator Fixed O&M Cost Escalation Rate |  | 2.75 % through 2015, 2.25% beyond
(8) Avoided Gen Unit Variable O&M Cost | c/Kwh | 0.69512
(9) Generator Variable O&M Cost Escalation Rate |  | 2.75 % through 2015, 2.25% beyond
(10) Generator Capacity Factor |  | 48.71%
(11) Avoided Generating Unit Fuel Cost | c/Kwh | 8.184
(12) Avoided Generating Unit Fuel Escalation Rate |  | 2.807%
CC2X1 P2 - COMBINED CYCLE |  | unit 11
(1) Base Year |  | 2013
(2) In Service Year for Avoided Generation Unit |  | 2038-06-01
(3) Winter Capacity | MW | 865.8516
(4) Base Year Avoided Generating Unit Cost (including transmission upgrade cost) | $//KW | 753.1716
(5) Generator Cost Escalation Rate |  | 2.25%
(6) Generator Fixed O&M Cost (including non-escalating gas pipeline reservation cost) | $/kw-year | 62.9213
(7) Generator Fixed O&M Cost Escalation Rate |  | 2.75 % through 2015, 2.25% beyond
(8) Avoided Gen Unit Variable O&M Cost | c/Kwh | 0.74301
(9) Generator Variable O&M Cost Escalation Rate |  | 2.75 % through 2015, 2.25% beyond
(10) Generator Capacity Factor |  | 51.98%
(11) Avoided Generating Unit Fuel Cost | c/Kwh | 8.9658
(12) Avoided Generating Unit Fuel Escalation Rate |  | 2.592%
AGT P2 Brown field- SIMPLE CYCLE COMBUSTION TURBINE |  | unit 12
(1) Base Year |  | 2013
(2) In Service Year for Avoided Generation Unit |  | 2041-06-01
(3) Winter Capacity | MW | 214.139
(4) Base Year Avoided Generating Unit Cost (including transmission upgrade cost) | $//KW | 494.957
(5) Generator Cost Escalation Rate |  | 2.25%
(6) Generator Fixed O&M Cost (including non-escalating gas pipeline reservation cost) | $/kw-year | 64.2312
(7) Generator Fixed O&M Cost Escalation Rate |  | 2.75 % through 2015, 2.25% beyond
(8) Avoided Gen Unit Variable O&M Cost | c/Kwh | 1.1039
(9) Generator Variable O&M Cost Escalation Rate |  | 2.75 % through 2015, 2.25% beyond
(10) Generator Capacity Factor |  | 4.595%
(11) Avoided Generating Unit Fuel Cost | c/Kwh | 15.2404
(12) Avoided Generating Unit Fuel Escalation Rate |  | 1.548%
AVOIDABLE GENERATION ASSUMPTIONS |  | DEF-ECCR-0054
AGT P2 Brown field- SIMPLE CYCLE COMBUSTION TURBINE |  | unit 13
(1) Base Year |  | 2013
(2) In Service Year for Avoided Generation Unit |  | 2042-06-01
(3) Winter Capacity | MW | 214.139
(4) Base Year Avoided Generating Unit Cost (including transmission upgrade cost) | $//KW | 494.957
(5) Generator Cost Escalation Rate |  | 2.25%
(6) Generator Fixed O&M Cost (including non-escalating gas pipeline reservation cost) | $/kw-year | 64.342
(7) Generator Fixed O&M Cost Escalation Rate |  | 2.75 % through 2015, 2.25% beyond
(8) Avoided Gen Unit Variable O&M Cost | c/Kwh | 1.1083
(9) Generator Variable O&M Cost Escalation Rate |  | 2.75 % through 2015, 2.25% beyond
(10) Generator Capacity Factor |  | 5.459%
(11) Avoided Generating Unit Fuel Cost | c/Kwh | 15.6026
(12) Avoided Generating Unit Fuel Escalation Rate |  | 1.548%

## Avoided Units_DR
AVOIDABLE GENERATION ASSUMPTIONS |  | DEF-ECCR-0055
Ewise Program Base Case
AGT P2 Brown field- SIMPLE CYCLE COMBUSTION TURBINE |  | unit 1
(1) Base Year |  | 2013
(2) In Service Year for Avoided Generation Unit |  | 2015-06-01
(3) Winter Capacity | MW | 214.139
(4) Base Year Avoided Generating Unit Cost (including transmission upgrade cost) | $//KW | 494.957
(5) Generator Cost Escalation Rate |  | 2.25%
(6) Generator Fixed O&M Cost (including non-escalating gas pipeline reservation cost) | $/kw-year | 62.0683
(7) Generator Fixed O&M Cost Escalation Rate |  | 2.75 % through 2015, 2.25% beyond
(8) Avoided Gen Unit Variable O&M Cost | c/Kwh | 1.0186
(9) Generator Variable O&M Cost Escalation Rate |  | 2.75 % through 2015, 2.25% beyond
(10) Generator Capacity Factor |  | 4.552%
(11) Avoided Generating Unit Fuel Cost | c/Kwh | 5.0264
(12) Avoided Generating Unit Fuel Escalation Rate |  | 4.532%
AGT P2 Brown field- SIMPLE CYCLE COMBUSTION TURBINE |  | unit 2
(1) Base Year |  | 2013
(2) In Service Year for Avoided Generation Unit |  | 2017-06-01
(3) Winter Capacity | MW | 214.139
(4) Base Year Avoided Generating Unit Cost (including transmission upgrade cost) | $//KW | 494.957
(5) Generator Cost Escalation Rate |  | 2.25%
(6) Generator Fixed O&M Cost (including non-escalating gas pipeline reservation cost) | $/kw-year | 62.1939
(7) Generator Fixed O&M Cost Escalation Rate |  | 2.75 % through 2015, 2.25% beyond
(8) Avoided Gen Unit Variable O&M Cost | c/Kwh | 1.0236
(9) Generator Variable O&M Cost Escalation Rate |  | 2.75 % through 2015, 2.25% beyond
(10) Generator Capacity Factor |  | 3.51%
(11) Avoided Generating Unit Fuel Cost | c/Kwh | 5.7273
(12) Avoided Generating Unit Fuel Escalation Rate |  | 4.164%
AGT P2 Brown field- SIMPLE CYCLE COMBUSTION TURBINE |  | unit 3
(1) Base Year |  | 2013
(2) In Service Year for Avoided Generation Unit |  | 2017-06-01
(3) Winter Capacity | MW | 214.139
(4) Base Year Avoided Generating Unit Cost (including transmission upgrade cost) | $//KW | 494.957
(5) Generator Cost Escalation Rate |  | 2.25%
(6) Generator Fixed O&M Cost (including non-escalating gas pipeline reservation cost) | $/kw-year | 62.1939
(7) Generator Fixed O&M Cost Escalation Rate |  | 2.75 % through 2015, 2.25% beyond
(8) Avoided Gen Unit Variable O&M Cost | c/Kwh | 1.0236
(9) Generator Variable O&M Cost Escalation Rate |  | 2.75 % through 2015, 2.25% beyond
(10) Generator Capacity Factor |  | 4.103%
(11) Avoided Generating Unit Fuel Cost | c/Kwh | 5.7247
(12) Avoided Generating Unit Fuel Escalation Rate |  | 4.162%
CC3X1 P1 - COMBINED CYCLE |  | unit 4
(1) Base Year |  | 2013
(2) In Service Year for Avoided Generation Unit |  | 2018-06-01
(3) Winter Capacity | MW | 1306.742
(4) Base Year Avoided Generating Unit Cost (including transmission upgrade cost) | $//KW | 1074.9735
(5) Generator Cost Escalation Rate |  | 2.25%
(6) Generator Fixed O&M Cost (including non-escalating gas pipeline reservation cost) | $/kw-year | 63.3591
(7) Generator Fixed O&M Cost Escalation Rate |  | 2.75 % through 2015, 2.25% beyond
(8) Avoided Gen Unit Variable O&M Cost | c/Kwh | 0.47277
(9) Generator Variable O&M Cost Escalation Rate |  | 2.75 % through 2015, 2.25% beyond
(10) Generator Capacity Factor |  | 75.38%
(11) Avoided Generating Unit Fuel Cost | c/Kwh | 4.0259
(12) Avoided Generating Unit Fuel Escalation Rate |  | 3.978%
AVOIDABLE GENERATION ASSUMPTIONS |  | DEF-ECCR-0056
CC3X1 P2 - COMBINED CYCLE |  | unit 5
(1) Base Year |  | 2013
(2) In Service Year for Avoided Generation Unit |  | 2020-06-01
(3) Winter Capacity | MW | 1306.742
(4) Base Year Avoided Generating Unit Cost (including transmission upgrade cost) | $//KW | 781.4289
(5) Generator Cost Escalation Rate |  | 2.25%
(6) Generator Fixed O&M Cost (including non-escalating gas pipeline reservation cost) | $/kw-year | 60.3187
(7) Generator Fixed O&M Cost Escalation Rate |  | 2.75 % through 2015, 2.25% beyond
(8) Avoided Gen Unit Variable O&M Cost | c/Kwh | 0.49424
(9) Generator Variable O&M Cost Escalation Rate |  | 2.75 % through 2015, 2.25% beyond
(10) Generator Capacity Factor |  | 82.09%
(11) Avoided Generating Unit Fuel Cost | c/Kwh | 4.273
(12) Avoided Generating Unit Fuel Escalation Rate |  | 3.874%
AGT P2 Brown field- SIMPLE CYCLE COMBUSTION TURBINE |  | unit 6
(1) Base Year |  | 2013
(2) In Service Year for Avoided Generation Unit |  | 2021-06-01
(3) Winter Capacity | MW | 214.139
(4) Base Year Avoided Generating Unit Cost (including transmission upgrade cost) | $//KW | 494.957
(5) Generator Cost Escalation Rate |  | 2.25%
(6) Generator Fixed O&M Cost (including non-escalating gas pipeline reservation cost) | $/kw-year | 62.4626
(7) Generator Fixed O&M Cost Escalation Rate |  | 2.75 % through 2015, 2.25% beyond
(8) Avoided Gen Unit Variable O&M Cost | c/Kwh | 1.0342
(9) Generator Variable O&M Cost Escalation Rate |  | 2.75 % through 2015, 2.25% beyond
(10) Generator Capacity Factor |  | 3.496%
(11) Avoided Generating Unit Fuel Cost | c/Kwh | 7.214
(12) Avoided Generating Unit Fuel Escalation Rate |  | 3.053%
CC2X1 P1 - COMBINED CYCLE |  | unit 7
(1) Base Year |  | 2013
(2) In Service Year for Avoided Generation Unit |  | 2022-06-01
(3) Winter Capacity | MW | 865.8516
(4) Base Year Avoided Generating Unit Cost (including transmission upgrade cost) | $//KW | 1150.1219
(5) Generator Cost Escalation Rate |  | 2.25%
(6) Generator Fixed O&M Cost (including non-escalating gas pipeline reservation cost) | $/kw-year | 65.8758
(7) Generator Fixed O&M Cost Escalation Rate |  | 2.75 % through 2015, 2.25% beyond
(8) Avoided Gen Unit Variable O&M Cost | c/Kwh | 0.52085
(9) Generator Variable O&M Cost Escalation Rate |  | 2.75 % through 2015, 2.25% beyond
(10) Generator Capacity Factor |  | 41.67%
(11) Avoided Generating Unit Fuel Cost | c/Kwh | 5.063
(12) Avoided Generating Unit Fuel Escalation Rate |  | 3.058%
AGT P2 Brown field- SIMPLE CYCLE COMBUSTION TURBINE |  | unit 8
(1) Base Year |  | 2013
(2) In Service Year for Avoided Generation Unit |  | 2029-06-01
(3) Winter Capacity | MW | 214.139
(4) Base Year Avoided Generating Unit Cost (including transmission upgrade cost) | $//KW | 494.957
(5) Generator Cost Escalation Rate |  | 2.25%
(6) Generator Fixed O&M Cost (including non-escalating gas pipeline reservation cost) | $/kw-year | 63.0774
(7) Generator Fixed O&M Cost Escalation Rate |  | 2.75 % through 2015, 2.25% beyond
(8) Avoided Gen Unit Variable O&M Cost | c/Kwh | 1.0584
(9) Generator Variable O&M Cost Escalation Rate |  | 2.75 % through 2015, 2.25% beyond
(10) Generator Capacity Factor |  | 3.109%
(11) Avoided Generating Unit Fuel Cost | c/Kwh | 10.5128
(12) Avoided Generating Unit Fuel Escalation Rate |  | 3.053%
AVOIDABLE GENERATION ASSUMPTIONS |  | DEF-ECCR-0057
CC2X1 P2 - COMBINED CYCLE |  | unit 9
(1) Base Year |  | 2013
(2) In Service Year for Avoided Generation Unit |  | 2030-06-01
(3) Winter Capacity | MW | 865.8516
(4) Base Year Avoided Generating Unit Cost (including transmission upgrade cost) | $//KW | 753.1716
(5) Generator Cost Escalation Rate |  | 2.25%
(6) Generator Fixed O&M Cost (including non-escalating gas pipeline reservation cost) | $/kw-year | 62.2168
(7) Generator Fixed O&M Cost Escalation Rate |  | 2.75 % through 2015, 2.25% beyond
(8) Avoided Gen Unit Variable O&M Cost | c/Kwh | 0.62207
(9) Generator Variable O&M Cost Escalation Rate |  | 2.75 % through 2015, 2.25% beyond
(10) Generator Capacity Factor |  | 40.56%
(11) Avoided Generating Unit Fuel Cost | c/Kwh | 7.1437
(12) Avoided Generating Unit Fuel Escalation Rate |  | 3.058%
CC2X1 P1 - COMBINED CYCLE |  | unit 10
(1) Base Year |  | 2013
(2) In Service Year for Avoided Generation Unit |  | 2033-06-01
(3) Winter Capacity | MW | 865.8516
(4) Base Year Avoided Generating Unit Cost (including transmission upgrade cost) | $//KW | 1150.1219
(5) Generator Cost Escalation Rate |  | 2.25%
(6) Generator Fixed O&M Cost (including non-escalating gas pipeline reservation cost) | $/kw-year | 67.8932
(7) Generator Fixed O&M Cost Escalation Rate |  | 2.75 % through 2015, 2.25% beyond
(8) Avoided Gen Unit Variable O&M Cost | c/Kwh | 0.66492
(9) Generator Variable O&M Cost Escalation Rate |  | 2.75 % through 2015, 2.25% beyond
(10) Generator Capacity Factor |  | 47.18%
(11) Avoided Generating Unit Fuel Cost | c/Kwh | 7.8995
(12) Avoided Generating Unit Fuel Escalation Rate |  | 2.924%
CC2X1 P2 - COMBINED CYCLE |  | unit 11
(1) Base Year |  | 2013
(2) In Service Year for Avoided Generation Unit |  | 2037-06-01
(3) Winter Capacity | MW | 865.8516
(4) Base Year Avoided Generating Unit Cost (including transmission upgrade cost) | $//KW | 753.1716
(5) Generator Cost Escalation Rate |  | 2.25%
(6) Generator Fixed O&M Cost (including non-escalating gas pipeline reservation cost) | $/kw-year | 62.8262
(7) Generator Fixed O&M Cost Escalation Rate |  | 2.75 % through 2015, 2.25% beyond
(8) Avoided Gen Unit Variable O&M Cost | c/Kwh | 0.72669
(9) Generator Variable O&M Cost Escalation Rate |  | 2.75 % through 2015, 2.25% beyond
(10) Generator Capacity Factor |  | 50.11%
(11) Avoided Generating Unit Fuel Cost | c/Kwh | 8.9261
(12) Avoided Generating Unit Fuel Escalation Rate |  | 2.739%
AGT P2 Brown field- SIMPLE CYCLE COMBUSTION TURBINE |  | unit 12
(1) Base Year |  | 2013
(2) In Service Year for Avoided Generation Unit |  | 2040-06-01
(3) Winter Capacity | MW | 214.139
(4) Base Year Avoided Generating Unit Cost (including transmission upgrade cost) | $//KW | 494.957
(5) Generator Cost Escalation Rate |  | 2.25%
(6) Generator Fixed O&M Cost (including non-escalating gas pipeline reservation cost) | $/kw-year | 64.1229
(7) Generator Fixed O&M Cost Escalation Rate |  | 2.75 % through 2015, 2.25% beyond
(8) Avoided Gen Unit Variable O&M Cost | c/Kwh | 1.0996
(9) Generator Variable O&M Cost Escalation Rate |  | 2.75 % through 2015, 2.25% beyond
(10) Generator Capacity Factor |  | 4.052%
(11) Avoided Generating Unit Fuel Cost | c/Kwh | 14.8415
(12) Avoided Generating Unit Fuel Escalation Rate |  | 2.331%
AVOIDABLE GENERATION ASSUMPTIONS |  | DEF-ECCR-0058
AGT P2 Brown field- SIMPLE CYCLE COMBUSTION TURBINE |  | unit 13
(1) Base Year |  | 2013
(2) In Service Year for Avoided Generation Unit |  | 2040-06-01
(3) Winter Capacity | MW | 214.139
(4) Base Year Avoided Generating Unit Cost (including transmission upgrade cost) | $//KW | 494.957
(5) Generator Cost Escalation Rate |  | 2.25%
(6) Generator Fixed O&M Cost (including non-escalating gas pipeline reservation cost) | $/kw-year | 64.1229
(7) Generator Fixed O&M Cost Escalation Rate |  | 2.75 % through 2015, 2.25% beyond
(8) Avoided Gen Unit Variable O&M Cost | c/Kwh | 1.0996
(9) Generator Variable O&M Cost Escalation Rate |  | 2.75 % through 2015, 2.25% beyond
(10) Generator Capacity Factor |  | 4.528%
(11) Avoided Generating Unit Fuel Cost | c/Kwh | 14.8317
(12) Avoided Generating Unit Fuel Escalation Rate |  | 2.324%
CC2X1 P1 - COMBINED CYCLE |  | unit 14
(1) Base Year |  | 2013
(2) In Service Year for Avoided Generation Unit |  | 2041-06-01
(3) Winter Capacity | MW | 865.8516
(4) Base Year Avoided Generating Unit Cost (including transmission upgrade cost) | $//KW | 1150.1219
(5) Generator Cost Escalation Rate |  | 2.25%
(6) Generator Fixed O&M Cost (including non-escalating gas pipeline reservation cost) | $/kw-year | 69.7036
(7) Generator Fixed O&M Cost Escalation Rate |  | 2.75 % through 2015, 2.25% beyond
(8) Avoided Gen Unit Variable O&M Cost | c/Kwh | 0.79421
(9) Generator Variable O&M Cost Escalation Rate |  | 2.75 % through 2015, 2.25% beyond
(10) Generator Capacity Factor |  | 51.75%
(11) Avoided Generating Unit Fuel Cost | c/Kwh | 9.9327
(12) Avoided Generating Unit Fuel Escalation Rate |  | 2.739%

## Fuel_Costs_EE
| Total Fuel Costs ($000) | [13 empty] | Total Generation (Gwh) | [13 empty] | Fuel Costs (cents /kwh ) | [14 empty] | 1.548% | 2.592% | 2.807% | 3.018% | 3.231% | 3.118% | 3.58% | 3.631% | 3.716% | 3.934% | 4.113% | 4.546%
| AGT P2 770 | AGT P2 771 | CC2x1GP2 772 | CC2x1GP1 773 | CC2x1GP2 774 | CC2x1GP1 775 | AGT P2 776 | AGT P2 783 | AGT P2 784 | AGT P2 785 | CC3x1GP2 787 | CC3x1GP1 788 | AGT P2 799 |  | AGT P2 770 | AGT P2 771 | CC2x1GP2 772 | CC2x1GP1 773 | CC2x1GP2 774 | CC2x1GP1 775 | AGT P2 776 | AGT P2 783 | AGT P2 784 | AGT P2 785 | CC3x1GP2 787 | CC3x1GP1 788 | AGT P2 799 |  | AGT P2 770 | AGT P2 771 | CC2x1GP2 772 | CC2x1GP1 773 | CC2x1GP2 774 | CC2x1GP1 775 | AGT P2 776 | AGT P2 783 | AGT P2 784 | AGT P2 785 | CC3x1GP2 787 | CC3x1GP1 788 | AGT P2 799 |  | AGT P2 770 | AGT P2 771 | CC2x1GP2 772 | CC2x1GP1 773 | CC2x1GP2 774 | CC2x1GP1 775 | AGT P2 776 | AGT P2 783 | AGT P2 784 | AGT P2 785 | CC3x1GP2 787 | CC3x1GP1 788 | AGT P2 799
2013 | 0 | 0 | 0 | 0 | 0 | 0 | 0 | 0 | 0 | 0 | 0 | 0 | 0 | 2013 | 0 | 0 | 0 | 0 | 0 | 0 | 0 | 0 | 0 | 0 | 0 | 0 | 0 | 2013 | [13 empty] | 2013
2014 | 0 | 0 | 0 | 0 | 0 | 0 | 0 | 0 | 0 | 0 | 0 | 0 | 0 | 2014 | 0 | 0 | 0 | 0 | 0 | 0 | 0 | 0 | 0 | 0 | 0 | 0 | 0 | 2014 | [13 empty] | 2014
2015 | 0 | 0 | 0 | 0 | 0 | 0 | 0 | 0 | 0 | 0 | 0 | 0 | 8658.435 | 2015 | 0 | 0 | 0 | 0 | 0 | 0 | 0 | 0 | 0 | 0 | 0 | 0 | 172.2605 | 2015 | [12 empty] | 5.0264 | 2015 | [12 empty] | 6.249%
2016 | 0 | 0 | 0 | 0 | 0 | 0 | 0 | 0 | 0 | 0 | 0 | 0 | 23421.16 | 2016 | 0 | 0 | 0 | 0 | 0 | 0 | 0 | 0 | 0 | 0 | 0 | 0 | 438.5615 | 2016 | [12 empty] | 5.3405 | 2016 | [12 empty] | 6.107%
2017 | 0 | 0 | 0 | 0 | 0 | 0 | 0 | 0 | 0 | 0 | 0 | 0 | 6660.994 | 2017 | 0 | 0 | 0 | 0 | 0 | 0 | 0 | 0 | 0 | 0 | 0 | 0 | 117.5483 | 2017 | [12 empty] | 5.6666 | 2017 | [12 empty] | 4.957%
2018 | 0 | 0 | 0 | 0 | 0 | 0 | 0 | 0 | 0 | 0 | 0 | 189589.8 | 7262.874 | 2018 | 0 | 0 | 0 | 0 | 0 | 0 | 0 | 0 | 0 | 0 | 0 | 4980.282 | 122.1161 | 2018 | [11 empty] | 3.8068 | 5.9475 | 2018 | [11 empty] | 5.754% | 6.173%
2019 | 0 | 0 | 0 | 0 | 0 | 0 | 0 | 0 | 0 | 0 | 0 | 365575.3 | 7236.746 | 2019 | 0 | 0 | 0 | 0 | 0 | 0 | 0 | 0 | 0 | 0 | 0 | 9080.728 | 114.6024 | 2019 | [11 empty] | 4.0258 | 6.3147 | 2019 | [11 empty] | 5.895% | 5.824%
2020 | 0 | 0 | 0 | 0 | 0 | 0 | 0 | 0 | 0 | 0 | 211816.3 | 382254.4 | 8529.053 | 2020 | 0 | 0 | 0 | 0 | 0 | 0 | 0 | 0 | 0 | 0 | 4957.139 | 8966.424 | 127.6339 | 2020 | [10 empty] | 4.273 | 4.2632 | 6.6824 | 2020 | [10 empty] | 5.426% | 5.747% | 6.105%
2021 | 0 | 0 | 0 | 0 | 0 | 0 | 0 | 0 | 0 | 4518.66 | 400791.8 | 382006.5 | 6796.515 | 2021 | 0 | 0 | 0 | 0 | 0 | 0 | 0 | 0 | 0 | 62.5358 | 8896.969 | 8473.605 | 95.8549 | 2021 | [9 empty] | 7.2257 | 4.5048 | 4.5082 | 7.0904 | 2021 | [9 empty] | 3.226% | 5.615% | 5.65% | 5.372%
2022 | 0 | 0 | 0 | 0 | 0 | 0 | 0 | 0 | 5428.024 | 8634.399 | 424115.6 | 400703.1 | 7288.264 | 2022 | 0 | 0 | 0 | 0 | 0 | 0 | 0 | 0 | 71.3283 | 115.7614 | 8914.209 | 8412.985 | 97.55 | 2022 | [8 empty] | 7.6099 | 7.4588 | 4.7577 | 4.7629 | 7.4713 | 2022 | [8 empty] | 3.27% | 5.517% | 5.473% | 5.458% | 5.425%
2023 | 0 | 0 | 0 | 0 | 0 | 0 | 0 | 7088.13 | 10005.75 | 8411.966 | 446666.6 | 424586.1 | 7342.299 | 2023 | 0 | 0 | 0 | 0 | 0 | 0 | 0 | 89.1107 | 127.3202 | 106.8824 | 8901.014 | 8453.037 | 93.216 | 2023 | [7 empty] | 7.9543 | 7.8587 | 7.8703 | 5.0182 | 5.0229 | 7.8767 | 2023 | [7 empty] | 4.085% | 5.438% | 5.416% | 5.373% | 5.256% | 5.467%
2024 | 0 | 0 | 0 | 0 | 0 | 0 | 0 | 13411.6 | 11823.29 | 10182.87 | 487445.6 | 487030.6 | 8739.237 | 2024 | 0 | 0 | 0 | 0 | 0 | 0 | 0 | 161.9916 | 142.6882 | 122.7366 | 9218.325 | 9212.041 | 105.1998 | 2024 | [7 empty] | 8.2792 | 8.2861 | 8.2965 | 5.2878 | 5.2869 | 8.3073 | 2024 | [7 empty] | 5.846% | 5.839% | 5.766% | 5.157% | 5.189% | 5.977%
2025 | 0 | 0 | 0 | 0 | 0 | 0 | 0 | 6719.188 | 5735.25 | 4993.261 | 502716.3 | 490678.3 | 4051.103 | 2025 | 0 | 0 | 0 | 0 | 0 | 0 | 0 | 76.6754 | 65.397 | 56.9039 | 9040.915 | 8823.176 | 46.0154 | 2025 | [7 empty] | 8.7632 | 8.7699 | 8.7749 | 5.5605 | 5.5612 | 8.8038 | 2025 | [7 empty] | 4.147% | 3.847% | 4.136% | 4.29% | 4.606% | 3.947%
2026 | 0 | 0 | 0 | 0 | 0 | 0 | 0 | 3834.622 | 3432.281 | 2752.91 | 498147.4 | 418226.5 | 2268.494 | 2026 | 0 | 0 | 0 | 0 | 0 | 0 | 0 | 42.0159 | 37.6871 | 30.1265 | 8590.262 | 7189.216 | 24.7887 | 2026 | [7 empty] | 9.1266 | 9.1073 | 9.1378 | 5.799 | 5.8174 | 9.1513 | 2026 | [7 empty] | 5.036% | 5.285% | 5.157% | 4.181% | 4.152% | 5.128%
2027 | 0 | 0 | 0 | 0 | 0 | 0 | 3632.82 | 4821.255 | 4189.343 | 3513.39 | 521923.4 | 441544.7 | 2979.755 | 2027 | 0 | 0 | 0 | 0 | 0 | 0 | 37.2604 | 50.2934 | 43.6906 | 36.5632 | 8639.095 | 7287.49 | 30.9728 | 2027 | [6 empty] | 9.7498 | 9.5862 | 9.5887 | 9.6091 | 6.0414 | 6.0589 | 9.6206 | 2027 | [6 empty] | 2.115% | 3.673% | 4.049% | 3.769% | 4.102% | 4.091% | 4.04%
2028 | 0 | 0 | 0 | 0 | 0 | 112134.1 | 4650.276 | 4104.139 | 3387.489 | 2891.103 | 546217.4 | 463854.6 | 2373.276 | 2028 | 0 | 0 | 0 | 0 | 0 | 1758.704 | 46.7084 | 41.2961 | 33.9531 | 28.9945 | 8684.98 | 7354.805 | 23.7108 | 2028 | [5 empty] | 6.376 | 9.956 | 9.9383 | 9.977 | 9.9712 | 6.2892 | 6.3068 | 10.0093 | 2028 | [5 empty] | 3.711% | 4.783% | 5.195% | 4.966% | 5.019% | 4.015% | 4.018% | 4.886%
2029 | 0 | 0 | 0 | 0 | 0 | 201163.4 | 4134.158 | 3474.257 | 2947.934 | 2558.354 | 567019.4 | 482528.6 | 2112.427 | 2029 | 0 | 0 | 0 | 0 | 0 | 3042.147 | 39.629 | 33.2319 | 28.1495 | 24.4311 | 8667.739 | 7355.35 | 20.1215 | 2029 | [5 empty] | 6.6125 | 10.4322 | 10.4546 | 10.4724 | 10.4717 | 6.5417 | 6.5602 | 10.4983 | 2029 | [5 empty] | 3.995% | 3.851% | 3.765% | 3.653% | 3.878% | 3.946% | 3.936% | 3.654%
2030 | 0 | 0 | 0 | 0 | 0 | 206870.7 | 4814.518 | 4153.661 | 3597.781 | 3024.659 | 594873.2 | 516177.2 | 2608.765 | 2030 | 0 | 0 | 0 | 0 | 0 | 3008.263 | 44.4392 | 38.2888 | 33.1442 | 27.8057 | 8748.291 | 7570.331 | 23.9734 | 2030 | [5 empty] | 6.8767 | 10.8339 | 10.8482 | 10.855 | 10.8778 | 6.7999 | 6.8184 | 10.8819 | 2030 | [5 empty] | 3.935% | 2.882% | 3.174% | 3.314% | 3.04% | 3.861% | 3.923% | 3.407%
2031 | 0 | 0 | 0 | 0 | 126609.4 | 202314 | 5510.223 | 4584.675 | 3861.961 | 3313.125 | 619478.9 | 545032.9 | 2742.532 | 2031 | 0 | 0 | 0 | 0 | 1766.655 | 2830.624 | 49.4359 | 40.9618 | 34.4368 | 29.5588 | 8771.46 | 7691.818 | 24.3724 | 2031 |  |  |  |  | 7.1666 | 7.1473 | 11.1462 | 11.1926 | 11.2146 | 11.2086 | 7.0624 | 7.0859 | 11.2526 | 2031 |  |  |  |  | 3.359% | 3.603% | 4.451% | 3.932% | 4.096% | 4.114% | 3.571% | 3.56% | 4.091%
2032 | 0 | 0 | 0 | 0 | 212595.5 | 201751.1 | 4723.96 | 4183.624 | 3487.513 | 3040.051 | 644476.6 | 571666.8 | 2508.406 | 2032 | 0 | 0 | 0 | 0 | 2870.064 | 2724.569 | 40.5758 | 35.9646 | 29.8742 | 26.0508 | 8810.781 | 7790.324 | 21.4156 | 2032 |  |  |  |  | 7.4073 | 7.4049 | 11.6423 | 11.6326 | 11.674 | 11.6697 | 7.3146 | 7.3382 | 11.713 | 2032 |  |  |  |  | 3.4% | 3.429% | 3.342% | 3.637% | 3.104% | 3.315% | 3.462% | 3.447% | 3.382%
2033 | 0 | 0 | 0 | 0 | 230128.4 | 214718.1 | 5171.2 | 4404.14 | 3929.529 | 3347.344 | 667725.3 | 601984.4 | 2752.453 | 2033 | 0 | 0 | 0 | 0 | 3004.611 | 2803.545 | 42.9808 | 36.5318 | 32.6471 | 27.7636 | 8823.201 | 7930.099 | 22.7305 | 2033 |  |  |  |  | 7.6592 | 7.6588 | 12.0314 | 12.0556 | 12.0364 | 12.0566 | 7.5678 | 7.5911 | 12.1091 | 2033 |  |  |  |  | 3.049% | 3.138% | 2.743% | 2.904% | 3.29% | 3.033% | 3.348% | 3.321% | 2.934%
2034 | 0 | 0 | 0 | 0 | 280096 | 245847.3 | 7067.717 | 5985.52 | 5101.698 | 4502.136 | 689391.1 | 628287.2 | 3793.625 | 2034 | 0 | 0 | 0 | 0 | 3548.792 | 3112.336 | 57.1755 | 48.2483 | 41.0356 | 36.2424 | 8814.358 | 8010.538 | 30.4357 | 2034 |  |  |  |  | 7.8927 | 7.8991 | 12.3614 | 12.4057 | 12.4324 | 12.4223 | 7.8212 | 7.8433 | 12.4644 | 2034 |  |  |  |  | 3.306% | 3.314% | 3.453% | 3.503% | 3.383% | 3.451% | 3.23% | 3.19% | 3.494%
2035 | 0 | 0 | 0 | 164973.7 | 264539.4 | 234467.8 | 5281.066 | 4404.595 | 3801.75 | 3296.674 | 714712.3 | 659631.2 | 2732.506 | 2035 | 0 | 0 | 0 | 2015.798 | 3244.428 | 2873.054 | 41.2961 | 34.3032 | 29.5787 | 25.6531 | 8852.177 | 8150.18 | 21.1824 | 2035 |  |  |  | 8.184 | 8.1537 | 8.1609 | 12.7883 | 12.8402 | 12.853 | 12.851 | 8.0739 | 8.0935 | 12.8999 | 2035 |  |  |  | 2.779% | 3.194% | 3.073% | 3.439% | 2.983% | 3.277% | 3.421% | 3.127% | 3.086% | 3.174%
2036 | 0 | 0 | 0 | 303951.8 | 258505.7 | 245412.3 | 5292.142 | 4648.863 | 3896.755 | 3353.03 | 739972.4 | 688606.8 | 2862.425 | 2036 | 0 | 0 | 0 | 3613.545 | 3072.31 | 2917.511 | 40.007 | 35.1569 | 29.356 | 25.2287 | 8887.108 | 8253.456 | 21.5068 | 2036 |  |  |  | 8.4115 | 8.4141 | 8.4117 | 13.228 | 13.2232 | 13.2741 | 13.2906 | 8.3264 | 8.3433 | 13.3094 | 2036 |  |  |  | 3.016% | 2.966% | 3.166% | 2.898% | 2.987% | 2.85% | 2.75% | 3.045% | 3.013% | 2.877%
2037 | 0 | 0 | 0 | 321803.1 | 280631.3 | 235197.6 | 6177.041 | 5442.382 | 4615.004 | 4056.325 | 759636.9 | 710171.2 | 3409.405 | 2037 | 0 | 0 | 0 | 3713.771 | 3239.195 | 2710.262 | 45.3814 | 39.964 | 33.8034 | 29.7035 | 8853.665 | 8262.931 | 24.9003 | 2037 |  |  |  | 8.6651 | 8.6636 | 8.678 | 13.6114 | 13.6182 | 13.6525 | 13.656 | 8.5799 | 8.5947 | 13.6922 | 2037 |  |  |  | 2.997% | 2.984% | 2.885% | 2.708% | 2.554% | 2.728% | 2.841% | 2.947% | 2.903% | 2.655%
2038 | 0 | 0 | 186032.7 | 288840.3 | 273066.5 | 245388.4 | 5136.458 | 4545.396 | 3765.618 | 3236.108 | 786564.7 | 743105.2 | 2780.035 | 2038 | 0 | 0 | 2074.926 | 3236.357 | 3060.551 | 2748.407 | 36.7415 | 32.5462 | 26.8495 | 23.0425 | 8905.122 | 8402.214 | 19.7787 | 2038 |  |  | 8.9658 | 8.9249 | 8.9221 | 8.9284 | 13.98 | 13.966 | 14.0249 | 14.0441 | 8.8327 | 8.8442 | 14.0557 | 2038 |  |  | 2.34% | 2.826% | 3.045% | 2.89% | 3.617% | 4.072% | 3.582% | 3.766% | 2.858% | 2.836% | 3.782%
2039 | 0 | 0 | 339801.6 | 296116.6 | 249004.8 | 238239.7 | 4354.288 | 3678.33 | 3254.672 | 2741.198 | 807673.3 | 764929.4 | 2363.303 | 2039 | 0 | 0 | 3703.323 | 3226.702 | 2708.392 | 2593.383 | 30.0595 | 25.3073 | 22.4039 | 18.8102 | 8890.036 | 8410.432 | 16.2011 | 2039 |  |  | 9.1756 | 9.1771 | 9.1938 | 9.1864 | 14.4856 | 14.5346 | 14.5273 | 14.5729 | 9.0852 | 9.095 | 14.5873 | 2039 |  |  | 2.656% | 2.78% | 2.572% | 2.717% | 1.638% | 1.5% | 1.478% | 1.365% | 2.908% | 2.857%
2040 | 0 | 0 | 338862.7 | 293857.7 | 282655.1 | 255325.6 | 9171.038 | 7982.372 | 7382.189 | 6405.922 | 800333.6 | 702263 | 0 | 2040 | 0 | 0 | 3597.537 | 3115.471 | 2997.322 | 2705.861 | 62.2911 | 54.1079 | 50.0761 | 43.3659 | 8560.352 | 7506.961 | 0 | 2040 |  |  | 9.4193 | 9.4322 | 9.4303 | 9.436 | 14.7229 | 14.7527 | 14.742 | 14.7718 | 9.3493 | 9.3548 |  | 2040 |  |  | 2.693% | 2.626% | 2.763% | 2.698% | 2.768% | 2.638% | 2.789% | 2.672% | 2.688% | 2.712%
2041 | 0 | 7000.14 | 355228 | 322496.9 | 281647.4 | 267988.5 | 9254.729 | 8312.639 | 7438.138 | 6640.277 | 825119.4 | 727362.6 | 0 | 2041 | 0 | 45.9314 | 3672.384 | 3331.602 | 2906.327 | 2765.455 | 61.1667 | 54.8981 | 49.0867 | 43.7826 | 8594.431 | 7569.975 | 0 | 2041 |  | 15.2404 | 9.673 | 9.6799 | 9.6908 | 9.6906 | 15.1303 | 15.1419 | 15.1531 | 15.1665 | 9.6006 | 9.6085 |  | 2041 |  | 1.548% | 2.677% | 2.627% | 2.555% | 2.68% | 2.084% | 2.384% | 2.382% | 2.379%
2042 | 8123.686 | 11120.16 | 355564.5 | 339354.9 | 313223.6 | 270526.3 | 10250.44 | 8957.229 | 8042.32 | 7175.447 | 854504 | 759193.6 | 0 | 2042 | 52.0663 | 71.8529 | 3580.017 | 3416.014 | 3151.627 | 2718.77 | 66.3648 | 57.7779 | 51.8388 | 46.2119 | 8672.833 | 7697.184 | 0 | 2042 | 15.6026 | 15.4763 | 9.9319 | 9.9342 | 9.9385 | 9.9503 | 15.4456 | 15.5029 | 15.5141 | 15.5273 | 9.8527 | 9.8633 |  | 2042 | [10 empty] | #VALUE! | #VALUE!

## Fuel_Costs_DR
| Total Fuel Costs ($000) | [14 empty] | Total Generation (Gwh) | [14 empty] | Fuel Costs (cents /kwh ) | [13 empty] | 3.423% |  | 2.324% | 2.331% | 2.739% | 2.924% | 3.058% | 3.053% | 3.629% | 3.735% | 3.874% | 3.978% | 4.162% | 4.164% | 4.532%
| CC2x1GP1 769 | AGT P2 770 | AGT P2 771 | CC2x1GP2 772 | CC2x1GP1 773 | CC2x1GP2 774 | AGT P2 775 | CC2x1GP1 782 | AGT P2 783 | CC3x1GP2 785 | CC3x1GP1 786 | AGT P2 787 | AGT P2 788 | AGT P2 799 |  | CC2x1GP1 769 | AGT P2 770 | AGT P2 771 | CC2x1GP2 772 | CC2x1GP1 773 | CC2x1GP2 774 | AGT P2 775 | CC2x1GP1 782 | AGT P2 783 | CC3x1GP2 785 | CC3x1GP1 786 | AGT P2 787 | AGT P2 788 | AGT P2 799 |  | CC2x1GP1 769 | AGT P2 770 | AGT P2 771 | CC2x1GP2 772 | CC2x1GP1 773 | CC2x1GP2 774 | AGT P2 775 | CC2x1GP1 782 | AGT P2 783 | CC3x1GP2 785 | CC3x1GP1 786 | AGT P2 787 | AGT P2 788 | AGT P2 799 |  | CC2x1GP1 769 | AGT P2 770 | AGT P2 771 | CC2x1GP2 772 | CC2x1GP1 773 | CC2x1GP2 774 | AGT P2 775 | CC2x1GP1 782 | AGT P2 783 | CC3x1GP2 785 | CC3x1GP1 786 | AGT P2 787 | AGT P2 788 | AGT P2 799
2013 | 0 | 0 | 0 | 0 | 0 | 0 | 0 | 0 | 0 | 0 | 0 | 0 | 0 | 0 | 2013 | 0 | 0 | 0 | 0 | 0 | 0 | 0 | 0 | 0 | 0 | 0 | 0 | 0 | 0 | 2013 | [14 empty] | 2013
2014 | 0 | 0 | 0 | 0 | 0 | 0 | 0 | 0 | 0 | 0 | 0 | 0 | 0 | 0 | 2014 | 0 | 0 | 0 | 0 | 0 | 0 | 0 | 0 | 0 | 0 | 0 | 0 | 0 | 0 | 2014 | [14 empty] | 2014
2015 | 0 | 0 | 0 | 0 | 0 | 0 | 0 | 0 | 0 | 0 | 0 | 0 | 0 | 8658.435 | 2015 | 0 | 0 | 0 | 0 | 0 | 0 | 0 | 0 | 0 | 0 | 0 | 0 | 0 | 172.2605 | 2015 | [13 empty] | 5.0264 | 2015 | [13 empty] | 6.249%
2016 | 0 | 0 | 0 | 0 | 0 | 0 | 0 | 0 | 0 | 0 | 0 | 0 | 0 | 23421.16 | 2016 | 0 | 0 | 0 | 0 | 0 | 0 | 0 | 0 | 0 | 0 | 0 | 0 | 0 | 438.5615 | 2016 | [13 empty] | 5.3405 | 2016 | [13 empty] | 5.701%
2017 | 0 | 0 | 0 | 0 | 0 | 0 | 0 | 0 | 0 | 0 | 0 | 4884.794 | 4217.015 | 5651.388 | 2017 | 0 | 0 | 0 | 0 | 0 | 0 | 0 | 0 | 0 | 0 | 0 | 85.3277 | 73.6295 | 100.1147 | 2017 | [11 empty] | 5.7247 | 5.7273 | 5.6449 | 2017 | [11 empty] | 4.821% | 5.045% | 6.66%
2018 | 0 | 0 | 0 | 0 | 0 | 0 | 0 | 0 | 0 | 0 | 0 | 11902.1 | 9988.146 | 8673.813 | 2018 | 0 | 0 | 0 | 0 | 0 | 0 | 0 | 0 | 0 | 0 | 0 | 198.3437 | 166.0184 | 144.0627 | 2018 | [11 empty] | 6.0007 | 6.0163 | 6.0209 | 2018 | [11 empty] | 4.846% | 5.057% | 5.036%
2019 | 0 | 0 | 0 | 0 | 0 | 0 | 0 | 0 | 0 | 0 | 365576 | 8604.756 | 6972.836 | 5987.422 | 2019 | 0 | 0 | 0 | 0 | 0 | 0 | 0 | 0 | 0 | 0 | 9080.7 | 136.767 | 110.32 | 94.6768 | 2019 | [10 empty] | 4.0259 | 6.2915 | 6.3206 | 6.3241 | 2019 | [10 empty] | 5.889% | 5.729% | 5.238% | 5.444%
2020 | 0 | 0 | 0 | 0 | 0 | 0 | 0 | 0 | 0 | 211830.1 | 382139.8 | 10597.68 | 9363.444 | 7695.343 | 2020 | 0 | 0 | 0 | 0 | 0 | 0 | 0 | 0 | 0 | 4957.401 | 8964.201 | 159.316 | 140.7691 | 115.401 | 2020 | [9 empty] | 4.273 | 4.263 | 6.652 | 6.6516 | 6.6684 | 2020 | [9 empty] | 5.428% | 5.756% | 6.143% | 6.221% | 6.009%
2021 | 0 | 0 | 0 | 0 | 0 | 0 | 0 | 0 | 5201.542 | 400819.9 | 382041 | 8305.939 | 7254.098 | 6243.481 | 2021 | 0 | 0 | 0 | 0 | 0 | 0 | 0 | 0 | 72.1031 | 8897.335 | 8474.134 | 117.637 | 102.6702 | 88.321 | 2021 | [8 empty] | 7.214 | 4.5049 | 4.5083 | 7.0607 | 7.0654 | 7.0691 | 2021 | [8 empty] | 3.696% | 5.614% | 5.648% | 5.563% | 5.825% | 6.09%
2022 | 0 | 0 | 0 | 0 | 0 | 0 | 0 | 0 | 12517.74 | 425297.3 | 402296.4 | 11178.07 | 9316.822 | 7566.09 | 2022 | 0 | 0 | 0 | 0 | 0 | 0 | 0 | 0 | 167.3343 | 8938.828 | 8446.401 | 149.9725 | 124.6066 | 100.8867 | 2022 | [8 empty] | 7.4807 | 4.7579 | 4.7629 | 7.4534 | 7.477 | 7.4996 | 2022 | [8 empty] | 4.946% | 5.442% | 5.433% | 5.43% | 5.027% | 5.197%
2023 | 0 | 0 | 0 | 0 | 0 | 0 | 0 | 199508.5 | 7693.834 | 444362.9 | 421438.5 | 6564.456 | 5721.035 | 4523.28 | 2023 | 0 | 0 | 0 | 0 | 0 | 0 | 0 | 3940.51 | 98.002 | 8857.524 | 8392.335 | 83.5369 | 72.8532 | 57.3343 | 2023 | [7 empty] | 5.063 | 7.8507 | 5.0168 | 5.0217 | 7.8582 | 7.8528 | 7.8893 | 2023 | [7 empty] | 5.167% | 6.2% | 5.347% | 5.238% | 5.959% | 6.073% | 5.914%
2024 | 0 | 0 | 0 | 0 | 0 | 0 | 0 | 261014 | 10139.59 | 486161.9 | 486051 | 8286.319 | 7277.791 | 6190.812 | 2024 | 0 | 0 | 0 | 0 | 0 | 0 | 0 | 4902.042 | 121.6153 | 9198.888 | 9197.209 | 99.5188 | 87.3711 | 74.0892 | 2024 | [7 empty] | 5.3246 | 8.3374 | 5.285 | 5.2848 | 8.3264 | 8.3297 | 8.3559 | 2024 | [7 empty] | 5.469% | 4.947% | 5.191% | 5.211% | 4.994% | 5.115% | 4.943%
2025 | 0 | 0 | 0 | 0 | 0 | 0 | 0 | 222359.5 | 4573.054 | 502207.8 | 490329.9 | 4009.01 | 3352.276 | 2774.093 | 2025 | 0 | 0 | 0 | 0 | 0 | 0 | 0 | 3959.549 | 52.2641 | 9033.553 | 8818.646 | 45.8581 | 38.2864 | 31.6357 | 2025 | [7 empty] | 5.6158 | 8.7499 | 5.5594 | 5.5601 | 8.7422 | 8.7558 | 8.7689 | 2025 | [7 empty] | 4.461% | 4.605% | 4.3% | 4.67% | 4.572% | 4.578% | 4.829%
2026 | 0 | 0 | 0 | 0 | 0 | 0 | 0 | 164343.1 | 2256.644 | 494853.8 | 411060.3 | 1963.695 | 1595.104 | 1224.252 | 2026 | 0 | 0 | 0 | 0 | 0 | 0 | 0 | 2801.477 | 24.6551 | 8534.3 | 7063.153 | 21.4802 | 17.4203 | 13.3182 | 2026 | [7 empty] | 5.8663 | 9.1528 | 5.7984 | 5.8198 | 9.1419 | 9.1566 | 9.1923 | 2026 | [7 empty] | 4.135% | 4.828% | 4.179% | 4.151% | 5.199% | 5.009% | 4.858%
2027 | 0 | 0 | 0 | 0 | 0 | 0 | 0 | 176034.3 | 4136.542 | 518627.2 | 434724.3 | 3460.858 | 3012.445 | 2494.604 | 2027 | 0 | 0 | 0 | 0 | 0 | 0 | 0 | 2881.604 | 43.1125 | 8585.508 | 7172.058 | 35.9863 | 31.3299 | 25.8806 | 2027 | [7 empty] | 6.1089 | 9.5948 | 6.0407 | 6.0614 | 9.6172 | 9.6152 | 9.6389 | 2027 | [7 empty] | 4.186% | 4.242% | 4.1% | 4.034% | 4.223% | 4.297% | 4.181%
2028 | 0 | 0 | 0 | 0 | 0 | 0 | 0 | 177303.7 | 5119.424 | 545911 | 462592.9 | 4341.106 | 3757.817 | 3195.478 | 2028 | 0 | 0 | 0 | 0 | 0 | 0 | 0 | 2785.776 | 51.185 | 8681.206 | 7335.895 | 43.3103 | 37.4716 | 31.8215 | 2028 | [7 empty] | 6.3646 | 10.0018 | 6.2884 | 6.3059 | 10.0233 | 10.0284 | 10.0419 | 2028 | [7 empty] | 3.892% | 4.259% | 4.028% | 4.034% | 4.222% | 4.273% | 4.282%
2029 | 0 | 0 | 0 | 0 | 0 | 0 | 4083.381 | 200797.4 | 4993.164 | 566897.8 | 482390.3 | 4258.284 | 3663.967 | 3118.809 | 2029 | 0 | 0 | 0 | 0 | 0 | 0 | 38.8421 | 3036.719 | 47.8834 | 8665.913 | 7353.189 | 40.7628 | 35.0385 | 29.7828 | 2029 | [6 empty] | 10.5128 | 6.6123 | 10.4278 | 6.5417 | 6.5603 | 10.4465 | 10.457 | 10.4719 | 2029 | [6 empty] | 2.892% | 3.946% | 3.733% | 3.947% | 3.963% | 3.986% | 3.889% | 3.886%
2030 | 0 | 0 | 0 | 0 | 0 | 0 | 6518.916 | 212143.6 | 5661.651 | 591745.1 | 509669.4 | 4765.218 | 4189.119 | 3586.668 | 2030 | 0 | 0 | 0 | 0 | 0 | 0 | 60.2664 | 3086.529 | 52.3402 | 8702.257 | 7472.882 | 43.8671 | 38.5608 | 32.9693 | 2030 | [6 empty] | 10.8168 | 6.8732 | 10.817 | 6.7999 | 6.8203 | 10.8628 | 10.8637 | 10.8788 | 2030 | [6 empty] | 4.465% | 4.178% | 4.182% | 3.853% | 3.901% | 3.651% | 4.002% | 3.754%
2031 | 0 | 0 | 0 | 0 | 0 | 216577.2 | 5928.217 | 175268.2 | 5119.743 | 616636.1 | 540514.7 | 4422.923 | 3730.246 | 3205.423 | 2031 | 0 | 0 | 0 | 0 | 0 | 3031.74 | 52.4631 | 2447.751 | 45.4304 | 8731.846 | 7627.593 | 39.282 | 33.0155 | 28.3988 | 2031 | [5 empty] | 7.1437 | 11.2998 | 7.1604 | 11.2694 | 7.0619 | 7.0863 | 11.2594 | 11.2985 | 11.2872 | 2031 | [5 empty] | 3.691% | 2.919% | 3.415% | 3.314% | 3.579% | 3.554% | 3.544% | 3.325% | 3.576%
2032 | 0 | 0 | 0 | 0 | 0 | 212594.7 | 6377.416 | 201750.1 | 5577.94 | 644476.3 | 571666 | 4802.417 | 4150.508 | 3553.038 | 2032 | 0 | 0 | 0 | 0 | 0 | 2870.053 | 54.8374 | 2724.555 | 47.9084 | 8810.777 | 7790.313 | 41.1927 | 35.553 | 30.3918 | 2032 | [5 empty] | 7.4073 | 11.6297 | 7.4049 | 11.6429 | 7.3146 | 7.3382 | 11.6584 | 11.6742 | 11.6908 | 2032 | [5 empty] | 3.392% | 3.43% | 3.43% | 3.566% | 3.461% | 3.439% | 3.42% | 3.552% | 3.579%
2033 | 0 | 0 | 0 | 0 | 0 | 230294.3 | 7042.829 | 215159.8 | 5993.486 | 667870.8 | 603020.7 | 5321.792 | 4495.194 | 3959.83 | 2033 | 0 | 0 | 0 | 0 | 0 | 3007.011 | 58.551 | 2809.295 | 49.7049 | 8825.18 | 7944.391 | 44.1383 | 37.1848 | 32.7009 | 2033 | [5 empty] | 7.6586 | 12.0285 | 7.6589 | 12.0581 | 7.5678 | 7.5905 | 12.0571 | 12.0888 | 12.1092 | 2033 | [5 empty] | 3.334% | 3.326% | 3.269% | 3.291% | 3.339% | 3.319% | 3.369% | 3.32% | 3.185%
2034 | 0 | 0 | 0 | 0 | 266831.2 | 220024.2 | 5361.691 | 209469.2 | 4563.269 | 688830.3 | 627822 | 3968.22 | 3350.828 | 2904.757 | 2034 | 0 | 0 | 0 | 0 | 3377.82 | 2780.21 | 43.14 | 2648.422 | 36.638 | 8808.018 | 8005.432 | 31.8393 | 26.8279 | 23.2474 | 2034 |  |  |  |  | 7.8995 | 7.9139 | 12.4286 | 7.9092 | 12.455 | 7.8205 | 7.8424 | 12.4633 | 12.4901 | 12.495 | 2034 |  |  |  |  | 3.237% | 3.096% | 3.39% | 3.34% | 3.593% | 3.234% | 3.205% | 3.528% | 3.558% | 3.631%
2035 | 0 | 0 | 0 | 0 | 282883 | 247504.8 | 5665.43 | 206113.2 | 4789.089 | 712105 | 655301.8 | 4237.518 | 3585.626 | 3092.566 | 2035 | 0 | 0 | 0 | 0 | 3468.735 | 3033.535 | 44.0891 | 2521.77 | 37.1173 | 8820.401 | 8096.372 | 32.8414 | 27.7213 | 23.8833 | 2035 |  |  |  |  | 8.1552 | 8.159 | 12.85 | 8.1734 | 12.9026 | 8.0734 | 8.0938 | 12.903 | 12.9345 | 12.9487 | 2035 |  |  |  |  | 3.125% | 3.172% | 3.385% | 2.907% | 2.851% | 3.133% | 3.094% | 3.122% | 3.158% | 3.004%
2036 | 0 | 0 | 0 | 0 | 305443.4 | 250274.2 | 6296.962 | 240427 | 5616.135 | 736751.9 | 682999.6 | 4889.731 | 4138.545 | 3680.966 | 2036 | 0 | 0 | 0 | 0 | 3631.883 | 2973.165 | 47.3991 | 2858.486 | 42.3208 | 8848.449 | 8185.331 | 36.7488 | 31.0165 | 27.5984 | 2036 |  |  |  |  | 8.4101 | 8.4178 | 13.285 | 8.411 | 13.2704 | 8.3263 | 8.3442 | 13.3058 | 13.343 | 13.3376 | 2036 |  |  |  |  | 3.058% | 2.982% | 2.495% | 3.032% | 2.726% | 3.043% | 2.99% | 2.396% | 2.368% | 2.571%
2037 | 0 | 0 | 0 | 0 | 318440.3 | 270520.7 | 7899.79 | 258638.6 | 6972.958 | 762579.9 | 715225.3 | 6295.332 | 5340.299 | 4626.723 | 2037 | 0 | 0 | 0 | 0 | 3674.07 | 3120.643 | 58.0165 | 2984.506 | 51.1508 | 8888.174 | 8322.684 | 46.2055 | 39.0973 | 33.8197 | 2037 |  |  |  |  | 8.6672 | 8.6687 | 13.6165 | 8.666 | 13.6322 | 8.5797 | 8.5937 | 13.6246 | 13.659 | 13.6805 | 2037 |  |  |  |  | 2.95% | 3.137% | 3.01% | 3.078% | 3.365% | 2.943% | 2.911% | 3.387% | 3.317% | 3.29%
2038 | 0 | 0 | 0 | 322389 | 281933.3 | 235688.8 | 5490.66 | 229895.7 | 4584.779 | 783818.7 | 738231.3 | 4103.231 | 3506.059 | 3012.598 | 2038 | 0 | 0 | 0 | 3611.75 | 3159.664 | 2636.15 | 39.1455 | 2573.617 | 32.5371 | 8874.555 | 8347.375 | 29.1297 | 24.8443 | 21.3196 | 2038 |  |  |  | 8.9261 | 8.9229 | 8.9406 | 14.0263 | 8.9328 | 14.0909 | 8.8322 | 8.8439 | 14.0861 | 14.1121 | 14.1306 | 2038 |  |  |  | 2.796% | 2.853% | 2.83% | 3.193% | 2.847% | 2.752% | 2.865% | 2.841% | 2.771% | 2.898% | 2.893%
2039 | 0 | 0 | 0 | 339387 | 295612.7 | 249378.3 | 5811.953 | 237468.1 | 5162.176 | 807641.4 | 764824.6 | 4557.271 | 3888.662 | 3364.216 | 2039 | 0 | 0 | 0 | 3698.76 | 3221.069 | 2712.489 | 40.1541 | 2584.799 | 35.6537 | 8889.591 | 8409.183 | 31.4808 | 26.7795 | 23.1384 | 2039 |  |  |  | 9.1757 | 9.1775 | 9.1937 | 14.4741 | 9.1871 | 14.4787 | 9.0852 | 9.0951 | 14.4763 | 14.521 | 14.5395 | 2039 |  |  |  | 2.652% | 2.712% | 2.649% | 1.71% | 2.718% | 1.465% | 2.9% | 2.854% | 1.881% | 1.335%
2040 | 0 | 8055.216 | 7275.183 | 340257.6 | 308304.8 | 268551.6 | 10034.46 | 255076.9 | 9200.3 | 801295.2 | 703019.5 | 8059.888 | 7349.703 | 0 | 2040 | 0 | 54.3107 | 49.0192 | 3612.431 | 3270.666 | 2845.661 | 68.1615 | 2703.011 | 62.6263 | 8571.2 | 7515.187 | 54.6484 | 49.9473 | 0 | 2040 |  | 14.8317 | 14.8415 | 9.4191 | 9.4264 | 9.4372 | 14.7216 | 9.4368 | 14.6908 | 9.3487 | 9.3547 | 14.7486 | 14.7149 |  | 2040 |  | 1.953% | 2.233% | 2.687% | 2.683% | 2.694% | 3.191% | 2.681% | 3.193% | 2.698% | 2.715% | 3.134% | 3.464%
2041 | 0 | 11778.26 | 10419.12 | 354757.8 | 322216.8 | 280517.8 | 9290.508 | 267815.3 | 8605.515 | 824683.8 | 726519.3 | 7581.272 | 6784.563 | 0 | 2041 | 0 | 77.8914 | 68.6691 | 3667.813 | 3328.931 | 2894.47 | 61.1567 | 2763.907 | 56.765 | 8589.662 | 7561.097 | 49.8411 | 44.5631 | 0 | 2041 |  | 15.1214 | 15.1729 | 9.6722 | 9.6793 | 9.6915 | 15.1913 | 9.6897 | 15.1599 | 9.6009 | 9.6086 | 15.2109 | 15.2246 |  | 2041 |  | 2.694% | 2.429% | 2.82% | 2.777% | 2.665% | 2.281% | 2.811% | 2.669% | 2.609% | 2.641%
2042 | 356601 | 9577.53 | 8622.962 | 314503 | 294589.5 | 274701.7 | 7874.188 | 234395.9 | 6922.691 | 853915.9 | 757592.4 | 0 | 0 | 0 | 2042 | 3590.16 | 61.6759 | 55.4838 | 3162.445 | 2961.269 | 2760.891 | 50.6777 | 2352.872 | 44.4772 | 8667.971 | 7681.631 | 0 | 0 | 0 | 2042 | 9.9327 | 15.5288 | 15.5414 | 9.9449 | 9.9481 | 9.9497 | 15.5378 | 9.9621 | 15.5646 | 9.8514 | 9.8624 |  |  |  | 2042

## Capital_Costs
| PROJECT | PROJECT | PROJECT | PROJECT | PROJECT
| AGT P2 1 | CC2x1 P1 1 | CC2x1 P2 1 | CC3x1 P1 1 | CC3x1 P2 1
Scale Factor for Expenditures (RATIO/$K) | 105989.6 | 995834.9 | 652134.8 | 1404713 | 1021126
Winter Maximum Capacity (MW) | 214.139 | 865.8516 | 865.8516 | 1306.742 | 1306.742
Summer Maximum Capacity (MW) | 186.6575 | 792.9654 | 792.9654 | 1189.096 | 1189.096
| 494.957 | 1150.1219 | 753.1716 | 1074.9735 | 781.4289

## O&M
PEF_GenUnitChar_Strategist_2012_1129_BY2013.xlsx
Nov2011 GFF
|  | Starts | Hours of Operation - Summer | Hours of Operation - Winter | Generation - Summer | Generation - Winter | Max Capacity - Summer | Max Capacity - Winter | Capacity Factor - Summer | Capacity Factor - Winter
| Gen 190MW CT | 130 | 649.9437 | 137.0294 | 116.7153 | 26.1776 | 186.6575 | 214.139 | 14.16% | 2.814%
| Gen 2x1 CC | 6 | 3848.25 | 3632.0455 | 2378.03 | 2106.3572 | 792.9654 | 865.8516 | 67.91% | 56% | assuming the 3x1 values |  | we did not use the 2012 TYSP values because of the Levy 100% effect
| Gen 3x1 CC | 6 | 3848.25 | 3632.0455 | 3565.9877 | 3178.9111 | 1189.0955 | 1306.7419 | 67.91% | 56%
|  | Hours | 4416 | 4344 | 8760
O&M Escalation Rate |  | 2012 | 2013 | 2014 | 2015 | 2016 | 2017 | 2018 | 2019 | 2020 | 2021 | 2022 | 2023 | 2024 | 2025 | 2026 | 2027 | 2028 | 2029 | 2030 | 2031 | 2032 | 2033 | 2034 | 2035 | 2036 | 2037 | 2038 | 2039 | 2040 | 2041 | 2042 | 2043 | 2044 | 2045 | 2046 | 2047 | 2048 | 2049 | 2050 | 2051 | 2052 | 2053 | 2054 | 2055 | 2056 | 2057 | 2058 | 2059 | 2060 | 2061 | 2062 | 2063 | 2064 | 2065 | 2066 | 2067 | 2068 | 2069 | 2070 | 2071 | 2072
|  |  | 2.75% | 2.75% | 2.75% | 2.25% | 2.25% | 2.25% | 2.25% | 2.25% | 2.25% | 2.25% | 2.25% | 2.25% | 2.25% | 2.25% | 2.25% | 2.25% | 2.25% | 2.25% | 2.25% | 2.25% | 2.25% | 2.25% | 2.25% | 2.25% | 2.25% | 2.25% | 2.25% | 2.25% | 2.25% | 2.25% | 2.25% | 2.25% | 2.25% | 2.25% | 2.25% | 2.25% | 2.25% | 2.25% | 2.25% | 2.25% | 2.25% | 2.25% | 2.25% | 2.25% | 2.25% | 2.25% | 2.25% | 2.25% | 2.25% | 2.25% | 2.25% | 2.25% | 2.25% | 2.25% | 2.25% | 2.25% | 2.25% | 2.25% | 2.25% | 2.25%
CT190gas
Maximum Capacity (MW)
|  | Winter | Summer | Sum Deration | Average
|  | 214.139 | 186.6575 | 27.4815 | 200.3983
Heat Rate at Maximum (Mbtu/MWh) (Average of summer and winter values)
|  | Winter | Summer | Average
|  | 9.9965 | 10.3431 | 10.1698
Heat Rate at Minimum (Mbtu/MWh) (Average of summer and winter values)
|  | Winter | Summer | Average
|  | 12.3605 | 13.206 | 12.7833
Fixed Costs ($000/year)
1st unit
|  | 2012 | 2013 | 2014 | 2015 | 2016 | 2017 | 2018 | 2019 | 2020 | 2021 | 2022 | 2023 | 2024 | 2025 | 2026 | 2027 | 2028 | 2029 | 2030 | 2031 | 2032 | 2033 | 2034 | 2035 | 2036 | 2037 | 2038 | 2039 | 2040 | 2041 | 2042 | 2043 | 2044 | 2045 | 2046 | 2047 | 2048 | 2049 | 2050 | 2051 | 2052 | 2053 | 2054 | 2055 | 2056 | 2057 | 2058 | 2059 | 2060 | 2061 | 2062 | 2063 | 2064 | 2065 | 2066 | 2067 | 2068 | 2069 | 2070 | 2071 | 2072
| FOM | 1513.9721 | 1555.6064 | 1598.3855 | 1642.3411 | 1679.2938 | 1717.0779 | 1755.7122 | 1795.2157 | 1835.6081 | 1876.9092 | 1919.1397 | 1962.3203 | 2006.4725 | 2051.6182 | 2097.7796 | 2144.9796 | 2193.2417 | 2242.5896 | 2293.0479 | 2344.6414 | 2397.3959 | 2451.3373 | 2506.4924 | 2562.8885 | 2620.5534 | 2679.5159 | 2739.805 | 2801.4506 | 2864.4833 | 2928.9341 | 2994.8351 | 3062.2189 | 3131.1189 | 3201.569 | 3273.6043 | 3347.2604 | 3422.5738 | 3499.5817 | 3578.3223 | 3658.8345 | 3741.1583 | 3825.3344 | 3911.4044 | 3999.411 | 4089.3978 | 4181.4092 | 4275.4909 | 4371.6895 | 4470.0525 | 4570.6287 | 4673.4678 | 4778.6208 | 4886.1398 | 4996.0779 | 5108.4897 | 5223.4307 | 5340.9579 | 5461.1295 | 5584.0049 | 5709.645 | 5838.112
| Pipeline Res | 2012: 12699.9932
| Total | 14213.9653 | 14255.5996 | 14298.3787 | 14342.3343 | 14379.287 | 14417.0711 | 14455.7054 | 14495.2089 | 14535.6012 | 14576.9024 | 14619.1329 | 14662.3135 | 14706.4657 | 14751.6114 | 14797.7728 | 14844.9728 | 14893.2349 | 14942.5828 | 14993.0411 | 15044.6346 | 15097.3891 | 15151.3305 | 15206.4856 | 15262.8816 | 15320.5466 | 15379.5091 | 15439.7982 | 15501.4438 | 15564.4764 | 15628.9273 | 15694.8283 | 15762.2121 | 15831.1121 | 15901.5622 | 15973.5975 | 16047.2536 | 16122.567 | 16199.5749 | 16278.3155 | 16358.8277 | 16441.1515 | 16525.3276 | 16611.3976 | 16699.4042 | 16789.391 | 16881.4024 | 16975.4841 | 17071.6827 | 17170.0457 | 17270.6219 | 17373.461 | 17478.614 | 17586.133 | 17696.0711 | 17808.4829 | 17923.4239 | 18040.9511 | 18161.1227 | 18283.9981 | 18409.6382 | 18538.1052
Fixed Costs ($000/year)
Next unit
|  | 2012 | 2013 | 2014 | 2015 | 2016 | 2017 | 2018 | 2019 | 2020 | 2021 | 2022 | 2023 | 2024 | 2025 | 2026 | 2027 | 2028 | 2029 | 2030 | 2031 | 2032 | 2033 | 2034 | 2035 | 2036 | 2037 | 2038 | 2039 | 2040 | 2041 | 2042 | 2043 | 2044 | 2045 | 2046 | 2047 | 2048 | 2049 | 2050 | 2051 | 2052 | 2053 | 2054 | 2055 | 2056 | 2057 | 2058 | 2059 | 2060 | 2061 | 2062 | 2063 | 2064 | 2065 | 2066 | 2067 | 2068 | 2069 | 2070 | 2071 | 2072
| FOM | 545.03 | 560.0183 | 575.4188 | 591.2428 | 604.5458 | 618.1481 | 632.0564 | 646.2777 | 660.8189 | 675.6873 | 690.8903 | 706.4353 | 722.3301 | 738.5825 | 755.2007 | 772.1927 | 789.567 | 807.3323 | 825.4972 | 844.0709 | 863.0625 | 882.4814 | 902.3373 | 922.6398 | 943.3992 | 964.6257 | 986.3298 | 1008.5222 | 1031.214 | 1054.4163 | 1078.1407 | 1102.3988 | 1127.2028 | 1152.5649 | 1178.4976 | 1205.0138 | 1232.1266 | 1259.8494 | 1288.196 | 1317.1804 | 1346.817 | 1377.1204 | 1408.1056 | 1439.788 | 1472.1832 | 1505.3073 | 1539.1767 | 1573.8082 | 1609.2189 | 1645.4263 | 1682.4484 | 1720.3035 | 1759.0103 | 1798.5881 | 1839.0563 | 1880.4351 | 1922.7448 | 1966.0066 | 2010.2418 | 2055.4722 | 2101.7203
| Pipeline Res | 2012: 12699.9932
| Total | 13245.0232 | 13260.0115 | 13275.412 | 13291.236 | 13304.539 | 13318.1412 | 13332.0496 | 13346.2708 | 13360.8121 | 13375.6805 | 13390.8835 | 13406.4285 | 13422.3233 | 13438.5757 | 13455.1938 | 13472.1859 | 13489.5602 | 13507.3255 | 13525.4904 | 13544.0641 | 13563.0557 | 13582.4746 | 13602.3304 | 13622.633 | 13643.3924 | 13664.6189 | 13686.323 | 13708.5154 | 13731.2072 | 13754.4095 | 13778.1338 | 13802.392 | 13827.196 | 13852.558 | 13878.4908 | 13905.007 | 13932.1198 | 13959.8426 | 13988.1892 | 14017.1736 | 14046.8102 | 14077.1136 | 14108.0988 | 14139.7812 | 14172.1764 | 14205.3005 | 14239.1699 | 14273.8014 | 14309.2121 | 14345.4195 | 14382.4416 | 14420.2967 | 14459.0035 | 14498.5813 | 14539.0495 | 14580.4283 | 14622.738 | 14665.9998 | 14710.2349 | 14755.4654 | 14801.7135
CT190gas |  | 2012: 66.0935; 2015: 62.0683; 2017: 62.1939; 2021: 62.4626; 2022: 62.5336; 2023: 62.6062; 2027: 62.9133; 2029: 63.0774; 2040: 64.1229; 2041: 64.2312; 2042: 64.342
VOM ($/MWh)
| 1st unit | 2012 | 2013 | 2014 | 2015 | 2016 | 2017 | 2018 | 2019 | 2020 | 2021 | 2022 | 2023 | 2024 | 2025 | 2026 | 2027 | 2028 | 2029 | 2030 | 2031 | 2032 | 2033 | 2034 | 2035 | 2036 | 2037 | 2038 | 2039 | 2040 | 2041 | 2042 | 2043 | 2044 | 2045 | 2046 | 2047 | 2048 | 2049 | 2050 | 2051 | 2052 | 2053 | 2054 | 2055 | 2056 | 2057 | 2058 | 2059 | 2060 | 2061 | 2062 | 2063 | 2064 | 2065 | 2066 | 2067 | 2068 | 2069 | 2070 | 2071 | 2072
| VOM | 1.0035 | 1.0311 | 1.0595 | 1.0886 | 1.1131 | 1.1382 | 1.1638 | 1.19 | 1.2167 | 1.2441 | 1.2721 | 1.3007 | 1.33 | 1.3599 | 1.3905 | 1.4218 | 1.4538 | 1.4865 | 1.5199 | 1.5541 | 1.5891 | 1.6249 | 1.6614 | 1.6988 | 1.737 | 1.7761 | 1.8161 | 1.8569 | 1.8987 | 1.9414 | 1.9851 | 2.0298 | 2.0755 | 2.1222 | 2.1699 | 2.2187 | 2.2687 | 2.3197 | 2.3719 | 2.4253 | 2.4798 | 2.5356 | 2.5927 | 2.651 | 2.7107 | 2.7716 | 2.834 | 2.8978 | 2.963 | 3.0296 | 3.0978 | 3.1675 | 3.2388 | 3.3117 | 3.3862 | 3.4624 | 3.5403 | 3.6199 | 3.7014 | 3.7846 | 3.8698
| StartUpCost | 9.0977 | 9.0977 | 9.0977 | 9.0977 | 9.0977 | 9.0977 | 9.0977 | 9.0977 | 9.0977 | 9.0977 | 9.0977 | 9.0977 | 9.0977 | 9.0977 | 9.0977 | 9.0977 | 9.0977 | 9.0977 | 9.0977 | 9.0977 | 9.0977 | 9.0977 | 9.0977 | 9.0977 | 9.0977 | 9.0977 | 9.0977 | 9.0977 | 9.0977 | 9.0977 | 9.0977 | 9.0977 | 9.0977 | 9.0977 | 9.0977 | 9.0977 | 9.0977 | 9.0977 | 9.0977 | 9.0977 | 9.0977 | 9.0977 | 9.0977 | 9.0977 | 9.0977 | 9.0977 | 9.0977 | 9.0977 | 9.0977 | 9.0977 | 9.0977 | 9.0977 | 9.0977 | 9.0977 | 9.0977 | 9.0977 | 9.0977 | 9.0977 | 9.0977 | 9.0977 | 9.0977
| Total VOM | 10.1013 | 10.1289 | 10.1572 | 10.1863 | 10.2108 | 10.2359 | 10.2615 | 10.2877 | 10.3145 | 10.3418 | 10.3698 | 10.3984 | 10.4277 | 10.4576 | 10.4882 | 10.5195 | 10.5515 | 10.5842 | 10.6177 | 10.6519 | 10.6868 | 10.7226 | 10.7591 | 10.7965 | 10.8348 | 10.8738 | 10.9138 | 10.9547 | 10.9964 | 11.0392 | 11.0828 | 11.1275 | 11.1732 | 11.2199 | 11.2676 | 11.3165 | 11.3664 | 11.4174 | 11.4696 | 11.523 | 11.5775 | 11.6333 | 11.6904 | 11.7487 | 11.8084 | 11.8694 | 11.9317 | 11.9955 | 12.0607 | 12.1274 | 12.1955 | 12.2652 | 12.3365 | 12.4094 | 12.4839 | 12.5601 | 12.638 | 12.7176 | 12.7991 | 12.8824 | 12.9675
| Next unit | 2012 | 2013 | 2014 | 2015 | 2016 | 2017 | 2018 | 2019 | 2020 | 2021 | 2022 | 2023 | 2024 | 2025 | 2026 | 2027 | 2028 | 2029 | 2030 | 2031 | 2032 | 2033 | 2034 | 2035 | 2036 | 2037 | 2038 | 2039 | 2040 | 2041 | 2042 | 2043 | 2044 | 2045 | 2046 | 2047 | 2048 | 2049 | 2050 | 2051 | 2052 | 2053 | 2054 | 2055 | 2056 | 2057 | 2058 | 2059 | 2060 | 2061 | 2062 | 2063 | 2064 | 2065 | 2066 | 2067 | 2068 | 2069 | 2070 | 2071 | 2072
| VOM | 1.0035 | 1.0311 | 1.0595 | 1.0886 | 1.1131 | 1.1382 | 1.1638 | 1.19 | 1.2167 | 1.2441 | 1.2721 | 1.3007 | 1.33 | 1.3599 | 1.3905 | 1.4218 | 1.4538 | 1.4865 | 1.5199 | 1.5541 | 1.5891 | 1.6249 | 1.6614 | 1.6988 | 1.737 | 1.7761 | 1.8161 | 1.8569 | 1.8987 | 1.9414 | 1.9851 | 2.0298 | 2.0755 | 2.1222 | 2.1699 | 2.2187 | 2.2687 | 2.3197 | 2.3719 | 2.4253 | 2.4798 | 2.5356 | 2.5927 | 2.651 | 2.7107 | 2.7716 | 2.834 | 2.8978 | 2.963 | 3.0296 | 3.0978 | 3.1675 | 3.2388 | 3.3117 | 3.3862 | 3.4624 | 3.5403 | 3.6199 | 3.7014 | 3.7846 | 3.8698
| StartUpCost | 9.0977 | 9.0977 | 9.0977 | 9.0977 | 9.0977 | 9.0977 | 9.0977 | 9.0977 | 9.0977 | 9.0977 | 9.0977 | 9.0977 | 9.0977 | 9.0977 | 9.0977 | 9.0977 | 9.0977 | 9.0977 | 9.0977 | 9.0977 | 9.0977 | 9.0977 | 9.0977 | 9.0977 | 9.0977 | 9.0977 | 9.0977 | 9.0977 | 9.0977 | 9.0977 | 9.0977 | 9.0977 | 9.0977 | 9.0977 | 9.0977 | 9.0977 | 9.0977 | 9.0977 | 9.0977 | 9.0977 | 9.0977 | 9.0977 | 9.0977 | 9.0977 | 9.0977 | 9.0977 | 9.0977 | 9.0977 | 9.0977 | 9.0977 | 9.0977 | 9.0977 | 9.0977 | 9.0977 | 9.0977 | 9.0977 | 9.0977 | 9.0977 | 9.0977 | 9.0977 | 9.0977
| Total VOM | 10.1013 | 10.1289 | 10.1572 | 10.1863 | 10.2108 | 10.2359 | 10.2615 | 10.2877 | 10.3145 | 10.3418 | 10.3698 | 10.3984 | 10.4277 | 10.4576 | 10.4882 | 10.5195 | 10.5515 | 10.5842 | 10.6177 | 10.6519 | 10.6868 | 10.7226 | 10.7591 | 10.7965 | 10.8348 | 10.8738 | 10.9138 | 10.9547 | 10.9964 | 11.0392 | 11.0828 | 11.1275 | 11.1732 | 11.2199 | 11.2676 | 11.3165 | 11.3664 | 11.4174 | 11.4696 | 11.523 | 11.5775 | 11.6333 | 11.6904 | 11.7487 | 11.8084 | 11.8694 | 11.9317 | 11.9955 | 12.0607 | 12.1274 | 12.1955 | 12.2652 | 12.3365 | 12.4094 | 12.4839 | 12.5601 | 12.638 | 12.7176 | 12.7991 | 12.8824 | 12.9675
[5 empty] | 1.0186 |  | 1.0236 |  |  |  | 1.0342 | 1.037 | 1.0398 |  |  |  | 1.052 |  | 1.0584 | [10 empty] | 1.0996 | 1.1039 | 1.1083
| Maintenance Requirement | 2015: Forced Outage Rate
|  | % | weeks/year |  | %
|  | 2012 | 2012 |  | 2012
|  | 3.85 | 2.0075 |  | 2.05 | Based on Dan Roeder Information.
| Segment Capacity (MW): | 2015: Segment Heat Rate (MMBtu/MWh) (Summer and Winter Average)
|  | Winter | Summer | Summer Deration |  |  | Winter | Summer | Average
| 1st segment | 2012: 100.667; 2013: 87.7479; 2016: 1st segment; 2017: 12.3605; 2018: 13.206; 2019: 12.7833; 2020: Minimum Load
| 2nd segment | 2012: 214.139; 2013: 186.6575; 2014: 27.4815; 2016: 2nd segment; 2017: 9.9965; 2018: 10.3431; 2019: 10.1698; 2020: 100% Load
CT190gas
| Total Overnight Cost ($000) | 2022: validation; 2024: 137630.0543
| 1st unit | 2012: CT overnight cost; 2015: 130504.5075; 2016: 133440.8589; 2017: Cash Flow Pattern:; 2019: 1st year; 2020: 11.58%; 2022: 15108.1958; 2023: 2.25%; 2024: 11.2244; 2025: 15448.1302
|  | Transmission overnight cost: |  |  | 40000 | 40000 |  |  | 2nd year | 38.44% |  | 51299.5919 | 2.25% | 38.1122 | 52453.8328
[9 empty] | 3rd year | 49.98% |  | 68193.7323 | 2.25% | 50.6634 | 69728.0913
|  | Total: |  |  |  | 173440.8589
| Total Overnight Cost ($000) | 2024: 83496.6528
| Next unit | 2012: CT overnight cost; 2015: 79207.437; 2016: 80989.6044; 2017: Cash Flow Pattern:; 2019: 1st year; 2020: 12.35%; 2022: 9786.0339; 2023: 2.25%; 2024: 11.984; 2025: 10006.2197
|  | Transmission overnight cost: |  |  | 25000 | 25000 |  |  | 2nd year | 38.81% |  | 31432.2953 | 2.25% | 38.492 | 32139.522
[9 empty] | 3rd year | 48.83% |  | 40440.9889 | 2.25% | 49.524 | 41350.9111
|  | Total: |  |  |  | 105989.6044 | 528.8949
CCgas 3x3x1 501G (Fired)
Maximum Capacity (MW)
|  | Winter | Summer | Sum Deration | Average
|  | 1306.7419 | 1189.0955 | 117.6464 | 1247.9187
Heat Rate at Maximum (Mbtu/MWh) (Average of summer and winter values)
|  | Winter | Summer | Average
|  | 6.73 | 6.82 | 6.775
Heat Rate at Minimum (Mbtu/MWh) (Average of summer and winter values)
|  | Winter | Summer | Average
|  | 7.73 | 8.23 | 7.98
Fixed Costs ($000/year)
1st unit
|  | 2012 | 2013 | 2014 | 2015 | 2016 | 2017 | 2018 | 2019 | 2020 | 2021 | 2022 | 2023 | 2024 | 2025 | 2026 | 2027 | 2028 | 2029 | 2030 | 2031 | 2032 | 2033 | 2034 | 2035 | 2036 | 2037 | 2038 | 2039 | 2040 | 2041 | 2042 | 2043 | 2044 | 2045 | 2046 | 2047 | 2048 | 2049 | 2050 | 2051 | 2052 | 2053 | 2054 | 2055 | 2056 | 2057 | 2058 | 2059 | 2060 | 2061 | 2062 | 2063 | 2064 | 2065 | 2066 | 2067 | 2068 | 2069 | 2070 | 2071 | 2072
| FOM | 5654.8319 | 5810.3398 | 5970.1242 | 6134.3026 | 6272.3244 | 6413.4517 | 6557.7543 | 6705.3038 | 6856.1732 | 7010.4371 | 7168.1719 | 7329.4558 | 7494.3685 | 7662.9918 | 7835.4091 | 8011.7058 | 8191.9692 | 8376.2885 | 8564.755 | 8757.462 | 8954.5049 | 9155.9812 | 9361.9908 | 9572.6356 | 9788.0199 | 10008.2504 | 10233.436 | 10463.6883 | 10699.1213 | 10939.8515 | 11185.9982 | 11437.6831 | 11695.031 | 11958.1692 | 12227.228 | 12502.3406 | 12783.6433 | 13071.2753 | 13365.379 | 13666.1 | 13973.5873 | 14287.993 | 14609.4728 | 14938.1859 | 15274.2951 | 15617.9668 | 15969.371 | 16328.6819 | 16696.0772 | 17071.739 | 17455.8531 | 17848.6098 | 18250.2035 | 18660.8331 | 19080.7018 | 19510.0176 | 19948.993 | 20397.8453 | 20856.7969 | 21326.0748 | 21805.9115
| Pipeline Res | 2012: 76236.2197
| Total | 81891.0517 | 82046.5595 | 82206.3439 | 82370.5223 | 82508.5441 | 82649.6714 | 82793.9741 | 82941.5235 | 83092.3929 | 83246.6568 | 83404.3916 | 83565.6755 | 83730.5882 | 83899.2115 | 84071.6288 | 84247.9255 | 84428.1889 | 84612.5082 | 84800.9747 | 84993.6817 | 85190.7246 | 85392.201 | 85598.2105 | 85808.8553 | 86024.2396 | 86244.4701 | 86469.6557 | 86699.908 | 86935.341 | 87176.0712 | 87422.2179 | 87673.9029 | 87931.2507 | 88194.3889 | 88463.4477 | 88738.5604 | 89019.863 | 89307.495 | 89601.5987 | 89902.3197 | 90209.807 | 90524.2127 | 90845.6925 | 91174.4057 | 91510.5148 | 91854.1865 | 92205.5907 | 92564.9016 | 92932.2969 | 93307.9587 | 93692.0728 | 94084.8295 | 94486.4232 | 94897.0528 | 95316.9215 | 95746.2373 | 96185.2127 | 96634.0651 | 97093.0166 | 97562.2945 | 98042.1312
|  | 65.6221 | [5 empty] | 63.3591
Fixed Costs ($000/year)
Next unit
|  | 2012 | 2013 | 2014 | 2015 | 2016 | 2017 | 2018 | 2019 | 2020 | 2021 | 2022 | 2023 | 2024 | 2025 | 2026 | 2027 | 2028 | 2029 | 2030 | 2031 | 2032 | 2033 | 2034 | 2035 | 2036 | 2037 | 2038 | 2039 | 2040 | 2041 | 2042 | 2043 | 2044 | 2045 | 2046 | 2047 | 2048 | 2049 | 2050 | 2051 | 2052 | 2053 | 2054 | 2055 | 2056 | 2057 | 2058 | 2059 | 2060 | 2061 | 2062 | 2063 | 2064 | 2065 | 2066 | 2067 | 2068 | 2069 | 2070 | 2071 | 2072
| FOM | 2131.8716 | 2190.4981 | 2250.7368 | 2312.6321 | 2364.6663 | 2417.8713 | 2472.2734 | 2527.8995 | 2584.7773 | 2642.9348 | 2702.4008 | 2763.2048 | 2825.3769 | 2888.9479 | 2953.9492 | 3020.4131 | 3088.3724 | 3157.8608 | 3228.9126 | 3301.5632 | 3375.8483 | 3451.8049 | 3529.4705 | 3608.8836 | 3690.0835 | 3773.1104 | 3858.0054 | 3944.8105 | 4033.5687 | 4124.324 | 4217.1213 | 4312.0065 | 4409.0267 | 4508.2298 | 4609.665 | 4713.3824 | 4819.4335 | 4927.8708 | 5038.7479 | 5152.1197 | 5268.0424 | 5386.5733 | 5507.7712 | 5631.6961 | 5758.4093 | 5887.9735 | 6020.4529 | 6155.9131 | 6294.4211 | 6436.0456 | 6580.8566 | 6728.9259 | 6880.3267 | 7035.1341 | 7193.4246 | 7355.2766 | 7520.7704 | 7689.9877 | 7863.0124 | 8039.9302 | 8220.8286
| Pipeline Res | 2012: 76236.2197
| Total | 78368.0914 | 78426.7178 | 78486.9565 | 78548.8518 | 78600.886 | 78654.091 | 78708.4931 | 78764.1193 | 78820.997 | 78879.1545 | 78938.6205 | 78999.4245 | 79061.5966 | 79125.1676 | 79190.169 | 79256.6328 | 79324.5921 | 79394.0805 | 79465.1323 | 79537.7829 | 79612.0681 | 79688.0246 | 79765.6903 | 79845.1033 | 79926.3032 | 80009.3301 | 80094.2251 | 80181.0302 | 80269.7884 | 80360.5437 | 80453.341 | 80548.2263 | 80645.2464 | 80744.4495 | 80845.8847 | 80949.6021 | 81055.6532 | 81164.0905 | 81274.9676 | 81388.3394 | 81504.2621 | 81622.7931 | 81743.991 | 81867.9158 | 81994.629 | 82124.1932 | 82256.6726 | 82392.1328 | 82530.6408 | 82672.2653 | 82817.0763 | 82965.1456 | 83116.5464 | 83271.3538 | 83429.6443 | 83591.4964 | 83756.9901 | 83926.2074 | 84099.2321 | 84276.1499 | 84457.0483
CCgas 3x3x1 501G (Fired) |  | 2012: 62.799; 2020: 60.3187
VOM ($/MWh)
| 1st unit | 2012 | 2013 | 2014 | 2015 | 2016 | 2017 | 2018 | 2019 | 2020 | 2021 | 2022 | 2023 | 2024 | 2025 | 2026 | 2027 | 2028 | 2029 | 2030 | 2031 | 2032 | 2033 | 2034 | 2035 | 2036 | 2037 | 2038 | 2039 | 2040 | 2041 | 2042 | 2043 | 2044 | 2045 | 2046 | 2047 | 2048 | 2049 | 2050 | 2051 | 2052 | 2053 | 2054 | 2055 | 2056 | 2057 | 2058 | 2059 | 2060 | 2061 | 2062 | 2063 | 2064 | 2065 | 2066 | 2067 | 2068 | 2069 | 2070 | 2071 | 2072
| VOM | 4.0689 | 4.1808 | 4.2958 | 4.4139 | 4.5132 | 4.6148 | 4.7186 | 4.8248 | 4.9333 | 5.0443 | 5.1578 | 5.2739 | 5.3925 | 5.5139 | 5.6379 | 5.7648 | 5.8945 | 6.0271 | 6.1627 | 6.3014 | 6.4432 | 6.5881 | 6.7364 | 6.888 | 7.0429 | 7.2014 | 7.3634 | 7.5291 | 7.6985 | 7.8717 | 8.0488 | 8.2299 | 8.4151 | 8.6045 | 8.7981 | 8.996 | 9.1984 | 9.4054 | 9.617 | 9.8334 | 10.0546 | 10.2809 | 10.5122 | 10.7487 | 10.9906 | 11.2378 | 11.4907 | 11.7492 | 12.0136 | 12.2839 | 12.5603 | 12.8429 | 13.1319 | 13.4273 | 13.7294 | 14.0384 | 14.3542 | 14.6772 | 15.0074 | 15.3451 | 15.6904
| StartUpCost | 0.0090672 | 0.0090672 | 0.0090672 | 0.0090672 | 0.0090672 | 0.0090672 | 0.0090672 | 0.0090672 | 0.0090672 | 0.0090672 | 0.0090672 | 0.0090672 | 0.0090672 | 0.0090672 | 0.0090672 | 0.0090672 | 0.0090672 | 0.0090672 | 0.0090672 | 0.0090672 | 0.0090672 | 0.0090672 | 0.0090672 | 0.0090672 | 0.0090672 | 0.0090672 | 0.0090672 | 0.0090672 | 0.0090672 | 0.0090672 | 0.0090672 | 0.0090672 | 0.0090672 | 0.0090672 | 0.0090672 | 0.0090672 | 0.0090672 | 0.0090672 | 0.0090672 | 0.0090672 | 0.0090672 | 0.0090672 | 0.0090672 | 0.0090672 | 0.0090672 | 0.0090672 | 0.0090672 | 0.0090672 | 0.0090672 | 0.0090672 | 0.0090672 | 0.0090672 | 0.0090672 | 0.0090672 | 0.0090672 | 0.0090672 | 0.0090672 | 0.0090672 | 0.0090672 | 0.0090672 | 0.0090672
| Total VOM | 4.078 | 4.1899 | 4.3048 | 4.423 | 4.5223 | 4.6238 | 4.7277 | 4.8338 | 4.9424 | 5.0534 | 5.1669 | 5.2829 | 5.4016 | 5.5229 | 5.647 | 5.7739 | 5.9036 | 6.0362 | 6.1718 | 6.3105 | 6.4522 | 6.5972 | 6.7454 | 6.897 | 7.052 | 7.2105 | 7.3725 | 7.5382 | 7.7076 | 7.8808 | 8.0579 | 8.239 | 8.4242 | 8.6135 | 8.8071 | 9.0051 | 9.2075 | 9.4144 | 9.6261 | 9.8425 | 10.0637 | 10.2899 | 10.5213 | 10.7578 | 10.9996 | 11.2469 | 11.4998 | 11.7583 | 12.0227 | 12.293 | 12.5694 | 12.852 | 13.1409 | 13.4364 | 13.7385 | 14.0474 | 14.3633 | 14.6863 | 15.0165 | 15.3542 | 15.6994
0.47277
| Next unit | 2012 | 2013 | 2014 | 2015 | 2016 | 2017 | 2018 | 2019 | 2020 | 2021 | 2022 | 2023 | 2024 | 2025 | 2026 | 2027 | 2028 | 2029 | 2030 | 2031 | 2032 | 2033 | 2034 | 2035 | 2036 | 2037 | 2038 | 2039 | 2040 | 2041 | 2042 | 2043 | 2044 | 2045 | 2046 | 2047 | 2048 | 2049 | 2050 | 2051 | 2052 | 2053 | 2054 | 2055 | 2056 | 2057 | 2058 | 2059 | 2060 | 2061 | 2062 | 2063 | 2064 | 2065 | 2066 | 2067 | 2068 | 2069 | 2070 | 2071 | 2072
| VOM | 4.0689 | 4.1808 | 4.2958 | 4.4139 | 4.5132 | 4.6148 | 4.7186 | 4.8248 | 4.9333 | 5.0443 | 5.1578 | 5.2739 | 5.3925 | 5.5139 | 5.6379 | 5.7648 | 5.8945 | 6.0271 | 6.1627 | 6.3014 | 6.4432 | 6.5881 | 6.7364 | 6.888 | 7.0429 | 7.2014 | 7.3634 | 7.5291 | 7.6985 | 7.8717 | 8.0488 | 8.2299 | 8.4151 | 8.6045 | 8.7981 | 8.996 | 9.1984 | 9.4054 | 9.617 | 9.8334 | 10.0546 | 10.2809 | 10.5122 | 10.7487 | 10.9906 | 11.2378 | 11.4907 | 11.7492 | 12.0136 | 12.2839 | 12.5603 | 12.8429 | 13.1319 | 13.4273 | 13.7294 | 14.0384 | 14.3542 | 14.6772 | 15.0074 | 15.3451 | 15.6904
| StartUpCost | 0.0090672 | 0.0090672 | 0.0090672 | 0.0090672 | 0.0090672 | 0.0090672 | 0.0090672 | 0.0090672 | 0.0090672 | 0.0090672 | 0.0090672 | 0.0090672 | 0.0090672 | 0.0090672 | 0.0090672 | 0.0090672 | 0.0090672 | 0.0090672 | 0.0090672 | 0.0090672 | 0.0090672 | 0.0090672 | 0.0090672 | 0.0090672 | 0.0090672 | 0.0090672 | 0.0090672 | 0.0090672 | 0.0090672 | 0.0090672 | 0.0090672 | 0.0090672 | 0.0090672 | 0.0090672 | 0.0090672 | 0.0090672 | 0.0090672 | 0.0090672 | 0.0090672 | 0.0090672 | 0.0090672 | 0.0090672 | 0.0090672 | 0.0090672 | 0.0090672 | 0.0090672 | 0.0090672 | 0.0090672 | 0.0090672 | 0.0090672 | 0.0090672 | 0.0090672 | 0.0090672 | 0.0090672 | 0.0090672 | 0.0090672 | 0.0090672 | 0.0090672 | 0.0090672 | 0.0090672 | 0.0090672
| Total VOM | 4.078 | 4.1899 | 4.3048 | 4.423 | 4.5223 | 4.6238 | 4.7277 | 4.8338 | 4.9424 | 5.0534 | 5.1669 | 5.2829 | 5.4016 | 5.5229 | 5.647 | 5.7739 | 5.9036 | 6.0362 | 6.1718 | 6.3105 | 6.4522 | 6.5972 | 6.7454 | 6.897 | 7.052 | 7.2105 | 7.3725 | 7.5382 | 7.7076 | 7.8808 | 8.0579 | 8.239 | 8.4242 | 8.6135 | 8.8071 | 9.0051 | 9.2075 | 9.4144 | 9.6261 | 9.8425 | 10.0637 | 10.2899 | 10.5213 | 10.7578 | 10.9996 | 11.2469 | 11.4998 | 11.7583 | 12.0227 | 12.293 | 12.5694 | 12.852 | 13.1409 | 13.4364 | 13.7385 | 14.0474 | 14.3633 | 14.6863 | 15.0165 | 15.3542 | 15.6994
0.49424
| Maintenance Requirement (wks/year) | 2015: Forced Outage Rate
|  | % | weeks/year |  | %
|  | 2012 | 2012 |  | 2012
|  | 6.66 | 3.4727 |  | 6.36
| Segment Capacity (MW): | 2015: Segment Heat Rate (MMBtu/MWh) (Summer and Winter Average)
| 1st unit | 2012: Winter; 2013: Summer; 2014: Summer Deration; 2017: Winter; 0.47277 2018: Summer; 0.47277 2020: Average Winter & Summer
| 1st segment | 2012: 212.0001; 2013: 180.8834; 2016: 1st segment; 2017: 7.73; 0.47277 2018: 8.23; 0.47277 2020: 7.98; 0.47277 2021: 1 CT(50%)
| 2nd segment | 2012: 397.6897; 2013: 348.8479; 2016: 2nd segment; 2017: 6.84; 0.47277 2018: 7.08; 0.47277 2020: 6.96; 0.47277 2021: 1 CT(100%)
| 3rd segment | 2012: 822.1429; 2013: 730.0959; 2016: 3rd segment; 2017: 6.62; 0.47277 2018: 6.76; 0.47277 2020: 6.69; 0.47277 2021: 2 CT(100%)
| 4th segment | 2012: 1230.5988; 2013: 1104.3619; 2016: 4th segment; 2017: 6.63; 0.47277 2018: 6.71; 0.47277 2020: 6.67; 0.47277 2021: 3 CT(100%)
| 5th segment | 2012: 1306.7419; 2013: 1189.0955; 2014: 117.6464; 2016: 5th segment; 2017: 6.73; 0.47277 2018: 6.82; 0.47277 2020: 6.775; 0.47277 2021: 3 CT(100% Fired)
CCgas 3x3x1 501G (Fired)
| Total Overnight Cost ($000) | 0.47277 2022: validation; 0.47277 2024: 1037427.0531
| 1st unit | 2012: CC overnight cost; 2015: 982604.3889; 2016: 1004712.9877; 2017: Cash Flow Pattern:; 0.47277 2019: 1st year; 0.47277 2020: 13.73%; 0.47277 2022: 134941.7255; 0.47277 2023: 2.25%; 0.47277 2024: 13.3; 0.47277 2025: 137977.9144
|  | Transmission overnight cost: |  |  | 400000 | 400000 |  |  | 2nd year | 36.86% |  | 370327.9148 | 2.25% | 36.4999 | 378660.2929
[9 empty] | 3rd year | 41.83% |  | 429681.8752 | 2.25% | 42.3499 | 439349.7174
|  | Total: |  |  | 1382604.3889 | 1404712.9877 | 1125.6447 |  | 4th year | 7.582% |  | 79647.0694 | 2.25% | 7.8501 | 81439.1284
| Total Overnight Cost ($000) | 0.47277 2024: 847751.032
| Next unit | 2012: CC overnight cost; 2015: 803057.0649; 2016: 821125.8488; 2017: Cash Flow Pattern:; 0.47277 2019: 1st year; 0.47277 2020: 13.68%; 0.47277 2022: 109871.0898; 0.47277 2023: 2.25%; 0.47277 2024: 13.2519; 0.47277 2025: 112343.1894
|  | Transmission overnight cost: |  |  | 200000 | 200000 |  |  | 2nd year | 37.1% |  | 304613.8056 | 2.25% | 36.7405 | 311467.6162
[9 empty] | 3rd year | 42.08% |  | 353315.3061 | 2.25% | 42.6145 | 361264.9005
|  | Total: |  |  | 1003057.0649 | 1021125.8488 | 818.2631 |  | 4th year | 7.14% |  | 61296.1623 | 2.25% | 7.3931 | 62675.3259
CCgas 2x2x1 501G (Fired)
Maximum Capacity (MW)
|  | Winter | Summer | Sum Deration | Average
|  | 865.8516 | 792.9654 | 72.8862 | 829.4085
Heat Rate at Maximum (Mbtu/MWh) (Average of summer and winter values)
|  | Winter | Summer | Average
|  | 6.76 | 6.8 | 6.78
Heat Rate at Minimum (Mbtu/MWh) (Average of summer and winter values)
|  | Winter | Summer | Average
|  | 7.48 | 7.82 | 7.65
Fixed Costs ($000/year)
1st unit
|  | 2012 | 2013 | 2014 | 2015 | 2016 | 2017 | 2018 | 2019 | 2020 | 2021 | 2022 | 2023 | 2024 | 2025 | 2026 | 2027 | 2028 | 2029 | 2030 | 2031 | 2032 | 2033 | 2034 | 2035 | 2036 | 2037 | 2038 | 2039 | 2040 | 2041 | 2042 | 2043 | 2044 | 2045 | 2046 | 2047 | 2048 | 2049 | 2050 | 2051 | 2052 | 2053 | 2054 | 2055 | 2056 | 2057 | 2058 | 2059 | 2060 | 2061 | 2062 | 2063 | 2064 | 2065 | 2066 | 2067 | 2068 | 2069 | 2070 | 2071 | 2072
| FOM | 4969.2186 | 5105.8721 | 5246.2835 | 5390.5563 | 5511.8439 | 5635.8603 | 5762.6672 | 5892.3272 | 6024.9046 | 6160.4649 | 6299.0754 | 6440.8046 | 6585.7227 | 6733.9015 | 6885.4142 | 7040.3361 | 7198.7436 | 7360.7154 | 7526.3314 | 7695.6739 | 7868.8266 | 8045.8752 | 8226.9074 | 8412.0128 | 8601.2831 | 8794.8119 | 8992.6952 | 9195.0308 | 9401.919 | 9613.4622 | 9829.7651 | 10050.9348 | 10277.0809 | 10508.3152 | 10744.7523 | 10986.5092 | 11233.7057 | 11486.464 | 11744.9095 | 12009.1699 | 12279.3763 | 12555.6622 | 12838.1646 | 13127.0233 | 13422.3814 | 13724.3849 | 14033.1836 | 14348.9302 | 14671.7812 | 15001.8962 | 15339.4389 | 15684.5763 | 16037.4792 | 16398.3225 | 16767.2848 | 17144.5487 | 17530.301 | 17924.7328 | 18328.0393 | 18740.4202 | 19162.0796
| Pipeline Res | 2012: 50739.5514
| Total | 55708.7699 | 55845.4234 | 55985.8349 | 56130.1077 | 56251.3952 | 56375.4117 | 56502.2186 | 56631.8786 | 56764.4559 | 56900.0163 | 57038.6268 | 57180.3559 | 57325.2741 | 57473.4528 | 57624.9656 | 57779.8874 | 57938.295 | 58100.2667 | 58265.8828 | 58435.2253 | 58608.3779 | 58785.4265 | 58966.4587 | 59151.5641 | 59340.8344 | 59534.3633 | 59732.2466 | 59934.5822 | 60141.4704 | 60353.0136 | 60569.3165 | 60790.4862 | 61016.6322 | 61247.8665 | 61484.3036 | 61726.0606 | 61973.257 | 62226.0154 | 62484.4608 | 62748.7213 | 63018.9276 | 63295.2136 | 63577.716 | 63866.5747 | 64161.9327 | 64463.9363 | 64772.7349 | 65088.4816 | 65411.3325 | 65741.4476 | 66078.9903 | 66424.1276 | 66777.0306 | 67137.8739 | 67506.8361 | 67884.1 | 68269.8524 | 68664.2842 | 69067.5906 | 69479.9715 | 69901.631
|  | 67.1669 | [9 empty] | 65.8758 | [5 empty] | 66.9148 |  |  |  |  | 67.8932 |  | 68.3161 | [5 empty] | 69.7036
Fixed Costs ($000/year)
Next unit
|  | 2012 | 2013 | 2014 | 2015 | 2016 | 2017 | 2018 | 2019 | 2020 | 2021 | 2022 | 2023 | 2024 | 2025 | 2026 | 2027 | 2028 | 2029 | 2030 | 2031 | 2032 | 2033 | 2034 | 2035 | 2036 | 2037 | 2038 | 2039 | 2040 | 2041 | 2042 | 2043 | 2044 | 2045 | 2046 | 2047 | 2048 | 2049 | 2050 | 2051 | 2052 | 2053 | 2054 | 2055 | 2056 | 2057 | 2058 | 2059 | 2060 | 2061 | 2062 | 2063 | 2064 | 2065 | 2066 | 2067 | 2068 | 2069 | 2070 | 2071 | 2072
| FOM | 2067.1949 | 2124.0428 | 2182.454 | 2242.4714 | 2292.927 | 2344.5179 | 2397.2696 | 2451.2081 | 2506.3603 | 2562.7534 | 2620.4154 | 2679.3747 | 2739.6606 | 2801.303 | 2864.3323 | 2928.7798 | 2994.6773 | 3062.0576 | 3130.9539 | 3201.4003 | 3273.4319 | 3347.0841 | 3422.3935 | 3499.3973 | 3578.1338 | 3658.6418 | 3740.9612 | 3825.1328 | 3911.1983 | 3999.2003 | 4089.1823 | 4181.1889 | 4275.2656 | 4371.4591 | 4469.8169 | 4570.3878 | 4673.2216 | 4778.369 | 4885.8823 | 4995.8147 | 5108.2205 | 5223.1555 | 5340.6765 | 5460.8417 | 5583.7106 | 5709.3441 | 5837.8044 | 5969.155 | 6103.461 | 6240.7888 | 6381.2066 | 6524.7837 | 6671.5914 | 6821.7022 | 6975.1905 | 7132.1323 | 7292.6052 | 7456.6888 | 7624.4643 | 7796.0148 | 7971.4251
| Pipeline Res | 2012: 50739.5514
| Total | 52806.7463 | 52863.5941 | 52922.0053 | 52982.0228 | 53032.4784 | 53084.0693 | 53136.8209 | 53190.7595 | 53245.9117 | 53302.3048 | 53359.9667 | 53418.9261 | 53479.212 | 53540.8544 | 53603.8837 | 53668.3312 | 53734.2287 | 53801.6089 | 53870.5052 | 53940.9517 | 54012.9832 | 54086.6354 | 54161.9448 | 54238.9487 | 54317.6851 | 54398.1931 | 54480.5126 | 54564.6842 | 54650.7497 | 54738.7516 | 54828.7336 | 54920.7402 | 55014.817 | 55111.0105 | 55209.3683 | 55309.9392 | 55412.7729 | 55517.9204 | 55625.4337 | 55735.366 | 55847.7719 | 55962.7068 | 56080.2278 | 56200.3931 | 56323.262 | 56448.8955 | 56577.3557 | 56708.7063 | 56843.0123 | 56980.3402 | 57120.7579 | 57264.3351 | 57411.1427 | 57561.2535 | 57714.7418 | 57871.6836 | 58032.1566 | 58196.2402 | 58364.0157 | 58535.5661 | 58710.9765
CCgas 2x2x1 501G (Fired) |  | 2012: 63.668; 2030: 62.2168; 2031: 62.2982; 2037: 62.8262; 2038: 62.9213
VOM ($/MWh)
| 1st unit | 2012 | 2013 | 2014 | 2015 | 2016 | 2017 | 2018 | 2019 | 2020 | 2021 | 2022 | 2023 | 2024 | 2025 | 2026 | 2027 | 2028 | 2029 | 2030 | 2031 | 2032 | 2033 | 2034 | 2035 | 2036 | 2037 | 2038 | 2039 | 2040 | 2041 | 2042 | 2043 | 2044 | 2045 | 2046 | 2047 | 2048 | 2049 | 2050 | 2051 | 2052 | 2053 | 2054 | 2055 | 2056 | 2057 | 2058 | 2059 | 2060 | 2061 | 2062 | 2063 | 2064 | 2065 | 2066 | 2067 | 2068 | 2069 | 2070 | 2071 | 2072
| VOM | 4.0985 | 4.2112 | 4.327 | 4.446 | 4.546 | 4.6483 | 4.7529 | 4.8598 | 4.9692 | 5.081 | 5.1953 | 5.3122 | 5.4317 | 5.5539 | 5.6789 | 5.8067 | 5.9373 | 6.0709 | 6.2075 | 6.3472 | 6.49 | 6.636 | 6.7853 | 6.938 | 7.0941 | 7.2537 | 7.4169 | 7.5838 | 7.7544 | 7.9289 | 8.1073 | 8.2897 | 8.4763 | 8.667 | 8.862 | 9.0614 | 9.2652 | 9.4737 | 9.6869 | 9.9048 | 10.1277 | 10.3556 | 10.5886 | 10.8268 | 11.0704 | 11.3195 | 11.5742 | 11.8346 | 12.1009 | 12.3731 | 12.6515 | 12.9362 | 13.2273 | 13.5249 | 13.8292 | 14.1403 | 14.4585 | 14.7838 | 15.1165 | 15.4566 | 15.8044
| StartUpCost | 0.01319 | 0.01319 | 0.01319 | 0.01319 | 0.01319 | 0.01319 | 0.01319 | 0.01319 | 0.01319 | 0.01319 | 0.01319 | 0.01319 | 0.01319 | 0.01319 | 0.01319 | 0.01319 | 0.01319 | 0.01319 | 0.01319 | 0.01319 | 0.01319 | 0.01319 | 0.01319 | 0.01319 | 0.01319 | 0.01319 | 0.01319 | 0.01319 | 0.01319 | 0.01319 | 0.01319 | 0.01319 | 0.01319 | 0.01319 | 0.01319 | 0.01319 | 0.01319 | 0.01319 | 0.01319 | 0.01319 | 0.01319 | 0.01319 | 0.01319 | 0.01319 | 0.01319 | 0.01319 | 0.01319 | 0.01319 | 0.01319 | 0.01319 | 0.01319 | 0.01319 | 0.01319 | 0.01319 | 0.01319 | 0.01319 | 0.01319 | 0.01319 | 0.01319 | 0.01319 | 0.01319
|  | 4.1117 | 4.2244 | 4.3402 | 4.4592 | 4.5592 | 4.6615 | 4.7661 | 4.873 | 4.9824 | 5.0942 | 5.2085 | 5.3254 | 5.4449 | 5.5671 | 5.6921 | 5.8199 | 5.9505 | 6.0841 | 6.2207 | 6.3604 | 6.5032 | 6.6492 | 6.7985 | 6.9512 | 7.1073 | 7.2669 | 7.4301 | 7.597 | 7.7676 | 7.9421 | 8.1205 | 8.3029 | 8.4894 | 8.6802 | 8.8752 | 9.0746 | 9.2784 | 9.4869 | 9.7001 | 9.918 | 10.1409 | 10.3688 | 10.6018 | 10.84 | 11.0836 | 11.3327 | 11.5874 | 11.8478 | 12.1141 | 12.3863 | 12.6647 | 12.9494 | 13.2405 | 13.5381 | 13.8424 | 14.1535 | 14.4717 | 14.797 | 15.1297 | 15.4698 | 15.8175
[12 empty] | 0.52085 | [5 empty] | 0.59505 |  |  |  |  | 0.66492 |  | 0.69512 | [5 empty] | 0.79421
| Next unit | 2012 | 2013 | 2014 | 2015 | 2016 | 2017 | 2018 | 2019 | 2020 | 2021 | 2022 | 2023 | 2024 | 2025 | 2026 | 2027 | 2028 | 2029 | 2030 | 2031 | 2032 | 2033 | 2034 | 2035 | 2036 | 2037 | 2038 | 2039 | 2040 | 2041 | 2042 | 2043 | 2044 | 2045 | 2046 | 2047 | 2048 | 2049 | 2050 | 2051 | 2052 | 2053 | 2054 | 2055 | 2056 | 2057 | 2058 | 2059 | 2060 | 2061 | 2062 | 2063 | 2064 | 2065 | 2066 | 2067 | 2068 | 2069 | 2070 | 2071 | 2072
| VOM | 4.0985 | 4.2112 | 4.327 | 4.446 | 4.546 | 4.6483 | 4.7529 | 4.8598 | 4.9692 | 5.081 | 5.1953 | 5.3122 | 5.4317 | 5.5539 | 5.6789 | 5.8067 | 5.9373 | 6.0709 | 6.2075 | 6.3472 | 6.49 | 6.636 | 6.7853 | 6.938 | 7.0941 | 7.2537 | 7.4169 | 7.5838 | 7.7544 | 7.9289 | 8.1073 | 8.2897 | 8.4763 | 8.667 | 8.862 | 9.0614 | 9.2652 | 9.4737 | 9.6869 | 9.9048 | 10.1277 | 10.3556 | 10.5886 | 10.8268 | 11.0704 | 11.3195 | 11.5742 | 11.8346 | 12.1009 | 12.3731 | 12.6515 | 12.9362 | 13.2273 | 13.5249 | 13.8292 | 14.1403 | 14.4585 | 14.7838 | 15.1165 | 15.4566 | 15.8044
| StartUpCost | 0.01319 | 0.01319 | 0.01319 | 0.01319 | 0.01319 | 0.01319 | 0.01319 | 0.01319 | 0.01319 | 0.01319 | 0.01319 | 0.01319 | 0.01319 | 0.01319 | 0.01319 | 0.01319 | 0.01319 | 0.01319 | 0.01319 | 0.01319 | 0.01319 | 0.01319 | 0.01319 | 0.01319 | 0.01319 | 0.01319 | 0.01319 | 0.01319 | 0.01319 | 0.01319 | 0.01319 | 0.01319 | 0.01319 | 0.01319 | 0.01319 | 0.01319 | 0.01319 | 0.01319 | 0.01319 | 0.01319 | 0.01319 | 0.01319 | 0.01319 | 0.01319 | 0.01319 | 0.01319 | 0.01319 | 0.01319 | 0.01319 | 0.01319 | 0.01319 | 0.01319 | 0.01319 | 0.01319 | 0.01319 | 0.01319 | 0.01319 | 0.01319 | 0.01319 | 0.01319 | 0.01319
|  | 4.1117 | 4.2244 | 4.3402 | 4.4592 | 4.5592 | 4.6615 | 4.7661 | 4.873 | 4.9824 | 5.0942 | 5.2085 | 5.3254 | 5.4449 | 5.5671 | 5.6921 | 5.8199 | 5.9505 | 6.0841 | 6.2207 | 6.3604 | 6.5032 | 6.6492 | 6.7985 | 6.9512 | 7.1073 | 7.2669 | 7.4301 | 7.597 | 7.7676 | 7.9421 | 8.1205 | 8.3029 | 8.4894 | 8.6802 | 8.8752 | 9.0746 | 9.2784 | 9.4869 | 9.7001 | 9.918 | 10.1409 | 10.3688 | 10.6018 | 10.84 | 11.0836 | 11.3327 | 11.5874 | 11.8478 | 12.1141 | 12.3863 | 12.6647 | 12.9494 | 13.2405 | 13.5381 | 13.8424 | 14.1535 | 14.4717 | 14.797 | 15.1297 | 15.4698 | 15.8175
[20 empty] | 0.62207 | 0.63604 | [5 empty] | 0.72669 | 0.74301
| Maintenance Requirement (wks/year) | 2015: Forced Outage Rate
|  | % | weeks/year |  | %
|  | 2012 | 2012 |  | 2012
|  | 6.66 | 3.4727 |  | 6.36
| Segment Capacity (MW): | 2015: Segment Heat Rate (MMBtu/MWh) (Summer and Winter Average)
|  | Winter | Summer | Summer Deration |  |  | Winter | Summer |  | Average Winter & Summer
| 1st segment | 2012: 218.8302; 2013: 190.3879; 2016: 1st segment; 2017: 7.48; 2018: 7.82; 2020: 7.65; 2021: 1 CT(50%)
| 2nd segment | 2012: 405.7993; 2013: 360.1022; 2016: 2nd segment; 2017: 6.7; 2018: 6.86; 2020: 6.78; 2021: 1 CT(100%)
| 3rd segment | 2012: 624.9875; 2013: 554.2276; 2016: 3rd segment; 2017: 6.81; 2018: 6.91; 2020: 6.86; 2021: 2 CT(75%)
| 4th segment | 2012: 817.2542; 2013: 737.3851; 2016: 4th segment; 2017: 6.65; 2018: 6.7; 2020: 6.675; 2021: 2 CT(100%)
| 5th segment | 2012: 865.8516; 2013: 792.9654; 2014: 72.8862; 2016: 5th segment; 2017: 6.76; 2018: 6.8; 2020: 6.78; 2021: 2 CT(100% Fired)
CCgas 2x2x1 501G (Fired)
| Total Overnight Cost ($000) | 0.52085 2022: validation; 0.52085 2024: 718535.0796
| 1st unit | 2012: CC overnight cost; 2015: 680523.1705; 2016: 695834.9419; 2017: Cash Flow Pattern:; 2019: 1st year; 2020: 13.76%; 0.52085 2022: 93617.7809; 0.52085 2023: 2.25%; 0.52085 2024: 13.3221; 0.52085 2025: 95724.1809
|  | Transmission overnight cost: |  |  | 300000 | 300000 |  |  | 2nd year | 36.75% |  | 255716.6037 | 2.25% | 36.3893 | 261470.2273
[9 empty] | 3rd year | 41.71% |  | 296748.1875 | 2.25% | 42.2283 | 303425.0218
|  | Total: |  |  | 980523.1705 | 995834.9419 | 1200.6568 |  | 4th year | 7.786% |  | 56641.2221 | 2.25% | 8.0602 | 57915.6496
| Total Overnight Cost ($000) | 0.52085 2024: 570073.1305
| Next unit | 2012: CC overnight cost; 2015: 539985.0581; 2016: 552134.7219; 2017: Cash Flow Pattern:; 2019: 1st year; 2020: 13.71%; 0.52085 2022: 74009.922; 0.52085 2023: 2.25%; 0.52085 2024: 13.2746; 0.52085 2025: 75675.1453
|  | Transmission overnight cost: |  |  | 100000 | 100000 |  |  | 2nd year | 36.98% |  | 204204.986 | 2.25% | 36.6268 | 208799.5982
[9 empty] | 3rd year | 41.96% |  | 236891.1167 | 2.25% | 42.4895 | 242221.1668
|  | Total: |  |  | 639985.0581 | 652134.7219 | 786.2648 |  | 4th year | 7.349% |  | 42422.7093 | 2.25% | 7.6091 | 43377.2203

## CF_EE
THERMAL UNIT | YEAR | JANUARY | FEBRUARY | MARCH | APRIL | MAY | JUNE | JULY | AUGUST | SEPTEMBER | OCTOBER | NOVEMBER | DECEMBER | Capacity Factor
AGT P2 770 | 2042 | JUNE: 0.074798; JULY: 0.075682; AUGUST: 0.066631; SEPTEMBER: 0.038281; OCTOBER: 0.015474; NOVEMBER: 0.1099; DECEMBER: 0.0013417 | 0.054588 | 5.459%
AGT P2 771 | 2041 | JUNE: 0.069947; JULY: 0.07104; AUGUST: 0.062273; SEPTEMBER: 0.035041; OCTOBER: 0.01236; NOVEMBER: 0.085123; DECEMBER: 0.0010921 | 0.048125 | 4.595%
AGT P2 771 | 2042 | 0.022137 | 0.0053076 | 0.062023 | 0.030139 | 0.048122 | 0.068625 | 0.069771 | 0.061287 | 0.034267 | 0.026497 | 0.096143 | 0.00098845 | 0.043776
CC2x1GP2 772 | 2038 | JUNE: 0.65518; JULY: 0.67937; AUGUST: 0.72509; SEPTEMBER: 0.64224; OCTOBER: 0.43765; NOVEMBER: 0.054795; DECEMBER: 0.36631 | 0.50866 | 51.98%
CC2x1GP2 772 | 2039 | 0.37616 | 0.36433 | 0.5818 | 0.025338 | 0.53722 | 0.66595 | 0.70005 | 0.74038 | 0.65143 | 0.44787 | 0.91707 | 0.37774 | 0.53211
CC2x1GP2 772 | 2040 | 0.39481 | 0.35587 | 0.5492 | 0.02946 | 0.5555 | 0.66397 | 0.6454 | 0.65727 | 0.64301 | 0.47028 | 0.82967 | 0.39626 | 0.51589
CC2x1GP2 772 | 2041 | 0.40364 | 0.39857 | 0.57594 | 0.028924 | 0.56303 | 0.67058 | 0.65204 | 0.66362 | 0.65036 | 0.48427 | 0.83607 | 0.40678 | 0.52782
CC2x1GP2 772 | 2042 | 0.41239 | 0.40852 | 0.5747 | 0.59004 | 0.57028 | 0.67698 | 0.65845 | 0.66975 | 0.65747 | 0.48375 | 0.051948 | 0.41718 | 0.51429
CC2x1GP1 773 | 2035 | JUNE: 0.65828; JULY: 0.65541; AUGUST: 0.69162; SEPTEMBER: 0.64095; OCTOBER: 0.44562; NOVEMBER: 0.047549; DECEMBER: 0.32082 | 0.49432 | 48.71%
CC2x1GP1 773 | 2036 | 0.36476 | 0.31332 | 0.052011 | 0.55777 | 0.54716 | 0.66857 | 0.66996 | 0.71299 | 0.65257 | 0.44268 | 0.89236 | 0.36045 | 0.51955
CC2x1GP1 773 | 2037 | 0.37475 | 0.3624 | 0.035352 | 0.58726 | 0.5543 | 0.67458 | 0.68948 | 0.7338 | 0.66351 | 0.45899 | 0.91459 | 0.37256 | 0.53513
CC2x1GP1 773 | 2038 | 0.38437 | 0.37353 | 0.57386 | 0.55847 | 0.55966 | 0.60867 | 0.59225 | 0.6064 | 0.58814 | 0.37882 | 0.054472 | 0.30156 | 0.46502
CC2x1GP1 773 | 2039 | 0.32666 | 0.30987 | 0.044759 | 0.39532 | 0.48642 | 0.61873 | 0.60048 | 0.62022 | 0.59805 | 0.38769 | 0.87859 | 0.31286 | 0.46497
CC2x1GP1 773 | 2040 | 0.34894 | 0.30524 | 0.48366 | 0.46302 | 0.50893 | 0.62196 | 0.60264 | 0.61576 | 0.5973 | 0.42016 | 0.049766 | 0.33896 | 0.44636
CC2x1GP1 773 | 2041 | 0.35748 | 0.34601 | 0.046452 | 0.45271 | 0.51693 | 0.62928 | 0.60993 | 0.62279 | 0.6054 | 0.43413 | 0.79009 | 0.34929 | 0.48004
CC2x1GP1 773 | 2042 | 0.36598 | 0.35571 | 0.51061 | 0.033772 | 0.52467 | 0.63639 | 0.61701 | 0.6296 | 0.61327 | 0.43412 | 0.81153 | 0.35953 | 0.49102
CC2x1GP2 774 | 2031 | JUNE: 0.59893; JULY: 0.58648; AUGUST: 0.60065; SEPTEMBER: 0.57305; OCTOBER: 0.37639; NOVEMBER: 0.041907; DECEMBER: 0.25625 | 0.43338 | 44.11%
CC2x1GP2 774 | 2032 | 0.29061 | 0.23626 | 0.41886 | 0.41942 | 0.47902 | 0.60918 | 0.5957 | 0.60916 | 0.58545 | 0.3745 | 0.047412 | 0.26806 | 0.41114
CC2x1GP2 774 | 2033 | 0.3178 | 0.29877 | 0.47622 | 0.48807 | 0.48804 | 0.61873 | 0.58501 | 0.59826 | 0.57604 | 0.37507 | 0.045824 | 0.3097 | 0.43146
CC2x1GP2 774 | 2034 | 0.33412 | 0.31726 | 0.033719 | 0.54294 | 0.56527 | 0.67693 | 0.67779 | 0.70696 | 0.6588 | 0.44792 | 0.84977 | 0.3225 | 0.51116
CC2x1GP2 774 | 2035 | 0.34372 | 0.32732 | 0.047605 | 0.50941 | 0.56979 | 0.60926 | 0.6004 | 0.61204 | 0.58396 | 0.38134 | 0.7677 | 0.25816 | 0.46756
CC2x1GP2 774 | 2036 | 0.31295 | 0.25654 | 0.5712 | 0.47969 | 0.4911 | 0.62011 | 0.60723 | 0.62031 | 0.59632 | 0.38026 | 0.051734 | 0.29309 | 0.44004
CC2x1GP2 774 | 2037 | 0.32254 | 0.30195 | 0.38217 | 0.031692 | 0.4992 | 0.62736 | 0.61417 | 0.62796 | 0.60797 | 0.396 | 0.87296 | 0.30476 | 0.46573
CC2x1GP2 774 | 2038 | 0.33178 | 0.3126 | 0.044018 | 0.48573 | 0.50578 | 0.55999 | 0.53992 | 0.55496 | 0.53212 | 0.32412 | 0.86264 | 0.24298 | 0.44139
CC2x1GP2 774 | 2039 | 0.28198 | 0.26067 | 0.48736 | 0.33536 | 0.43607 | 0.5701 | 0.54896 | 0.56434 | 0.54254 | 0.33154 | 0.051778 | 0.25367 | 0.3887
CC2x1GP2 774 | 2040 | 0.30704 | 0.25968 | 0.038423 | 0.4073 | 0.46259 | 0.57823 | 0.55853 | 0.57276 | 0.54996 | 0.37232 | 0.77918 | 0.2859 | 0.43099
CC2x1GP2 774 | 2041 | 0.31519 | 0.29771 | 0.50278 | 0.39949 | 0.47093 | 0.5862 | 0.56641 | 0.5804 | 0.55872 | 0.38602 | 0.046738 | 0.29581 | 0.4172
CC2x1GP2 774 | 2042 | 0.32331 | 0.30699 | 0.041002 | 0.52921 | 0.47904 | 0.59396 | 0.57407 | 0.58782 | 0.56724 | 0.38648 | 0.75588 | 0.30568 | 0.45422
CC2x1GP1 775 | 2028 | JUNE: 0.5991; JULY: 0.59281; AUGUST: 0.60989; SEPTEMBER: 0.56645; OCTOBER: 0.37415; NOVEMBER: 0.045742; DECEMBER: 0.23195 | 0.43144 | 40.8%
CC2x1GP1 775 | 2029 | 0.27265 | 0.2455 | 0.021755 | 0.44049 | 0.48366 | 0.60835 | 0.60174 | 0.618 | 0.57894 | 0.36503 | 0.77859 | 0.24314 | 0.43815
CC2x1GP1 775 | 2030 | 0.28183 | 0.25628 | 0.038155 | 0.42762 | 0.49109 | 0.61836 | 0.61264 | 0.62451 | 0.59117 | 0.3751 | 0.62504 | 0.25503 | 0.43307
CC2x1GP1 775 | 2031 | 0.29121 | 0.26836 | 0.038326 | 0.47086 | 0.49862 | 0.54591 | 0.52887 | 0.54418 | 0.51255 | 0.31705 | 0.68083 | 0.19843 | 0.40793
CC2x1GP1 775 | 2032 | 0.24533 | 0.1855 | 0.34731 | 0.022809 | 0.42353 | 0.55679 | 0.53904 | 0.55373 | 0.52529 | 0.31552 | 0.76669 | 0.20898 | 0.39088
CC2x1GP1 775 | 2033 | 0.27007 | 0.24368 | 0.39444 | 0.026178 | 0.43324 | 0.56699 | 0.53054 | 0.54482 | 0.51798 | 0.31786 | 0.7437 | 0.24597 | 0.40295
CC2x1GP1 775 | 2034 | 0.28538 | 0.2605 | 0.3644 | 0.029177 | 0.5051 | 0.62765 | 0.62183 | 0.63904 | 0.60122 | 0.38251 | 0.79141 | 0.25854 | 0.44723
CC2x1GP1 775 | 2035 | 0.2946 | 0.27244 | 0.046913 | 0.43812 | 0.5111 | 0.55788 | 0.54311 | 0.55665 | 0.52509 | 0.32256 | 0.69623 | 0.20307 | 0.41398
CC2x1GP1 775 | 2036 | 0.26739 | 0.20868 | 0.47758 | 0.025384 | 0.43569 | 0.56908 | 0.55147 | 0.56601 | 0.53787 | 0.32289 | 0.82576 | 0.23403 | 0.41849
CC2x1GP1 775 | 2037 | 0.27639 | 0.24909 | 0.30346 | 0.50374 | 0.44451 | 0.57749 | 0.55959 | 0.57461 | 0.54992 | 0.33764 | 0.051026 | 0.24484 | 0.38936
CC2x1GP1 775 | 2038 | 0.28506 | 0.259 | 0.47945 | 0.026208 | 0.45213 | 0.51014 | 0.48696 | 0.50244 | 0.47562 | 0.27478 | 0.79757 | 0.19267 | 0.39517
CC2x1GP1 775 | 2039 | 0.24249 | 0.21747 | 0.036676 | 0.28126 | 0.38724 | 0.52015 | 0.49659 | 0.51266 | 0.48633 | 0.28077 | 0.82098 | 0.20228 | 0.37374
CC2x1GP1 775 | 2040 | 0.26939 | 0.21955 | 0.03793 | 0.35535 | 0.41725 | 0.53348 | 0.5138 | 0.52893 | 0.50186 | 0.32755 | 0.7258 | 0.23801 | 0.38908
CC2x1GP1 775 | 2041 | 0.27705 | 0.25422 | 0.039903 | 0.34972 | 0.4258 | 0.542 | 0.52216 | 0.53709 | 0.51113 | 0.34073 | 0.73392 | 0.24729 | 0.39842
CC2x1GP1 775 | 2042 | 0.2847 | 0.26293 | 0.44244 | 0.47305 | 0.43414 | 0.55031 | 0.53031 | 0.54503 | 0.52019 | 0.34161 | 0.043703 | 0.25658 | 0.39042
AGT P2 776 | 2027 | JUNE: 0.06865; JULY: 0.062588; AUGUST: 0.067481; SEPTEMBER: 0.046201; OCTOBER: 0.013037; NOVEMBER: 0.012148; DECEMBER: 0.0022981 | 0.038915 | 2.926%
AGT P2 776 | 2028 | 0.024414 | 0.0035323 | 0.031898 | 0.024436 | 0.037593 | 0.048139 | 0.040935 | 0.043566 | 0.033667 | 0.013815 | 0.037703 | 0.00151 | 0.028434
AGT P2 776 | 2029 | 0.01248 | 0.0020885 | 0.0065651 | 0.026715 | 0.023941 | 0.052833 | 0.045794 | 0.048679 | 0.036354 | 0.0092266 | 0.023751 | 0.0016399 | 0.024172
AGT P2 776 | 2030 | 0.01488 | 0.0024948 | 0.020945 | 0.028589 | 0.02871 | 0.057441 | 0.050026 | 0.054373 | 0.039484 | 0.010855 | 0.015335 | 0.001649 | 0.027065
AGT P2 776 | 2031 | 0.017731 | 0.0041673 | 0.029361 | 0.032481 | 0.046894 | 0.052265 | 0.047578 | 0.036862 | 0.022992 | 0.0079077 | 0.062235 | 0.0013914 | 0.030155
AGT P2 776 | 2032 | 0.0088573 | 0.00046584 | 0.024183 | 0.014835 | 0.032257 | 0.056723 | 0.05238 | 0.041315 | 0.025349 | 0.0063613 | 0.032123 | 0.0015201 | 0.024698
AGT P2 776 | 2033 | 0.010628 | 0.0013607 | 0.014718 | 0.036591 | 0.036111 | 0.061763 | 0.042357 | 0.04548 | 0.028225 | 0.0094555 | 0.026507 | 0.0013715 | 0.026214
AGT P2 776 | 2034 | 0.013532 | 0.0018587 | 0.029886 | 0.039967 | 0.035265 | 0.071565 | 0.062901 | 0.049508 | 0.037692 | 0.0066775 | 0.068748 | 0.0013225 | 0.03491
AGT P2 776 | 2035 | 0.015988 | 0.0034933 | 0.022897 | 0.026001 | 0.041424 | 0.049793 | 0.043665 | 0.034978 | 0.022908 | 0.0044809 | 0.035353 | 0.0010464 | 0.025169
AGT P2 776 | 2036 | 0.0085871 | 0.00038362 | 0.025875 | 0.011757 | 0.028771 | 0.053874 | 0.049173 | 0.039239 | 0.025036 | 0.0086529 | 0.040028 | 0.00094618 | 0.02436
AGT P2 776 | 2037 | 0.010399 | 0.0011475 | 0.021344 | 0.017108 | 0.032427 | 0.058729 | 0.054262 | 0.043498 | 0.02718 | 0.010932 | 0.053971 | 0.00096002 | 0.027663
AGT P2 776 | 2038 | 0.012325 | 0.0015211 | 0.014682 | 0.031033 | 0.037054 | 0.041151 | 0.03859 | 0.029987 | 0.01666 | 0.009767 | 0.035124 | 0.00082081 | 0.022393
AGT P2 776 | 2039 | 0.0064699 | 0.0010763 | 0.014916 | 0.015321 | 0.026177 | 0.04475 | 0.042073 | 0.032393 | 0.018783 | 0.0018512 | 0.014976 | 0.00079777 | 0.018299
AGT P2 776 | 2040 | 0.017598 | 0.0029099 | 0.046491 | 0.024445 | 0.041239 | 0.065206 | 0.066483 | 0.058014 | 0.031943 | 0.021455 | 0.078526 | 0.0008808 | 0.037932
AGT P2 776 | 2041 | 0.019796 | 0.0045747 | 0.022949 | 0.042135 | 0.044635 | 0.06401 | 0.06533 | 0.057131 | 0.031256 | 0.02107 | 0.07403 | 0.00079665 | 0.037309
AGT P2 776 | 2042 | 0.019015 | 0.0043248 | 0.054061 | 0.053195 | 0.043815 | 0.062856 | 0.064216 | 0.056275 | 0.030591 | 0.012887 | 0.083775 | 0.00072089 | 0.040478
AGT P2 783 | 2023 | JUNE: 0.11903; JULY: 0.10172; AUGUST: 0.10962; SEPTEMBER: 0.087931; OCTOBER: 0.020025; NOVEMBER: 0.20604; DECEMBER: 0.010619 | 0.09357 | 3.332%
AGT P2 783 | 2024 | 0.086631 | 0.037297 | 0.14739 | 0.18327 | 0.073193 | 0.13676 | 0.11743 | 0.12845 | 0.10741 | 0.046821 | 0.10731 | 0.014176 | 0.098844
AGT P2 783 | 2025 | 0.043566 | 0.014167 | 0.050843 | 0.043719 | 0.038644 | 0.074577 | 0.066515 | 0.07173 | 0.052865 | 0.01707 | 0.084412 | 0.0036317 | 0.046812
AGT P2 783 | 2026 | 0.017548 | 0.004184 | 0.029158 | 0.029373 | 0.019339 | 0.040445 | 0.036102 | 0.039221 | 0.025206 | 0.0060934 | 0.059258 | 0.0020017 | 0.025661
AGT P2 783 | 2027 | 0.02075 | 0.0057608 | 0.041791 | 0.027572 | 0.023896 | 0.06068 | 0.05539 | 0.05986 | 0.040012 | 0.010378 | 0.019223 | 0.0021566 | 0.030622
AGT P2 783 | 2028 | 0.019722 | 0.0025298 | 0.025013 | 0.041569 | 0.032556 | 0.042342 | 0.035718 | 0.038083 | 0.029088 | 0.0061895 | 0.027784 | 0.0014752 | 0.025173
AGT P2 783 | 2029 | 0.009775 | 0.0015265 | 0.010224 | 0.021505 | 0.020445 | 0.046691 | 0.040238 | 0.042849 | 0.031521 | 0.0073571 | 0.0092328 | 0.0015923 | 0.020247
AGT P2 783 | 2030 | 0.011801 | 0.0017797 | 0.016227 | 0.01231 | 0.024799 | 0.050973 | 0.044178 | 0.048195 | 0.034374 | 0.0087337 | 0.024883 | 0.0015828 | 0.02332
AGT P2 783 | 2031 | 0.01425 | 0.0030002 | 0.012616 | 0.026563 | 0.041435 | 0.046323 | 0.042084 | 0.032296 | 0.019591 | 0.012967 | 0.047292 | 0.0013396 | 0.02498
AGT P2 783 | 2032 | 0.0069157 | 0.00029939 | 0.019131 | 0.025018 | 0.028205 | 0.050463 | 0.046592 | 0.036438 | 0.021701 | 0.0027491 | 0.023939 | 0.0014505 | 0.021908
AGT P2 783 | 2033 | 0.0083918 | 0.00093384 | 0.023869 | 0.016171 | 0.031787 | 0.055177 | 0.03745 | 0.040325 | 0.024298 | 0.0076058 | 0.019518 | 0.001337 | 0.022239
AGT P2 783 | 2034 | 0.010856 | 0.0012964 | 0.012992 | 0.033391 | 0.030883 | 0.064378 | 0.056474 | 0.044032 | 0.033079 | 0.010986 | 0.053995 | 0.0011516 | 0.02946
AGT P2 783 | 2035 | 0.012971 | 0.0025491 | 0.017993 | 0.011302 | 0.036653 | 0.044453 | 0.03875 | 0.030828 | 0.019737 | 0.0073166 | 0.027004 | 0.0010065 | 0.02088
AGT P2 783 | 2036 | 0.0068153 | 0.00025302 | 0.020717 | 0.019779 | 0.025199 | 0.048267 | 0.043959 | 0.034805 | 0.021656 | 0.0038605 | 0.030863 | 0.00088871 | 0.021422
AGT P2 783 | 2037 | 0.0083478 | 0.00079886 | 0.0090035 | 0.029135 | 0.028596 | 0.052824 | 0.048791 | 0.038804 | 0.023596 | 0.0089924 | 0.042868 | 0.00088118 | 0.024387
AGT P2 783 | 2038 | 0.009995 | 0.0010754 | 0.023964 | 0.02582 | 0.032937 | 0.036718 | 0.034349 | 0.026445 | 0.014226 | 0.0043944 | 0.027092 | 0.00079962 | 0.019818
AGT P2 783 | 2039 | 0.0051335 | 0.00077329 | 0.011743 | 0.0065869 | 0.023063 | 0.040081 | 0.037622 | 0.028683 | 0.016129 | 0.0029775 | 0.011134 | 0.00076836 | 0.015391
AGT P2 783 | 2040 | 0.014929 | 0.0024018 | 0.040034 | 0.042863 | 0.037299 | 0.05951 | 0.060981 | 0.053078 | 0.028385 | 0.018847 | 0.036198 | 0.00063605 | 0.03293
AGT P2 783 | 2041 | 0.016901 | 0.003723 | 0.038532 | 0.019707 | 0.040509 | 0.058472 | 0.059975 | 0.052318 | 0.027799 | 0.018522 | 0.064125 | 0.00057521 | 0.03343
AGT P2 783 | 2042 | 0.016235 | 0.0035296 | 0.025716 | 0.047239 | 0.039794 | 0.05747 | 0.059 | 0.05158 | 0.027232 | 0.021995 | 0.072678 | 0.00052048 | 0.035249
AGT P2 784 | 2022 | JUNE: 0.10878; JULY: 0.097266; AUGUST: 0.10654; SEPTEMBER: 0.076352; OCTOBER: 0.030426; NOVEMBER: 0.094062; DECEMBER: 0.009209 | 0.074661 | 3.095%
AGT P2 784 | 2023 | 0.076552 | 0.044009 | 0.059408 | 0.12345 | 0.061062 | 0.10555 | 0.090168 | 0.097252 | 0.077295 | 0.03325 | 0.16028 | 0.0078477 | 0.07801
AGT P2 784 | 2024 | 0.076158 | 0.029344 | 0.1246 | 0.084241 | 0.064286 | 0.122 | 0.10478 | 0.11472 | 0.09522 | 0.040012 | 0.179 | 0.010503 | 0.087072
AGT P2 784 | 2025 | 0.036169 | 0.010592 | 0.040411 | 0.074999 | 0.033306 | 0.065693 | 0.058609 | 0.0633 | 0.045863 | 0.01371 | 0.033513 | 0.002871 | 0.03992
AGT P2 784 | 2026 | 0.01379 | 0.0032082 | 0.022364 | 0.050111 | 0.016298 | 0.035139 | 0.031201 | 0.034016 | 0.021283 | 0.0025696 | 0.044688 | 0.0018981 | 0.023047
AGT P2 784 | 2027 | 0.016525 | 0.0041314 | 0.018245 | 0.04709 | 0.020425 | 0.053456 | 0.048806 | 0.052891 | 0.034453 | 0.0081674 | 0.013537 | 0.0020713 | 0.02665
AGT P2 784 | 2028 | 0.015737 | 0.0018244 | 0.010627 | 0.03416 | 0.028037 | 0.037108 | 0.030995 | 0.033114 | 0.02499 | 0.010108 | 0.02021 | 0.0014547 | 0.020697
AGT P2 784 | 2029 | 0.0075666 | 0.0011337 | 0.0074993 | 0.0091271 | 0.017352 | 0.041122 | 0.035176 | 0.037534 | 0.027182 | 0.0058087 | 0.014716 | 0.0015637 | 0.017148
AGT P2 784 | 2030 | 0.0092529 | 0.0012707 | 0.0068367 | 0.020586 | 0.021299 | 0.045086 | 0.038822 | 0.042533 | 0.029767 | 0.0069592 | 0.018509 | 0.0015421 | 0.020205
AGT P2 784 | 2031 | 0.011326 | 0.0021285 | 0.020159 | 0.011451 | 0.036441 | 0.040918 | 0.037049 | 0.028152 | 0.01659 | 0.010535 | 0.035491 | 0.0013079 | 0.020962
AGT P2 784 | 2032 | 0.0053426 | 0.00019076 | 0.0082355 | 0.02018 | 0.024536 | 0.044749 | 0.041264 | 0.031985 | 0.018466 | 0.0044099 | 0.017625 | 0.001407 | 0.018199
AGT P2 784 | 2033 | 0.0065575 | 0.00063087 | 0.018981 | 0.027404 | 0.027847 | 0.049145 | 0.032956 | 0.035597 | 0.020795 | 0.0033242 | 0.014191 | 0.0013159 | 0.019895
AGT P2 784 | 2034 | 0.008623 | 0.00089135 | 0.020896 | 0.014733 | 0.026913 | 0.057766 | 0.050512 | 0.03899 | 0.028894 | 0.0089893 | 0.041937 | 0.0010548 | 0.025017
AGT P2 784 | 2035 | 0.010421 | 0.0018361 | 0.0076862 | 0.018998 | 0.032285 | 0.039563 | 0.034232 | 0.027043 | 0.016912 | 0.0058972 | 0.020406 | 0.00098147 | 0.018022
AGT P2 784 | 2036 | 0.0053594 | 0.00016445 | 0.0090202 | 0.015879 | 0.021962 | 0.043115 | 0.039136 | 0.030737 | 0.018633 | 0.006295 | 0.023507 | 0.00085187 | 0.017888
AGT P2 784 | 2037 | 0.0066416 | 0.00053683 | 0.014233 | 0.012799 | 0.025101 | 0.047382 | 0.043706 | 0.034472 | 0.020378 | 0.0073391 | 0.033732 | 0.00082966 | 0.020596
AGT P2 784 | 2038 | 0.0080351 | 0.00075072 | 0.019304 | 0.021268 | 0.029151 | 0.032654 | 0.030442 | 0.023215 | 0.012079 | 0.0071965 | 0.011014 | 0.00078637 | 0.016325
AGT P2 784 | 2039 | 0.004039 | 0.00054436 | 0.0092065 | 0.011018 | 0.020229 | 0.035783 | 0.033505 | 0.025288 | 0.013774 | 0.0012765 | 0.0081838 | 0.00074965 | 0.013633
AGT P2 784 | 2040 | 0.012584 | 0.0020083 | 0.034281 | 0.020028 | 0.033641 | 0.054208 | 0.055829 | 0.048468 | 0.025148 | 0.016483 | 0.062816 | 0.00045452 | 0.030496
AGT P2 784 | 2041 | 0.01434 | 0.0030402 | 0.018017 | 0.034433 | 0.036667 | 0.053313 | 0.054955 | 0.047818 | 0.024652 | 0.016212 | 0.055309 | 0.00041108 | 0.029931
AGT P2 784 | 2042 | 0.013777 | 0.0028923 | 0.043369 | 0.022273 | 0.036048 | 0.052448 | 0.054107 | 0.047186 | 0.024171 | 0.019384 | 0.062747 | 0.00037201 | 0.031565
AGT P2 785 | 2021 | JUNE: 0.10033; JULY: 0.089088; AUGUST: 0.097742; SEPTEMBER: 0.069852; OCTOBER: 0.027811; NOVEMBER: 0.064889; DECEMBER: 0.0081823 | 0.065413 | 2.864%
AGT P2 785 | 2022 | 0.070112 | 0.033867 | 0.050717 | 0.1056 | 0.061741 | 0.095805 | 0.085952 | 0.094337 | 0.066347 | 0.024981 | 0.15418 | 0.0068242 | 0.070872
AGT P2 785 | 2023 | 0.066558 | 0.035805 | 0.098701 | 0.10403 | 0.053049 | 0.093303 | 0.079666 | 0.086017 | 0.067681 | 0.027671 | 0.065443 | 0.0058406 | 0.065314
AGT P2 785 | 2024 | 0.066181 | 0.022671 | 0.10465 | 0.077911 | 0.056218 | 0.10852 | 0.093242 | 0.10222 | 0.084153 | 0.033862 | 0.14114 | 0.0077825 | 0.074879
AGT P2 785 | 2025 | 0.029629 | 0.0078385 | 0.017317 | 0.062734 | 0.028529 | 0.057667 | 0.051402 | 0.05563 | 0.039569 | 0.010883 | 0.053843 | 0.0023691 | 0.034784
AGT P2 785 | 2026 | 0.010695 | 0.0025208 | 0.0092716 | 0.041416 | 0.013643 | 0.030399 | 0.026804 | 0.029338 | 0.017846 | 0.0040698 | 0.033306 | 0.0018353 | 0.018429
AGT P2 785 | 2027 | 0.012994 | 0.0029142 | 0.02936 | 0.020811 | 0.017351 | 0.046925 | 0.0428 | 0.046531 | 0.029487 | 0.0063549 | 0.0094605 | 0.0020199 | 0.022251
AGT P2 785 | 2028 | 0.012404 | 0.0013384 | 0.016903 | 0.027756 | 0.024003 | 0.032396 | 0.026742 | 0.028633 | 0.021343 | 0.0044669 | 0.014541 | 0.0014428 | 0.017664
AGT P2 785 | 2029 | 0.0057887 | 0.00084513 | 0.0030273 | 0.015163 | 0.014633 | 0.036085 | 0.030585 | 0.032709 | 0.023306 | 0.0045411 | 0.010521 | 0.0015469 | 0.014896
AGT P2 785 | 2030 | 0.0071726 | 0.00091479 | 0.010857 | 0.0087008 | 0.018183 | 0.03974 | 0.033939 | 0.037362 | 0.025635 | 0.0054915 | 0.013628 | 0.0015177 | 0.016928
AGT P2 785 | 2031 | 0.0089038 | 0.001488 | 0.015539 | 0.019163 | 0.031891 | 0.036014 | 0.032454 | 0.02441 | 0.013959 | 0.0046491 | 0.026311 | 0.0012888 | 0.018006
AGT P2 785 | 2032 | 0.0040839 | 0.00011958 | 0.013212 | 0.016081 | 0.02123 | 0.039547 | 0.036374 | 0.027937 | 0.015615 | 0.001879 | 0.012848 | 0.0013803 | 0.015859
AGT P2 785 | 2033 | 0.0050713 | 0.00039332 | 0.014992 | 0.02234 | 0.024275 | 0.043631 | 0.028858 | 0.031278 | 0.017689 | 0.0029409 | 0.010216 | 0.0013033 | 0.016916
AGT P2 785 | 2034 | 0.0067811 | 0.00059891 | 0.016337 | 0.024954 | 0.023331 | 0.051691 | 0.044996 | 0.034366 | 0.025114 | 0.0040003 | 0.032191 | 0.00099241 | 0.022113
AGT P2 785 | 2035 | 0.0082922 | 0.0013056 | 0.012281 | 0.015226 | 0.028303 | 0.035095 | 0.030094 | 0.023607 | 0.014411 | 0.0025851 | 0.015264 | 0.00096608 | 0.015619
AGT P2 785 | 2036 | 0.0041758 | 0.00010533 | 0.014543 | 0.0067209 | 0.019044 | 0.038389 | 0.034689 | 0.02702 | 0.015944 | 0.0050602 | 0.017695 | 0.00082868 | 0.015351
AGT P2 785 | 2037 | 0.005237 | 0.00034836 | 0.0058684 | 0.021626 | 0.021928 | 0.042376 | 0.038991 | 0.030492 | 0.017504 | 0.0059427 | 0.026289 | 0.00079659 | 0.018117
AGT P2 785 | 2038 | 0.0064034 | 0.00050168 | 0.015433 | 0.0092482 | 0.025688 | 0.028941 | 0.026859 | 0.020284 | 0.010197 | 0.0058361 | 0.017944 | 0.00077822 | 0.014009
AGT P2 785 | 2039 | 0.0031513 | 0.00035936 | 0.0072119 | 0.0046649 | 0.017663 | 0.031838 | 0.029711 | 0.022196 | 0.011698 | 0.0020412 | 0.0059581 | 0.00073793 | 0.011436
AGT P2 785 | 2040 | 0.010541 | 0.0017068 | 0.029181 | 0.034974 | 0.030255 | 0.04928 | 0.051011 | 0.044167 | 0.022211 | 0.014352 | 0.028755 | 0.00030936 | 0.026395
AGT P2 785 | 2041 | 0.012092 | 0.0024981 | 0.030097 | 0.015972 | 0.033099 | 0.048513 | 0.050256 | 0.043617 | 0.021795 | 0.014128 | 0.04749 | 0.00027041 | 0.026652
AGT P2 785 | 2042 | 0.011621 | 0.0023864 | 0.037322 | 0.020846 | 0.032566 | 0.047771 | 0.049523 | 0.043079 | 0.02139 | 0.01701 | 0.053887 | 0.00023453 | 0.028136
CC3x1GP2 787 | 2020 | JUNE: 0.9364; JULY: 0.9364; AUGUST: 0.9364; SEPTEMBER: 0.9364; OCTOBER: 0.9364; NOVEMBER: 0.065178; DECEMBER: 0.91861 | 0.8094 | 84.23%
CC3x1GP2 787 | 2021 | 0.8869 | 0.89315 | 0.94529 | 0.91757 | 0.9364 | 0.9364 | 0.9364 | 0.9364 | 0.9364 | 0.9364 | 0.064618 | 0.90923 | 0.85293
CC3x1GP2 787 | 2022 | 0.88997 | 0.89609 | 0.94839 | 0.92442 | 0.9364 | 0.9364 | 0.9364 | 0.9364 | 0.9364 | 0.9364 | 0.064973 | 0.91292 | 0.8546
CC3x1GP2 787 | 2023 | 0.88298 | 0.88591 | 0.9508 | 0.9278 | 0.9364 | 0.9364 | 0.9364 | 0.9364 | 0.9364 | 0.9364 | 0.064847 | 0.90862 | 0.85328
CC3x1GP2 787 | 2024 | 0.97619 | 0.97342 | 0.094213 | 0.98655 | 0.9364 | 0.9364 | 0.9364 | 0.9364 | 0.9364 | 0.9364 | 0.9854 | 0.97253 | 0.88389
CC3x1GP2 787 | 2025 | 0.91318 | 0.93144 | 0.95936 | 0.97559 | 0.9364 | 0.9364 | 0.9364 | 0.9364 | 0.9364 | 0.9364 | 0.06481 | 0.94068 | 0.86695
CC3x1GP2 787 | 2026 | 0.79317 | 0.80883 | 0.90504 | 0.9094 | 0.92214 | 0.9364 | 0.9364 | 0.9364 | 0.9364 | 0.90894 | 0.061464 | 0.82535 | 0.82333
CC3x1GP2 787 | 2027 | 0.80407 | 0.81412 | 0.91324 | 0.91441 | 0.92969 | 0.9364 | 0.9364 | 0.9364 | 0.9364 | 0.91848 | 0.061522 | 0.83468 | 0.82799
CC3x1GP2 787 | 2028 | 0.81427 | 0.80985 | 0.91498 | 0.90968 | 0.9364 | 0.9364 | 0.9364 | 0.9364 | 0.9364 | 0.92619 | 0.061614 | 0.84242 | 0.83008
CC3x1GP2 787 | 2029 | 0.82367 | 0.83937 | 0.85434 | 0.92207 | 0.9364 | 0.9364 | 0.9364 | 0.9364 | 0.9364 | 0.93435 | 0.063779 | 0.85138 | 0.83091
CC3x1GP2 787 | 2030 | 0.83433 | 0.84921 | 0.92078 | 0.91782 | 0.9364 | 0.9364 | 0.9364 | 0.9364 | 0.9364 | 0.9364 | 0.062576 | 0.85967 | 0.83857
CC3x1GP2 787 | 2031 | 0.84447 | 0.85062 | 0.92707 | 0.91794 | 0.9364 | 0.9364 | 0.9364 | 0.9364 | 0.9364 | 0.9364 | 0.06317 | 0.86747 | 0.84076
CC3x1GP2 787 | 2032 | 0.85158 | 0.84295 | 0.93585 | 0.91887 | 0.9364 | 0.9364 | 0.9364 | 0.9364 | 0.9364 | 0.9364 | 0.062835 | 0.87519 | 0.84214
CC3x1GP2 787 | 2033 | 0.85591 | 0.86447 | 0.93711 | 0.92547 | 0.9364 | 0.9364 | 0.9364 | 0.9364 | 0.9364 | 0.9364 | 0.063059 | 0.88479 | 0.84577
CC3x1GP2 787 | 2034 | 0.86268 | 0.87372 | 0.90424 | 0.92803 | 0.9364 | 0.9364 | 0.9364 | 0.9364 | 0.9364 | 0.9364 | 0.0643 | 0.88885 | 0.84502
CC3x1GP2 787 | 2035 | 0.86621 | 0.87255 | 0.94058 | 0.92774 | 0.9364 | 0.9364 | 0.9364 | 0.9364 | 0.9364 | 0.9364 | 0.063705 | 0.89365 | 0.84857
CC3x1GP2 787 | 2036 | 0.86838 | 0.86805 | 0.9458 | 0.93198 | 0.9364 | 0.9364 | 0.9364 | 0.9364 | 0.9364 | 0.9364 | 0.063673 | 0.89772 | 0.8495
CC3x1GP2 787 | 2037 | 0.87152 | 0.88622 | 0.90686 | 0.93716 | 0.9364 | 0.9364 | 0.9364 | 0.9364 | 0.9364 | 0.9364 | 0.064506 | 0.9015 | 0.84885
CC3x1GP2 787 | 2038 | 0.87456 | 0.88977 | 0.94817 | 0.94474 | 0.9364 | 0.9364 | 0.9364 | 0.9364 | 0.9364 | 0.9364 | 0.063763 | 0.90549 | 0.85374
CC3x1GP2 787 | 2039 | 0.87681 | 0.88346 | 0.94894 | 0.92542 | 0.9364 | 0.9364 | 0.9364 | 0.9364 | 0.9364 | 0.9364 | 0.064477 | 0.90912 | 0.85222
CC3x1GP2 787 | 2040 | 0.8287 | 0.83657 | 0.91041 | 0.82988 | 0.88259 | 0.93308 | 0.9364 | 0.93026 | 0.93507 | 0.8552 | 0.062402 | 0.87859 | 0.81826
CC3x1GP2 787 | 2041 | 0.8362 | 0.85903 | 0.91134 | 0.84108 | 0.8868 | 0.93603 | 0.9364 | 0.93332 | 0.9364 | 0.86418 | 0.062425 | 0.88413 | 0.82394
CC3x1GP2 787 | 2042 | 0.84338 | 0.86511 | 0.92246 | 0.89798 | 0.89082 | 0.9364 | 0.9364 | 0.9363 | 0.9364 | 0.8635 | 0.060188 | 0.88937 | 0.83153
CC3x1GP1 788 | 2018 | JUNE: 0.9364; JULY: 0.9364; AUGUST: 0.9364; SEPTEMBER: 0.9364; OCTOBER: 0.93474; NOVEMBER: 0.065465; DECEMBER: 0.94614 | 0.81314 | 77.54%
CC3x1GP1 788 | 2019 | 0.92862 | 0.92985 | 0.97687 | 0.9787 | 0.9364 | 0.9364 | 0.9364 | 0.9364 | 0.9364 | 0.9364 | 0.065705 | 0.95028 | 0.8707
CC3x1GP1 788 | 2020 | 0.97832 | 0.97589 | 0.97898 | 0.98399 | 0.9364 | 0.90875 | 0.92749 | 0.9364 | 0.90747 | 0.83523 | 0.065072 | 0.85653 | 0.85754
CC3x1GP1 788 | 2021 | 0.8176 | 0.83124 | 0.90809 | 0.88248 | 0.85338 | 0.91262 | 0.93066 | 0.9364 | 0.91109 | 0.84848 | 0.0644 | 0.85146 | 0.81232
CC3x1GP1 788 | 2022 | 0.8007 | 0.81718 | 0.91068 | 0.88499 | 0.84149 | 0.90847 | 0.92725 | 0.9364 | 0.90678 | 0.8345 | 0.064878 | 0.84452 | 0.80649
CC3x1GP1 788 | 2023 | 0.79989 | 0.80056 | 0.9149 | 0.89414 | 0.85663 | 0.91841 | 0.9364 | 0.9364 | 0.91243 | 0.84135 | 0.06461 | 0.84657 | 0.81019
CC3x1GP1 788 | 2024 | 0.97598 | 0.9732 | 0.97931 | 0.98576 | 0.9364 | 0.9364 | 0.9364 | 0.9364 | 0.9364 | 0.9364 | 0.064903 | 0.97231 | 0.88082
CC3x1GP1 788 | 2025 | 0.88052 | 0.8926 | 0.91986 | 0.95463 | 0.90288 | 0.9364 | 0.9364 | 0.9364 | 0.9364 | 0.8854 | 0.06474 | 0.90666 | 0.84607
CC3x1GP1 788 | 2026 | 0.61339 | 0.629 | 0.82055 | 0.82766 | 0.69705 | 0.81327 | 0.84194 | 0.86236 | 0.80736 | 0.62569 | 0.060479 | 0.66934 | 0.68901
CC3x1GP1 788 | 2027 | 0.62392 | 0.62988 | 0.83594 | 0.83992 | 0.69593 | 0.82587 | 0.85176 | 0.87219 | 0.82096 | 0.63979 | 0.060464 | 0.68386 | 0.69837
CC3x1GP1 788 | 2028 | 0.63311 | 0.61094 | 0.83917 | 0.83281 | 0.71765 | 0.82895 | 0.86288 | 0.88473 | 0.8156 | 0.65257 | 0.060373 | 0.69596 | 0.70289
CC3x1GP1 788 | 2029 | 0.64199 | 0.6683 | 0.70774 | 0.86425 | 0.72912 | 0.83986 | 0.87265 | 0.89411 | 0.82795 | 0.64269 | 0.063362 | 0.71045 | 0.70521
CC3x1GP1 788 | 2030 | 0.65228 | 0.68137 | 0.85457 | 0.85908 | 0.73829 | 0.85095 | 0.88325 | 0.90284 | 0.83955 | 0.65937 | 0.061575 | 0.72412 | 0.7256
CC3x1GP1 788 | 2031 | 0.66149 | 0.68441 | 0.86777 | 0.862 | 0.74773 | 0.86136 | 0.89088 | 0.91225 | 0.85256 | 0.70586 | 0.062513 | 0.73691 | 0.73714
CC3x1GP1 788 | 2032 | 0.67427 | 0.67775 | 0.88796 | 0.86878 | 0.75724 | 0.87147 | 0.9004 | 0.92189 | 0.86275 | 0.69989 | 0.062 | 0.75103 | 0.74462
CC3x1GP1 788 | 2033 | 0.69068 | 0.72962 | 0.892 | 0.88454 | 0.76848 | 0.88101 | 0.90958 | 0.93124 | 0.87167 | 0.72306 | 0.062368 | 0.77718 | 0.76012
CC3x1GP1 788 | 2034 | 0.71777 | 0.75861 | 0.82533 | 0.89556 | 0.80145 | 0.89318 | 0.92509 | 0.9364 | 0.8777 | 0.73325 | 0.064116 | 0.78769 | 0.76801
CC3x1GP1 788 | 2035 | 0.73119 | 0.75893 | 0.90069 | 0.89953 | 0.80909 | 0.90207 | 0.93365 | 0.9364 | 0.88793 | 0.75135 | 0.06332 | 0.80059 | 0.78123
CC3x1GP1 788 | 2036 | 0.74321 | 0.75755 | 0.91194 | 0.90939 | 0.81945 | 0.91197 | 0.9364 | 0.9364 | 0.8969 | 0.76969 | 0.063278 | 0.81167 | 0.78899
CC3x1GP1 788 | 2037 | 0.75658 | 0.7981 | 0.83956 | 0.90991 | 0.82998 | 0.92035 | 0.9364 | 0.9364 | 0.90499 | 0.78886 | 0.0644 | 0.82196 | 0.79229
CC3x1GP1 788 | 2038 | 0.76964 | 0.80983 | 0.91894 | 0.91399 | 0.83953 | 0.92891 | 0.9364 | 0.9364 | 0.91248 | 0.80447 | 0.063423 | 0.83267 | 0.80556
CC3x1GP1 788 | 2039 | 0.78176 | 0.80477 | 0.92171 | 0.86437 | 0.84815 | 0.9364 | 0.9364 | 0.9364 | 0.91923 | 0.81851 | 0.064388 | 0.84229 | 0.8062
CC3x1GP1 788 | 2040 | 0.7161 | 0.72388 | 0.84526 | 0.73058 | 0.7566 | 0.82834 | 0.81691 | 0.82168 | 0.82322 | 0.70571 | 0.061735 | 0.78096 | 0.71758
CC3x1GP1 788 | 2041 | 0.72371 | 0.76075 | 0.84541 | 0.74415 | 0.76099 | 0.83136 | 0.82331 | 0.8246 | 0.82808 | 0.71708 | 0.061821 | 0.78855 | 0.72582
CC3x1GP1 788 | 2042 | 0.73104 | 0.76865 | 0.86473 | 0.83163 | 0.7651 | 0.83665 | 0.8295 | 0.82739 | 0.83399 | 0.71424 | 0.058763 | 0.79578 | 0.73812
AGT P2 799 | 2015 | JUNE: 0.2439; JULY: 0.21532; AUGUST: 0.23959; SEPTEMBER: 0.25658; OCTOBER: 0.18862; NOVEMBER: 0.043276; DECEMBER: 0.070678 | 0.17971 | 4.832%
AGT P2 799 | 2016 | 0.079518 | 0.03393 | 0.062391 | 0.21553 | 0.25052 | 0.50619 | 0.47955 | 0.50394 | 0.4429 | 0.20806 | 0.32017 | 0.10539 | 0.26734
AGT P2 799 | 2017 | 0.055243 | 0.024903 | 0.03446 | 0.031743 | 0.053396 | 0.13478 | 0.11393 | 0.12652 | 0.10365 | 0.033643 | 0.13794 | 0.011811 | 0.071835
AGT P2 799 | 2018 | 0.088791 | 0.050754 | 0.040099 | 0.10784 | 0.0905 | 0.090069 | 0.074678 | 0.082675 | 0.068012 | 0.025383 | 0.1738 | 0.0058363 | 0.074869
AGT P2 799 | 2019 | 0.040537 | 0.019247 | 0.068105 | 0.051439 | 0.045065 | 0.095738 | 0.083379 | 0.092244 | 0.072435 | 0.035365 | 0.23075 | 0.0073128 | 0.070135
AGT P2 799 | 2020 | 0.093611 | 0.046125 | 0.043449 | 0.10638 | 0.10779 | 0.093483 | 0.081896 | 0.089794 | 0.068912 | 0.034641 | 0.16321 | 0.006682 | 0.077998
AGT P2 799 | 2021 | 0.063585 | 0.030514 | 0.057703 | 0.048965 | 0.054968 | 0.087843 | 0.07826 | 0.086035 | 0.060326 | 0.022648 | 0.10604 | 0.0060829 | 0.05858
AGT P2 799 | 2022 | 0.060237 | 0.026655 | 0.083708 | 0.047827 | 0.053882 | 0.084088 | 0.075693 | 0.083273 | 0.057376 | 0.020259 | 0.11678 | 0.005114 | 0.059574
AGT P2 799 | 2023 | 0.057183 | 0.028667 | 0.045092 | 0.087092 | 0.045862 | 0.08221 | 0.070124 | 0.07582 | 0.059005 | 0.022772 | 0.10655 | 0.0044265 | 0.057067
AGT P2 799 | 2024 | 0.056814 | 0.017213 | 0.087054 | 0.071985 | 0.048929 | 0.096257 | 0.082719 | 0.090828 | 0.074116 | 0.028368 | 0.10989 | 0.0058247 | 0.064166
AGT P2 799 | 2025 | 0.023946 | 0.0057666 | 0.027561 | 0.0277 | 0.024281 | 0.050435 | 0.044852 | 0.048666 | 0.033936 | 0.0085364 | 0.039067 | 0.0020346 | 0.028065
AGT P2 799 | 2026 | 0.0081863 | 0.0020465 | 0.0079846 | 0.033838 | 0.01134 | 0.026181 | 0.022883 | 0.025156 | 0.014857 | 0.0030774 | 0.024558 | 0.0017981 | 0.015159
AGT P2 799 | 2027 | 0.010087 | 0.002022 | 0.022928 | 0.01881 | 0.014646 | 0.041035 | 0.037343 | 0.040745 | 0.025073 | 0.0048882 | 0.0066118 | 0.0019896 | 0.018848
AGT P2 799 | 2028 | 0.0096569 | 0.00099483 | 0.0070866 | 0.022285 | 0.020423 | 0.028169 | 0.022934 | 0.024613 | 0.018118 | 0.0072451 | 0.010387 | 0.0014362 | 0.014446
AGT P2 799 | 2029 | 0.004377 | 0.00066244 | 0.0047536 | 0.0063222 | 0.01226 | 0.031544 | 0.026442 | 0.028349 | 0.019863 | 0.0035151 | 0.0074323 | 0.0015373 | 0.012255
AGT P2 799 | 2030 | 0.0054971 | 0.00064527 | 0.0045517 | 0.01442 | 0.015429 | 0.0349 | 0.029507 | 0.032657 | 0.021947 | 0.0042914 | 0.0099614 | 0.0015034 | 0.014609
AGT P2 799 | 2031 | 0.0069227 | 0.0010252 | 0.0065155 | 0.015212 | 0.027764 | 0.031577 | 0.02828 | 0.02105 | 0.011669 | 0.0075344 | 0.019281 | 0.0012775 | 0.014842
AGT P2 799 | 2032 | 0.0030889 | 7.3754e-05 | 0.010304 | 0.0067496 | 0.018269 | 0.034823 | 0.031908 | 0.024276 | 0.013119 | 0.0029935 | 0.0093109 | 0.0013643 | 0.013023
AGT P2 799 | 2033 | 0.0038818 | 0.00025983 | 0.01179 | 0.009603 | 0.021052 | 0.038603 | 0.02514 | 0.027348 | 0.014953 | 0.0047338 | 0.0073168 | 0.0012958 | 0.013831
AGT P2 799 | 2034 | 0.0052799 | 0.00037734 | 0.0069604 | 0.020328 | 0.020118 | 0.046122 | 0.039909 | 0.030143 | 0.021716 | 0.0065134 | 0.02441 | 0.0009529 | 0.018569
AGT P2 799 | 2035 | 0.0065345 | 0.00091643 | 0.0094968 | 0.0064341 | 0.02469 | 0.031024 | 0.026324 | 0.020504 | 0.012209 | 0.0041783 | 0.011319 | 0.00095678 | 0.012882
AGT P2 799 | 2036 | 0.0032239 | 6.65e-05 | 0.011446 | 0.0059478 | 0.016428 | 0.034067 | 0.030607 | 0.02364 | 0.013566 | 0.004035 | 0.013184 | 0.00081435 | 0.013085
AGT P2 799 | 2037 | 0.0040927 | 0.00023442 | 0.0091811 | 0.0093467 | 0.019063 | 0.037781 | 0.034638 | 0.02685 | 0.014953 | 0.004774 | 0.020293 | 0.00077574 | 0.015165
AGT P2 799 | 2038 | 0.0050587 | 0.00032978 | 0.0067256 | 0.015554 | 0.022532 | 0.025558 | 0.023587 | 0.017638 | 0.0085583 | 0.0046963 | 0.01348 | 0.00077329 | 0.012041
AGT P2 799 | 2039 | 0.0024381 | 0.00025116 | 0.0056696 | 0.0041314 | 0.015351 | 0.028227 | 0.026231 | 0.019393 | 0.0098778 | 0.0015767 | 0.0043092 | 0.00073072 | 0.0098489

## CF_DR
THERMAL UNIT | YEAR | JANUARY | FEBRUARY | MARCH | APRIL | MAY | JUNE | JULY | AUGUST | SEPTEMBER | OCTOBER | NOVEMBER | DECEMBER | Capacity Factor
CC2x1GP1 769 | 2042 | 0.3958 | 0.39096 | 0.043339 | 0.63127 | 0.54687 | 0.65323 | 0.63473 | 0.64647 | 0.63211 | 0.46744 | 0.77057 | 0.3971 | 0.51749 | 51.75%
AGT P2 770 | 2040 | JUNE: 0.079782; JULY: 0.080427; AUGUST: 0.070177; SEPTEMBER: 0.041071; OCTOBER: 0.019005; NOVEMBER: 0.10691; DECEMBER: 0.0010555 | 0.056918 | 4.528%
AGT P2 770 | 2041 | 0.024507 | 0.0064604 | 0.048311 | 0.043859 | 0.048106 | 0.074196 | 0.074529 | 0.065321 | 0.038977 | 0.011928 | 0.05917 | 0.0011345 | 0.041375
AGT P2 770 | 2042 | 0.017769 | 0.0039427 | 0.048334 | 0.061742 | 0.04082 | 0.064304 | 0.065593 | 0.057201 | 0.031323 | 0.027585 | 0.03148 | 0.00049635 | 0.037549
AGT P2 771 | 2040 | JUNE: 0.073101; JULY: 0.074056; AUGUST: 0.06446; SEPTEMBER: 0.036722; OCTOBER: 0.017178; NOVEMBER: 0.093245; DECEMBER: 0.00076655 | 0.051361 | 4.052%
AGT P2 771 | 2041 | 0.021227 | 0.005256 | 0.041885 | 0.020668 | 0.0439 | 0.06815 | 0.068785 | 0.060149 | 0.03497 | 0.020364 | 0.050975 | 0.00083224 | 0.03643
AGT P2 771 | 2042 | 0.015137 | 0.0032163 | 0.041645 | 0.029489 | 0.037007 | 0.058826 | 0.060297 | 0.05245 | 0.027903 | 0.024519 | 0.054507 | 0.00035096 | 0.033779
CC2x1GP2 772 | 2038 | 0.36733 | 0.35738 | 0.54393 | 0.025233 | 0.53227 | 0.65518 | 0.67937 | 0.72509 | 0.64224 | 0.43764 | 0.89615 | 0.36631 | 0.51901 | 50.11%
CC2x1GP2 772 | 2039 | 0.37615 | 0.36433 | 0.58619 | 0.025624 | 0.53722 | 0.66595 | 0.70005 | 0.74038 | 0.65144 | 0.44787 | 0.90426 | 0.37774 | 0.53143
CC2x1GP2 772 | 2040 | 0.39481 | 0.35587 | 0.57004 | 0.028696 | 0.5555 | 0.6635 | 0.64488 | 0.65668 | 0.6428 | 0.47831 | 0.82851 | 0.39626 | 0.51799
CC2x1GP2 772 | 2041 | 0.36966 | 0.365 | 0.51887 | 0.026071 | 0.51543 | 0.6139 | 0.59689 | 0.60747 | 0.59551 | 0.43802 | 0.77446 | 0.37254 | 0.48282
CC2x1GP2 772 | 2042 | 0.35198 | 0.34104 | 0.46842 | 0.5797 | 0.50245 | 0.61272 | 0.5936 | 0.60646 | 0.58824 | 0.41982 | 0.045043 | 0.34282 | 0.45436
CC2x1GP1 773 | 2034 | 0.32189 | 0.30538 | 0.033043 | 0.47551 | 0.53482 | 0.64881 | 0.64619 | 0.67562 | 0.62706 | 0.42329 | 0.83796 | 0.30894 | 0.48654 | 47.18%
CC2x1GP1 773 | 2035 | 0.33091 | 0.31484 | 0.032108 | 0.52033 | 0.5399 | 0.65828 | 0.65541 | 0.69162 | 0.64095 | 0.44064 | 0.85032 | 0.32082 | 0.49968
CC2x1GP1 773 | 2036 | 0.36476 | 0.31332 | 0.035594 | 0.55749 | 0.54716 | 0.66857 | 0.66996 | 0.71299 | 0.65257 | 0.45345 | 0.93061 | 0.36045 | 0.52224
CC2x1GP1 773 | 2037 | 0.3432 | 0.3319 | 0.48374 | 0.03332 | 0.50764 | 0.61779 | 0.63143 | 0.67202 | 0.60766 | 0.42699 | 0.80517 | 0.3412 | 0.48351
CC2x1GP1 773 | 2038 | 0.31811 | 0.29974 | 0.041696 | 0.39664 | 0.48017 | 0.60867 | 0.59225 | 0.6064 | 0.58814 | 0.37881 | 0.85136 | 0.30156 | 0.4553
CC2x1GP1 773 | 2039 | 0.32666 | 0.30987 | 0.045098 | 0.40148 | 0.48643 | 0.61873 | 0.60048 | 0.62022 | 0.59805 | 0.38769 | 0.86221 | 0.31286 | 0.46415
CC2x1GP1 773 | 2040 | 0.34893 | 0.30524 | 0.045798 | 0.44969 | 0.50893 | 0.62152 | 0.60214 | 0.61521 | 0.5971 | 0.42793 | 0.78107 | 0.33896 | 0.47021
CC2x1GP1 773 | 2041 | 0.32738 | 0.31687 | 0.04193 | 0.40815 | 0.47323 | 0.57609 | 0.55835 | 0.57009 | 0.55434 | 0.39231 | 0.7329 | 0.31988 | 0.43929
CC2x1GP1 773 | 2042 | 0.31145 | 0.29458 | 0.40505 | 0.033638 | 0.45825 | 0.57073 | 0.55132 | 0.56518 | 0.54299 | 0.37411 | 0.70873 | 0.29175 | 0.42565
CC2x1GP2 774 | 2031 | 0.28132 | 0.25795 | 0.42901 | 0.019969 | 0.47083 | 0.59892 | 0.58648 | 0.60065 | 0.57305 | 0.37989 | 0.77286 | 0.25625 | 0.4356 | 40.56%
CC2x1GP2 774 | 2032 | 0.29061 | 0.23626 | 0.41885 | 0.41942 | 0.47902 | 0.60918 | 0.5957 | 0.60915 | 0.58545 | 0.3745 | 0.047411 | 0.26806 | 0.41113
CC2x1GP2 774 | 2033 | 0.29104 | 0.27362 | 0.43902 | 0.44048 | 0.44696 | 0.56664 | 0.53576 | 0.5479 | 0.52755 | 0.35064 | 0.041969 | 0.28363 | 0.39543
CC2x1GP2 774 | 2034 | 0.27508 | 0.24988 | 0.35526 | 0.40849 | 0.47646 | 0.59921 | 0.59037 | 0.60742 | 0.56993 | 0.36184 | 0.048325 | 0.24686 | 0.39909
CC2x1GP2 774 | 2035 | 0.28393 | 0.26161 | 0.34025 | 0.028086 | 0.48286 | 0.60926 | 0.6004 | 0.61204 | 0.58396 | 0.37787 | 0.79375 | 0.25816 | 0.43602
CC2x1GP2 774 | 2036 | 0.31295 | 0.25654 | 0.38835 | 0.47949 | 0.4911 | 0.62011 | 0.60722 | 0.62031 | 0.59632 | 0.3901 | 0.05706 | 0.29309 | 0.42605
CC2x1GP2 774 | 2037 | 0.29538 | 0.27653 | 0.40622 | 0.52866 | 0.45718 | 0.57455 | 0.56246 | 0.57509 | 0.55679 | 0.36779 | 0.046294 | 0.27911 | 0.41051
CC2x1GP2 774 | 2038 | 0.27385 | 0.24807 | 0.45222 | 0.33341 | 0.4287 | 0.55999 | 0.53992 | 0.55496 | 0.53212 | 0.32412 | 0.049547 | 0.24298 | 0.37832
CC2x1GP2 774 | 2039 | 0.28198 | 0.26067 | 0.49131 | 0.3398 | 0.43608 | 0.5701 | 0.54895 | 0.56434 | 0.54254 | 0.33154 | 0.050443 | 0.25367 | 0.38928
CC2x1GP2 774 | 2040 | 0.30704 | 0.25967 | 0.49604 | 0.39593 | 0.46259 | 0.57782 | 0.55807 | 0.57225 | 0.54978 | 0.37968 | 0.046034 | 0.2859 | 0.40757
CC2x1GP2 774 | 2041 | 0.28865 | 0.27264 | 0.45319 | 0.35984 | 0.43112 | 0.53666 | 0.5185 | 0.53129 | 0.51159 | 0.34854 | 0.043449 | 0.27091 | 0.38053
CC2x1GP2 774 | 2042 | 0.2745 | 0.25222 | 0.031622 | 0.52325 | 0.41495 | 0.52786 | 0.50852 | 0.52319 | 0.49708 | 0.33102 | 0.64582 | 0.2449 | 0.39791
AGT P2 775 | 2029 | JUNE: 0.069226; JULY: 0.060458; AUGUST: 0.063584; SEPTEMBER: 0.048969; OCTOBER: 0.0080436; NOVEMBER: 0.032601; DECEMBER: 0.0016784 | 0.040651 | 3.109%
AGT P2 775 | 2030 | 0.021448 | 0.0046764 | 0.010955 | 0.037387 | 0.034247 | 0.065036 | 0.056972 | 0.061082 | 0.045977 | 0.015088 | 0.030134 | 0.0014834 | 0.03204
AGT P2 775 | 2031 | 0.012979 | 0.0026405 | 0.027943 | 0.022958 | 0.037771 | 0.068045 | 0.061962 | 0.048597 | 0.032069 | 0.01768 | 0.049523 | 0.0014326 | 0.031967
AGT P2 775 | 2032 | 0.015231 | 0.0012842 | 0.04047 | 0.033596 | 0.043037 | 0.073279 | 0.067444 | 0.053746 | 0.03502 | 0.015373 | 0.020129 | 0.001575 | 0.033349
AGT P2 775 | 2033 | 0.015538 | 0.0027012 | 0.015819 | 0.047822 | 0.04142 | 0.06894 | 0.048122 | 0.051027 | 0.033605 | 0.017322 | 0.029947 | 0.0013208 | 0.031132
AGT P2 775 | 2034 | 0.0098852 | 0.0011316 | 0.011952 | 0.030897 | 0.027985 | 0.059451 | 0.052052 | 0.039983 | 0.029743 | 0.013082 | 0.038771 | 0.00094308 | 0.026323
AGT P2 775 | 2035 | 0.011857 | 0.0022528 | 0.016219 | 0.029152 | 0.033446 | 0.063829 | 0.056454 | 0.045565 | 0.031268 | 0.00562 | 0.025794 | 0.001078 | 0.026878
AGT P2 775 | 2036 | 0.01429 | 0.0010277 | 0.014515 | 0.016808 | 0.038264 | 0.068541 | 0.062633 | 0.050457 | 0.033897 | 0.013585 | 0.031222 | 0.00099088 | 0.028853
AGT P2 775 | 2037 | 0.014704 | 0.0022174 | 0.0214 | 0.046013 | 0.037057 | 0.064606 | 0.059533 | 0.048194 | 0.031839 | 0.018566 | 0.024741 | 0.00088974 | 0.030813
AGT P2 775 | 2038 | 0.0091386 | 0.00094224 | 0.016924 | 0.023028 | 0.030149 | 0.052787 | 0.049595 | 0.039021 | 0.023173 | 0.0052877 | 0.035423 | 0.00083766 | 0.023859
AGT P2 775 | 2039 | 0.010807 | 0.0022386 | 0.019004 | 0.015294 | 0.034408 | 0.056922 | 0.053558 | 0.041818 | 0.02582 | 0.0077549 | 0.024879 | 0.00082076 | 0.024444
AGT P2 775 | 2040 | 0.025354 | 0.0047166 | 0.029788 | 0.049134 | 0.051381 | 0.066867 | 0.068079 | 0.059106 | 0.032743 | 0.029801 | 0.081014 | 0.00055091 | 0.041545
AGT P2 775 | 2041 | 0.018273 | 0.0042682 | 0.036116 | 0.036254 | 0.039968 | 0.062499 | 0.063389 | 0.055297 | 0.031293 | 0.017956 | 0.023304 | 0.00060429 | 0.032435
AGT P2 775 | 2042 | 0.012816 | 0.002636 | 0.019557 | 0.052118 | 0.03346 | 0.053716 | 0.055327 | 0.048003 | 0.024785 | 0.021706 | 0.046544 | 0.00022302 | 0.030908
CC2x1GP1 782 | 2023 | 0.40027 | 0.38409 | 0.43998 | 0.032614 | 0.6358 | 0.73656 | 0.75253 | 0.7817 | 0.72595 | 0.54379 | 0.97024 | 0.39238 | 0.56633 | 41.67%
CC2x1GP1 782 | 2024 | 0.53177 | 0.50244 | 0.057863 | 0.62236 | 0.74437 | 0.78593 | 0.79406 | 0.79522 | 0.78572 | 0.70901 | 0.87232 | 0.53984 | 0.64508
CC2x1GP1 782 | 2025 | 0.39016 | 0.38191 | 0.042257 | 0.56881 | 0.62362 | 0.74874 | 0.77813 | 0.79312 | 0.72306 | 0.53465 | 0.86466 | 0.39305 | 0.57018
CC2x1GP1 782 | 2026 | 0.24557 | 0.21341 | 0.3297 | 0.017872 | 0.45097 | 0.585 | 0.57265 | 0.58827 | 0.55287 | 0.33459 | 0.73019 | 0.20894 | 0.4025
CC2x1GP1 782 | 2027 | 0.25447 | 0.22777 | 0.40394 | 0.017735 | 0.45813 | 0.59573 | 0.58181 | 0.59646 | 0.56574 | 0.34444 | 0.70141 | 0.21945 | 0.41392
CC2x1GP1 782 | 2028 | 0.26358 | 0.20475 | 0.43263 | 0.41594 | 0.47458 | 0.59926 | 0.59291 | 0.61 | 0.56653 | 0.35511 | 0.040189 | 0.23197 | 0.39895
CC2x1GP1 782 | 2029 | 0.27264 | 0.24551 | 0.023304 | 0.38787 | 0.48369 | 0.60835 | 0.60173 | 0.618 | 0.57894 | 0.36503 | 0.82008 | 0.24314 | 0.43736
CC2x1GP1 782 | 2030 | 0.2581 | 0.2347 | 0.023168 | 0.37208 | 0.44975 | 0.56631 | 0.56106 | 0.57193 | 0.54141 | 0.34519 | 0.72798 | 0.23356 | 0.4071
CC2x1GP1 782 | 2031 | 0.23639 | 0.20764 | 0.35086 | 0.31168 | 0.41441 | 0.54591 | 0.52887 | 0.54419 | 0.51255 | 0.32018 | 0.043536 | 0.19843 | 0.35122
CC2x1GP1 782 | 2032 | 0.24533 | 0.1855 | 0.3473 | 0.022809 | 0.42353 | 0.55679 | 0.53904 | 0.55372 | 0.5253 | 0.31552 | 0.76668 | 0.20898 | 0.39087
CC2x1GP1 782 | 2033 | 0.24733 | 0.22316 | 0.36379 | 0.023792 | 0.39677 | 0.51926 | 0.48588 | 0.49895 | 0.47438 | 0.29759 | 0.68116 | 0.22527 | 0.36978
CC2x1GP1 782 | 2034 | 0.23328 | 0.20145 | 0.2784 | 0.02189 | 0.41913 | 0.54741 | 0.5325 | 0.55004 | 0.51131 | 0.30583 | 0.77422 | 0.19297 | 0.3807
CC2x1GP1 782 | 2035 | 0.24177 | 0.21443 | 0.26886 | 0.44293 | 0.42669 | 0.55788 | 0.54311 | 0.55665 | 0.52509 | 0.3203 | 0.045094 | 0.20307 | 0.36215
CC2x1GP1 782 | 2036 | 0.26739 | 0.20868 | 0.30546 | 0.025372 | 0.43569 | 0.56908 | 0.55147 | 0.56601 | 0.53787 | 0.33164 | 0.89122 | 0.23403 | 0.41033
CC2x1GP1 782 | 2037 | 0.25312 | 0.22812 | 0.030398 | 0.45801 | 0.40709 | 0.52887 | 0.51248 | 0.52623 | 0.50363 | 0.31301 | 0.74182 | 0.22423 | 0.39392
CC2x1GP1 782 | 2038 | 0.23489 | 0.20343 | 0.37278 | 0.017563 | 0.37899 | 0.51014 | 0.48696 | 0.50244 | 0.47562 | 0.27478 | 0.78959 | 0.19267 | 0.36999
CC2x1GP1 782 | 2039 | 0.24249 | 0.21747 | 0.036959 | 0.28454 | 0.38724 | 0.52015 | 0.49659 | 0.51265 | 0.48633 | 0.28077 | 0.80237 | 0.20228 | 0.37249
CC2x1GP1 782 | 2040 | 0.26939 | 0.21955 | 0.039204 | 0.34581 | 0.41725 | 0.5331 | 0.51338 | 0.52846 | 0.50169 | 0.33439 | 0.72344 | 0.23801 | 0.38864
CC2x1GP1 782 | 2041 | 0.25372 | 0.23281 | 0.036071 | 0.31478 | 0.3898 | 0.49619 | 0.478 | 0.49164 | 0.46802 | 0.30742 | 0.68134 | 0.22647 | 0.36469
CC2x1GP1 782 | 2042 | 0.24129 | 0.2144 | 0.34131 | 0.47188 | 0.37314 | 0.48473 | 0.46583 | 0.48109 | 0.45126 | 0.29105 | 0.036473 | 0.20303 | 0.33796
AGT P2 783 | 2021 | JUNE: 0.11351; JULY: 0.10041; AUGUST: 0.10969; SEPTEMBER: 0.076511; OCTOBER: 0.032578; NOVEMBER: 0.085114; DECEMBER: 0.010258 | 0.07544 | 3.496%
AGT P2 783 | 2022 | 0.083598 | 0.048533 | 0.07953 | 0.083187 | 0.058899 | 0.10674 | 0.095088 | 0.10371 | 0.072639 | 0.030021 | 0.30114 | 0.010107 | 0.089432
AGT P2 783 | 2023 | 0.062343 | 0.032669 | 0.081474 | 0.04961 | 0.037625 | 0.081658 | 0.069638 | 0.0751 | 0.056113 | 0.020052 | 0.14934 | 0.0040969 | 0.059976
AGT P2 783 | 2024 | 0.062464 | 0.023036 | 0.053668 | 0.14788 | 0.040792 | 0.083228 | 0.071526 | 0.078329 | 0.061569 | 0.024305 | 0.12682 | 0.0047447 | 0.064863
AGT P2 783 | 2025 | 0.033287 | 0.0094021 | 0.04598 | 0.039954 | 0.023105 | 0.05014 | 0.044552 | 0.048206 | 0.032126 | 0.0087583 | 0.04522 | 0.0019248 | 0.031888
AGT P2 783 | 2026 | 0.012459 | 0.0028635 | 0.013551 | 0.018514 | 0.010744 | 0.026069 | 0.022758 | 0.024933 | 0.013968 | 0.0038946 | 0.029218 | 0.0016736 | 0.015054
AGT P2 783 | 2027 | 0.014997 | 0.003631 | 0.016957 | 0.046292 | 0.013915 | 0.055355 | 0.050543 | 0.054268 | 0.03561 | 0.0086654 | 0.013515 | 0.0019133 | 0.026305
AGT P2 783 | 2028 | 0.017987 | 0.0022402 | 0.031067 | 0.038488 | 0.029275 | 0.063723 | 0.054838 | 0.057702 | 0.045683 | 0.01728 | 0.014094 | 0.0015679 | 0.031162
AGT P2 783 | 2029 | 0.021216 | 0.004421 | 0.011275 | 0.026065 | 0.033563 | 0.061611 | 0.053678 | 0.056504 | 0.042924 | 0.013174 | 0.024174 | 0.0016157 | 0.029185
AGT P2 783 | 2030 | 0.017467 | 0.0033878 | 0.017507 | 0.030834 | 0.029942 | 0.058099 | 0.050809 | 0.054597 | 0.040451 | 0.0068024 | 0.022445 | 0.0014082 | 0.027812
AGT P2 783 | 2031 | 0.010278 | 0.0018659 | 0.01216 | 0.039059 | 0.033109 | 0.060729 | 0.055335 | 0.043013 | 0.027677 | 0.014487 | 0.033427 | 0.0013653 | 0.027709
AGT P2 783 | 2032 | 0.012189 | 0.00085806 | 0.032725 | 0.014693 | 0.038039 | 0.065618 | 0.06052 | 0.047851 | 0.030355 | 0.012612 | 0.032713 | 0.0014852 | 0.029138
AGT P2 783 | 2033 | 0.012567 | 0.0019165 | 0.025761 | 0.021556 | 0.036826 | 0.061966 | 0.042962 | 0.045643 | 0.029278 | 0.014422 | 0.022386 | 0.0012441 | 0.026377
AGT P2 783 | 2034 | 0.0078256 | 0.00077529 | 0.019222 | 0.013573 | 0.024303 | 0.053246 | 0.046428 | 0.035282 | 0.025885 | 0.010803 | 0.029594 | 0.00090519 | 0.02232
AGT P2 783 | 2035 | 0.009495 | 0.0016169 | 0.012581 | 0.012765 | 0.029367 | 0.05735 | 0.050579 | 0.040545 | 0.027246 | 0.0092177 | 0.019409 | 0.0010265 | 0.0226
AGT P2 783 | 2036 | 0.011588 | 0.00069599 | 0.010757 | 0.028544 | 0.033866 | 0.061785 | 0.05647 | 0.045156 | 0.029645 | 0.0061885 | 0.023815 | 0.00091765 | 0.025786
AGT P2 783 | 2037 | 0.012053 | 0.0015904 | 0.016907 | 0.020976 | 0.033 | 0.058437 | 0.053945 | 0.043353 | 0.027938 | 0.015729 | 0.041275 | 0.00080308 | 0.027167
AGT P2 783 | 2038 | 0.0073248 | 0.00065559 | 0.013259 | 0.018767 | 0.026604 | 0.047422 | 0.044547 | 0.034738 | 0.020021 | 0.0086875 | 0.014778 | 0.00081028 | 0.019801
AGT P2 783 | 2039 | 0.0087441 | 0.0016489 | 0.008317 | 0.026034 | 0.030604 | 0.051324 | 0.048302 | 0.037358 | 0.022427 | 0.0062822 | 0.0189 | 0.00078312 | 0.021727
AGT P2 783 | 2040 | 0.021828 | 0.0038253 | 0.050263 | 0.043345 | 0.046744 | 0.061057 | 0.062475 | 0.054099 | 0.029113 | 0.014541 | 0.070093 | 0.0003918 | 0.038148
AGT P2 783 | 2041 | 0.015633 | 0.0034659 | 0.030961 | 0.031787 | 0.036299 | 0.057221 | 0.058322 | 0.050749 | 0.027927 | 0.0086446 | 0.04026 | 0.00043428 | 0.030142
AGT P2 783 | 2042 | 0.010786 | 0.0021768 | 0.032745 | 0.024759 | 0.030169 | 0.048955 | 0.050669 | 0.043846 | 0.021949 | 0.019137 | 0.039495 | 0.00015745 | 0.02707
CC3x1GP2 785 | 2020 | JUNE: 0.9364; JULY: 0.9364; AUGUST: 0.9364; SEPTEMBER: 0.9364; OCTOBER: 0.9364; NOVEMBER: 0.065492; DECEMBER: 0.9186 | 0.80944 | 82.09%
CC3x1GP2 785 | 2021 | 0.8869 | 0.89315 | 0.94577 | 0.91764 | 0.9364 | 0.9364 | 0.9364 | 0.9364 | 0.9364 | 0.9364 | 0.064488 | 0.90922 | 0.85296
CC3x1GP2 785 | 2022 | 0.80987 | 0.81541 | 0.86191 | 0.86888 | 0.8521 | 0.8521 | 0.8521 | 0.8521 | 0.8521 | 0.8521 | 0.058726 | 0.83072 | 0.77984
CC3x1GP2 785 | 2023 | 0.88078 | 0.88377 | 0.92256 | 0.91222 | 0.9364 | 0.9364 | 0.9364 | 0.9364 | 0.9364 | 0.9364 | 0.064833 | 0.90693 | 0.84912
CC3x1GP2 785 | 2024 | 0.88629 | 0.88378 | 0.8889 | 0.89075 | 0.8521 | 0.8521 | 0.8521 | 0.8521 | 0.8521 | 0.8521 | 0.05896 | 0.88315 | 0.80037
CC3x1GP2 785 | 2025 | 0.91134 | 0.9302 | 0.95695 | 0.97338 | 0.9364 | 0.9364 | 0.9364 | 0.9364 | 0.9364 | 0.9364 | 0.064692 | 0.93997 | 0.86624
CC3x1GP2 785 | 2026 | 0.79206 | 0.8084 | 0.90344 | 0.84535 | 0.92213 | 0.9364 | 0.9364 | 0.9364 | 0.9364 | 0.90895 | 0.063545 | 0.82517 | 0.81789
CC3x1GP2 785 | 2027 | 0.80286 | 0.81353 | 0.90994 | 0.85514 | 0.92968 | 0.9364 | 0.9364 | 0.9364 | 0.9364 | 0.91848 | 0.063637 | 0.83447 | 0.82278
CC3x1GP2 785 | 2028 | 0.81298 | 0.80942 | 0.91495 | 0.90781 | 0.9364 | 0.9364 | 0.9364 | 0.9364 | 0.9364 | 0.92507 | 0.062008 | 0.84243 | 0.82972
CC3x1GP2 785 | 2029 | 0.82366 | 0.83937 | 0.85949 | 0.91458 | 0.9364 | 0.9364 | 0.9364 | 0.9364 | 0.9364 | 0.93435 | 0.063828 | 0.85138 | 0.83072
CC3x1GP2 785 | 2030 | 0.75921 | 0.77275 | 0.79201 | 0.83242 | 0.8521 | 0.8521 | 0.8521 | 0.8521 | 0.8521 | 0.8521 | 0.058188 | 0.78228 | 0.75912
CC3x1GP2 785 | 2031 | 0.84345 | 0.85017 | 0.93283 | 0.8663 | 0.9364 | 0.9364 | 0.9364 | 0.9364 | 0.9364 | 0.9364 | 0.064068 | 0.86747 | 0.83689
CC3x1GP2 785 | 2032 | 0.85158 | 0.84295 | 0.93585 | 0.91887 | 0.9364 | 0.9364 | 0.9364 | 0.9364 | 0.9364 | 0.9364 | 0.062835 | 0.87519 | 0.84214
CC3x1GP2 785 | 2033 | 0.77885 | 0.78664 | 0.85328 | 0.84369 | 0.8521 | 0.8521 | 0.8521 | 0.8521 | 0.8521 | 0.8521 | 0.057385 | 0.80513 | 0.7698
CC3x1GP2 785 | 2034 | 0.86184 | 0.87348 | 0.90234 | 0.92387 | 0.9364 | 0.9364 | 0.9364 | 0.9364 | 0.9364 | 0.9364 | 0.064212 | 0.88876 | 0.84441
CC3x1GP2 785 | 2035 | 0.86529 | 0.87217 | 0.90598 | 0.9271 | 0.9364 | 0.9364 | 0.9364 | 0.9364 | 0.9364 | 0.9364 | 0.064287 | 0.89365 | 0.84557
CC3x1GP2 785 | 2036 | 0.86838 | 0.86805 | 0.90089 | 0.93256 | 0.9364 | 0.9364 | 0.9364 | 0.9364 | 0.9364 | 0.9364 | 0.064344 | 0.89772 | 0.84586
CC3x1GP2 785 | 2037 | 0.79306 | 0.80644 | 0.85947 | 0.85472 | 0.8521 | 0.8521 | 0.8521 | 0.8521 | 0.8521 | 0.8521 | 0.058045 | 0.82034 | 0.77539
CC3x1GP2 785 | 2038 | 0.87381 | 0.88955 | 0.94387 | 0.91373 | 0.9364 | 0.9364 | 0.9364 | 0.9364 | 0.9364 | 0.9364 | 0.064489 | 0.90549 | 0.85078
CC3x1GP2 785 | 2039 | 0.87681 | 0.88346 | 0.94891 | 0.9249 | 0.9364 | 0.9364 | 0.9364 | 0.9364 | 0.9364 | 0.9364 | 0.064511 | 0.90912 | 0.85218
CC3x1GP2 785 | 2040 | 0.82869 | 0.83657 | 0.90789 | 0.8359 | 0.88259 | 0.93305 | 0.9364 | 0.9302 | 0.93506 | 0.8645 | 0.062149 | 0.87859 | 0.8193
CC3x1GP2 785 | 2041 | 0.76091 | 0.78169 | 0.83128 | 0.76143 | 0.80682 | 0.85176 | 0.8521 | 0.84928 | 0.8521 | 0.78367 | 0.056599 | 0.80453 | 0.74934
CC3x1GP2 785 | 2042 | 0.84249 | 0.86474 | 0.88181 | 0.93343 | 0.89061 | 0.9364 | 0.9364 | 0.9363 | 0.9364 | 0.86626 | 0.059844 | 0.88923 | 0.83116
CC3x1GP1 786 | 2019 | 0.92862 | 0.92985 | 0.97555 | 0.98004 | 0.9364 | 0.9364 | 0.9364 | 0.9364 | 0.9364 | 0.9364 | 0.065705 | 0.95027 | 0.8707 | 75.38%
CC3x1GP1 786 | 2020 | 0.97833 | 0.97589 | 0.97656 | 0.98399 | 0.9364 | 0.90856 | 0.92744 | 0.9364 | 0.90733 | 0.83521 | 0.065389 | 0.85652 | 0.85733
CC3x1GP1 786 | 2021 | 0.81761 | 0.83123 | 0.90966 | 0.8821 | 0.85321 | 0.91247 | 0.93062 | 0.9364 | 0.91099 | 0.84847 | 0.064269 | 0.85145 | 0.81237
CC3x1GP1 786 | 2022 | 0.72865 | 0.74361 | 0.82687 | 0.8435 | 0.76557 | 0.82659 | 0.84375 | 0.8521 | 0.82509 | 0.75938 | 0.058541 | 0.76848 | 0.73684
CC3x1GP1 786 | 2023 | 0.79771 | 0.79847 | 0.8697 | 0.87625 | 0.85646 | 0.91822 | 0.9364 | 0.9364 | 0.91229 | 0.84132 | 0.064719 | 0.84496 | 0.80441
CC3x1GP1 786 | 2024 | 0.88612 | 0.88365 | 0.88856 | 0.88974 | 0.8521 | 0.8521 | 0.8521 | 0.8521 | 0.8521 | 0.8521 | 0.058959 | 0.88304 | 0.80022
CC3x1GP1 786 | 2025 | 0.87872 | 0.89144 | 0.91755 | 0.95197 | 0.90281 | 0.9364 | 0.9364 | 0.9364 | 0.9364 | 0.88886 | 0.064618 | 0.906 | 0.84563
CC3x1GP1 786 | 2026 | 0.61236 | 0.62859 | 0.81904 | 0.68187 | 0.69694 | 0.81294 | 0.84176 | 0.86219 | 0.80723 | 0.6257 | 0.063134 | 0.66916 | 0.67674
CC3x1GP1 786 | 2027 | 0.62278 | 0.62936 | 0.8309 | 0.71073 | 0.69578 | 0.8254 | 0.85149 | 0.87196 | 0.82075 | 0.6398 | 0.063245 | 0.68365 | 0.68716
CC3x1GP1 786 | 2028 | 0.63191 | 0.61054 | 0.84102 | 0.83106 | 0.71747 | 0.82908 | 0.86294 | 0.88477 | 0.81568 | 0.6319 | 0.060954 | 0.69596 | 0.70111
CC3x1GP1 786 | 2029 | 0.64197 | 0.6683 | 0.71941 | 0.84956 | 0.72917 | 0.83986 | 0.87265 | 0.89411 | 0.82795 | 0.64269 | 0.063432 | 0.71045 | 0.70496
CC3x1GP1 786 | 2030 | 0.59354 | 0.62002 | 0.67934 | 0.77584 | 0.67182 | 0.77434 | 0.80373 | 0.82156 | 0.76397 | 0.60201 | 0.057858 | 0.65892 | 0.65191
CC3x1GP1 786 | 2031 | 0.66055 | 0.68403 | 0.88202 | 0.76857 | 0.7475 | 0.86136 | 0.89088 | 0.91225 | 0.85256 | 0.70971 | 0.063783 | 0.73691 | 0.73084
CC3x1GP1 786 | 2032 | 0.67426 | 0.67775 | 0.88796 | 0.86878 | 0.75724 | 0.87147 | 0.9004 | 0.92189 | 0.86275 | 0.69989 | 0.062 | 0.75103 | 0.74462
CC3x1GP1 786 | 2033 | 0.62849 | 0.66393 | 0.81295 | 0.81101 | 0.69929 | 0.80169 | 0.82769 | 0.8474 | 0.7932 | 0.6655 | 0.056755 | 0.70721 | 0.69293
CC3x1GP1 786 | 2034 | 0.71697 | 0.75841 | 0.82349 | 0.88994 | 0.80135 | 0.89295 | 0.92505 | 0.9364 | 0.87755 | 0.73642 | 0.064019 | 0.78761 | 0.76751
CC3x1GP1 786 | 2035 | 0.73032 | 0.75859 | 0.83289 | 0.89872 | 0.80893 | 0.90207 | 0.93365 | 0.9364 | 0.88793 | 0.75966 | 0.064129 | 0.80059 | 0.77616
CC3x1GP1 786 | 2036 | 0.7432 | 0.75755 | 0.82729 | 0.90995 | 0.81945 | 0.91197 | 0.9364 | 0.9364 | 0.8969 | 0.7759 | 0.064206 | 0.81167 | 0.78257
CC3x1GP1 786 | 2037 | 0.68846 | 0.72624 | 0.82894 | 0.83067 | 0.75526 | 0.83749 | 0.8521 | 0.8521 | 0.82351 | 0.7126 | 0.057718 | 0.74796 | 0.72609
CC3x1GP1 786 | 2038 | 0.76893 | 0.80962 | 0.9116 | 0.85763 | 0.83939 | 0.92891 | 0.9364 | 0.9364 | 0.91248 | 0.80447 | 0.064399 | 0.83267 | 0.80024
CC3x1GP1 786 | 2039 | 0.78176 | 0.80477 | 0.92175 | 0.86282 | 0.84815 | 0.9364 | 0.9364 | 0.9364 | 0.91923 | 0.81851 | 0.06443 | 0.84229 | 0.80608
CC3x1GP1 786 | 2040 | 0.71609 | 0.72388 | 0.84049 | 0.73968 | 0.7566 | 0.82775 | 0.81624 | 0.82094 | 0.82295 | 0.71339 | 0.061543 | 0.78096 | 0.71838
CC3x1GP1 786 | 2041 | 0.65854 | 0.69225 | 0.77333 | 0.67085 | 0.6922 | 0.75622 | 0.74888 | 0.75001 | 0.7534 | 0.64706 | 0.056005 | 0.71756 | 0.65969
CC3x1GP1 786 | 2042 | 0.73016 | 0.76829 | 0.78668 | 0.89263 | 0.76467 | 0.83609 | 0.82889 | 0.82666 | 0.83374 | 0.71999 | 0.058339 | 0.79565 | 0.73681
AGT P2 787 | 2017 | JUNE: 0.13464; JULY: 0.11385; AUGUST: 0.12642; SEPTEMBER: 0.10358; OCTOBER: 0.033642; NOVEMBER: 0.10155; DECEMBER: 0.011712 | 0.089341 | 4.103%
AGT P2 787 | 2018 | 0.062033 | 0.031383 | 0.033312 | 0.11538 | 0.061252 | 0.19086 | 0.15912 | 0.17436 | 0.1514 | 0.064253 | 0.19145 | 0.034116 | 0.10574
AGT P2 787 | 2019 | 0.046846 | 0.023383 | 0.072924 | 0.12094 | 0.050284 | 0.10895 | 0.094734 | 0.10433 | 0.079402 | 0.022557 | 0.27235 | 0.0091592 | 0.083822
AGT P2 787 | 2020 | 0.12295 | 0.074308 | 0.070315 | 0.076302 | 0.11758 | 0.10609 | 0.092688 | 0.1012 | 0.075504 | 0.039056 | 0.28513 | 0.0083989 | 0.09746
AGT P2 787 | 2021 | 0.089048 | 0.051343 | 0.088679 | 0.11345 | 0.060486 | 0.099739 | 0.088501 | 0.096843 | 0.06628 | 0.026791 | 0.074764 | 0.0075552 | 0.071956
AGT P2 787 | 2022 | 0.073874 | 0.039782 | 0.065676 | 0.14453 | 0.051556 | 0.094316 | 0.084273 | 0.092077 | 0.063299 | 0.013623 | 0.23195 | 0.0074605 | 0.080201
AGT P2 787 | 2023 | 0.053309 | 0.026005 | 0.036637 | 0.084901 | 0.032129 | 0.071724 | 0.061043 | 0.065943 | 0.048618 | 0.016208 | 0.11468 | 0.0031736 | 0.051198
AGT P2 787 | 2024 | 0.054025 | 0.01769 | 0.089312 | 0.066722 | 0.035273 | 0.073609 | 0.063231 | 0.069387 | 0.053953 | 0.020149 | 0.087934 | 0.0036086 | 0.052908
AGT P2 787 | 2025 | 0.027139 | 0.0069385 | 0.036351 | 0.068352 | 0.019505 | 0.043688 | 0.038667 | 0.041965 | 0.027333 | 0.0068068 | 0.017479 | 0.0017232 | 0.027996
AGT P2 787 | 2026 | 0.0096219 | 0.002263 | 0.0055156 | 0.030999 | 0.0088557 | 0.022353 | 0.01931 | 0.021253 | 0.011523 | 0.0029527 | 0.021376 | 0.0016527 | 0.01314
AGT P2 787 | 2027 | 0.011743 | 0.0025501 | 0.027208 | 0.020361 | 0.011654 | 0.048651 | 0.044393 | 0.047796 | 0.030527 | 0.0067671 | 0.0093556 | 0.001884 | 0.021907
AGT P2 787 | 2028 | 0.014293 | 0.0016245 | 0.024344 | 0.016789 | 0.025114 | 0.056471 | 0.04839 | 0.050969 | 0.039915 | 0.014197 | 0.022729 | 0.0015217 | 0.026363
AGT P2 787 | 2029 | 0.017077 | 0.0032105 | 0.017875 | 0.011024 | 0.029039 | 0.054669 | 0.04745 | 0.050005 | 0.037444 | 0.010675 | 0.017689 | 0.0015776 | 0.024811
AGT P2 787 | 2030 | 0.014062 | 0.0024311 | 0.013496 | 0.013398 | 0.026041 | 0.051755 | 0.045127 | 0.048624 | 0.035424 | 0.011141 | 0.016491 | 0.0013616 | 0.023279
AGT P2 787 | 2031 | 0.0080507 | 0.0012995 | 0.019581 | 0.032075 | 0.028875 | 0.054041 | 0.049218 | 0.0379 | 0.02375 | 0.0063483 | 0.024873 | 0.0013235 | 0.023945
AGT P2 787 | 2032 | 0.0096502 | 0.00054481 | 0.026196 | 0.024763 | 0.033467 | 0.058596 | 0.054109 | 0.042427 | 0.026166 | 0.010251 | 0.013011 | 0.0014284 | 0.025051
AGT P2 787 | 2033 | 0.010059 | 0.0013398 | 0.011321 | 0.036769 | 0.032602 | 0.055555 | 0.038198 | 0.04067 | 0.025372 | 0.011901 | 0.016519 | 0.0011954 | 0.023458
AGT P2 787 | 2034 | 0.006134 | 0.00050766 | 0.008242 | 0.02294 | 0.020995 | 0.047553 | 0.041236 | 0.030985 | 0.022413 | 0.0088482 | 0.0223 | 0.00088162 | 0.01942
AGT P2 787 | 2035 | 0.0075306 | 0.0011457 | 0.0053279 | 0.021537 | 0.02566 | 0.05139 | 0.045133 | 0.035925 | 0.023621 | 0.0074967 | 0.014415 | 0.00099394 | 0.020015
AGT P2 787 | 2036 | 0.0093094 | 0.00043778 | 0.004304 | 0.023373 | 0.029838 | 0.055552 | 0.050731 | 0.040253 | 0.025798 | 0.010197 | 0.017942 | 0.00087025 | 0.022384
AGT P2 787 | 2037 | 0.0097915 | 0.0011258 | 0.0072559 | 0.03612 | 0.029264 | 0.052733 | 0.048724 | 0.038855 | 0.024398 | 0.013223 | 0.032597 | 0.00074589 | 0.024569
AGT P2 787 | 2038 | 0.0058202 | 0.00042524 | 0.0056595 | 0.015123 | 0.023371 | 0.042477 | 0.039858 | 0.030796 | 0.017205 | 0.0070912 | 0.024378 | 0.00079302 | 0.01775
AGT P2 787 | 2039 | 0.0070154 | 0.0012013 | 0.013445 | 0.021423 | 0.027108 | 0.046146 | 0.043404 | 0.033242 | 0.019379 | 0.0027685 | 0.014175 | 0.00075895 | 0.019172
AGT P2 787 | 2040 | 0.018675 | 0.0031182 | 0.02374 | 0.038046 | 0.042419 | 0.055646 | 0.057227 | 0.04942 | 0.025807 | 0.024791 | 0.060374 | 0.00025258 | 0.033293
AGT P2 787 | 2041 | 0.013292 | 0.0028208 | 0.014466 | 0.027719 | 0.03288 | 0.052297 | 0.053567 | 0.046492 | 0.024852 | 0.014675 | 0.034232 | 0.00030564 | 0.026466
AGT P2 788 | 2017 | JUNE: 0.11743; JULY: 0.098775; AUGUST: 0.10999; SEPTEMBER: 0.089765; OCTOBER: 0.027261; NOVEMBER: 0.088152; DECEMBER: 0.0083461 | 0.077103 | 3.51%
AGT P2 788 | 2018 | 0.052455 | 0.024364 | 0.053744 | 0.050105 | 0.052068 | 0.16999 | 0.1405 | 0.15437 | 0.13344 | 0.054949 | 0.14877 | 0.025844 | 0.088384
AGT P2 788 | 2019 | 0.038462 | 0.017892 | 0.058335 | 0.053276 | 0.042783 | 0.095148 | 0.082796 | 0.091341 | 0.068689 | 0.037293 | 0.21748 | 0.0066525 | 0.067512
AGT P2 788 | 2020 | 0.11045 | 0.061547 | 0.030588 | 0.13144 | 0.10335 | 0.092918 | 0.08134 | 0.08894 | 0.065368 | 0.032518 | 0.22977 | 0.0061511 | 0.086198
AGT P2 788 | 2021 | 0.077954 | 0.041648 | 0.072734 | 0.051294 | 0.05252 | 0.087314 | 0.077731 | 0.085223 | 0.057137 | 0.021761 | 0.12269 | 0.005607 | 0.062801
AGT P2 788 | 2022 | 0.064537 | 0.032047 | 0.029341 | 0.12445 | 0.044928 | 0.083057 | 0.074458 | 0.081515 | 0.054913 | 0.022358 | 0.18244 | 0.0055238 | 0.066631
AGT P2 788 | 2023 | 0.045018 | 0.020364 | 0.059862 | 0.070638 | 0.027267 | 0.062777 | 0.053258 | 0.057653 | 0.041899 | 0.0071001 | 0.08663 | 0.0025568 | 0.044585
AGT P2 788 | 2024 | 0.046156 | 0.013354 | 0.04091 | 0.11322 | 0.030327 | 0.064895 | 0.055673 | 0.061253 | 0.047072 | 0.016526 | 0.066455 | 0.002835 | 0.046556
AGT P2 788 | 2025 | 0.021832 | 0.005097 | 0.015503 | 0.056814 | 0.01635 | 0.037907 | 0.033363 | 0.036337 | 0.0231 | 0.0052277 | 0.027737 | 0.0016141 | 0.023407
AGT P2 788 | 2026 | 0.0073346 | 0.0018508 | 0.0047244 | 0.024596 | 0.0072467 | 0.019074 | 0.016275 | 0.018002 | 0.0094347 | 0.002214 | 0.015437 | 0.0016409 | 0.010653
AGT P2 788 | 2027 | 0.0090787 | 0.001762 | 0.01158 | 0.034401 | 0.0096959 | 0.0426 | 0.038799 | 0.041903 | 0.026004 | 0.0052248 | 0.0063852 | 0.001867 | 0.019108
AGT P2 788 | 2028 | 0.01122 | 0.0012024 | 0.010335 | 0.028262 | 0.021415 | 0.049884 | 0.042497 | 0.044817 | 0.034702 | 0.011553 | 0.016701 | 0.0014941 | 0.02284
AGT P2 788 | 2029 | 0.013583 | 0.0023277 | 0.0074313 | 0.018266 | 0.024983 | 0.048355 | 0.041747 | 0.044055 | 0.032497 | 0.0085653 | 0.012776 | 0.001555 | 0.021345
AGT P2 788 | 2030 | 0.011192 | 0.001734 | 0.0056599 | 0.022501 | 0.022526 | 0.045965 | 0.0399 | 0.043133 | 0.030868 | 0.0090292 | 0.011951 | 0.0013332 | 0.020483
AGT P2 788 | 2031 | 0.0062374 | 0.00089209 | 0.0084206 | 0.025996 | 0.025048 | 0.047937 | 0.043587 | 0.033235 | 0.020258 | 0.010289 | 0.018254 | 0.0012981 | 0.020121
AGT P2 788 | 2032 | 0.0075593 | 0.00034446 | 0.020769 | 0.01064 | 0.0293 | 0.052171 | 0.048184 | 0.037451 | 0.022423 | 0.0082552 | 0.020969 | 0.0013933 | 0.021622
AGT P2 788 | 2033 | 0.0079678 | 0.000923 | 0.018319 | 0.016386 | 0.028733 | 0.049668 | 0.033813 | 0.03609 | 0.021863 | 0.0097326 | 0.01205 | 0.0011652 | 0.019726
AGT P2 788 | 2034 | 0.0047607 | 0.00032643 | 0.013194 | 0.0099203 | 0.018038 | 0.042341 | 0.036459 | 0.027075 | 0.019306 | 0.0071881 | 0.016583 | 0.00086723 | 0.016338
AGT P2 788 | 2035 | 0.0059154 | 0.00080151 | 0.0085028 | 0.0092784 | 0.022308 | 0.045915 | 0.0401 | 0.031689 | 0.02037 | 0.0060469 | 0.01057 | 0.00097371 | 0.016873
AGT P2 788 | 2036 | 0.00741 | 0.00028978 | 0.0066431 | 0.010094 | 0.026166 | 0.049808 | 0.045401 | 0.035734 | 0.022336 | 0.0083725 | 0.013352 | 0.00084013 | 0.018871
AGT P2 788 | 2037 | 0.0078828 | 0.00078646 | 0.011613 | 0.030447 | 0.025836 | 0.047464 | 0.043855 | 0.034689 | 0.0212 | 0.011031 | 0.013601 | 0.00070884 | 0.020759
AGT P2 788 | 2038 | 0.0045847 | 0.00028655 | 0.0090506 | 0.0064262 | 0.020435 | 0.037932 | 0.035517 | 0.027181 | 0.014704 | 0.0057433 | 0.018796 | 0.00078231 | 0.01512
AGT P2 788 | 2039 | 0.0055809 | 0.00086568 | 0.0058344 | 0.017438 | 0.02391 | 0.041366 | 0.038853 | 0.029458 | 0.016656 | 0.004487 | 0.010499 | 0.0007437 | 0.016308
AGT P2 788 | 2040 | 0.015876 | 0.0025631 | 0.039875 | 0.033218 | 0.038394 | 0.050615 | 0.052317 | 0.045054 | 0.022807 | 0.012292 | 0.051753 | 0.00017172 | 0.030411
AGT P2 788 | 2041 | 0.011231 | 0.002307 | 0.02416 | 0.012819 | 0.029702 | 0.047708 | 0.04911 | 0.04251 | 0.022051 | 0.012797 | 0.028941 | 0.00019341 | 0.023627
AGT P2 799 | 2015 | JUNE: 0.2439; JULY: 0.21532; AUGUST: 0.23959; SEPTEMBER: 0.25658; OCTOBER: 0.18862; NOVEMBER: 0.043276; DECEMBER: 0.070678 | 0.17971 | 4.552%
AGT P2 799 | 2016 | 0.079518 | 0.03393 | 0.062391 | 0.21553 | 0.25052 | 0.50619 | 0.47955 | 0.50394 | 0.4429 | 0.20806 | 0.32017 | 0.10539 | 0.26734
AGT P2 799 | 2017 | 0.055243 | 0.024903 | 0.01523 | 0.056048 | 0.053396 | 0.10195 | 0.085336 | 0.095312 | 0.077458 | 0.02179 | 0.14286 | 0.0059938 | 0.061293
AGT P2 799 | 2018 | 0.043675 | 0.018615 | 0.023069 | 0.084269 | 0.044008 | 0.15074 | 0.12367 | 0.13621 | 0.11723 | 0.046563 | 0.11385 | 0.019187 | 0.076756
AGT P2 799 | 2019 | 0.031112 | 0.01349 | 0.025221 | 0.090233 | 0.036175 | 0.082761 | 0.072071 | 0.079674 | 0.059135 | 0.03076 | 0.17052 | 0.004896 | 0.058004
AGT P2 799 | 2020 | 0.09827 | 0.049963 | 0.048945 | 0.059228 | 0.09054 | 0.081071 | 0.071102 | 0.077891 | 0.056313 | 0.026772 | 0.18175 | 0.0045636 | 0.070534
AGT P2 799 | 2021 | 0.067409 | 0.033196 | 0.032311 | 0.087962 | 0.045377 | 0.076148 | 0.068005 | 0.074732 | 0.048991 | 0.017451 | 0.093256 | 0.0042414 | 0.05409
AGT P2 799 | 2022 | 0.055692 | 0.02536 | 0.047702 | 0.056942 | 0.038963 | 0.07289 | 0.06556 | 0.071939 | 0.0474 | 0.018168 | 0.1412 | 0.0041448 | 0.05383
AGT P2 799 | 2023 | 0.037532 | 0.015684 | 0.048197 | 0.030982 | 0.022991 | 0.054743 | 0.046227 | 0.050167 | 0.0359 | 0.011451 | 0.064342 | 0.0021554 | 0.035031
AGT P2 799 | 2024 | 0.038935 | 0.0099244 | 0.036956 | 0.095948 | 0.025916 | 0.057021 | 0.048798 | 0.053865 | 0.040872 | 0.013406 | 0.049564 | 0.0023223 | 0.039461
AGT P2 799 | 2025 | 0.017326 | 0.003751 | 0.013505 | 0.04667 | 0.013607 | 0.032746 | 0.028608 | 0.031287 | 0.019386 | 0.0039674 | 0.019582 | 0.0015482 | 0.019332
AGT P2 799 | 2026 | 0.0055186 | 0.0015542 | 0.0073821 | 0.010246 | 0.0058866 | 0.016194 | 0.013623 | 0.015148 | 0.007665 | 0.0016418 | 0.011013 | 0.0016343 | 0.0081256
AGT P2 799 | 2027 | 0.0069308 | 0.0011978 | 0.018415 | 0.01485 | 0.0080121 | 0.037155 | 0.03373 | 0.036557 | 0.022005 | 0.0039883 | 0.004307 | 0.0018575 | 0.01575
AGT P2 799 | 2028 | 0.008701 | 0.00089417 | 0.0090106 | 0.022712 | 0.018146 | 0.043917 | 0.037131 | 0.039213 | 0.03001 | 0.0093111 | 0.012185 | 0.001478 | 0.019392
AGT P2 799 | 2029 | 0.010677 | 0.0016959 | 0.0064211 | 0.014187 | 0.021367 | 0.042625 | 0.036545 | 0.038626 | 0.02805 | 0.0068054 | 0.0091155 | 0.0015418 | 0.018138
AGT P2 799 | 2030 | 0.0088062 | 0.0012353 | 0.0049202 | 0.017986 | 0.019374 | 0.040691 | 0.035109 | 0.038098 | 0.026756 | 0.0072471 | 0.0085497 | 0.0013164 | 0.017507
AGT P2 799 | 2031 | 0.0047801 | 0.00059838 | 0.013501 | 0.020784 | 0.021608 | 0.042382 | 0.03842 | 0.028997 | 0.017173 | 0.0047348 | 0.013311 | 0.0012829 | 0.017298
AGT P2 799 | 2032 | 0.0058585 | 0.00022031 | 0.016328 | 0.0094809 | 0.025522 | 0.046303 | 0.042723 | 0.032903 | 0.019099 | 0.0065855 | 0.015376 | 0.001372 | 0.018481
AGT P2 799 | 2033 | 0.0062459 | 0.00062659 | 0.0079561 | 0.026007 | 0.025203 | 0.044274 | 0.029793 | 0.031886 | 0.01873 | 0.007887 | 0.0087118 | 0.0011467 | 0.017372
AGT P2 799 | 2034 | 0.0036586 | 0.00021547 | 0.0056184 | 0.016636 | 0.01541 | 0.037579 | 0.032082 | 0.023536 | 0.016539 | 0.0057916 | 0.012171 | 0.00085861 | 0.014175
AGT P2 799 | 2035 | 0.0046023 | 0.00054567 | 0.0065867 | 0.0082823 | 0.019293 | 0.040899 | 0.035467 | 0.027822 | 0.017471 | 0.0048372 | 0.0076608 | 0.00096137 | 0.014536
AGT P2 799 | 2036 | 0.0058436 | 0.00018899 | 0.0026103 | 0.016912 | 0.022833 | 0.044527 | 0.040465 | 0.031584 | 0.019235 | 0.0068207 | 0.0098214 | 0.00082134 | 0.016805
AGT P2 799 | 2037 | 0.0062892 | 0.00054161 | 0.0090053 | 0.013554 | 0.022706 | 0.042607 | 0.039325 | 0.030842 | 0.018325 | 0.0091307 | 0.022445 | 0.00068525 | 0.017955
AGT P2 799 | 2038 | 0.0035804 | 0.00019292 | 0.0070227 | 0.0056984 | 0.017783 | 0.033764 | 0.031513 | 0.023881 | 0.012497 | 0.0046153 | 0.014354 | 0.00077577 | 0.012973
AGT P2 799 | 2039 | 0.0044024 | 0.00061704 | 0.0051594 | 0.014039 | 0.020996 | 0.036962 | 0.034639 | 0.025992 | 0.014238 | 0.0035628 | 0.0076867 | 0.00073422 | 0.014086

## Sheet1
GAS FGTF
2013 | 4.297
2014 | 4.502 | 4.771%
2015 | 4.675 | 3.843%
2016 | 5.029 | 7.572%
2017 | 5.348 | 6.343%
2018 | 5.682 | 6.245%
2019 | 6.025 | 6.037%
2020 | 6.378 | 5.859%
2021 | 6.744 | 5.738%
2022 | 7.122 | 5.605%
2023 | 7.511 | 5.462%
2024 | 7.913 | 5.352%
2025 | 8.326 | 5.219%
2026 | 8.681 | 4.264%
2027 | 9.044 | 4.182%
2028 | 9.416 | 4.113%
2029 | 9.796 | 4.036%
2030 | 10.183 | 3.951%
2031 | 10.576 | 3.859%
2032 | 10.955 | 3.584%
2033 | 11.334 | 3.46%
2034 | 11.713 | 3.344%
2035 | 12.092 | 3.236%
2036 | 12.471 | 3.134%
2037 | 12.85 | 3.039%
2038 | 13.229 | 2.949%
2039 | 13.608 | 2.865%
2040 | 13.987 | 2.785%
2041 | 14.366 | 2.71%
2042 | 14.745 | 2.638%